## TITLE PAGE
Water Resources Planning Tables 2024 | [5 empty] | Company tables version tracker
[6 empty] | Version | Updates made | Date (DD/MM/YY)
[6 empty] | v1 | EA updates to template to correct: - minor typo in formulae table 2e, 4 FPW corrected - error in table 6, 12 FPD (formulae updated) - Updated WRZ code for ESWHRT and added WRZ code for NAVs - NAVNAV - Updated data validation in table 1 to included NAVNAV, allowing companies to better reflect these as existing transfers. | 4474700%
[6 empty] | V2 | Updates made to all WRZ SDB tables, Table 2, 4 and 5
[6 empty] | V2.1 | Updates to Table 8 - B5, C1, C1.1, C1.2, C1.3, C4, C4.1, C4.2 C4.3
|  | Template Tables information |  |  |  | V3.0 | Revised draft WRMP24 | 4517200%
[6 empty] | V3.1 | Updates to Tables 1g, 2a, all WRZs tables 3s, 4 and 5 | 4518800%
| Planning tables template version | v1 | All queries on the content of this workbook should be sent to: |  |  | V3.2 | Removal of formulas in AWSEXS, AWSLNE, AWSNHA, AWSRTS, AWSRTN. Updates to Tables 4, 5, 5a and 8. | 4520100%
| Version date | 2023-06-01 | water-company-plan@environment-agency.gov.uk |  |  | V3.3 | DYAA benefits of demand management added to tables 5 and 8. Correction for Table 3 RTC – Line 25.1FP for 2025/26 | 4521100%
|  |  | wrepp@cyfoethnaturiolcymru.gov.uk (Welsh areas only) |  |  | V3.4 | Refinement of some demand management option benefits in Table 5 | 4521900%
[6 empty] | V4.0 | No Changes - Just updated to confirm final data set
Water company information
Company: | Anglian Water
Chosen Level of Service: |  | Signed: |  | Dated: | 4554100%
Base Year:
Responsible Officer: | Geoff Darch |  | [Digital signature is acceptable]
Version: | 4
Key to cells |  | Workbook contents
Clear cells - indicate an input is required |  | Worksheet | Content
|  | 1.Base Year | Baseline licences and existing transfers
Yellow shaded cells - indicates a formula |  | 2.WC Level Data | Water Company level key metrics and microcomponents
|  | 3. WRZs | DYAA & DYCP Baseline Water Balance, Final Plan Water Balance and preferred options
Blue shaded cells - indicate base year data |  | 4.Options Appraisal Summary | Appraisal of all options with key cost, benefit and natural capital metrics
|  | 5. Options Benefit | Benefits of your poptions across planning period
Light orange shaded cells - indicate preceding years |  | 5a-5c. Cost Profiles | Option cost profile; Option unit cost profiles; worked example
|  | 6. Drought Plan Links | Drought plan links
Dark grey shaded cells - indicate that no data entry is required |  | 7. Adaptive Programmes | Adaptive plan information
|  | 8. Business Plan Links | Links to the Business Plan
Green shaded cells - indicates annualised not cumulative figures
Key to scenarios
Normal Year Annual Average Final Plan - NYAA
Dry Year Annual Average Baseline - DYAA
Dry Year Annual Average Final Plan - DYAA
Dry Year Critical Period Baseline - DYCP
Dry Year Critical Period Final Plan - DYCP

## 1. Base Year Licences
Back to title page
Water Company | Anglian Water | Version V3.1 | READ ME
deployable output (Ml/d)
Table 1a: WC Level - Baseline licences - All individual licences
WRMP24 Reference | Derivation | Licence number | Source name | Source type | WRZ Code | DYAA deployable output (Ml/d) | DYCP deployable output (Ml/d) | Annual licensed quantity (Ml/d) | Constraints on deployable output | Additional notes (if desired)
0.1BL | Sum (0.1BL+...) | - | - | - |  | 1436.97 | 1774.12 | 2819.7969 | - | -
- | Input |  | Castle Hedingham | GW | AWSEXC | 9.56 | 15.74 | 10.0464 | Licence | DO quoted is for the entire WRZ and covers sources down to Earls Colne
| Input |  | Halstead 1 | GW | AWSEXC | See above | See above | See above | See above | Included in quoted DO above
| Input |  | Halstead 2 | GW | AWSEXC | See above | See above | See above | See above | Included in quoted DO above
| Input |  | Earls Colne | GW | AWSEXC | See above | See above | See above | See above | Included in quoted DO above
| Input |  | Wethersfield | GW | AWSEXS | 63.6 | 91.11 | 14.7131 | Drought, licence | DO quoted is for the entire WRZ and covers sources down to East Mills.
| Input |  | Shalford | GW | AWSEXS | See above | See above | See above | See above | Included in quoted DO above
| Input |  | Bardfield | GW | AWSEXS | See above | See above | See above | See above | Included in quoted DO above
| Input |  | Hawkspur Green | GW | AWSEXS | See above | See above | See above | See above | Included in quoted DO above
| Input |  | Bocking | GW | AWSEXS | See above | See above | 2.959 | See above | Included in quoted DO above
| Input |  | Bures | GW | AWSEXS | See above | See above | 7.6503 | See above | Included in quoted DO above
| Input |  | Wormingford | GW | AWSEXS | See above | See above | 17.2705 | See above | Included in quoted DO above
| Input |  | Nayland | GW | AWSEXS | See above | See above | See above | See above | Included in quoted DO above
| Input |  | Bures | GW | AWSEXS | See above | See above | See above | See above | Included in quoted DO above
| Input |  | Eight Ash Green | GW | AWSEXS | See above | See above | 1.8907 | See above | Included in quoted DO above
| Input |  | Aldham | GW | AWSEXS | See above | See above | See above | See above | Included in quoted DO above
| Input |  | Balkerne | GW | AWSEXS | See above | See above | See above | See above | Included in quoted DO above
| Input |  | Ardleigh Reservoir | SW:reservoir | AWSEXS | See above | See above | 26.082 | See above | Included in quoted DO above
| Input |  | East Mills | SW:river | AWSEXS | See above | See above | 24.8415 | See above | Included in quoted DO above
| Input |  | Beachamwell | GW | AWSFND | 48.65 | 68.48 | 10.4836 | Drought, climate change, licence | DO quoted is for the entire WRZ and covers sources down to Didlington (High Ash)
| Input |  | Marham GW | GW | AWSFND | See above | See above | 10.4918 | See above | Included in quoted DO above
| Input |  | Marham SW | SW:river | AWSFND | See above | See above | See above | See above | Included in quoted DO above
| Input |  | Stoke Ferry (Wissey) | SW:river | AWSFND | See above | See above | 17.9508 | See above | Included in quoted DO above
| Input |  | Stoke Ferry (Cut Off) | SW:river | AWSFND | See above | See above | See above | See above | Included in quoted DO above
| Input |  | Wellington Wellfield 1 | GW | AWSFND | See above | See above | 4.0984 | See above | Included in quoted DO above
| Input |  | Wellington Wellfield 2 | GW | AWSFND | See above | See above | See above | See above | Included in quoted DO above
| Input |  | Wellington Wellfield 3 | GW | AWSFND | See above | See above | See above | See above | Included in quoted DO above
| Input |  | Wellington Wellfield 4 | GW | AWSFND | See above | See above | See above | See above | Included in quoted DO above
| Input |  | Wellington Wellfield 7 | GW | AWSFND | See above | See above | See above | See above | Included in quoted DO above
| Input |  | Denton Lodge | GW | AWSFND | See above | See above | 4.071 | See above | Included in quoted DO above
| Input |  | Hillington | GW | AWSFND | See above | See above | 4.8497 | See above | Included in quoted DO above
| Input |  | Congham | GW | AWSFND | See above | See above | 1.6831 | See above | Included in quoted DO above
| Input |  | Gayton | GW | AWSFND | See above | See above | 3.847 | See above | Included in quoted DO above
| Input |  | Hillington Group | GW | AWSFND | See above | See above | 8.8033 | See above | Included in quoted DO above
| Input |  | Same as above | GW | AWSFND | See above | See above | See above | See above | Included in quoted DO above
| Input |  | Same as above | GW | AWSFND | See above | See above | See above | See above | Included in quoted DO above
| Input |  | Same as above | GW | AWSFND | See above | See above | See above | See above | Included in quoted DO above
| Input |  | Same as above | GW | AWSFND | See above | See above | See above | See above | Included in quoted DO above
| Input |  | Same as above | GW | AWSFND | See above | See above | See above | See above | Included in quoted DO above
| Input |  | Same as above | GW | AWSFND | See above | See above | See above | See above | Included in quoted DO above
| Input |  | Sedgeford | GW | AWSFND | See above | See above | 2.459 | See above | Included in quoted DO above
| Input |  | Great Bircham | GW | AWSFND | See above | See above | 3.2787 | See above | Included in quoted DO above
| Input |  | Fring 2 | GW | AWSFND | See above | See above | 2.7322 | See above | Included in quoted DO above
| Input |  | Fring 1 | GW | AWSFND | See above | See above | 1.4959 | See above | Included in quoted DO above
| Input |  | Didlington | GW | AWSFND | See above | See above | 1.4617 | See above | Included in quoted DO above
| Input |  | Dalton Piercy | GW | AWSHPL | 38.34 | 45 | 18.5792 | Licence | DO quoted is for the entire WRZ and covers sources down to Butterwick
| Input |  | Amerston Hall | GW | AWSHPL | See above | See above | 8.7432 | See above | Included in quoted DO above
| Input |  | Waterloo | GW | AWSHPL | See above | See above | 5.1913 | See above | Included in quoted DO above
| Input |  | Hartlepool 1 | GW | AWSHPL | See above | See above | 4.3716 | See above | Included in quoted DO above
| Input |  | Hartlepool 2 | GW | AWSHPL | See above | See above | 3.0055 | See above | Included in quoted DO above
| Input |  | Stillington | GW | AWSHPL | See above | See above | 9.5628 | See above | Included in quoted DO above
| Input |  | Great Stainton | GW | AWSHPL | See above | See above | 7.377 | See above | Included in quoted DO above
| Input |  | Hartlepool 3 | GW | AWSHPL | See above | See above | 5.1913 | See above | Included in quoted DO above
| Input |  | Crookfoot | GW | AWSHPL | See above | See above | 1.3661 | See above | Included in quoted DO above
| Input |  | Hartlepool 4 | GW | AWSHPL | See above | See above | 2.6084 | See above | Included in quoted DO above
| Input |  | Butterwick | GW | AWSHPL | See above | See above | 2.7322 | See above | Included in quoted DO above
| Input |  | Wilsthorpe | GW | AWSLNB | 41.67 | 54.46 | 20.0464 | Drought, licence | DO quoted is for the entire WRZ and covers sources down to Northborough
| Input |  | Bourne | GW | AWSLNB | See above | See above | 13.6667 | See above | Included in quoted DO above
| Input |  | Tallington | GW | AWSLNB | See above | See above | 12.8661 | See above | Included in quoted DO above
| Input |  | Pilsgate | GW | AWSLNB | See above | See above | See above | See above | Included in quoted DO above
| Input |  | Etton | GW | AWSLNB | See above | See above | See above | See above | Included in quoted DO above
| Input |  | Northborough | GW | AWSLNB | See above | See above | See above | See above | Included in quoted DO above
| Input |  | Cadney | SW:river | AWSLNC | 193.28 | 204.68 | 75.1366 | Drought, licence | DO quoted is for the entire WRZ and covers sources down to Ulceby
| Input |  | Barton | GW | AWSLNC | See above | See above | 2.1641 | See above | Included in quoted DO above
| Input |  | Barrow | GW | AWSLNC | See above | See above | 16.1358 | See above | Included in quoted DO above
| Input |  | Goxhill 1 | GW | AWSLNC | See above | See above | 3.9592 | See above | Included in quoted DO above
| Input |  | Goxhill 2 | GW | AWSLNC | See above | See above | See above | See above | Included in quoted DO above
| Input |  | Thornton | GW | AWSLNC | See above | See above | 9.8031 | See above | Included in quoted DO above
| Input |  | Waddingham | GW | AWSLNC | See above | See above | 1.9344 | See above | Included in quoted DO above
| Input |  | Redbourne | GW | AWSLNC | See above | See above | 0.47541 | See above | Included in quoted DO above
| Input |  | Hibaldstow Bridge | GW | AWSLNC | See above | See above | 0.91257 | See above | Included in quoted DO above
| Input |  | Winterton Holmes | GW | AWSLNC | See above | See above | 5.4672 | See above | Included in quoted DO above
| Input |  | Winterton Carrs | GW | AWSLNC | See above | See above | See above | See above | Included in quoted DO above
| Input |  | Winterton | GW | AWSLNC | See above | See above | See above | See above | Included in quoted DO above
| Input |  | Branston Booths | GW | AWSLNC | See above | See above | 2.4454 | See above | Included in quoted DO above
| Input |  | Lincs 1 | GW | AWSLNC | See above | See above | 2.4863 | See above | Included in quoted DO above
| Input |  | Dunston | GW | AWSLNC | See above | See above | 3.0492 | See above | Included in quoted DO above
| Input |  | Welton | GW | AWSLNC | See above | See above | 3.9918 | See above | Included in quoted DO above
| Input |  | Spridlington | GW | AWSLNC | See above | See above | 0.73497 | See above | Included in quoted DO above
| Input |  | Glentham | GW | AWSLNC | See above | See above | 1.5109 | See above | Included in quoted DO above
| Input |  | Aswarby | GW | AWSLNC | See above | See above | 3.6967 | See above | Included in quoted DO above
| Input |  | Swaton | GW | AWSLNC | See above | See above | 2.3224 | See above | Included in quoted DO above
| Input |  | Billingborough | GW | AWSLNC | See above | See above | 0.65301 | See above | Included in quoted DO above
| Input |  | Sleaford 1 | GW | AWSLNC | See above | See above | 2.8689 | See above | Included in quoted DO above
| Input |  | Sleaford 2 | GW | AWSLNC | See above | See above | See above | See above | Included in quoted DO above
| Input |  | Kirkby La Thorpe | GW | AWSLNC | See above | See above | 4.582 | See above | Included in quoted DO above
| Input |  | Newton Surface Water | SW:river | AWSLNC | See above | See above | 20.5 | See above | Included in quoted DO above
| Input |  | Newton On Trent | GW | AWSLNC | See above | See above | 7.7268 | See above | Included in quoted DO above
| Input |  | Grove | GW | AWSLNC | See above | See above | 11.8689 | See above | Included in quoted DO above
| Input |  | Elkesley | GW | AWSLNC | See above | See above | 12.8934 | See above | Included in quoted DO above
| Input |  | Ulceby | GW | AWSLNC | See above | See above | 11.9672 | See above | Included in quoted DO above
| Input |  | Habrough | GW | AWSLNE | 154.52 | 159.52 | 6 | Drought, licence | DO quoted is for the entire WRZ and covers sources down to West Pinchbeck
| Input |  | Barnoldby | GW | AWSLNE | See above | See above | 1.6954 | See above | Included in quoted DO above
| Input |  | Little Coates | GW | AWSLNE | See above | See above | 21.5191 | See above | Included in quoted DO above
| Input |  | Weelsby | GW | AWSLNE | See above | See above | 11.0996 | See above | Included in quoted DO above
| Input |  | Tetney | GW | AWSLNE | See above | See above | 13.8525 | See above | Included in quoted DO above
| Input |  | Little London | GW | AWSLNE | See above | See above | 13.6011 | See above | Included in quoted DO above
| Input |  | Healing | GW | AWSLNE | See above | See above | 5.7322 | See above | Included in quoted DO above
| Input |  | Fulstow | GW | AWSLNE | See above | See above | 2.9918 | See above | Included in quoted DO above
| Input |  | Covenham | SW:river | AWSLNE | See above | See above | 60.541 | See above | Included in quoted DO above
| Input |  | Cloves Bridge | SW:river | AWSLNE | See above | See above | 24.5902 | See above | Included in quoted DO above
| Input |  | Driby | GW | AWSLNE | See above | See above | 3.7104 | See above | Included in quoted DO above
| Input |  | Fordington | GW | AWSLNE | See above | See above | 2.0601 | See above | Included in quoted DO above
| Input |  | Well | GW | AWSLNE | See above | See above | 1.0574 | See above | Included in quoted DO above
| Input |  | Candlesby | GW | AWSLNE | See above | See above | 1.7459 | See above | Included in quoted DO above
| Input |  | Welton Le Marsh | GW | AWSLNE | See above | See above | 2.2732 | See above | Included in quoted DO above
| Input |  | Mumby SSt | GW | AWSLNE | See above | See above | 0.92623 | See above | Included in quoted DO above
| Input |  | Maltby Le Marsh SSt | GW | AWSLNE | See above | See above | 0.93169 | See above | Included in quoted DO above
| Input |  | Maltby Le Marsh Chlk | GW | AWSLNE | See above | See above | 2.2158 | See above | Included in quoted DO above
| Input |  | Bilsby | GW | AWSLNE | See above | See above | 2.0219 | See above | Included in quoted DO above
| Input |  | Thurlby | GW | AWSLNE | See above | See above | 2.0137 | See above | Included in quoted DO above
| Input |  | Mumby Chlk | GW | AWSLNE | See above | See above | 1.7213 | See above | Included in quoted DO above
| Input |  | Manby | GW | AWSLNE | See above | See above | 4.1721 | See above | Included in quoted DO above
| Input |  | Grimoldby | GW | AWSLNE | See above | See above | See above | See above | Included in quoted DO above
| Input |  | Raithby | GW | AWSLNE | See above | See above | 10.5191 | See above | Included in quoted DO above
| Input |  | Hubbards Hill | GW | AWSLNE | See above | See above | See above | See above | Included in quoted DO above
| Input |  | Aslackby | GW | AWSLNE | See above | See above | 8.1557 | See above | Included in quoted DO above
| Input |  | Rippingale | GW | AWSLNE | See above | See above | 7.2404 | See above | Included in quoted DO above
| Input |  | Pinchbeck (Jockey) | GW | AWSLNE | See above | See above | 7.7432 | See above | Included in quoted DO above
| Input |  | Haconby | GW | AWSLNE | See above | See above | 7.0219 | See above | Included in quoted DO above
| Input |  | West Pinchbeck | GW | AWSLNE | See above | See above | 2.2049 | See above | Included in quoted DO above
| Input |  | Retford 1 | GW | AWSLNN | 23.35 | 27.38 | 12.1913 | Licence | DO quoted is for the entire WRZ and covers sources down to Gainsborough - The Avenue
| Input |  | Retford 2 | GW | AWSLNN | See above | See above | See above | See above | Included in quoted DO above
| Input |  | Everton | GW | AWSLNN | See above | See above | 9.3743 | See above | Included in quoted DO above
| Input |  | Gainsborough 1 | GW | AWSLNN | See above | See above | 3.7268 | See above | Included in quoted DO above
| Input |  | Gainsborough 2 | GW | AWSLNN | See above | See above | See above | See above | Included in quoted DO above
| Input |  | Gainsborough 3 | GW | AWSLNN | See above | See above | See above | See above | Included in quoted DO above
| Input |  | North Walsham | GW | AWSNAY | 4.88 | 6.62 | 2.6336 | Drought, licence | DO quoted is for the entire WRZ and covers sources down to Alysham
| Input |  | Royston Bridge | GW | AWSNAY | See above | See above | See above | See above | Included in quoted DO above
| Input |  | Aylsham 2 | GW | AWSNAY | See above | See above | 1.7055 | See above | Included in quoted DO above
| Input |  | Aylsham 1 | GW | AWSNAY | See above | See above | 5.8546 | See above | Included in quoted DO above
| Input |  | Metton | GW | AWSNNC | 17.92 | 25.51 | See above | Drought, licence | DO quoted is for the entire WRZ and covers sources down to Cawston - Sall Bridge
| Input |  | Matlaske | GW | AWSNNC | See above | See above | See above | See above | Included in quoted DO above
| Input |  | Aldborough | GW | AWSNNC | See above | See above | See above | See above | Included in quoted DO above
| Input |  | Upper Sheringham 1 | GW | AWSNNC | See above | See above | 3.9317 | See above | Included in quoted DO above
| Input |  | Upper Sheringham 2 | GW | AWSNNC | See above | See above | See above | See above | Included in quoted DO above
| Input |  | West Runton | GW | AWSNNC | See above | See above | See above | See above | Included in quoted DO above
| Input |  | Bodham | GW | AWSNNC | See above | See above | See above | See above | Included in quoted DO above
| Input |  | Mundesley | GW | AWSNNC | See above | See above | 0.79508 | See above | Included in quoted DO above
| Input |  | Houghton St Giles | GW | AWSNNC | See above | See above | 4.8033 | See above | Included in quoted DO above
| Input |  | Binham | GW | AWSNNC | See above | See above | 1.3743 | See above | Included in quoted DO above
| Input |  | Wighton | GW | AWSNNC | See above | See above | 0.95628 | See above | Included in quoted DO above
| Input |  | Glandford | GW | AWSNNC | See above | See above | 4.0847 | See above | Included in quoted DO above
| Input |  | Guestwick | GW | AWSNNC | See above | See above | 1.6093 | See above | Included in quoted DO above
| Input |  | Wood Norton | GW | AWSNNC | See above | See above | See above | See above | Included in quoted DO above
| Input |  | Cawston | GW | AWSNNC | See above | See above | See above | See above | Included in quoted DO above
| Input |  | Bradenham | GW | AWSNBR | 8.98 | 14.13 | 3.9891 | Licence | DO quoted is for the entire WRZ and covers sources down to Carbroke
| Input |  | Bradenham (NL BH4) | GW | AWSNBR | See above | See above | See above | See above | Included in quoted DO above
| Input |  | Bradenham (NL BH5) | GW | AWSNBR | See above | See above | See above | See above | Included in quoted DO above
| Input |  | North Pickenham | GW | AWSNBR | See above | See above | 3.9863 | See above | Included in quoted DO above
| Input |  | Carbrooke | GW | AWSNBR | See above | See above | 1.5301 | See above | Included in quoted DO above
| Input |  | Swanton Morley | GW | AWSNED | 5.89 | 7.85 | 0.68033 | Licence | DO quoted is for the entire WRZ and covers sources down to Hoe
| Input |  | Beetley | GW | AWSNED | See above | See above | 2.6202 | See above | Included in quoted DO above
| Input |  | East Dereham | GW | AWSNED | See above | See above | 3.1831 | See above | Included in quoted DO above
| Input |  | Hoe | GW | AWSNED | See above | See above | See above | See above | Included in quoted DO above
| Input |  | Riddlesworth | GW | AWSNEH | 4.88 | 9.67 | 2.5546 | Licence | DO quoted is for the entire WRZ and covers sources down to Quidenham
| Input |  | Harling | GW | AWSNEH | See above | See above | 2.4481 | See above | Included in quoted DO above
| Input |  | Quidenham | GW | AWSNEH | See above | See above | 1.5027 | See above | Included in quoted DO above
| Input |  | Ludham | GW | AWSNHA | 0 | 0 | 0 | Licence | DO quoted is for the entire WRZ and covers sources down to East Ruston.
| Input |  | Witton | GW | AWSNHA | See above | See above | 0 | See above | Included in quoted DO above
| Input |  | East Ruston | GW | AWSNHA | See above | See above | 0 | See above | Included in quoted DO above
| Input |  | Rushall | GW | AWSNHL | 9 | 14.36 | 4.3005 | Licence | DO quoted is for the entire WRZ and covers sources down to Bunwell
| Input |  | Billingford | GW | AWSNHL | See above | See above | 3.7295 | See above | Included in quoted DO above
| Input |  | Brockdish | GW | AWSNHL | See above | See above | See above | See above | Included in quoted DO above
| Input |  | Bunwell | GW | AWSNHL | See above | See above | 1.8443 | See above | Included in quoted DO above
| Input |  | Bowthorpe | GW | AWSNTB | 78.45 | 114.18 | 3.3415 | Drought, licence | DO quoted is for the entire WRZ and covers sources down to Old Buckenham
| Input |  | Colney | GW | AWSNTB | See above | See above | 4.9153 | See above | Included in quoted DO above
| Input |  | Marlingford | GW | AWSNTB | See above | See above | 3.7541 | See above | Included in quoted DO above
| Input |  | Barford | GW | AWSNTB | See above | See above | See above | See above | Included in quoted DO above
| Input |  | Mattishall | GW | AWSNTB | See above | See above | 1.0601 | See above | Included in quoted DO above
| Input |  | East Tuddenham | GW | AWSNTB | See above | See above | See above | See above | Included in quoted DO above
| Input |  | Runhall | GW | AWSNTB | See above | See above | 0 | See above | Included in quoted DO above
| Input |  | Caistor St Edmund | GW | AWSNTB | See above | See above | 6.5956 | See above | Included in quoted DO above
| Input |  | Bixley | GW | AWSNTB | See above | See above | 4.388 | See above | Included in quoted DO above
| Input |  | Stoke Holy Cross | GW | AWSNTB | See above | See above | 1.9126 | See above | Included in quoted DO above
| Input |  | Thorpe St Andrew | GW | AWSNTB | See above | See above | 11.7623 | See above | Included in quoted DO above
| Input |  | Postwick | GW | AWSNTB | See above | See above | See above | See above | Included in quoted DO above
| Input |  | Kirby Cane | GW | AWSNTB | See above | See above | 1.4727 | See above | Included in quoted DO above
| Input |  | Costessey No 2 | SW:river | AWSNTB | See above | See above | See above | See above | Included in quoted DO above
| Input |  | Costessey Pits PWS | GW | AWSNTB | See above | See above | See above | See above | Included in quoted DO above
| Input |  | Heigham intake PWS | SW:river | AWSNTB | See above | See above | 46.4481 | See above | Included in quoted DO above
| Input |  | Heigham intake transfer to Pits | SW:river | AWSNTB | See above | See above | See above | See above | Included in quoted DO above
| Input |  | Costessey intake transfer to Pits | SW:river | AWSNTB | See above | See above | 0 | See above | Included in quoted DO above
| Input |  | Costessey BHs | GW | AWSNTB | See above | See above | 3.4098 | See above | Included in quoted DO above
| Input |  | Lyng Forge | GW | AWSNTB | See above | See above | 1.8415 | See above | Included in quoted DO above
| Input |  | Sparham | GW | AWSNTB | See above | See above | 1.3251 | See above | Included in quoted DO above
| Input |  | Watton | GW | AWSNWY | 10.89 | 12.7 | 3.1448 | See above | Included in quoted DO above
| Input |  | East Watton | GW | AWSNWY | See above | See above | 1.7268 | See above | Included in quoted DO above
| Input |  | Wicklewood | GW | AWSNWY | See above | See above | 5.3852 | See above | Included in quoted DO above
| Input |  | Old Buckenham | GW | AWSNWY | See above | See above | 0.92896 | See above | Included in quoted DO above
| Input |  | Rutland Water | GW | AWSRTN | 316.03 | 358.61 | 327.8689 | Drought, climate change | DO quoted is for the entire WRZ and covers sources down to Ravensthorpe & Hollowell Reservoirs
| Input |  | Wansford to Rutland Water | SW:river | AWSRTN | See above | See above | 491.8033 | See above | Included in quoted DO above
| Input |  | Tinwell to Rutland Water | SW:river | AWSRTN | See above | See above | See above | See above | Included in quoted DO above
| Input |  | Duston Intake (to Pitsford) | SW:river | AWSRTN | See above | See above | 0 | See above | Included in quoted DO above
| Input |  | Pitsford Reservoir | SW:reservoir | AWSRTN | See above | See above | 54.3716 | See above | Included in quoted DO above
| Input |  | Ravensthorpe and Hollowell Reservoirs | SW:reservoir | AWSRTN | See above | See above | 16.1202 | See above | Included in quoted DO above
| Input |  | Grafham | SW:reservoir | AWSRTS | 258.57 | 331.02 | 327.8689 | Drought, climate change | DO quoted is for the entire WRZ and covers sources down to Birchmoor - Aspley Guise
| Input |  | Clapham Ouse intake | SW:river | AWSRTS | See above | See above | 27.276 | See above | Included in quoted DO above
| Input |  | Offord | SW:river | AWSRTS | See above | See above | 409.8361 | See above | Included in quoted DO above
| Input |  | Foxcote Intake | SW:river | AWSRTS | See above | See above | See above | See above | Included in quoted DO above
| Input |  | Foxcote Reservoir | SW:reservoir | AWSRTS | See above | See above | See above | See above | Included in quoted DO above
| Input |  | Dunton | GW | AWSRTS | See above | See above | 4.4426 | See above | Included in quoted DO above
| Input |  | Meppershall | GW | AWSRTS | See above | See above | 5.3033 | See above | Included in quoted DO above
| Input |  | Newspring | GW | AWSRTS | See above | See above | 3.8361 | See above | Included in quoted DO above
| Input |  | Pulloxhill | GW | AWSRTS | See above | See above | 1.2978 | See above | Included in quoted DO above
| Input |  | Sandhouse | GW | AWSRTS | See above | See above | 3.2678 | See above | Included in quoted DO above
| Input |  | Battlesden | GW | AWSRTS | See above | See above | 1.9481 | See above | Included in quoted DO above
| Input |  | Birchmoor | GW | AWSRTS | See above | See above | 5.3033 | See above | Included in quoted DO above
| Input |  | Tuddenham St Martin | GW | AWSSUE | 67.75 | 96.75 | 10.929 | Drought, climate change, licence | DO quoted is for the entire WRZ and covers sources down to Alton Reservoir
| Input |  | Playford | GW | AWSSUE | See above | See above | See above | See above | Included in quoted DO above
| Input |  | Pettistree | GW | AWSSUE | See above | See above | See above | See above | Included in quoted DO above
| Input |  | Winston | GW | AWSSUE | See above | See above | See above | See above | Included in quoted DO above
| Input |  | Belstead | GW | AWSSUE | See above | See above | 18.6885 | See above | Included in quoted DO above
| Input |  | Claydon | GW | AWSSUE | See above | See above | See above | See above | Included in quoted DO above
| Input |  | Whitton | GW | AWSSUE | See above | See above | See above | See above | Included in quoted DO above
| Input |  | Westerfield | GW | AWSSUE | See above | See above | See above | See above | Included in quoted DO above
| Input |  | Baylham | GW | AWSSUE | See above | See above | See above | See above | Included in quoted DO above
| Input |  | Bramford | GW | AWSSUE | See above | See above | 10.6503 | See above | Included in quoted DO above
| Input |  | Gipping | SW:river | AWSSUE | See above | See above | 29.4617 | See above | Included in quoted DO above
| Input |  | Bucklesham transfer | SW:river | AWSSUE | See above | See above | 5.4645 | See above | Included in quoted DO above
| Input |  | Raydon | GW | AWSSUE | See above | See above | 6.0765 | See above | Included in quoted DO above
| Input |  | Semer | GW | AWSSUE | See above | See above | See above | See above | Included in quoted DO above
| Input |  | Alton Reservoir | SW:reservoir | AWSSUE | See above | See above | 29.5082 | See above | Included in quoted DO above
| Input |  | Ixworth | GW | AWSSUI | 3.99 | 8.92 | 4.0792 | Licence | DO quoted is for the entire WRZ and covers sources down to Stanton
| Input |  | Stanton | GW | AWSSUI | See above | See above | See above | See above | Included in quoted DO above
| Input |  | Stanton BH6 | GW | AWSSUI | See above | See above | See above | See above | Included in quoted DO above
| Input |  | Sudbury 1 | GW | AWSSUS | 9.66 | 13.69 | 4.2459 | Licence | DO quoted is for the entire WRZ and covers all sources
| Input |  | Sudbury 2 | GW | AWSSUS | See above | See above | 5.5109 | See above | Included in quoted DO above
| Input |  | Thetford 1 | GW | AWSSUT | 10.11 | 17.65 | 4.9481 | Licence | DO quoted is for the entire WRZ and covers sources down to Brandon 2
| Input |  | Warren Wood | GW | AWSSUT | See above | See above | See above | See above | Included in quoted DO above
| Input |  | Thetford 2 | GW | AWSSUT | See above | See above | 1.8497 | See above | Included in quoted DO above
| Input |  | Thetford 3 | GW | AWSSUT | See above | See above | 1.765 | See above | Included in quoted DO above
| Input |  | Brandon 2 | GW | AWSSUT | See above | See above | 1.9973 | See above | Included in quoted DO above
| Input |  | Warren Hill | GW | AWSSWC | 57 | 76.09 | 3.6858 | Drought, climate change, licence | DO quoted is for the entire WRZ and covers sources down to Kedington
| Input |  | Long Hill | GW | AWSSWC | See above | See above | 3.2022 | See above | Included in quoted DO above
| Input |  | Gazeley 1 | GW | AWSSWC | See above | See above | 1.653 | See above | Included in quoted DO above
| Input |  | Gazeley 2 | GW | AWSSWC | See above | See above | See above | See above | Included in quoted DO above
| Input |  | Gazeley 3 | GW | AWSSWC | See above | See above | See above | See above | Included in quoted DO above
| Input |  | Moulton | GW | AWSSWC | See above | See above | 1.959 | See above | Included in quoted DO above
| Input |  | Newmarket 1 | GW | AWSSWC | See above | See above | 1.8443 | See above | Included in quoted DO above
| Input |  | Southfields | GW | AWSSWC | See above | See above | 3.2186 | See above | Included in quoted DO above
| Input |  | Wooditton | GW | AWSSWC | See above | See above | 1.6557 | See above | Included in quoted DO above
| Input |  | Newmarket 2 | GW | AWSSWC | See above | See above | 1.6066 | See above | Included in quoted DO above
| Input |  | Beck Row | GW | AWSSWC | See above | See above | 4.5328 | See above | Included in quoted DO above
| Input |  | St Helena | GW | AWSSWC | See above | See above | 4.0984 | See above | Included in quoted DO above
| Input |  | Eriswell 1 | GW | AWSSWC | See above | See above | 10.3033 | See above | Included in quoted DO above
| Input |  | Eriswell 2 | GW | AWSSWC | See above | See above | See above | See above | Included in quoted DO above
| Input |  | Twelve Acre Wood | GW | AWSSWC | See above | See above | 4.0984 | See above | Included in quoted DO above
| Input |  | Isleham | GW | AWSSWC | See above | See above | 2.2019 | See above | Included in quoted DO above
| Input |  | Barrow Heath | GW | AWSSWC | See above | See above | 8.3634 | See above | Included in quoted DO above
| Input |  | Risby | GW | AWSSWC | See above | See above | 2.7978 | See above | Included in quoted DO above
| Input |  | Bury St Edmunds | GW | AWSSWC | See above | See above | 5.3661 | See above | Included in quoted DO above
| Input |  | Rushbrooke | GW | AWSSWC | See above | See above | 5.224 | See above | Included in quoted DO above
| Input |  | Nowton | GW | AWSSWC | See above | See above | 2.7596 | See above | Included in quoted DO above
| Input |  | Great Wratting | GW | AWSSWC | See above | See above | 9.5738 | See above | Included in quoted DO above
| Input |  | Wixoe 1 | GW | AWSSWC | See above | See above | See above | See above | Included in quoted DO above
| Input |  | Wixoe 2 | GW | AWSSWC | See above | See above | See above | See above | Included in quoted DO above
- | Input |  | Kedington | GW | AWSSWC | See above | See above | See above | See above | Included in quoted DO above
Table 1b: WC Level - Baseline licences - Grouped licences
WRMP24 Reference | Derivation | Licence number | Source name | Source type | WRZ Code | DYAA deployable output (Ml/d) | DYCP deployable output (Ml/d) | Annual licensed quantity (Ml/d) | Constraints on deployable output | Additional notes (if desired)
0.2BL | Sum (0.2BL+...) | - | Total | - |  | 0 | 0 | - | - | -
- | - | Group #: | [Enter name of group] | - |  | 0 | 0 | - | - | -
- | Input
- | Input
- | Input
- | Input
- | Input
Table 1c: WC Level - Baseline licences - Unused licences
WRMP24 Reference | Derivation | Licence number | Source name | Source type | WRZ Code | DYAA deployable output (Ml/d) | DYCP deployable output (Ml/d) | Annual licensed quantity (Ml/d) | Reason licence is unused | Additional notes (if desired)
0.3BL | Sum (0.3BL+...) | - | - | - |  | 0 | 0 | 0 | - | -
- | Input
- | Input
Table 1d: WC Level - Baseline licences - Drought only licences
WRMP24 Reference | Derivation | Licence number | Source name | Source type | WRZ Code | DYAA deployable output (Ml/d) | DYCP deployable output (Ml/d) | Annual licensed quantity (Ml/d) | Reason licence is unused | Additional notes (if desired)
0.4BL | Sum (0.4BL+...) |  |  |  |  | 0 | 0 | 0 | - | -
- | Input
- | Input
Table 1e: WC Level - Baseline licences - New licences (within current AMP)
WRMP24 Reference | Derivation | Licence number | Source name | Source type | WRZ Code | DYAA deployable output (Ml/d) | DYCP deployable output (Ml/d) | Annual licensed quantity (Ml/d) | Status of licence | Additional notes (if desired)
0.5BL | Sum (0.5BL+...) | - | - | - |  | 0 | 0 | 0 | - | -
- | Input
- | Input
Table 1f: WC Level - Existing transfers - Raw water transfers
WRMP24 Reference | Derivation | Transfer name | End date of agreement (dd/mm/yyyy) | WRZ Code From | WRZ Code To | DYAA deployable output (Ml/d) | DYCP deployable output (Ml/d) | Annual limit (Ml/d) | Changes to agreement during drought | Additional notes (if desired)
0.6BL | Input
-
-
Table 1g: WC Level - Existing transfers - Potable water transfers
WRMP24 Reference | Derivation | Transfer name | End date of agreement (dd/mm/yyyy) | WRZ Code From | WRZ Code To | DYAA deployable output (Ml/d) | DYCP deployable output (Ml/d) | Annual limit (Ml/d) | Changes to agreement during drought | Additional notes (if desired)
0.7BL | Input
| Input |  |  | AWSRTN | SVTRTL | 18 | 18 |  | 15.67 Ml/d average by 2050 (1in500 + CC)
| Input |  |  | AWSRTS | AFWLE3 | 89 | 109 |  | 73.07 Ml/d average by 2050 (1in500 + CC)
- | Input |  |  | ESWESX | AWSEXS | 3 | 4.5
- | Input |  |  | CAMCAM | AWSSUT | 0.25 | 0.25
Note on E6: Do not delete default inserted input lines. These are required to generate the autosum of all additional rows added. Additional rows which the user enters can be deleted. If additional lines are required please insert into middle of group to ensure automatic calculations pick up all data. Please ensure that you check the yellow shaded calculated cells to ensure they take account of added rows and correctly sum the totals. You can add notes in column L to provide additional explanation if desired. DO NOT DELETE DEFAULT INPUT ROWS - If unrequired leave blank. For individual licences - Please list only individual licences (i.e. not used in conjunctive use systems). For Drought Only Licences - Please only list licences where DO would confidently be impacted. Ensure licences are not double counted, licences should either be in Unused licences or Drought Only licences and not in both.
Note on K296: Please state if a licence has been applied for, approved, granted, awaiting mobilisation, or other specified status.

## 2. WC Level Data
Back to title page
|  |  |  | Table 2a: WC Level Normal Year planning scenario | 2. WC Level Data'!B53
Water Company | Anglian Water | Version |  | Table 2b: WC Level DYAA - Microcomponents - Final planning | 2. WC Level Data'!B66
Planning Scenario | NYAA | V3.1 |  | Table 2c: WC Level DYAA - Meter Installations (including meter upgrades) - Final Planning | 2. WC Level Data'!B81
Table 2a: WC Level Normal Year planning scenario | Back to top of sheet
WRMP24 Reference | Component | Derivation | Unit | Decimal places | 2019-20 | 2020-21 | 2021-22 | 2022-23 | 2023-24 | 2024-25 | 2025-26 | 2026-27 | 2027-28 | 2028-29 | 2029-30 | 2034-35 | 2039-40 | 2044-45 | 2049-50 | 2054-55 | 2059-60 | 2064-65 | 2069-70 | 2074-75 | 2079-80 | 2084-85 | 2089-90 | 2094-95 | 2099-100 | Leave Blank
1NY | Total Household Consumption | Input | Ml/d | 2 | 626.1464 | 693.037 | 657.7761 | 658.1723 | 658.0063 | 657.2897 | 654.9353 | 653.6358 | 652.262 | 648.1417 | 642.9963 | 637.9542 | 626.8759 | 622.8331 | 634.6323
2NY | Average Household - PCC | Input | l/h/d | 1 | 133.3546 | 145.8567 | 135.9699 | 134.5854 | 133.152 | 131.7884 | 130.1537 | 128.747 | 127.265 | 125.4324 | 123.5431 | 119.137 | 113.9608 | 109.3857 | 107.592
3NY | Total Non-Household Consumption | Input | Ml/d | 2 | 296.8448 | 296.932 | 297.5218 | 297.9964 | 299.9814 | 304.0847 | 303.4336 | 301.7756 | 301.5448 | 300.5082 | 299.4617 | 292.5303 | 287.1444 | 285.2606 | 287.0304
4NY | Total Leakage | Input | Ml/d | 2 | 191.0045 | 190.1364 | 173.5413 | 170.6698 | 167.5664 | 164.2202 | 161.1229 | 159.1048 | 157.2951 | 155.2539 | 151.5019 | 140.6202 | 133.339 | 125.1601 | 118.4931
5NY | Distribution input | Input | Ml/d | 2 | 1146.2725 | 1212.3822 | 1161.1806 | 1159.1799 | 1157.8955 | 1157.9359 | 1151.8331 | 1146.8575 | 1143.4432 | 1136.2451 | 1126.3012 | 1103.446 | 1079.7007 | 1065.5952 | 1072.4971
Water Company | Anglian Water | Version
Planning Scenario | DYAA | 3
Table 2b: WC Level DYAA - Microcomponents - Final planning | Back to top of sheet
WRMP24 Reference | Component | Derivation | Unit | Decimal places | 2019-20 | 2020-21 | 2021-22 | 2022-23 | 2023-24 | 2024-25 | 2025-26 | 2026-27 | 2027-28 | 2028-29 | 2029-30 | 2030-31 | 2031-32 | 2032-33 | 2033-34 | 2034-35 | 2035-36 | 2036-37 | 2037-38 | 2038-39 | 2039-40 | 2040-41 | 2041-42 | 2042-43 | 2043-44 | 2044-45 | 2045-46 | 2046-47 | 2047-48 | 2048-49 | 2049-50 | 2050-51 | 2051-52 | 2052-53 | 2053-54 | 2054-55 | 2055-56 | 2056-57 | 2057-58 | 2058-59 | 2059-60 | 2060-61 | 2061-62 | 2062-63 | 2063-64 | 2064-65 | 2065-66 | 2066-67 | 2067-68 | 2068-69 | 2069-70 | 2070-71 | 2071-72 | 2072-73 | 2073-74 | 2074-75 | 2075-76 | 2076-77 | 2077-78 | 2078-79 | 2079-80 | 2080-81 | 2081-82 | 2082-83 | 2083-84 | 2084-85 | 2085-86 | 2086-87 | 2087-88 | 2088-89 | 2089-90 | 2090-91 | 2091-92 | 2092-93 | 2093-94 | 2094-95 | 2095-96 | 2096-97 | 2097-98 | 2098-99 | 2099-100 | 2100-01
11FPW | Measured Household - PCC | sum (11.1FPW:11.9FPW) | l/h/d | 1 | 2019-20: 124.2997; 2020-21: 136.5024; 2021-22: 130.5712; 2022-23: 129.4785; 2023-24: 128.309; 2024-25: 127.1997; 2025-26: 125.7047; 2026-27: 124.4732; 2027-28: 123.152; 2028-29: 121.4111; 2029-30: 119.5961; 2030-31: 118.5869; 2031-32: 117.6928; 2032-33: 117.3477; 2033-34: 117.0119; 2034-35: 115.8949; 2035-36: 114.7904; 2036-37: 113.693; 2037-38: 112.8697; 2038-39: 112.0297; 2039-40: 111.1821; 2040-41: 110.2351; 2041-42: 109.2756; 2042-43: 108.2929; 2043-44: 107.291; 2044-45: 107.0422; 2045-46: 106.7149; 2046-47: 106.389; 2047-48: 106.0675; 2048-49: 105.7496; 2049-50: 105.4128; 2100-01: 0
11.1FPW | Measured toilet flushing | Input | l/h/d | 1 | 2019-20: 20.9933; 2020-21: 23.0543; 2021-22: 21.6862; 2022-23: 21.5048; 2023-24: 21.3105; 2024-25: 21.1263; 2025-26: 20.878; 2026-27: 20.6734; 2027-28: 20.454; 2028-29: 20.1649; 2029-30: 19.8634; 2030-31: 19.6958; 2031-32: 19.5473; 2032-33: 19.49; 2033-34: 19.4342; 2034-35: 19.2487; 2035-36: 19.0653; 2036-37: 18.883; 2037-38: 18.7462; 2038-39: 18.6067; 2039-40: 18.466; 2040-41: 18.3087; 2041-42: 18.1493; 2042-43: 17.9861; 2043-44: 17.8197; 2044-45: 17.7784; 2045-46: 17.724; 2046-47: 17.6699; 2047-48: 17.6165; 2048-49: 17.5637; 2049-50: 17.5078; 2100-01: 0
11.2FPW | Measured personal washing | Input | l/h/d | 1 | 2019-20: 75.3974; 2020-21: 82.7993; 2021-22: 79.7794; 2022-23: 79.1117; 2023-24: 78.3972; 2024-25: 77.7194; 2025-26: 76.8059; 2026-27: 76.0535; 2027-28: 75.2462; 2028-29: 74.1825; 2029-30: 73.0735; 2030-31: 72.4569; 2031-32: 71.9106; 2032-33: 71.6998; 2033-34: 71.4946; 2034-35: 70.8121; 2035-36: 70.1373; 2036-37: 69.4667; 2037-38: 68.9637; 2038-39: 68.4504; 2039-40: 67.9326; 2040-41: 67.354; 2041-42: 66.7677; 2042-43: 66.1673; 2043-44: 65.5551; 2044-45: 65.4031; 2045-46: 65.2031; 2046-47: 65.004; 2047-48: 64.8076; 2048-49: 64.6133; 2049-50: 64.4075
11.3FPW | Measured clothes washing | Input | l/h/d | 1 | 2019-20: 10.5777; 2020-21: 11.6161; 2021-22: 11.0504; 2022-23: 10.9579; 2023-24: 10.859; 2024-25: 10.7651; 2025-26: 10.6385; 2026-27: 10.5343; 2027-28: 10.4225; 2028-29: 10.2752; 2029-30: 10.1216; 2030-31: 10.0362; 2031-32: 9.9605; 2032-33: 9.9313; 2033-34: 9.9029; 2034-35: 9.8083; 2035-36: 9.7149; 2036-37: 9.622; 2037-38: 9.5523; 2038-39: 9.4812; 2039-40: 9.4095; 2040-41: 9.3293; 2041-42: 9.2481; 2042-43: 9.165; 2043-44: 9.0802; 2044-45: 9.0591; 2045-46: 9.0314; 2046-47: 9.0038; 2047-48: 8.9766; 2048-49: 8.9497; 2049-50: 8.9212
11.4FPW | Measured dish washing | Input | l/h/d | 1 | 2019-20: 8.719; 2020-21: 9.5749; 2021-22: 9.0996; 2022-23: 9.0234; 2023-24: 8.9419; 2024-25: 8.8646; 2025-26: 8.7604; 2026-27: 8.6746; 2027-28: 8.5825; 2028-29: 8.4612; 2029-30: 8.3347; 2030-31: 8.2644; 2031-32: 8.2021; 2032-33: 8.178; 2033-34: 8.1546; 2034-35: 8.0768; 2035-36: 7.9998; 2036-37: 7.9233; 2037-38: 7.866; 2038-39: 7.8074; 2039-40: 7.7483; 2040-41: 7.6824; 2041-42: 7.6155; 2042-43: 7.547; 2043-44: 7.4772; 2044-45: 7.4598; 2045-46: 7.437; 2046-47: 7.4143; 2047-48: 7.3919; 2048-49: 7.3698; 2049-50: 7.3463
11.5FPW | Measured miscellaneous internal use | Input | l/h/d | 1 | 2019-20: 0; 2020-21: 0; 2021-22: 0; 2022-23: 0; 2023-24: 0; 2024-25: 0; 2025-26: 0; 2026-27: 0; 2027-28: 0; 2028-29: 0; 2029-30: 0; 2030-31: 0; 2031-32: 0; 2032-33: 0; 2033-34: 0; 2034-35: 0; 2035-36: 0; 2036-37: 0; 2037-38: 0; 2038-39: 0; 2039-40: 0; 2040-41: 0; 2041-42: 0; 2042-43: 0; 2043-44: 0; 2044-45: 0; 2045-46: 0; 2046-47: 0; 2047-48: 0; 2048-49: 0; 2049-50: 0
11.6FPW | Measured external use | Input | l/h/d | 1 | 2019-20: 8.6123; 2020-21: 9.4578; 2021-22: 8.9556; 2022-23: 8.8806; 2023-24: 8.8004; 2024-25: 8.7243; 2025-26: 8.6218; 2026-27: 8.5373; 2027-28: 8.4467; 2028-29: 8.3273; 2029-30: 8.2028; 2030-31: 8.1336; 2031-32: 8.0723; 2032-33: 8.0486; 2033-34: 8.0256; 2034-35: 7.949; 2035-36: 7.8732; 2036-37: 7.7979; 2037-38: 7.7415; 2038-39: 7.6839; 2039-40: 7.6257; 2040-41: 7.5608; 2041-42: 7.495; 2042-43: 7.4276; 2043-44: 7.3589; 2044-45: 7.3418; 2045-46: 7.3193; 2046-47: 7.297; 2047-48: 7.2749; 2048-49: 7.2531; 2049-50: 7.23
11.7FPW | Measured (other: define) | Input | l/h/d | 1 | 2019-20: 0; 2020-21: 0; 2021-22: 0; 2022-23: 0; 2023-24: 0; 2024-25: 0; 2025-26: 0; 2026-27: 0; 2027-28: 0; 2028-29: 0; 2029-30: 0; 2030-31: 0; 2031-32: 0; 2032-33: 0; 2033-34: 0; 2034-35: 0; 2035-36: 0; 2036-37: 0; 2037-38: 0; 2038-39: 0; 2039-40: 0; 2040-41: 0; 2041-42: 0; 2042-43: 0; 2043-44: 0; 2044-45: 0; 2045-46: 0; 2046-47: 0; 2047-48: 0; 2048-49: 0; 2049-50: 0
11.8FPW | Measured (other: define) | Input | l/h/d | 1 | 2019-20: 0; 2020-21: 0; 2021-22: 0; 2022-23: 0; 2023-24: 0; 2024-25: 0; 2025-26: 0; 2026-27: 0; 2027-28: 0; 2028-29: 0; 2029-30: 0; 2030-31: 0; 2031-32: 0; 2032-33: 0; 2033-34: 0; 2034-35: 0; 2035-36: 0; 2036-37: 0; 2037-38: 0; 2038-39: 0; 2039-40: 0; 2040-41: 0; 2041-42: 0; 2042-43: 0; 2043-44: 0; 2044-45: 0; 2045-46: 0; 2046-47: 0; 2047-48: 0; 2048-49: 0; 2049-50: 0
11.9FPW | Measured (other: define) | Input | l/h/d | 1 | 2019-20: 0; 2020-21: 0; 2021-22: 0; 2022-23: 0; 2023-24: 0; 2024-25: 0; 2025-26: 0; 2026-27: 0; 2027-28: 0; 2028-29: 0; 2029-30: 0; 2030-31: 0; 2031-32: 0; 2032-33: 0; 2033-34: 0; 2034-35: 0; 2035-36: 0; 2036-37: 0; 2037-38: 0; 2038-39: 0; 2039-40: 0; 2040-41: 0; 2041-42: 0; 2042-43: 0; 2043-44: 0; 2044-45: 0; 2045-46: 0; 2046-47: 0; 2047-48: 0; 2048-49: 0; 2049-50: 0
12FPW | Unmeasured Household - PCC | sum (12.1FPW:12.9FPW) | l/h/d | 1 | 2019-20: 190.5079; 2020-21: 208.9813; 2021-22: 178.6434; 2022-23: 178.1824; 2023-24: 177.7436; 2024-25: 177.3222; 2025-26: 176.9328; 2026-27: 176.5618; 2027-28: 176.1992; 2028-29: 175.8612; 2029-30: 175.5591; 2030-31: 175.6244; 2031-32: 175.8736; 2032-33: 176.1363; 2033-34: 176.3184; 2034-35: 176.5099; 2035-36: 176.7263; 2036-37: 176.96; 2037-38: 177.2088; 2038-39: 177.4982; 2039-40: 177.7539; 2040-41: 178.0283; 2041-42: 178.3422; 2042-43: 178.6972; 2043-44: 179.1264; 2044-45: 179.3942; 2045-46: 179.6846; 2046-47: 180.0212; 2047-48: 180.1309; 2048-49: 180.2453; 2049-50: 180.2921; 2100-01: 0
12.1FPW | Unmeasured toilet flushing | Input | l/h/d | 1 | 2019-20: 32.8; 2020-21: 35.2954; 2021-22: 29.6704; 2022-23: 29.5939; 2023-24: 29.521; 2024-25: 29.451; 2025-26: 29.3863; 2026-27: 29.3247; 2027-28: 29.2645; 2028-29: 29.2083; 2029-30: 29.1582; 2030-31: 29.169; 2031-32: 29.2104; 2032-33: 29.254; 2033-34: 29.2843; 2034-35: 29.3161; 2035-36: 29.352; 2036-37: 29.3908; 2037-38: 29.4322; 2038-39: 29.4802; 2039-40: 29.5227; 2040-41: 29.5683; 2041-42: 29.6204; 2042-43: 29.6794; 2043-44: 29.7507; 2044-45: 29.7951; 2045-46: 29.8434; 2046-47: 29.8993; 2047-48: 29.9175; 2048-49: 29.9365; 2049-50: 29.9443
12.2FPW | Unmeasured personal washing | Input | l/h/d | 1 | 2019-20: 115.1019; 2020-21: 126.7634; 2021-22: 109.1516; 2022-23: 108.87; 2023-24: 108.6019; 2024-25: 108.3444; 2025-26: 108.1065; 2026-27: 107.8798; 2027-28: 107.6582; 2028-29: 107.4517; 2029-30: 107.2671; 2030-31: 107.307; 2031-32: 107.4592; 2032-33: 107.6198; 2033-34: 107.7311; 2034-35: 107.8481; 2035-36: 107.9802; 2036-37: 108.123; 2037-38: 108.2751; 2038-39: 108.4519; 2039-40: 108.6081; 2040-41: 108.7758; 2041-42: 108.9676; 2042-43: 109.1845; 2043-44: 109.4467; 2044-45: 109.6103; 2045-46: 109.7878; 2046-47: 109.9934; 2047-48: 110.0605; 2048-49: 110.1304; 2049-50: 110.159
12.3FPW | Unmeasured clothes washing | Input | l/h/d | 1 | 2019-20: 16.148; 2020-21: 17.784; 2021-22: 15.1188; 2022-23: 15.0798; 2023-24: 15.0427; 2024-25: 15.007; 2025-26: 14.9741; 2026-27: 14.9427; 2027-28: 14.912; 2028-29: 14.8834; 2029-30: 14.8578; 2030-31: 14.8633; 2031-32: 14.8844; 2032-33: 14.9066; 2033-34: 14.9221; 2034-35: 14.9383; 2035-36: 14.9566; 2036-37: 14.9763; 2037-38: 14.9974; 2038-39: 15.0219; 2039-40: 15.0435; 2040-41: 15.0668; 2041-42: 15.0933; 2042-43: 15.1234; 2043-44: 15.1597; 2044-45: 15.1824; 2045-46: 15.2069; 2046-47: 15.2354; 2047-48: 15.2447; 2048-49: 15.2544; 2049-50: 15.2584
12.4FPW | Unmeasured dish washing | Input | l/h/d | 1 | 2019-20: 13.3104; 2020-21: 14.6589; 2021-22: 12.4498; 2022-23: 12.4176; 2023-24: 12.3871; 2024-25: 12.3577; 2025-26: 12.3306; 2026-27: 12.3047; 2027-28: 12.2794; 2028-29: 12.2559; 2029-30: 12.2348; 2030-31: 12.2394; 2031-32: 12.2567; 2032-33: 12.2751; 2033-34: 12.2877; 2034-35: 12.3011; 2035-36: 12.3162; 2036-37: 12.3324; 2037-38: 12.3498; 2038-39: 12.37; 2039-40: 12.3878; 2040-41: 12.4069; 2041-42: 12.4288; 2042-43: 12.4535; 2043-44: 12.4834; 2044-45: 12.5021; 2045-46: 12.5223; 2046-47: 12.5458; 2047-48: 12.5534; 2048-49: 12.5614; 2049-50: 12.5647
12.5FPW | Unmeasured miscellaneous internal use | Input | l/h/d | 1 | 2019-20: 0; 2020-21: 0; 2021-22: 0; 2022-23: 0; 2023-24: 0; 2024-25: 0; 2025-26: 0; 2026-27: 0; 2027-28: 0; 2028-29: 0; 2029-30: 0; 2030-31: 0; 2031-32: 0; 2032-33: 0; 2033-34: 0; 2034-35: 0; 2035-36: 0; 2036-37: 0; 2037-38: 0; 2038-39: 0; 2039-40: 0; 2040-41: 0; 2041-42: 0; 2042-43: 0; 2043-44: 0; 2044-45: 0; 2045-46: 0; 2046-47: 0; 2047-48: 0; 2048-49: 0; 2049-50: 0
12.6FPW | Unmeasured external use | Input | l/h/d | 1 | 2019-20: 13.1476; 2020-21: 14.4796; 2021-22: 12.2528; 2022-23: 12.2211; 2023-24: 12.191; 2024-25: 12.1621; 2025-26: 12.1354; 2026-27: 12.11; 2027-28: 12.0851; 2028-29: 12.0619; 2029-30: 12.0412; 2030-31: 12.0457; 2031-32: 12.0628; 2032-33: 12.0808; 2033-34: 12.0933; 2034-35: 12.1064; 2035-36: 12.1213; 2036-37: 12.1373; 2037-38: 12.1544; 2038-39: 12.1742; 2039-40: 12.1917; 2040-41: 12.2106; 2041-42: 12.2321; 2042-43: 12.2564; 2043-44: 12.2859; 2044-45: 12.3042; 2045-46: 12.3242; 2046-47: 12.3472; 2047-48: 12.3548; 2048-49: 12.3626; 2049-50: 12.3658
12.7FPW | Unmeasured (other: define) | Input | l/h/d | 1 | 2019-20: 0; 2020-21: 0; 2021-22: 0; 2022-23: 0; 2023-24: 0; 2024-25: 0; 2025-26: 0; 2026-27: 0; 2027-28: 0; 2028-29: 0; 2029-30: 0; 2030-31: 0; 2031-32: 0; 2032-33: 0; 2033-34: 0; 2034-35: 0; 2035-36: 0; 2036-37: 0; 2037-38: 0; 2038-39: 0; 2039-40: 0; 2040-41: 0; 2041-42: 0; 2042-43: 0; 2043-44: 0; 2044-45: 0; 2045-46: 0; 2046-47: 0; 2047-48: 0; 2048-49: 0; 2049-50: 0
12.8FPW | Unmeasured (other: define) | Input | l/h/d | 1 | 2019-20: 0; 2020-21: 0; 2021-22: 0; 2022-23: 0; 2023-24: 0; 2024-25: 0; 2025-26: 0; 2026-27: 0; 2027-28: 0; 2028-29: 0; 2029-30: 0; 2030-31: 0; 2031-32: 0; 2032-33: 0; 2033-34: 0; 2034-35: 0; 2035-36: 0; 2036-37: 0; 2037-38: 0; 2038-39: 0; 2039-40: 0; 2040-41: 0; 2041-42: 0; 2042-43: 0; 2043-44: 0; 2044-45: 0; 2045-46: 0; 2046-47: 0; 2047-48: 0; 2048-49: 0; 2049-50: 0
12.9FPW | Unmeasured (other: define) | Input | l/h/d | 1 | 2019-20: 0; 2020-21: 0; 2021-22: 0; 2022-23: 0; 2023-24: 0; 2024-25: 0; 2025-26: 0; 2026-27: 0; 2027-28: 0; 2028-29: 0; 2029-30: 0; 2030-31: 0; 2031-32: 0; 2032-33: 0; 2033-34: 0; 2034-35: 0; 2035-36: 0; 2036-37: 0; 2037-38: 0; 2038-39: 0; 2039-40: 0; 2040-41: 0; 2041-42: 0; 2042-43: 0; 2043-44: 0; 2044-45: 0; 2045-46: 0; 2046-47: 0; 2047-48: 0; 2048-49: 0; 2049-50: 0
Table 2c: WC Level DYAA - Meter Installations (including meter upgrades) - Final Planning | Back to top of sheet
WRMP24 Reference | Component | Derivation | Unit | Decimal places | 2019-20 | 2020-21 | 2021-22 | 2022-23 | 2023-24 | 2024-25 | 2025-26 | 2026-27 | 2027-28 | 2028-29 | 2029-30 | 2030-31 | 2031-32 | 2032-33 | 2033-34 | 2034-35 | 2035-36 | 2036-37 | 2037-38 | 2038-39 | 2039-40 | 2040-41 | 2041-42 | 2042-43 | 2043-44 | 2044-45 | 2045-46 | 2046-47 | 2047-48 | 2048-49 | 2049-50 | 2050-51 | 2051-52 | 2052-53 | 2053-54 | 2054-55 | 2055-56 | 2056-57 | 2057-58 | 2058-59 | 2059-60 | 2060-61 | 2061-62 | 2062-63 | 2063-64 | 2064-65 | 2065-66 | 2066-67 | 2067-68 | 2068-69 | 2069-70 | 2070-71 | 2071-72 | 2072-73 | 2073-74 | 2074-75 | 2075-76 | 2076-77 | 2077-78 | 2078-79 | 2079-80 | 2080-81 | 2081-82 | 2082-83 | 2083-84 | 2084-85 | 2085-86 | 2086-87 | 2087-88 | 2088-89 | 2089-90 | 2090-91 | 2091-92 | 2092-93 | 2093-94 | 2094-95 | 2095-96 | 2096-97 | 2097-98 | 2098-99 | 2099-100 | 2100-01
0FPM | Total Household Smart Meters (cumulative including existing) | Input | 000's | 0 | 2019-20: 0; 2020-21: 182.9989; 2021-22: 435.6033; 2022-23: 658.5784; 2023-24: 882.6844; 2024-25: 1039.6303; 2025-26: 1231.1628; 2026-27: 1420.3313; 2027-28: 1628.4493; 2028-29: 1814.6236; 2029-30: 1996.9491; 2030-31: 2027.3924; 2031-32: 2057.4187; 2032-33: 2086.4844; 2033-34: 2113.8672; 2034-35: 2139.8535; 2035-36: 2165.3728; 2036-37: 2190.8927; 2037-38: 2216.0592; 2038-39: 2240.9322; 2039-40: 2265.2469; 2040-41: 2289.2923; 2041-42: 2313.1148; 2042-43: 2336.7183; 2043-44: 2360.0847; 2044-45: 2383.0768; 2045-46: 2403.4429; 2046-47: 2423.707; 2047-48: 2443.7845; 2048-49: 2463.7743; 2049-50: 2482.561
1FPM | Total household meter installations | Input | 000's | 0 | 2019-20: 0; 2020-21: 204.8338; 2021-22: 289.9354; 2022-23: 241.4862; 2023-24: 242.5387; 2024-25: 173.6566; 2025-26: 191.5325; 2026-27: 189.1685; 2027-28: 208.118; 2028-29: 186.1743; 2029-30: 182.3255; 2030-31: 30.4433; 2031-32: 30.0263; 2032-33: 29.0657; 2033-34: 27.3828; 2034-35: 25.9863; 2035-36: 25.5193; 2036-37: 25.5199; 2037-38: 25.1665; 2038-39: 24.873; 2039-40: 24.3147; 2040-41: 24.0454; 2041-42: 23.8225; 2042-43: 23.6036; 2043-44: 23.3664; 2044-45: 22.9921; 2045-46: 20.3661; 2046-47: 20.2641; 2047-48: 20.0775; 2048-49: 19.9898; 2049-50: 18.7867
1.1FPM | Basic (non-automated) meter installations (household) | Input | 000's | 0 | 2019-20: 0; 2020-21: 16.3198; 2021-22: 16.2447; 2022-23: 15.1118; 2023-24: 15.1271; 2024-25: 13.5844; 2025-26: 0; 2026-27: 0; 2027-28: 0; 2028-29: 0; 2029-30: 0; 2030-31: 0; 2031-32: 0; 2032-33: 0; 2033-34: 0; 2034-35: 0; 2035-36: 0; 2036-37: 0; 2037-38: 0; 2038-39: 0; 2039-40: 0; 2040-41: 0; 2041-42: 0; 2042-43: 0; 2043-44: 0; 2044-45: 0; 2045-46: 0; 2046-47: 0; 2047-48: 0; 2048-49: 0; 2049-50: 0
1.21FPM | Automated Meter Reading (AMR) - new installations (household) | Input | 000's | 0 | 2019-20: 0; 2020-21: 5.515; 2021-22: 5.1754; 2022-23: 3.3994; 2023-24: 3.3056; 2024-25: 3.1262; 2025-26: 0; 2026-27: 0; 2027-28: 0; 2028-29: 0; 2029-30: 0; 2030-31: 0; 2031-32: 0; 2032-33: 0; 2033-34: 0; 2034-35: 0; 2035-36: 0; 2036-37: 0; 2037-38: 0; 2038-39: 0; 2039-40: 0; 2040-41: 0; 2041-42: 0; 2042-43: 0; 2043-44: 0; 2044-45: 0; 2045-46: 0; 2046-47: 0; 2047-48: 0; 2048-49: 0; 2049-50: 0
1.22FPM | Automated Meter Reading (AMR) - upgrades from basic meters (household | Input | 000's | 0 | 2019-20: 0; 2020-21: 0; 2021-22: 0; 2022-23: 0; 2023-24: 0; 2024-25: 0; 2025-26: 0; 2026-27: 0; 2027-28: 0; 2028-29: 0; 2029-30: 0; 2030-31: 0; 2031-32: 0; 2032-33: 0; 2033-34: 0; 2034-35: 0; 2035-36: 0; 2036-37: 0; 2037-38: 0; 2038-39: 0; 2039-40: 0; 2040-41: 0; 2041-42: 0; 2042-43: 0; 2043-44: 0; 2044-45: 0; 2045-46: 0; 2046-47: 0; 2047-48: 0; 2048-49: 0; 2049-50: 0
1.31FPM | Advanced Metering Infrastructure (AMI) - new installations (household) | Input | 000's | 0 | 2019-20: 0; 2020-21: 22.4939; 2021-22: 24.6684; 2022-23: 23.0926; 2023-24: 22.6635; 2024-25: 21.8343; 2025-26: 36.4926; 2026-27: 36.1679; 2027-28: 36.8248; 2028-29: 34.9244; 2029-30: 32.4285; 2030-31: 30.4433; 2031-32: 30.0263; 2032-33: 29.0657; 2033-34: 27.3828; 2034-35: 25.9863; 2035-36: 25.5193; 2036-37: 25.5199; 2037-38: 25.1665; 2038-39: 24.873; 2039-40: 24.3147; 2040-41: 24.0454; 2041-42: 23.8225; 2042-43: 23.6036; 2043-44: 23.3664; 2044-45: 22.9921; 2045-46: 20.3661; 2046-47: 20.2641; 2047-48: 20.0775; 2048-49: 19.9898; 2049-50: 18.7867
1.32FPM | Automated Meter Infrastructure (AMI) - upgrades from basic or AMR meters (household) | Input | 000's | 0 | 2019-20: 0; 2020-21: 160.505; 2021-22: 243.8469; 2022-23: 199.8825; 2023-24: 201.4426; 2024-25: 135.1117; 2025-26: 155.0399; 2026-27: 153.0005; 2027-28: 171.2932; 2028-29: 151.2499; 2029-30: 149.8971; 2030-31: 0; 2031-32: 0; 2032-33: 0; 2033-34: 0; 2034-35: 0; 2035-36: 0; 2036-37: 0; 2037-38: 0; 2038-39: 0; 2039-40: 0; 2040-41: 0; 2041-42: 0; 2042-43: 0; 2043-44: 0; 2044-45: 0; 2045-46: 0; 2046-47: 0; 2047-48: 0; 2048-49: 0; 2049-50: 0
2FPM | Total non-household meter installations | Input | 000's | 0 | 2019-20: 0; 2020-21: 1.6386; 2021-22: 18.0854; 2022-23: 22.1368; 2023-24: 10.8313; 2024-25: 12.3464; 2025-26: 21.1421; 2026-27: 9.1548; 2027-28: 11.4391; 2028-29: 10.3894; 2029-30: 4.9651; 2030-31: 0.80778; 2031-32: 0.74639; 2032-33: 0.69837; 2033-34: 0.64317; 2034-35: 0.60163; 2035-36: 0.58919; 2036-37: 0.56408; 2037-38: 0.54765; 2038-39: 0.52272; 2039-40: 0.51077; 2040-41: 0.4958; 2041-42: 0.48028; 2042-43: 0.46583; 2043-44: 0.45765; 2044-45: 0.44552; 2045-46: 0.43082; 2046-47: 0.4209; 2047-48: 0.41297; 2048-49: 0.40422; 2049-50: 0.39752
2.1FPM | Basic (non-automated) meter installations (non-household) | Input | 000's | 0 | 2019-20: 0; 2020-21: 0; 2021-22: 0; 2022-23: 0; 2023-24: 0; 2024-25: 0; 2025-26: 0; 2026-27: 0; 2027-28: 0; 2028-29: 0; 2029-30: 0; 2030-31: 0; 2031-32: 0; 2032-33: 0; 2033-34: 0; 2034-35: 0; 2035-36: 0; 2036-37: 0; 2037-38: 0; 2038-39: 0; 2039-40: 0; 2040-41: 0; 2041-42: 0; 2042-43: 0; 2043-44: 0; 2044-45: 0; 2045-46: 0; 2046-47: 0; 2047-48: 0; 2048-49: 0; 2049-50: 0
2.2FPM | Automated Meter Reading (AMR) - installations (non-household) | Input | 000's | 0 | 2019-20: 0; 2020-21: 1.6386; 2021-22: 1.5438; 2022-23: 0.7874; 2023-24: 0.6659; 2024-25: 0.67084; 2025-26: 0; 2026-27: 0; 2027-28: 0; 2028-29: 0; 2029-30: 0; 2030-31: 0; 2031-32: 0; 2032-33: 0; 2033-34: 0; 2034-35: 0; 2035-36: 0; 2036-37: 0; 2037-38: 0; 2038-39: 0; 2039-40: 0; 2040-41: 0; 2041-42: 0; 2042-43: 0; 2043-44: 0; 2044-45: 0; 2045-46: 0; 2046-47: 0; 2047-48: 0; 2048-49: 0; 2049-50: 0
2.3FPM | Automated Meter Infrastructure (AMI) - installations (non-household) | Input | 000's | 0 | 2019-20: 0; 2020-21: 0; 2021-22: 16.5416; 2022-23: 21.3494; 2023-24: 10.1654; 2024-25: 11.6756; 2025-26: 21.1421; 2026-27: 9.1548; 2027-28: 11.4391; 2028-29: 10.3894; 2029-30: 4.9651; 2030-31: 0.80778; 2031-32: 0.74639; 2032-33: 0.69837; 2033-34: 0.64317; 2034-35: 0.60163; 2035-36: 0.58919; 2036-37: 0.56408; 2037-38: 0.54765; 2038-39: 0.52272; 2039-40: 0.51077; 2040-41: 0.4958; 2041-42: 0.48028; 2042-43: 0.46583; 2043-44: 0.45765; 2044-45: 0.44552; 2045-46: 0.43082; 2046-47: 0.4209; 2047-48: 0.41297; 2048-49: 0.40422; 2049-50: 0.39752
Back to top of sheet
Table 2d: WC Level DYAA - Key Components - Baseline
WRMP24 Reference | Component | Derivation | Unit | Decimal places | 2019-20 | 2020-21 | 2021-22 | 2022-23 | 2023-24 | 2024-25 | 2025-26 | 2026-27 | 2027-28 | 2028-29 | 2029-30 | 2030-31 | 2031-32 | 2032-33 | 2033-34 | 2034-35 | 2035-36 | 2036-37 | 2037-38 | 2038-39 | 2039-40 | 2040-41 | 2041-42 | 2042-43 | 2043-44 | 2044-45 | 2045-46 | 2046-47 | 2047-48 | 2048-49 | 2049-50 | 2050-51 | 2051-52 | 2052-53 | 2053-54 | 2054-55 | 2055-56 | 2056-57 | 2057-58 | 2058-59 | 2059-60 | 2060-61 | 2061-62 | 2062-63 | 2063-64 | 2064-65 | 2065-66 | 2066-67 | 2067-68 | 2068-69 | 2069-70 | 2070-71 | 2071-72 | 2072-73 | 2073-74 | 2074-75 | 2075-76 | 2076-77 | 2077-78 | 2078-79 | 2079-80 | 2080-81 | 2081-82 | 2082-83 | 2083-84 | 2084-85 | 2085-86 | 2086-87 | 2087-88 | 2088-89 | 2089-90 | 2090-91 | 2091-92 | 2092-93 | 2093-94 | 2094-95 | 2095-96 | 2096-97 | 2097-98 | 2098-99 | 2099-100 | 2100-01
1BLW | Outage Allowance | Sum (all WRZ 9BL) | Ml/d | 2 | 2019-20: 23.07; 2020-21: 23.07; 2021-22: 23.07; 2022-23: 23.07; 2023-24: 23.07; 2024-25: 23.07; 2025-26: 23.07; 2026-27: 23.1; 2027-28: 23.09; 2028-29: 23.09; 2029-30: 23.09; 2030-31: 22.75; 2031-32: 22.74; 2032-33: 22.75; 2033-34: 22.71; 2034-35: 22.71; 2035-36: 22.32; 2036-37: 22.35; 2037-38: 22.32; 2038-39: 22.36; 2039-40: 21.97; 2040-41: 21.91; 2041-42: 21.95; 2042-43: 21.95; 2043-44: 21.97; 2044-45: 21.92; 2045-46: 21.94; 2046-47: 21.94; 2047-48: 21.93; 2048-49: 21.95; 2049-50: 21.94
2BLW | Average Household - PCC | ((Sum (all WRZ 14BL: 15BL) - Sum (all WRZ 25BL:26BL))*1,000,000)/((Sum (all WRZ 39BL: 40BL))*1,000) | l/h/d | 1 | 2019-20: 141.4677; 2020-21: 139.9026; 2021-22: 138.6848; 2022-23: 137.2677; 2023-24: 135.8036; 2024-25: 134.421; 2025-26: 133.6919; 2026-27: 133.0241; 2027-28: 132.4274; 2028-29: 131.8553; 2029-30: 131.2792; 2030-31: 130.9323; 2031-32: 130.7226; 2032-33: 130.6486; 2033-34: 130.5791; 2034-35: 130.5241; 2035-36: 130.4747; 2036-37: 130.4202; 2037-38: 130.6215; 2038-39: 130.8155; 2039-40: 130.9919; 2040-41: 130.9747; 2041-42: 130.9562; 2042-43: 130.9511; 2043-44: 130.9452; 2044-45: 130.9415; 2045-46: 130.9555; 2046-47: 130.9632; 2047-48: 130.9899; 2048-49: 131.0012; 2049-50: 131.0383
3BLW | Household metering penetration incl. voids | Sum (all WRZ 34BL) / (Sum (all WRZ 34BL) + Sum (all WRZ 34.7BL: 35.1BL)) | % | 1 | 2019-20: 81.71%; 2020-21: 82.56%; 2021-22: 83.3%; 2022-23: 84.07%; 2023-24: 84.81%; 2024-25: 85.49%; 2025-26: 86.06%; 2026-27: 86.6%; 2027-28: 87.12%; 2028-29: 87.61%; 2029-30: 88.06%; 2030-31: 88.48%; 2031-32: 88.89%; 2032-33: 89.27%; 2033-34: 89.64%; 2034-35: 89.98%; 2035-36: 90.31%; 2036-37: 90.62%; 2037-38: 90.92%; 2038-39: 91.2%; 2039-40: 91.46%; 2040-41: 91.72%; 2041-42: 91.95%; 2042-43: 92.18%; 2043-44: 92.4%; 2044-45: 92.6%; 2045-46: 92.7%; 2046-47: 92.79%; 2047-48: 92.87%; 2048-49: 92.95%; 2049-50: 92.99%
4BLW | Total non-household consumption | Sum (all WRZ 12BL:13BL) - Sum (all WRZ 23BL:24BL) | Ml/d | 2 | 2019-20: 298.13; 2020-21: 300.32; 2021-22: 303.47; 2022-23: 303.93; 2023-24: 305.93; 2024-25: 310.15; 2025-26: 311.52; 2026-27: 311.84; 2027-28: 313.67; 2028-29: 314.62; 2029-30: 315.6; 2030-31: 316.03; 2031-32: 316.46; 2032-33: 316.92; 2033-34: 317.73; 2034-35: 318.68; 2035-36: 319.61; 2036-37: 320.32; 2037-38: 321.21; 2038-39: 322.09; 2039-40: 323.36; 2040-41: 324.7; 2041-42: 326.17; 2042-43: 327.84; 2043-44: 329.64; 2044-45: 331.59; 2045-46: 333.62; 2046-47: 335.87; 2047-48: 338.28; 2048-49: 340.85; 2049-50: 343.51
5BLW | Total Leakage | Sum (all WRZ 29BL) | Ml/d | 2 | 2019-20: 179.19; 2020-21: 175.81; 2021-22: 173.52; 2022-23: 170.66; 2023-24: 167.55; 2024-25: 164.2; 2025-26: 163.81; 2026-27: 163.4; 2027-28: 163.09; 2028-29: 162.69; 2029-30: 162.23; 2030-31: 161.85; 2031-32: 161.39; 2032-33: 161.49; 2033-34: 161.63; 2034-35: 161.69; 2035-36: 161.78; 2036-37: 161.94; 2037-38: 162.05; 2038-39: 162.13; 2039-40: 162.27; 2040-41: 162.42; 2041-42: 162.55; 2042-43: 162.66; 2043-44: 162.79; 2044-45: 162.95; 2045-46: 163.13; 2046-47: 163.33; 2047-48: 163.53; 2048-49: 163.74; 2049-50: 163.96
6BLW | Distribution input | Sum (all WRZ 45BL) | Ml/d | 2 | 2019-20: 1180.38; 2020-21: 1178.86; 2021-22: 1180.22; 2022-23: 1178.22; 2023-24: 1176.98; 2024-25: 1177.11; 2025-26: 1180.32; 2026-27: 1182.97; 2027-28: 1187.78; 2028-29: 1190.9; 2029-30: 1193.38; 2030-31: 1195.86; 2031-32: 1198.78; 2032-33: 1202.84; 2033-34: 1207.27; 2034-35: 1211.63; 2035-36: 1215.89; 2036-37: 1219.78; 2037-38: 1225.47; 2038-39: 1231.24; 2039-40: 1238.52; 2040-41: 1244.61; 2041-42: 1251.1; 2042-43: 1257.94; 2043-44: 1265.08; 2044-45: 1272.41; 2045-46: 1279.95; 2046-47: 1287.71; 2047-48: 1295.77; 2048-49: 1304.2; 2049-50: 1312.74
7BLW | Target Headroom | Sum (all WRZ 48BL) | Ml/d | 2 | 2019-20: 57.008; 2020-21: 56.998; 2021-22: 56.8578; 2022-23: 56.8578; 2023-24: 56.8578; 2024-25: 56.8578; 2025-26: 56.8578; 2026-27: 58.0466; 2027-28: 59.0293; 2028-29: 61.3236; 2029-30: 65.5777; 2030-31: 66.0844; 2031-32: 69.05; 2032-33: 70.6509; 2033-34: 72.2118; 2034-35: 75.8156; 2035-36: 64.4687; 2036-37: 57.8909; 2037-38: 61.3036; 2038-39: 62.9659; 2039-40: 60.0119; 2040-41: 61.6273; 2041-42: 63.762; 2042-43: 66.016; 2043-44: 68.2425; 2044-45: 68.8715; 2045-46: 59.098; 2046-47: 59.9739; 2047-48: 60.2241; 2048-49: 60.8919; 2049-50: 61.4102
8BLW | Water Available For Use (own sources) | Sum (all WRZ 10BL) | Ml/d | 2 | 2019-20: 1469.96; 2020-21: 1469.96; 2021-22: 1469.96; 2022-23: 1469.96; 2023-24: 1469.96; 2024-25: 1469.96; 2025-26: 1237.17; 2026-27: 1236.44; 2027-28: 1235.77; 2028-29: 1235.07; 2029-30: 1234.39; 2030-31: 1168.93; 2031-32: 1168.26; 2032-33: 1167.55; 2033-34: 1166.91; 2034-35: 1166.22; 2035-36: 1165.92; 2036-37: 1143.51; 2037-38: 1142.85; 2038-39: 1142.14; 2039-40: 1141.83; 2040-41: 921.63; 2041-42: 920.91; 2042-43: 920.22; 2043-44: 919.52; 2044-45: 918.88; 2045-46: 918.16; 2046-47: 917.48; 2047-48: 916.79; 2048-49: 916.1; 2049-50: 915.4
9BLW | Total Water Available For Use | Sum (all WRZ 11BL) | Ml/d | 2 | 2019-20: 1317.89; 2020-21: 1317.89; 2021-22: 1318.03; 2022-23: 1312.41; 2023-24: 1313.44; 2024-25: 1314.95; 2025-26: 1092.342; 2026-27: 1091.782; 2027-28: 1091.276; 2028-29: 1090.742; 2029-30: 1090.232; 2030-31: 1024.942; 2031-32: 1024.432; 2032-33: 1023.892; 2033-34: 1023.422; 2034-35: 1022.902; 2035-36: 1022.762; 2036-37: 1000.522; 2037-38: 1000.033; 2038-39: 999.482; 2039-40: 999.342; 2040-41: 780.8121; 2041-42: 780.262; 2042-43: 779.732; 2043-44: 779.202; 2044-45: 778.732; 2045-46: 778.182; 2046-47: 777.662; 2047-48: 777.142; 2048-49: 776.622; 2049-50: 776.092
10BLW | Supply Demand Balance | Sum (all WRZ 50BL) | Ml/d | 2 | 2019-20: 80.502; 2020-21: 82.032; 2021-22: 80.9522; 2022-23: 77.3322; 2023-24: 79.6022; 2024-25: 80.9822; 2025-26: -144.8358; 2026-27: -149.2346; 2027-28: -155.5333; 2028-29: -161.4816; 2029-30: -168.7257; 2030-31: -237.0024; 2031-32: -243.398; 2032-33: -249.5989; 2033-34: -256.0598; 2034-35: -264.5436; 2035-36: -257.5967; 2036-37: -277.1489; 2037-38: -286.7406; 2038-39: -294.7239; 2039-40: -299.1899; 2040-41: -525.4252; 2041-42: -534.6; 2042-43: -544.224; 2043-44: -554.1205; 2044-45: -562.5495; 2045-46: -560.866; 2046-47: -570.0219; 2047-48: -578.8521; 2048-49: -588.4699; 2049-50: -598.0582
Back to top of sheet
Table 2e: WC Level DYAA - Key Components - Final planning
WRMP24 Reference | Component | Derivation | Unit | Decimal places | 2019-20 | 2020-21 | 2021-22 | 2022-23 | 2023-24 | 2024-25 | 2025-26 | 2026-27 | 2027-28 | 2028-29 | 2029-30 | 2030-31 | 2031-32 | 2032-33 | 2033-34 | 2034-35 | 2035-36 | 2036-37 | 2037-38 | 2038-39 | 2039-40 | 2040-41 | 2041-42 | 2042-43 | 2043-44 | 2044-45 | 2045-46 | 2046-47 | 2047-48 | 2048-49 | 2049-50 | 2050-51 | 2051-52 | 2052-53 | 2053-54 | 2054-55 | 2055-56 | 2056-57 | 2057-58 | 2058-59 | 2059-60 | 2060-61 | 2061-62 | 2062-63 | 2063-64 | 2064-65 | 2065-66 | 2066-67 | 2067-68 | 2068-69 | 2069-70 | 2070-71 | 2071-72 | 2072-73 | 2073-74 | 2074-75 | 2075-76 | 2076-77 | 2077-78 | 2078-79 | 2079-80 | 2080-81 | 2081-82 | 2082-83 | 2083-84 | 2084-85 | 2085-86 | 2086-87 | 2087-88 | 2088-89 | 2089-90 | 2090-91 | 2091-92 | 2092-93 | 2093-94 | 2094-95 | 2095-96 | 2096-97 | 2097-98 | 2098-99 | 2099-100 | 2100-01
1FPW | Outage Allowance | Sum (all WRZ 9FP) | Ml/d | 2 | 2019-20: 23.07; 2020-21: 23.07; 2021-22: 23.07; 2022-23: 23.07; 2023-24: 23.07; 2024-25: 23.07; 2025-26: 23.07; 2026-27: 23.1; 2027-28: 23.09; 2028-29: 23.09; 2029-30: 23.09; 2030-31: 22.75; 2031-32: 22.74; 2032-33: 22.75; 2033-34: 22.71; 2034-35: 22.71; 2035-36: 22.32; 2036-37: 22.35; 2037-38: 22.32; 2038-39: 22.36; 2039-40: 21.97; 2040-41: 21.91; 2041-42: 21.95; 2042-43: 21.95; 2043-44: 21.97; 2044-45: 21.92; 2045-46: 21.94; 2046-47: 21.94; 2047-48: 21.93; 2048-49: 21.95; 2049-50: 21.94
2FPW | Average Household - PCC | ((Sum (all WRZ 14FP: 15FP) - Sum (all WRZ 25FP:26FP))*1,000,000)/((Sum (all WRZ 39FP: 40FP))*1,000) | l/h/d | 1 | 2019-20: 141.4677; 2020-21: 139.9026; 2021-22: 138.6848; 2022-23: 137.2677; 2023-24: 135.8036; 2024-25: 134.421; 2025-26: 132.7559; 2026-27: 131.3045; 2027-28: 129.7934; 2028-29: 127.9248; 2029-30: 125.9994; 2030-31: 124.8279; 2031-32: 123.8017; 2032-33: 123.2588; 2033-34: 122.727; 2034-35: 121.5135; 2035-36: 120.3105; 2036-37: 119.0947; 2037-38: 118.1476; 2038-39: 117.1918; 2039-40: 116.2213; 2040-41: 115.1857; 2041-42: 114.1236; 2042-43: 113.0433; 2043-44: 111.954; 2044-45: 111.5594; 2045-46: 111.1924; 2046-47: 110.805; 2047-48: 110.4552; 2048-49: 110.0803; 2049-50: 109.7379
3FPW | Household metering penetration incl. voids | Sum (all WRZ 34FP) / (Sum (all WRZ 34FP) + Sum (all WRZ 34.7FP: 35.1FP)) | % | 1 | 2019-20: 81.71%; 2020-21: 82.56%; 2021-22: 83.3%; 2022-23: 84.07%; 2023-24: 84.81%; 2024-25: 85.49%; 2025-26: 86.06%; 2026-27: 86.6%; 2027-28: 87.12%; 2028-29: 87.61%; 2029-30: 88.06%; 2030-31: 88.48%; 2031-32: 88.89%; 2032-33: 89.27%; 2033-34: 89.64%; 2034-35: 89.98%; 2035-36: 90.31%; 2036-37: 90.62%; 2037-38: 90.92%; 2038-39: 91.2%; 2039-40: 91.46%; 2040-41: 91.71%; 2041-42: 91.95%; 2042-43: 92.18%; 2043-44: 92.4%; 2044-45: 92.6%; 2045-46: 92.7%; 2046-47: 92.79%; 2047-48: 92.87%; 2048-49: 92.95%; 2049-50: 92.98%
4FPW | Total non-household consumption | Sum (all WRZ 12FP:13FP) - Sum (all WRZ 23FP:24FP) | Ml/d | 2 | 2019-20: 298.13; 2020-21: 300.32; 2021-22: 303.47; 2022-23: 303.93; 2023-24: 305.93; 2024-25: 310.15; 2025-26: 309.47; 2026-27: 307.76; 2027-28: 307.58; 2028-29: 306.53; 2029-30: 305.45; 2030-31: 303.84; 2031-32: 302.21; 2032-33: 300.63; 2033-34: 299.43; 2034-35: 298.38; 2035-36: 297.24; 2036-37: 295.97; 2037-38: 294.84; 2038-39: 293.67; 2039-40: 292.87; 2040-41: 292.21; 2041-42: 291.65; 2042-43: 291.3; 2043-44: 291.08; 2044-45: 290.97; 2045-46: 290.97; 2046-47: 291.21; 2047-48: 291.61; 2048-49: 292.17; 2049-50: 292.79
5FPW | Total Leakage | Sum (all WRZ 29FP) | Ml/d | 2 | 2019-20: 179.19; 2020-21: 175.81; 2021-22: 173.52; 2022-23: 170.66; 2023-24: 167.55; 2024-25: 164.2; 2025-26: 161.16; 2026-27: 159.14; 2027-28: 157.35; 2028-29: 155.3; 2029-30: 151.55; 2030-31: 148.56; 2031-32: 145.93; 2032-33: 144.07; 2033-34: 142.52; 2034-35: 140.59; 2035-36: 139.33; 2036-37: 137.64; 2037-38: 135.85; 2038-39: 135.07; 2039-40: 133.39; 2040-41: 131.77; 2041-42: 130.09; 2042-43: 128.35; 2043-44: 126.73; 2044-45: 125.21; 2045-46: 123.61; 2046-47: 122.02; 2047-48: 120.39; 2048-49: 118.74; 2049-50: 118.46
6FPW | Distribution input | Sum (all WRZ 45FP) | Ml/d | 2 | 2019-20: 1180.38; 2020-21: 1178.86; 2021-22: 1180.22; 2022-23: 1178.22; 2023-24: 1176.98; 2024-25: 1177.11; 2025-26: 1170.91; 2026-27: 1165.9; 2027-28: 1162.45; 2028-29: 1155.11; 2029-30: 1145.07; 2030-31: 1138.41; 2031-32: 1132.61; 2032-33: 1129.98; 2033-34: 1128.03; 2034-35: 1121.98; 2035-36: 1116.37; 2036-37: 1109.89; 2037-38: 1105.11; 2038-39: 1101.33; 2039-40: 1097.9; 2040-41: 1094.04; 2041-42: 1090.28; 2042-43: 1086.56; 2043-44: 1083.09; 2044-45: 1083.69; 2045-46: 1084.46; 2046-47: 1085.35; 2047-48: 1086.55; 2048-49: 1087.99; 2049-50: 1090.88
7FPW | Target Headroom | Sum (all WRZ 48FP) | Ml/d | 2 | 2019-20: 57.008; 2020-21: 56.998; 2021-22: 56.8578; 2022-23: 56.8578; 2023-24: 56.8578; 2024-25: 56.8578; 2025-26: 56.8578; 2026-27: 58.0466; 2027-28: 59.028; 2028-29: 61.3236; 2029-30: 65.5777; 2030-31: 66.0844; 2031-32: 69.05; 2032-33: 70.6509; 2033-34: 72.2118; 2034-35: 75.8156; 2035-36: 64.4678; 2036-37: 57.8909; 2037-38: 61.3036; 2038-39: 62.9659; 2039-40: 60.0119; 2040-41: 61.6273; 2041-42: 63.762; 2042-43: 66.016; 2043-44: 68.2425; 2044-45: 68.8715; 2045-46: 59.098; 2046-47: 59.9739; 2047-48: 60.2241; 2048-49: 60.8919; 2049-50: 61.4102
8FPW | Water Available For Use (own sources) | Sum (all WRZ 10FP) | Ml/d | 2 | 2019-20: 1469.96; 2020-21: 1469.96; 2021-22: 1469.96; 2022-23: 1469.96; 2023-24: 1469.96; 2024-25: 1469.96; 2025-26: 1422.27; 2026-27: 1421.2; 2027-28: 1419.74; 2028-29: 1418.23; 2029-30: 1416.59; 2030-31: 1376.86; 2031-32: 1350.56; 2032-33: 1348.04; 2033-34: 1347.75; 2034-35: 1347.4; 2035-36: 1336.54; 2036-37: 1351.53; 2037-38: 1351.23; 2038-39: 1350.86; 2039-40: 1333.59; 2040-41: 1305.24; 2041-42: 1304.52; 2042-43: 1303.83; 2043-44: 1303.13; 2044-45: 1302.49; 2045-46: 1301.77; 2046-47: 1301.09; 2047-48: 1300.4; 2048-49: 1299.71; 2049-50: 1299.01
9FPW | Total Water Available For Use | Sum (all WRZ 11FP) | Ml/d | 2 | 2019-20: 1317.89; 2020-21: 1317.89; 2021-22: 1318.03; 2022-23: 1312.41; 2023-24: 1313.44; 2024-25: 1314.95; 2025-26: 1256.84; 2026-27: 1255.85; 2027-28: 1254.493; 2028-29: 1253.33; 2029-30: 1251.57; 2030-31: 1211.86; 2031-32: 1210.641; 2032-33: 1210.2; 2033-34: 1209.99; 2034-35: 1209.73; 2035-36: 1198.95; 2036-37: 1187.02; 2037-38: 1186.812; 2038-39: 1186.521; 2039-40: 1171.821; 2040-41: 1164.4211; 2041-42: 1163.871; 2042-43: 1163.341; 2043-44: 1162.811; 2044-45: 1162.341; 2045-46: 1161.791; 2046-47: 1161.271; 2047-48: 1160.751; 2048-49: 1160.231; 2049-50: 1159.701
10FPW | Supply Demand Balance | Sum (all WRZ 50FP) | Ml/d | 2 | 2019-20: 80.502; 2020-21: 82.032; 2021-22: 80.9522; 2022-23: 77.3322; 2023-24: 79.6022; 2024-25: 80.9822; 2025-26: 29.0722; 2026-27: 31.9034; 2027-28: 33.015; 2028-29: 36.8964; 2029-30: 40.9223; 2030-31: 7.3656; 2031-32: 8.981; 2032-33: 9.5691; 2033-34: 9.7482; 2034-35: 11.9344; 2035-36: 18.1122; 2036-37: 19.2391; 2037-38: 20.3984; 2038-39: 22.2251; 2039-40: 13.9091; 2040-41: 8.7538; 2041-42: 9.829; 2042-43: 10.765; 2043-44: 11.4785; 2044-45: 9.7795; 2045-46: 18.233; 2046-47: 15.9471; 2047-48: 13.9769; 2048-49: 11.3491; 2049-50: 7.4108
11FPW | All Non-Household Properties (incl. voids) | Sum (all WRZ 31FP:33FP) | 000's | 2 | 2019-20: 126.653; 2020-21: 128.101; 2021-22: 129.363; 2022-23: 130.976; 2023-24: 132.347; 2024-25: 133.692; 2025-26: 134.955; 2026-27: 136.151; 2027-28: 137.255; 2028-29: 138.219; 2029-30: 139.112; 2030-31: 139.932; 2031-32: 140.693; 2032-33: 141.403; 2033-34: 142.063; 2034-35: 142.675; 2035-36: 143.272; 2036-37: 143.847; 2037-38: 144.404; 2038-39: 144.937; 2039-40: 145.458; 2040-41: 145.962; 2041-42: 146.454; 2042-43: 146.925; 2043-44: 147.392; 2044-45: 147.841; 2045-46: 148.282; 2046-47: 148.708; 2047-48: 149.122; 2048-49: 149.53; 2049-50: 149.928
12FPW | All Household Properties (incl. voids) | Sum (all WRZ 34FP) + Sum (all WRZ 34.7FP:35.1FP) | 000's | 2 | 2019-20: 2069.949; 2020-21: 2103.426; 2021-22: 2136.5423; 2022-23: 2166.3043; 2023-24: 2195.9903; 2024-25: 2223.6013; 2025-26: 2251.2923; 2026-27: 2278.9683; 2027-28: 2307.5723; 2028-29: 2334.5123; 2029-30: 2359.2593; 2030-31: 2382.3043; 2031-32: 2405.1893; 2032-33: 2427.3803; 2033-34: 2448.6253; 2034-35: 2468.7073; 2035-36: 2488.5303; 2036-37: 2508.5833; 2037-38: 2528.5223; 2038-39: 2548.3713; 2039-40: 2568.0683; 2040-41: 2587.6703; 2041-42: 2607.2253; 2042-43: 2626.7273; 2043-44: 2646.1883; 2044-45: 2665.5953; 2045-46: 2684.9533; 2046-47: 2704.2713; 2047-48: 2723.5463; 2048-49: 2742.7823; 2049-50: 2761.9683
Back to top of sheet
Table 2f: WC Level DYAA - Levels of Service - Final Planning
WRMP24 Reference | Component | Derivation | Unit | Decimal places | 2019-20 | 2020-21 | 2021-22 | 2022-23 | 2023-24 | 2024-25 | 2025-26 | 2026-27 | 2027-28 | 2028-29 | 2029-30 | 2030-31 | 2031-32 | 2032-33 | 2033-34 | 2034-35 | 2035-36 | 2036-37 | 2037-38 | 2038-39 | 2039-40 | 2040-41 | 2041-42 | 2042-43 | 2043-44 | 2044-45 | 2045-46 | 2046-47 | 2047-48 | 2048-49 | 2049-50 | 2050-51 | 2051-52 | 2052-53 | 2053-54 | 2054-55 | 2055-56 | 2056-57 | 2057-58 | 2058-59 | 2059-60 | 2060-61 | 2061-62 | 2062-63 | 2063-64 | 2064-65 | 2065-66 | 2066-67 | 2067-68 | 2068-69 | 2069-70 | 2070-71 | 2071-72 | 2072-73 | 2073-74 | 2074-75 | 2075-76 | 2076-77 | 2077-78 | 2078-79 | 2079-80 | 2080-81 | 2081-82 | 2082-83 | 2083-84 | 2084-85 | 2085-86 | 2086-87 | 2087-88 | 2088-89 | 2089-90 | 2090-91 | 2091-92 | 2092-93 | 2093-94 | 2094-95 | 2095-96 | 2096-97 | 2097-98 | 2098-99 | 2099-100 | 2100-01
1.1FPL | Temporary Use Bans (modelled) | Input | % | 2 | 2019-20: 10%; 2020-21: 10%; 2021-22: 10%; 2022-23: 10%; 2023-24: 10%; 2024-25: 10%; 2025-26: 10%; 2026-27: 10%; 2027-28: 10%; 2028-29: 10%; 2029-30: 10%; 2030-31: 10%; 2031-32: 10%; 2032-33: 10%; 2033-34: 10%; 2034-35: 10%; 2035-36: 10%; 2036-37: 10%; 2037-38: 10%; 2038-39: 10%; 2039-40: 10%; 2040-41: 10%; 2041-42: 10%; 2042-43: 10%; 2043-44: 10%; 2044-45: 10%; 2045-46: 10%; 2046-47: 10%; 2047-48: 10%; 2048-49: 10%; 2049-50: 10%
1.2FPL | Temporary Use Bans (minimum) | Input | % | 2 | 2019-20: 10%; 2020-21: 10%; 2021-22: 10%; 2022-23: 10%; 2023-24: 10%; 2024-25: 10%; 2025-26: 10%; 2026-27: 10%; 2027-28: 10%; 2028-29: 10%; 2029-30: 10%; 2030-31: 10%; 2031-32: 10%; 2032-33: 10%; 2033-34: 10%; 2034-35: 10%; 2035-36: 10%; 2036-37: 10%; 2037-38: 10%; 2038-39: 10%; 2039-40: 10%; 2040-41: 10%; 2041-42: 10%; 2042-43: 10%; 2043-44: 10%; 2044-45: 10%; 2045-46: 10%; 2046-47: 10%; 2047-48: 10%; 2048-49: 10%; 2049-50: 10%
2.1FPL | Drought Permits/Orders (modelled) | Input | % | 2 | bar: 2019-20 to 2049-50
2.2FPL | Drought Permits/Orders (minimum) | Input | % | 2 | bar: 2019-20 to 2049-50
3.1FPL | Non Essential Use Bans (modelled) | Input | % | 2 | 2019-20: 2.5%; 2020-21: 2.5%; 2021-22: 2.5%; 2022-23: 2.5%; 2023-24: 2.5%; 2024-25: 2.5%; 2025-26: 2.5%; 2026-27: 2.5%; 2027-28: 2.5%; 2028-29: 2.5%; 2029-30: 2.5%; 2030-31: 2.5%; 2031-32: 2.5%; 2032-33: 2.5%; 2033-34: 2.5%; 2034-35: 2.5%; 2035-36: 2.5%; 2036-37: 2.5%; 2037-38: 2.5%; 2038-39: 2.5%; 2039-40: 2.5%; 2040-41: 2.5%; 2041-42: 2.5%; 2042-43: 2.5%; 2043-44: 2.5%; 2044-45: 2.5%; 2045-46: 2.5%; 2046-47: 2.5%; 2047-48: 2.5%; 2048-49: 2.5%; 2049-50: 2.5%
3.2FPL | Non Essential Use Bans (minimum) | Input | % | 2 | 2019-20: 2.5%; 2020-21: 2.5%; 2021-22: 2.5%; 2022-23: 2.5%; 2023-24: 2.5%; 2024-25: 2.5%; 2025-26: 2.5%; 2026-27: 2.5%; 2027-28: 2.5%; 2028-29: 2.5%; 2029-30: 2.5%; 2030-31: 2.5%; 2031-32: 2.5%; 2032-33: 2.5%; 2033-34: 2.5%; 2034-35: 2.5%; 2035-36: 2.5%; 2036-37: 2.5%; 2037-38: 2.5%; 2038-39: 2.5%; 2039-40: 2.5%; 2040-41: 2.5%; 2041-42: 2.5%; 2042-43: 2.5%; 2043-44: 2.5%; 2044-45: 2.5%; 2045-46: 2.5%; 2046-47: 2.5%; 2047-48: 2.5%; 2048-49: 2.5%; 2049-50: 2.5%
4.1FPL | Emergency Drought Orders (modelled) | Input | % | 2 | 2019-20: 0.5%; 2020-21: 0.5%; 2021-22: 0.5%; 2022-23: 0.5%; 2023-24: 0.5%; 2024-25: 0.5%; 2025-26: 0.5%; 2026-27: 0.5%; 2027-28: 0.5%; 2028-29: 0.5%; 2029-30: 0.5%; 2030-31: 0.5%; 2031-32: 0.5%; 2032-33: 0.5%; 2033-34: 0.5%; 2034-35: 0.5%; 2035-36: 0.5%; 2036-37: 0.5%; 2037-38: 0.5%; 2038-39: 0.5%; 2039-40: 0.2%; 2040-41: 0.2%; 2041-42: 0.2%; 2042-43: 0.2%; 2043-44: 0.2%; 2044-45: 0.2%; 2045-46: 0.2%; 2046-47: 0.2%; 2047-48: 0.2%; 2048-49: 0.2%; 2049-50: 0.2%
4.2FPL | Emergency Drought Orders (minimum) | Input | % | 2 | 2019-20: 0.5%; 2020-21: 0.5%; 2021-22: 0.5%; 2022-23: 0.5%; 2023-24: 0.5%; 2024-25: 0.5%; 2025-26: 0.5%; 2026-27: 0.5%; 2027-28: 0.5%; 2028-29: 0.5%; 2029-30: 0.5%; 2030-31: 0.5%; 2031-32: 0.5%; 2032-33: 0.5%; 2033-34: 0.5%; 2034-35: 0.5%; 2035-36: 0.5%; 2036-37: 0.5%; 2037-38: 0.5%; 2038-39: 0.5%; 2039-40: 0.2%; 2040-41: 0.2%; 2041-42: 0.2%; 2042-43: 0.2%; 2043-44: 0.2%; 2044-45: 0.2%; 2045-46: 0.2%; 2046-47: 0.2%; 2047-48: 0.2%; 2048-49: 0.2%; 2049-50: 0.2%

## AWSEXC
Back to title page
Table 3a: DYAA - Baseline
Table 3b: DYAA - Final plan Options
Table 3c: DYAA - Final plan
Table 3d: DYCP - Baseline
Table 3e: DYCP - Final plan Options
Table 3f: DYCP - Final plan
Water Company | Anglian Water | Version | V3.1
WRZ | AWSEXC | Planning Scenario | DYAA
Table 3a: DYAA - Baseline | Back to top of sheet
WRMP24 reference | Component | Derivation | Unit | Decimal places | 2019-20 | 2020-21 | 2021-22 | 2022-23 | 2023-24 | 2024-25 | 2025-26 | 2026-27 | 2027-28 | 2028-29 | 2029-30 | 2030-31 | 2031-32 | 2032-33 | 2033-34 | 2034-35 | 2035-36 | 2036-37 | 2037-38 | 2038-39 | 2039-40 | 2040-41 | 2041-42 | 2042-43 | 2043-44 | 2044-45 | 2045-46 | 2046-47 | 2047-48 | 2048-49 | 2049-50 | 2050-51 | 2051-52 | 2052-53 | 2053-54 | 2054-55 | 2055-56 | 2056-57 | 2057-58 | 2058-59 | 2059-60 | 2060-61 | 2061-62 | 2062-63 | 2063-64 | 2064-65 | 2065-66 | 2066-67 | 2067-68 | 2068-69 | 2069-70 | 2070-71 | 2071-72 | 2072-73 | 2073-74 | 2074-75 | 2075-76 | 2076-77 | 2077-78 | 2078-79 | 2079-80 | 2080-81 | 2081-82 | 2082-83 | 2083-84 | 2084-85 | 2085-86 | 2086-87 | 2087-88 | 2088-89 | 2089-90 | 2090-91 | 2091-92 | 2092-93 | 2093-94 | 2094-95 | 2095-96 | 2096-97 | 2097-98 | 2098-99 | 2099-100
1BL | Raw water abstracted | Input | Ml/d | 2 | 2019-20: 0; 2020-21: 0; 2021-22: 0; 2022-23: 0; 2023-24: 0; 2024-25: 0; 2025-26: 0; 2026-27: 0; 2027-28: 0; 2028-29: 0; 2029-30: 0; 2030-31: 0; 2031-32: 0; 2032-33: 0; 2033-34: 0; 2034-35: 0; 2035-36: 0; 2036-37: 0; 2037-38: 0; 2038-39: 0; 2039-40: 0; 2040-41: 0; 2041-42: 0; 2042-43: 0; 2043-44: 0; 2044-45: 0; 2045-46: 0; 2046-47: 0; 2047-48: 0; 2048-49: 0; 2049-50: 0
1.1BL | Non-potable water supplies (if applicable) | Input | Ml/d | 2 | 2019-20: 0; 2020-21: 0; 2021-22: 0; 2022-23: 0; 2023-24: 0; 2024-25: 0; 2025-26: 0; 2026-27: 0; 2027-28: 0; 2028-29: 0; 2029-30: 0; 2030-31: 0; 2031-32: 0; 2032-33: 0; 2033-34: 0; 2034-35: 0; 2035-36: 0; 2036-37: 0; 2037-38: 0; 2038-39: 0; 2039-40: 0; 2040-41: 0; 2041-42: 0; 2042-43: 0; 2043-44: 0; 2044-45: 0; 2045-46: 0; 2046-47: 0; 2047-48: 0; 2048-49: 0; 2049-50: 0
2BL | Raw water imported | Input | Ml/d | 2 | 2019-20: 0; 2020-21: 0; 2021-22: 0; 2022-23: 0; 2023-24: 0; 2024-25: 0; 2025-26: 0; 2026-27: 0; 2027-28: 0; 2028-29: 0; 2029-30: 0; 2030-31: 0; 2031-32: 0; 2032-33: 0; 2033-34: 0; 2034-35: 0; 2035-36: 0; 2036-37: 0; 2037-38: 0; 2038-39: 0; 2039-40: 0; 2040-41: 0; 2041-42: 0; 2042-43: 0; 2043-44: 0; 2044-45: 0; 2045-46: 0; 2046-47: 0; 2047-48: 0; 2048-49: 0; 2049-50: 0
3BL | Potable water imported | Input | Ml/d | 2 | 2019-20: 0; 2020-21: 0; 2021-22: 0; 2022-23: 0; 2023-24: 0; 2024-25: 0; 2025-26: 0.7; 2026-27: 0.7; 2027-28: 0.7; 2028-29: 0.7; 2029-30: 0.7; 2030-31: 0.7; 2031-32: 0.7; 2032-33: 0.7; 2033-34: 0.7; 2034-35: 0.7; 2035-36: 0.7; 2036-37: 0.7; 2037-38: 0.7; 2038-39: 0.7; 2039-40: 0.7; 2040-41: 0.7; 2041-42: 0.7; 2042-43: 0.7; 2043-44: 0.7; 2044-45: 0.7; 2045-46: 0.7; 2046-47: 0.7; 2047-48: 0.7; 2048-49: 0.7; 2049-50: 0.7
4BL | Raw water exported enter as -ve | Input | Ml/d | 2 | 2019-20: 0; 2020-21: 0; 2021-22: 0; 2022-23: 0; 2023-24: 0; 2024-25: 0; 2025-26: 0; 2026-27: 0; 2027-28: 0; 2028-29: 0; 2029-30: 0; 2030-31: 0; 2031-32: 0; 2032-33: 0; 2033-34: 0; 2034-35: 0; 2035-36: 0; 2036-37: 0; 2037-38: 0; 2038-39: 0; 2039-40: 0; 2040-41: 0; 2041-42: 0; 2042-43: 0; 2043-44: 0; 2044-45: 0; 2045-46: 0; 2046-47: 0; 2047-48: 0; 2048-49: 0; 2049-50: 0
5BL | Potable water exported enter as -ve | Input | Ml/d | 2 | 2019-20: 0; 2020-21: 0; 2021-22: 0; 2022-23: 0; 2023-24: 0; 2024-25: 0; 2025-26: 0; 2026-27: 0; 2027-28: 0; 2028-29: 0; 2029-30: 0; 2030-31: 0; 2031-32: 0; 2032-33: 0; 2033-34: 0; 2034-35: 0; 2035-36: 0; 2036-37: 0; 2037-38: 0; 2038-39: 0; 2039-40: 0; 2040-41: 0; 2041-42: 0; 2042-43: 0; 2043-44: 0; 2044-45: 0; 2045-46: 0; 2046-47: 0; 2047-48: 0; 2048-49: 0; 2049-50: 0
6BL | Deployable Output before forecast changes | Input | Ml/d | 2 | 2019-20: 10.09; 2020-21: 10.09; 2021-22: 10.09; 2022-23: 10.09; 2023-24: 10.09; 2024-25: 10.09; 2025-26: 10.03; 2026-27: 10.03; 2027-28: 10.03; 2028-29: 10.03; 2029-30: 10.03; 2030-31: 10.03; 2031-32: 10.03; 2032-33: 10.03; 2033-34: 10.03; 2034-35: 10.03; 2035-36: 10.03; 2036-37: 10.03; 2037-38: 10.03; 2038-39: 10.03; 2039-40: 10.03; 2040-41: 10.03; 2041-42: 10.03; 2042-43: 10.03; 2043-44: 10.03; 2044-45: 10.03; 2045-46: 10.03; 2046-47: 10.03; 2047-48: 10.03; 2048-49: 10.03; 2049-50: 10.03
6.1BL | Deployable Output post forecast changes | 6BL + 7BL | Ml/d | 2 | 2019-20: 10.09; 2020-21: 10.09; 2021-22: 10.09; 2022-23: 10.09; 2023-24: 10.09; 2024-25: 10.09; 2025-26: 9.12; 2026-27: 9.12; 2027-28: 9.12; 2028-29: 9.12; 2029-30: 9.12; 2030-31: 9.12; 2031-32: 9.12; 2032-33: 9.12; 2033-34: 9.12; 2034-35: 9.12; 2035-36: 9.12; 2036-37: 9.12; 2037-38: 9.12; 2038-39: 9.12; 2039-40: 9.12; 2040-41: 1.57; 2041-42: 1.57; 2042-43: 1.57; 2043-44: 1.57; 2044-45: 1.57; 2045-46: 1.57; 2046-47: 1.57; 2047-48: 1.57; 2048-49: 1.57; 2049-50: 1.57
7BL | Baseline forecast changes to Deployable Output | sum (7.1BL:7.6BL) | Ml/d | 2 | 2019-20: 0; 2020-21: 0; 2021-22: 0; 2022-23: 0; 2023-24: 0; 2024-25: 0; 2025-26: -0.91; 2026-27: -0.91; 2027-28: -0.91; 2028-29: -0.91; 2029-30: -0.91; 2030-31: -0.91; 2031-32: -0.91; 2032-33: -0.91; 2033-34: -0.91; 2034-35: -0.91; 2035-36: -0.91; 2036-37: -0.91; 2037-38: -0.91; 2038-39: -0.91; 2039-40: -0.91; 2040-41: -8.46; 2041-42: -8.46; 2042-43: -8.46; 2043-44: -8.46; 2044-45: -8.46; 2045-46: -8.46; 2046-47: -8.46; 2047-48: -8.46; 2048-49: -8.46; 2049-50: -8.46
7.1BL | Change in DO due to climate change | Input | Ml/d | 2 | 2019-20: 0; 2020-21: 0; 2021-22: 0; 2022-23: 0; 2023-24: 0; 2024-25: 0; 2025-26: 0; 2026-27: 0; 2027-28: 0; 2028-29: 0; 2029-30: 0; 2030-31: 0; 2031-32: 0; 2032-33: 0; 2033-34: 0; 2034-35: 0; 2035-36: 0; 2036-37: 0; 2037-38: 0; 2038-39: 0; 2039-40: 0; 2040-41: 0; 2041-42: 0; 2042-43: 0; 2043-44: 0; 2044-45: 0; 2045-46: 0; 2046-47: 0; 2047-48: 0; 2048-49: 0; 2049-50: 0
7.2BL | Total confirmed DO reductions to restore sustainable abstraction enter as -ve | Input | Ml/d | 2 | 2019-20: 0; 2020-21: 0; 2021-22: 0; 2022-23: 0; 2023-24: 0; 2024-25: 0; 2025-26: -0.91; 2026-27: -0.91; 2027-28: -0.91; 2028-29: -0.91; 2029-30: -0.91; 2030-31: -0.91; 2031-32: -0.91; 2032-33: -0.91; 2033-34: -0.91; 2034-35: -0.91; 2035-36: -0.91; 2036-37: -0.91; 2037-38: -0.91; 2038-39: -0.91; 2039-40: -0.91; 2040-41: -0.91; 2041-42: -0.91; 2042-43: -0.91; 2043-44: -0.91; 2044-45: -0.91; 2045-46: -0.91; 2046-47: -0.91; 2047-48: -0.91; 2048-49: -0.91; 2049-50: -0.91
7.3BL | Total additional DO reductions for Environmental Destination (excl. any confirmed reductions) enter as -ve | Input | Ml/d | 2 | 2019-20: 0; 2020-21: 0; 2021-22: 0; 2022-23: 0; 2023-24: 0; 2024-25: 0; 2025-26: 0; 2026-27: 0; 2027-28: 0; 2028-29: 0; 2029-30: 0; 2030-31: 0; 2031-32: 0; 2032-33: 0; 2033-34: 0; 2034-35: 0; 2035-36: 0; 2036-37: 0; 2037-38: 0; 2038-39: 0; 2039-40: 0; 2040-41: -7.55; 2041-42: -7.55; 2042-43: -7.55; 2043-44: -7.55; 2044-45: -7.55; 2045-46: -7.55; 2046-47: -7.55; 2047-48: -7.55; 2048-49: -7.55; 2049-50: -7.55
7.4BL | Change in DO from prolonged Outage reduction enter as -ve | Input | Ml/d | 2 | 2019-20: 0; 2020-21: 0; 2021-22: 0; 2022-23: 0; 2023-24: 0; 2024-25: 0; 2025-26: 0; 2026-27: 0; 2027-28: 0; 2028-29: 0; 2029-30: 0; 2030-31: 0; 2031-32: 0; 2032-33: 0; 2033-34: 0; 2034-35: 0; 2035-36: 0; 2036-37: 0; 2037-38: 0; 2038-39: 0; 2039-40: 0; 2040-41: 0; 2041-42: 0; 2042-43: 0; 2043-44: 0; 2044-45: 0; 2045-46: 0; 2046-47: 0; 2047-48: 0; 2048-49: 0; 2049-50: 0
7.5BL | Change in DO from drought measures | Zero for baseline | Ml/d | 2 | 2019-20: 0; 2020-21: 0; 2021-22: 0; 2022-23: 0; 2023-24: 0; 2024-25: 0; 2025-26: 0; 2026-27: 0; 2027-28: 0; 2028-29: 0; 2029-30: 0; 2030-31: 0; 2031-32: 0; 2032-33: 0; 2033-34: 0; 2034-35: 0; 2035-36: 0; 2036-37: 0; 2037-38: 0; 2038-39: 0; 2039-40: 0; 2040-41: 0; 2041-42: 0; 2042-43: 0; 2043-44: 0; 2044-45: 0; 2045-46: 0; 2046-47: 0; 2047-48: 0; 2048-49: 0; 2049-50: 0
7.6BL | Total other changes to DO (e.g. nitrates/operational decline) | Input | Ml/d | 2 | 2019-20: 0; 2020-21: 0; 2021-22: 0; 2022-23: 0; 2023-24: 0; 2024-25: 0; 2025-26: 0; 2026-27: 0; 2027-28: 0; 2028-29: 0; 2029-30: 0; 2030-31: 0; 2031-32: 0; 2032-33: 0; 2033-34: 0; 2034-35: 0; 2035-36: 0; 2036-37: 0; 2037-38: 0; 2038-39: 0; 2039-40: 0; 2040-41: 0; 2041-42: 0; 2042-43: 0; 2043-44: 0; 2044-45: 0; 2045-46: 0; 2046-47: 0; 2047-48: 0; 2048-49: 0; 2049-50: 0
8BL | Raw water losses, treatment works losses and operational use | Input | Ml/d | 2 | 2019-20: 0.47; 2020-21: 0.47; 2021-22: 0.47; 2022-23: 0.47; 2023-24: 0.47; 2024-25: 0.47; 2025-26: 0.47; 2026-27: 0.47; 2027-28: 0.47; 2028-29: 0.47; 2029-30: 0.47; 2030-31: 0.47; 2031-32: 0.47; 2032-33: 0.47; 2033-34: 0.47; 2034-35: 0.47; 2035-36: 0.47; 2036-37: 0.47; 2037-38: 0.47; 2038-39: 0.47; 2039-40: 0.47; 2040-41: 0.47; 2041-42: 0.47; 2042-43: 0.47; 2043-44: 0.47; 2044-45: 0.47; 2045-46: 0.47; 2046-47: 0.47; 2047-48: 0.47; 2048-49: 0.47; 2049-50: 0.47
9BL | Total Outage Allowance | Input | Ml/d | 2 | 2019-20: 0.06; 2020-21: 0.06; 2021-22: 0.06; 2022-23: 0.06; 2023-24: 0.06; 2024-25: 0.06; 2025-26: 0.06; 2026-27: 0.06; 2027-28: 0.06; 2028-29: 0.06; 2029-30: 0.06; 2030-31: 0.05; 2031-32: 0.05; 2032-33: 0.05; 2033-34: 0.05; 2034-35: 0.05; 2035-36: 0.05; 2036-37: 0.05; 2037-38: 0.05; 2038-39: 0.05; 2039-40: 0.05; 2040-41: 0.05; 2041-42: 0.05; 2042-43: 0.05; 2043-44: 0.05; 2044-45: 0.05; 2045-46: 0.05; 2046-47: 0.05; 2047-48: 0.05; 2048-49: 0.05; 2049-50: 0.05
10BL | Water Available For Use (own sources) | (6BL + 7BL) - (8BL + 9BL) | Ml/d | 2 | 2019-20: 9.56; 2020-21: 9.56; 2021-22: 9.56; 2022-23: 9.56; 2023-24: 9.56; 2024-25: 9.56; 2025-26: 8.59; 2026-27: 8.59; 2027-28: 8.59; 2028-29: 8.59; 2029-30: 8.59; 2030-31: 8.6; 2031-32: 8.6; 2032-33: 8.6; 2033-34: 8.6; 2034-35: 8.6; 2035-36: 8.6; 2036-37: 8.6; 2037-38: 8.6; 2038-39: 8.6; 2039-40: 8.6; 2040-41: 1.05; 2041-42: 1.05; 2042-43: 1.05; 2043-44: 1.05; 2044-45: 1.05; 2045-46: 1.05; 2046-47: 1.05; 2047-48: 1.05; 2048-49: 1.05; 2049-50: 1.05
11BL | Total Water Available For Use | 10BL + sum (2BL:5BL) | Ml/d | 2 | 2019-20: 9.56; 2020-21: 9.56; 2021-22: 9.56; 2022-23: 9.56; 2023-24: 9.56; 2024-25: 9.56; 2025-26: 9.29; 2026-27: 9.29; 2027-28: 9.29; 2028-29: 9.29; 2029-30: 9.29; 2030-31: 9.3; 2031-32: 9.3; 2032-33: 9.3; 2033-34: 9.3; 2034-35: 9.3; 2035-36: 9.3; 2036-37: 9.3; 2037-38: 9.3; 2038-39: 9.3; 2039-40: 9.3; 2040-41: 1.75; 2041-42: 1.75; 2042-43: 1.75; 2043-44: 1.75; 2044-45: 1.75; 2045-46: 1.75; 2046-47: 1.75; 2047-48: 1.75; 2048-49: 1.75; 2049-50: 1.75
12BL | Water delivered measured non-household | Input | Ml/d | 2 | 2019-20: 0.91; 2020-21: 0.93; 2021-22: 0.95; 2022-23: 0.96; 2023-24: 0.99; 2024-25: 1.01; 2025-26: 1.03; 2026-27: 1.05; 2027-28: 1.07; 2028-29: 1.08; 2029-30: 1.1; 2030-31: 1.12; 2031-32: 1.13; 2032-33: 1.15; 2033-34: 1.16; 2034-35: 1.18; 2035-36: 1.19; 2036-37: 1.21; 2037-38: 1.23; 2038-39: 1.25; 2039-40: 1.26; 2040-41: 1.28; 2041-42: 1.3; 2042-43: 1.32; 2043-44: 1.34; 2044-45: 1.36; 2045-46: 1.38; 2046-47: 1.39; 2047-48: 1.41; 2048-49: 1.43; 2049-50: 1.45
12.1BL | Non-potable water consumption (if applicable) | Input | Ml/d | 2 | 2019-20: 0; 2020-21: 0; 2021-22: 0; 2022-23: 0; 2023-24: 0; 2024-25: 0; 2025-26: 0; 2026-27: 0; 2027-28: 0; 2028-29: 0; 2029-30: 0; 2030-31: 0; 2031-32: 0; 2032-33: 0; 2033-34: 0; 2034-35: 0; 2035-36: 0; 2036-37: 0; 2037-38: 0; 2038-39: 0; 2039-40: 0; 2040-41: 0; 2041-42: 0; 2042-43: 0; 2043-44: 0; 2044-45: 0; 2045-46: 0; 2046-47: 0; 2047-48: 0; 2048-49: 0; 2049-50: 0
13BL | Water delivered unmeasured non-household | Input | Ml/d | 2 | 2019-20: 0; 2020-21: 0; 2021-22: 0; 2022-23: 0; 2023-24: 0; 2024-25: 0; 2025-26: 0; 2026-27: 0; 2027-28: 0; 2028-29: 0; 2029-30: 0; 2030-31: 0; 2031-32: 0.01; 2032-33: 0.01; 2033-34: 0.01; 2034-35: 0.01; 2035-36: 0.01; 2036-37: 0.01; 2037-38: 0.01; 2038-39: 0.01; 2039-40: 0.01; 2040-41: 0.01; 2041-42: 0.01; 2042-43: 0.01; 2043-44: 0.01; 2044-45: 0.01; 2045-46: 0.01; 2046-47: 0.01; 2047-48: 0.01; 2048-49: 0.01; 2049-50: 0.01
14BL | Water delivered measured household | Input | Ml/d | 2 | 2019-20: 3.62; 2020-21: 3.68; 2021-22: 3.7; 2022-23: 3.8; 2023-24: 3.89; 2024-25: 3.86; 2025-26: 3.92; 2026-27: 3.95; 2027-28: 3.97; 2028-29: 3.99; 2029-30: 4.01; 2030-31: 4.04; 2031-32: 4.07; 2032-33: 4.11; 2033-34: 4.17; 2034-35: 4.24; 2035-36: 4.3; 2036-37: 4.36; 2037-38: 4.43; 2038-39: 4.5; 2039-40: 4.56; 2040-41: 4.62; 2041-42: 4.68; 2042-43: 4.74; 2043-44: 4.79; 2044-45: 4.85; 2045-46: 4.89; 2046-47: 4.93; 2047-48: 4.97; 2048-49: 5; 2049-50: 5.04
15BL | Water delivered unmeasured household | Input | Ml/d | 2 | 2019-20: 2.45; 2020-21: 2.36; 2021-22: 2.29; 2022-23: 2.2; 2023-24: 2.11; 2024-25: 2.03; 2025-26: 1.97; 2026-27: 1.91; 2027-28: 1.86; 2028-29: 1.8; 2029-30: 1.75; 2030-31: 1.71; 2031-32: 1.67; 2032-33: 1.62; 2033-34: 1.58; 2034-35: 1.53; 2035-36: 1.49; 2036-37: 1.45; 2037-38: 1.41; 2038-39: 1.38; 2039-40: 1.34; 2040-41: 1.31; 2041-42: 1.28; 2042-43: 1.25; 2043-44: 1.22; 2044-45: 1.19; 2045-46: 1.19; 2046-47: 1.18; 2047-48: 1.17; 2048-49: 1.17; 2049-50: 1.17
16BL | Percentage of consumption driven by climate change | Input | % | 1 | 2019-20: 0%; 2020-21: 0%; 2021-22: 0%; 2022-23: 0.1%; 2023-24: 0.1%; 2024-25: 0.1%; 2025-26: 0.1%; 2026-27: 0.1%; 2027-28: 0.1%; 2028-29: 0.2%; 2029-30: 0.2%; 2030-31: 0.2%; 2031-32: 0.2%; 2032-33: 0.3%; 2033-34: 0.3%; 2034-35: 0.3%; 2035-36: 0.4%; 2036-37: 0.4%; 2037-38: 0.4%; 2038-39: 0.5%; 2039-40: 0.5%; 2040-41: 0.6%; 2041-42: 0.6%; 2042-43: 0.6%; 2043-44: 0.7%; 2044-45: 0.7%; 2045-46: 0.8%; 2046-47: 0.8%; 2047-48: 0.8%; 2048-49: 0.8%; 2049-50: 0.9%
17BL | Volume of consumption driven by climate change | 16BL * (12BL + sum(13BL:15BL) - sum (23BL:26BL)) | Ml/d | 2 | 2019-20: 0; 2020-21: 0; 2021-22: 0; 2022-23: 0.00665; 2023-24: 0.00669; 2024-25: 0.00661; 2025-26: 0.00664; 2026-27: 0.00664; 2027-28: 0.00663; 2028-29: 0.01322; 2029-30: 0.01322; 2030-31: 0.01324; 2031-32: 0.0133; 2032-33: 0.01995; 2033-34: 0.02004; 2034-35: 0.02016; 2035-36: 0.02704; 2036-37: 0.02716; 2037-38: 0.02736; 2038-39: 0.0345; 2039-40: 0.0347; 2040-41: 0.04188; 2041-42: 0.04218; 2042-43: 0.04248; 2043-44: 0.04984; 2044-45: 0.05019; 2045-46: 0.05784; 2046-47: 0.05816; 2047-48: 0.05856; 2048-49: 0.05896; 2049-50: 0.06687
18BL | Measured Household - PCC | ((14BL - 25BL) * 1,000,000) / (39BL *1,000) | l/h/d | 1 | 2019-20: 129.9966; 2020-21: 128.6771; 2021-22: 126.7942; 2022-23: 126.6745; 2023-24: 126.6166; 2024-25: 122.9671; 2025-26: 122.7432; 2026-27: 122.8968; 2027-28: 122.488; 2028-29: 122.1635; 2029-30: 122.0162; 2030-31: 122.0613; 2031-32: 122.3884; 2032-33: 122.4565; 2033-34: 122.8911; 2034-35: 123.6457; 2035-36: 124.0908; 2036-37: 124.324; 2037-38: 125.1273; 2038-39: 125.9148; 2039-40: 126.2972; 2040-41: 126.4322; 2041-42: 126.8972; 2042-43: 127.3497; 2043-44: 127.4951; 2044-45: 127.655; 2045-46: 127.8317; 2046-47: 128.0266; 2047-48: 128.2324; 2048-49: 128.1679; 2049-50: 128.4678
19BL | Unmeasured Household - PCC | ((15BL - 26BL) * 1,000,000) / (40BL *1,000) | l/h/d | 1 | 2019-20: 237.478; 2020-21: 236.2036; 2021-22: 236.5686; 2022-23: 235.6322; 2023-24: 235.1397; 2024-25: 233.8241; 2025-26: 234.365; 2026-27: 232.8928; 2027-28: 232.3707; 2028-29: 231.6922; 2029-30: 230.9109; 2030-31: 231.1382; 2031-32: 232.5581; 2032-33: 230.8163; 2033-34: 231.3503; 2034-35: 229.9968; 2035-36: 231.5895; 2036-37: 231.4021; 2037-38: 230.837; 2038-39: 231.7581; 2039-40: 232.1263; 2040-41: 232.381; 2041-42: 232.4219; 2042-43: 232.1857; 2043-44: 231.6048; 2044-45: 232.8508; 2045-46: 234.1772; 2046-47: 233.298; 2047-48: 232.3598; 2048-49: 233.4547; 2049-50: 233.5047
20BL | Average Household - PCC | (((14BL - 25BL) + (15BL - 26BL)) * 1,000,000) / ((39BL + 40BL) *1,000) | l/h/d | 1 | 2019-20: 158.5205; 2020-21: 155.9311; 2021-22: 153.5436; 2022-23: 151.9433; 2023-24: 150.5961; 2024-25: 146.3415; 2025-26: 145.4188; 2026-27: 144.6057; 2027-28: 143.5752; 2028-29: 142.6071; 2029-30: 141.7565; 2030-31: 141.3038; 2031-32: 141.3066; 2032-33: 140.5751; 2033-34: 140.4223; 2034-35: 140.2709; 2035-36: 140.3482; 2036-37: 139.997; 2037-38: 140.1099; 2038-39: 140.4459; 2039-40: 140.3821; 2040-41: 140.1042; 2041-42: 140.1081; 2042-43: 140.088; 2043-44: 139.779; 2044-45: 139.7138; 2045-46: 139.8852; 2046-47: 139.8302; 2047-48: 139.7857; 2048-49: 139.7318; 2049-50: 139.942
21BL | Water taken unbilled | Input | Ml/d | 2 | 2019-20: 0.17; 2020-21: 0.17; 2021-22: 0.18; 2022-23: 0.18; 2023-24: 0.18; 2024-25: 0.19; 2025-26: 0.18; 2026-27: 0.18; 2027-28: 0.17; 2028-29: 0.18; 2029-30: 0.2; 2030-31: 0.17; 2031-32: 0.17; 2032-33: 0.17; 2033-34: 0.18; 2034-35: 0.17; 2035-36: 0.18; 2036-37: 0.17; 2037-38: 0.16; 2038-39: 0.16; 2039-40: 0.18; 2040-41: 0.16; 2041-42: 0.16; 2042-43: 0.17; 2043-44: 0.17; 2044-45: 0.17; 2045-46: 0.15; 2046-47: 0.17; 2047-48: 0.17; 2048-49: 0.18; 2049-50: 0.15
22BL | Distribution system operational use | Input | Ml/d | 2 | 2019-20: 0.04; 2020-21: 0.04; 2021-22: 0.04; 2022-23: 0.04; 2023-24: 0.04; 2024-25: 0.04; 2025-26: 0.04; 2026-27: 0.04; 2027-28: 0.04; 2028-29: 0.04; 2029-30: 0.04; 2030-31: 0.04; 2031-32: 0.04; 2032-33: 0.04; 2033-34: 0.04; 2034-35: 0.04; 2035-36: 0.04; 2036-37: 0.04; 2037-38: 0.04; 2038-39: 0.04; 2039-40: 0.04; 2040-41: 0.04; 2041-42: 0.04; 2042-43: 0.04; 2043-44: 0.04; 2044-45: 0.04; 2045-46: 0.04; 2046-47: 0.04; 2047-48: 0.04; 2048-49: 0.04; 2049-50: 0.04
23BL | Measured Non Household - USPL | Input | Ml/d | 2 | 2019-20: 0.01; 2020-21: 0.01; 2021-22: 0.01; 2022-23: 0.01; 2023-24: 0.01; 2024-25: 0.01; 2025-26: 0.01; 2026-27: 0.01; 2027-28: 0.01; 2028-29: 0.01; 2029-30: 0.01; 2030-31: 0.01; 2031-32: 0.01; 2032-33: 0.01; 2033-34: 0.01; 2034-35: 0.01; 2035-36: 0.01; 2036-37: 0.01; 2037-38: 0.01; 2038-39: 0.01; 2039-40: 0.01; 2040-41: 0.01; 2041-42: 0.01; 2042-43: 0.01; 2043-44: 0.01; 2044-45: 0.01; 2045-46: 0.01; 2046-47: 0.01; 2047-48: 0.01; 2048-49: 0.01; 2049-50: 0.01
24BL | Unmeasured Non Household - USPL | Input | Ml/d | 2 | 2019-20: 0; 2020-21: 0; 2021-22: 0; 2022-23: 0; 2023-24: 0; 2024-25: 0; 2025-26: 0; 2026-27: 0; 2027-28: 0; 2028-29: 0; 2029-30: 0; 2030-31: 0; 2031-32: 0; 2032-33: 0; 2033-34: 0; 2034-35: 0; 2035-36: 0; 2036-37: 0; 2037-38: 0; 2038-39: 0; 2039-40: 0; 2040-41: 0; 2041-42: 0; 2042-43: 0; 2043-44: 0; 2044-45: 0; 2045-46: 0; 2046-47: 0; 2047-48: 0; 2048-49: 0; 2049-50: 0
25BL | Measured Household - USPL | Input | Ml/d | 2 | 2019-20: 0.15; 2020-21: 0.15; 2021-22: 0.14; 2022-23: 0.15; 2023-24: 0.15; 2024-25: 0.14; 2025-26: 0.14; 2026-27: 0.13; 2027-28: 0.13; 2028-29: 0.13; 2029-30: 0.12; 2030-31: 0.12; 2031-32: 0.11; 2032-33: 0.12; 2033-34: 0.12; 2034-35: 0.12; 2035-36: 0.12; 2036-37: 0.13; 2037-38: 0.13; 2038-39: 0.13; 2039-40: 0.13; 2040-41: 0.14; 2041-42: 0.14; 2042-43: 0.14; 2043-44: 0.14; 2044-45: 0.15; 2045-46: 0.15; 2046-47: 0.15; 2047-48: 0.15; 2048-49: 0.15; 2049-50: 0.15
26BL | Unmeasured Household - USPL | Input | Ml/d | 2 | 2019-20: 0.16; 2020-21: 0.16; 2021-22: 0.15; 2022-23: 0.15; 2023-24: 0.14; 2024-25: 0.14; 2025-26: 0.13; 2026-27: 0.13; 2027-28: 0.13; 2028-29: 0.12; 2029-30: 0.12; 2030-31: 0.12; 2031-32: 0.11; 2032-33: 0.11; 2033-34: 0.11; 2034-35: 0.11; 2035-36: 0.1; 2036-37: 0.1; 2037-38: 0.1; 2038-39: 0.1; 2039-40: 0.09; 2040-41: 0.09; 2041-42: 0.09; 2042-43: 0.09; 2043-44: 0.09; 2044-45: 0.08; 2045-46: 0.08; 2046-47: 0.08; 2047-48: 0.08; 2048-49: 0.08; 2049-50: 0.08
27BL | Void Properties - USPL | Input | Ml/d | 2 | 2019-20: 0.01; 2020-21: 0.01; 2021-22: 0.01; 2022-23: 0.01; 2023-24: 0.01; 2024-25: 0.01; 2025-26: 0.01; 2026-27: 0.01; 2027-28: 0.01; 2028-29: 0.01; 2029-30: 0.01; 2030-31: 0.01; 2031-32: 0.01; 2032-33: 0.01; 2033-34: 0.01; 2034-35: 0.01; 2035-36: 0.01; 2036-37: 0.01; 2037-38: 0.01; 2038-39: 0.01; 2039-40: 0.01; 2040-41: 0.01; 2041-42: 0.01; 2042-43: 0.01; 2043-44: 0.01; 2044-45: 0.01; 2045-46: 0.01; 2046-47: 0.01; 2047-48: 0.01; 2048-49: 0.01; 2049-50: 0.02
28BL | Distribution losses | Input | Ml/d | 2 | 2019-20: 2.5; 2020-21: 2.45; 2021-22: 2.42; 2022-23: 2.37; 2023-24: 2.32; 2024-25: 2.27; 2025-26: 2.27; 2026-27: 2.27; 2027-28: 2.27; 2028-29: 2.27; 2029-30: 2.27; 2030-31: 2.27; 2031-32: 2.27; 2032-33: 2.27; 2033-34: 2.27; 2034-35: 2.27; 2035-36: 2.27; 2036-37: 2.27; 2037-38: 2.27; 2038-39: 2.27; 2039-40: 2.27; 2040-41: 2.27; 2041-42: 2.27; 2042-43: 2.27; 2043-44: 2.27; 2044-45: 2.27; 2045-46: 2.27; 2046-47: 2.27; 2047-48: 2.27; 2048-49: 2.27; 2049-50: 2.27
29BL | Total Leakage | sum (23BL:28BL) | Ml/d | 2 | 2019-20: 2.83; 2020-21: 2.78; 2021-22: 2.73; 2022-23: 2.69; 2023-24: 2.63; 2024-25: 2.57; 2025-26: 2.56; 2026-27: 2.55; 2027-28: 2.55; 2028-29: 2.54; 2029-30: 2.53; 2030-31: 2.53; 2031-32: 2.51; 2032-33: 2.52; 2033-34: 2.52; 2034-35: 2.52; 2035-36: 2.51; 2036-37: 2.52; 2037-38: 2.52; 2038-39: 2.52; 2039-40: 2.51; 2040-41: 2.52; 2041-42: 2.52; 2042-43: 2.52; 2043-44: 2.52; 2044-45: 2.52; 2045-46: 2.52; 2046-47: 2.52; 2047-48: 2.52; 2048-49: 2.52; 2049-50: 2.53
30BL | Leakage/property | (29BL * 1,000,000) / (36BL * 1,000) | l/prop/d | 2 | 2019-20: 177.8532; 2020-21: 174.7219; 2021-22: 172.6209; 2022-23: 167.6535; 2023-24: 161.687; 2024-25: 156.0034; 2025-26: 153.9016; 2026-27: 152.9327; 2027-28: 152.7038; 2028-29: 151.9139; 2029-30: 150.8736; 2030-31: 150.6939; 2031-32: 149.3337; 2032-33: 149.7593; 2033-34: 148.6287; 2034-35: 147.4805; 2035-36: 145.82; 2036-37: 145.3203; 2037-38: 144.2721; 2038-39: 143.2632; 2039-40: 141.6878; 2040-41: 141.2794; 2041-42: 140.3352; 2042-43: 139.4345; 2043-44: 138.5377; 2044-45: 137.6748; 2045-46: 136.8375; 2046-47: 136.0324; 2047-48: 135.2512; 2048-49: 134.4932; 2049-50: 134.2959
31BL | Measured Non Household - properties | Input | 000's | 2 | 2019-20: 0.913; 2020-21: 0.925; 2021-22: 0.935; 2022-23: 0.947; 2023-24: 0.959; 2024-25: 0.969; 2025-26: 0.979; 2026-27: 0.99; 2027-28: 0.999; 2028-29: 1.005; 2029-30: 1.011; 2030-31: 1.015; 2031-32: 1.019; 2032-33: 1.023; 2033-34: 1.027; 2034-35: 1.032; 2035-36: 1.036; 2036-37: 1.04; 2037-38: 1.044; 2038-39: 1.047; 2039-40: 1.051; 2040-41: 1.054; 2041-42: 1.058; 2042-43: 1.061; 2043-44: 1.065; 2044-45: 1.068; 2045-46: 1.071; 2046-47: 1.073; 2047-48: 1.076; 2048-49: 1.079; 2049-50: 1.081
32BL | Unmeasured Non Household - properties | Input | 000's | 2 | 2019-20: 0.004; 2020-21: 0.004; 2021-22: 0.004; 2022-23: 0.004; 2023-24: 0.004; 2024-25: 0.004; 2025-26: 0.004; 2026-27: 0.004; 2027-28: 0.004; 2028-29: 0.004; 2029-30: 0.004; 2030-31: 0.004; 2031-32: 0.004; 2032-33: 0.004; 2033-34: 0.004; 2034-35: 0.004; 2035-36: 0.004; 2036-37: 0.004; 2037-38: 0.004; 2038-39: 0.004; 2039-40: 0.004; 2040-41: 0.004; 2041-42: 0.004; 2042-43: 0.004; 2043-44: 0.004; 2044-45: 0.004; 2045-46: 0.004; 2046-47: 0.004; 2047-48: 0.004; 2048-49: 0.004; 2049-50: 0.004
33BL | All void non-households - properties | Input | 000's | 2 | 2019-20: 0; 2020-21: 0; 2021-22: 0; 2022-23: 0; 2023-24: 0; 2024-25: 0; 2025-26: 0; 2026-27: 0; 2027-28: 0; 2028-29: 0; 2029-30: 0; 2030-31: 0; 2031-32: 0; 2032-33: 0; 2033-34: 0; 2034-35: 0; 2035-36: 0; 2036-37: 0; 2037-38: 0; 2038-39: 0; 2039-40: 0; 2040-41: 0; 2041-42: 0; 2042-43: 0; 2043-44: 0; 2044-45: 0; 2045-46: 0; 2046-47: 0; 2047-48: 0; 2048-49: 0; 2049-50: 0
34BL | Measured households - properties (excl. void) | Year before + sum (34.1BL:34.6BL) | 000's | 2 | 2019-20: 10.527; 2020-21: 10.638; 2021-22: 10.638; 2022-23: 10.983; 2023-24: 11.313; 2024-25: 11.627; 2025-26: 11.868; 2026-27: 11.984; 2027-28: 12.085; 2028-29: 12.183; 2029-30: 12.304; 2030-31: 12.396; 2031-32: 12.485; 2032-33: 12.571; 2033-34: 12.765; 2034-35: 12.957; 2035-36: 13.145; 2036-37: 13.33; 2037-38: 13.512; 2038-39: 13.69; 2039-40: 13.865; 2040-41: 14.037; 2041-42: 14.204; 2042-43: 14.367; 2043-44: 14.528; 2044-45: 14.685; 2045-46: 14.803; 2046-47: 14.918; 2047-48: 15.03; 2048-49: 15.14; 2049-50: 15.238
34.1BL | New build properties - properties | Input (new builds in each year) | 000's | 2 | 2019-20: 0; 2020-21: 0.069; 2021-22: 0; 2022-23: 0.212; 2023-24: 0.204; 2024-25: 0.193; 2025-26: 0.146; 2026-27: 0.024; 2027-28: 0.013; 2028-29: 0.013; 2029-30: 0.039; 2030-31: 0.012; 2031-32: 0.012; 2032-33: 0.012; 2033-34: 0.123; 2034-35: 0.123; 2035-36: 0.122; 2036-37: 0.121; 2037-38: 0.12; 2038-39: 0.118; 2039-40: 0.117; 2040-41: 0.116; 2041-42: 0.114; 2042-43: 0.111; 2043-44: 0.111; 2044-45: 0.108; 2045-46: 0.107; 2046-47: 0.105; 2047-48: 0.102; 2048-49: 0.101; 2049-50: 0.098
34.2BL | Meter optants - properties | Input (meter optants in each year) | 000's | 2 | 2019-20: 0.001; 2020-21: 0.034; 2021-22: 0; 2022-23: 0.102; 2023-24: 0.097; 2024-25: 0.093; 2025-26: 0.068; 2026-27: 0.066; 2027-28: 0.063; 2028-29: 0.061; 2029-30: 0.059; 2030-31: 0.057; 2031-32: 0.055; 2032-33: 0.053; 2033-34: 0.052; 2034-35: 0.05; 2035-36: 0.048; 2036-37: 0.047; 2037-38: 0.045; 2038-39: 0.044; 2039-40: 0.042; 2040-41: 0.041; 2041-42: 0.039; 2042-43: 0.038; 2043-44: 0.037; 2044-45: 0.036; 2045-46: 0; 2046-47: 0; 2047-48: 0; 2048-49: 0; 2049-50: 0
34.3BL | Compulsory metering - properties | Input (compulsory meters in each year) | 000's | 2 | 2019-20: 0; 2020-21: 0; 2021-22: 0; 2022-23: 0; 2023-24: 0; 2024-25: 0; 2025-26: 0; 2026-27: 0; 2027-28: 0; 2028-29: 0; 2029-30: 0; 2030-31: 0; 2031-32: 0; 2032-33: 0; 2033-34: 0; 2034-35: 0; 2035-36: 0; 2036-37: 0; 2037-38: 0; 2038-39: 0; 2039-40: 0; 2040-41: 0; 2041-42: 0; 2042-43: 0; 2043-44: 0; 2044-45: 0; 2045-46: 0; 2046-47: 0; 2047-48: 0; 2048-49: 0; 2049-50: 0
34.4BL | Metering on change of occupancy - properties | Input (change of occupancy meters in each year) | 000's | 2 | 2019-20: -0.002; 2020-21: 0.007; 2021-22: 0; 2022-23: 0.027; 2023-24: 0.026; 2024-25: 0.025; 2025-26: 0.024; 2026-27: 0.023; 2027-28: 0.022; 2028-29: 0.021; 2029-30: 0.02; 2030-31: 0.02; 2031-32: 0.019; 2032-33: 0.018; 2033-34: 0.017; 2034-35: 0.017; 2035-36: 0.016; 2036-37: 0.015; 2037-38: 0.015; 2038-39: 0.014; 2039-40: 0.014; 2040-41: 0.013; 2041-42: 0.012; 2042-43: 0.012; 2043-44: 0.011; 2044-45: 0.011; 2045-46: 0.011; 2046-47: 0.01; 2047-48: 0.01; 2048-49: 0.009; 2049-50: 0
34.5BL | Selective metering - properties | Input (selective meters in each year) | 000's | 2 | 2019-20: 0; 2020-21: 0.001; 2021-22: 0; 2022-23: 0.004; 2023-24: 0.003; 2024-25: 0.003; 2025-26: 0.003; 2026-27: 0.003; 2027-28: 0.003; 2028-29: 0.003; 2029-30: 0.003; 2030-31: 0.003; 2031-32: 0.003; 2032-33: 0.003; 2033-34: 0.002; 2034-35: 0.002; 2035-36: 0.002; 2036-37: 0.002; 2037-38: 0.002; 2038-39: 0.002; 2039-40: 0.002; 2040-41: 0.002; 2041-42: 0.002; 2042-43: 0.002; 2043-44: 0.002; 2044-45: 0.002; 2045-46: 0; 2046-47: 0; 2047-48: 0; 2048-49: 0; 2049-50: 0
34.6BL | Other changes to existing metering - properties | Input (other changes to meters in each year) | 000's | 2 | 2019-20: 0; 2020-21: 0; 2021-22: 0; 2022-23: 0; 2023-24: 0; 2024-25: 0; 2025-26: 0; 2026-27: 0; 2027-28: 0; 2028-29: 0; 2029-30: 0; 2030-31: 0; 2031-32: 0; 2032-33: 0; 2033-34: 0; 2034-35: 0; 2035-36: 0; 2036-37: 0; 2037-38: 0; 2038-39: 0; 2039-40: 0; 2040-41: 0; 2041-42: 0; 2042-43: 0; 2043-44: 0; 2044-45: 0; 2045-46: 0; 2046-47: 0; 2047-48: 0; 2048-49: 0; 2049-50: 0
34.7BL | Measured household void properties | Input | 000's | 2 | 2019-20: 0.158; 2020-21: 0.165; 2021-22: 0.171; 2022-23: 0.178; 2023-24: 0.185; 2024-25: 0.192; 2025-26: 0.197; 2026-27: 0.202; 2027-28: 0.206; 2028-29: 0.21; 2029-30: 0.215; 2030-31: 0.219; 2031-32: 0.222; 2032-33: 0.226; 2033-34: 0.229; 2034-35: 0.233; 2035-36: 0.236; 2036-37: 0.24; 2037-38: 0.243; 2038-39: 0.246; 2039-40: 0.25; 2040-41: 0.253; 2041-42: 0.256; 2042-43: 0.259; 2043-44: 0.262; 2044-45: 0.265; 2045-46: 0.267; 2046-47: 0.269; 2047-48: 0.271; 2048-49: 0.273; 2049-50: 0.275
35BL | Unmeasured households - properties (excl. void) | Input | 000's | 2 | 2019-20: 4.246; 2020-21: 4.116; 2021-22: 4.006; 2022-23: 3.873; 2023-24: 3.746; 2024-25: 3.625; 2025-26: 3.53; 2026-27: 3.438; 2027-28: 3.35; 2028-29: 3.264; 2029-30: 3.182; 2030-31: 3.102; 2031-32: 3.026; 2032-33: 2.952; 2033-34: 2.88; 2034-35: 2.812; 2035-36: 2.745; 2036-37: 2.681; 2037-38: 2.619; 2038-39: 2.559; 2039-40: 2.502; 2040-41: 2.446; 2041-42: 2.393; 2042-43: 2.341; 2043-44: 2.291; 2044-45: 2.243; 2045-46: 2.232; 2046-47: 2.222; 2047-48: 2.212; 2048-49: 2.203; 2049-50: 2.203
35.1BL | Unmeasured household void properties | Input | 000's | 2 | 2019-20: 0.064; 2020-21: 0.063; 2021-22: 0.061; 2022-23: 0.06; 2023-24: 0.059; 2024-25: 0.057; 2025-26: 0.056; 2026-27: 0.056; 2027-28: 0.055; 2028-29: 0.054; 2029-30: 0.053; 2030-31: 0.053; 2031-32: 0.052; 2032-33: 0.051; 2033-34: 0.05; 2034-35: 0.049; 2035-36: 0.047; 2036-37: 0.046; 2037-38: 0.045; 2038-39: 0.044; 2039-40: 0.043; 2040-41: 0.043; 2041-42: 0.042; 2042-43: 0.041; 2043-44: 0.04; 2044-45: 0.039; 2045-46: 0.039; 2046-47: 0.039; 2047-48: 0.039; 2048-49: 0.038; 2049-50: 0.038
36BL | Total Resource Zone Properties (incl. voids) | sum (31BL:34BL) + 34.7BL + 35BL + 35.1BL | 000's | 2 | 2019-20: 15.912; 2020-21: 15.911; 2021-22: 15.815; 2022-23: 16.045; 2023-24: 16.266; 2024-25: 16.474; 2025-26: 16.634; 2026-27: 16.674; 2027-28: 16.699; 2028-29: 16.72; 2029-30: 16.769; 2030-31: 16.789; 2031-32: 16.808; 2032-33: 16.827; 2033-34: 16.955; 2034-35: 17.087; 2035-36: 17.213; 2036-37: 17.341; 2037-38: 17.467; 2038-39: 17.59; 2039-40: 17.715; 2040-41: 17.837; 2041-42: 17.957; 2042-43: 18.073; 2043-44: 18.19; 2044-45: 18.304; 2045-46: 18.416; 2046-47: 18.525; 2047-48: 18.632; 2048-49: 18.737; 2049-50: 18.839
37BL | Measured Non Household - Population | Input | 000's | 2 | 2019-20: 0.424; 2020-21: 0.437; 2021-22: 0.449; 2022-23: 0.461; 2023-24: 0.476; 2024-25: 0.488; 2025-26: 0.498; 2026-27: 0.513; 2027-28: 0.53; 2028-29: 0.547; 2029-30: 0.56; 2030-31: 0.574; 2031-32: 0.598; 2032-33: 0.614; 2033-34: 0.627; 2034-35: 0.636; 2035-36: 0.647; 2036-37: 0.654; 2037-38: 0.664; 2038-39: 0.674; 2039-40: 0.683; 2040-41: 0.694; 2041-42: 0.706; 2042-43: 0.719; 2043-44: 0.733; 2044-45: 0.747; 2045-46: 0.764; 2046-47: 0.782; 2047-48: 0.8; 2048-49: 0.817; 2049-50: 0.834
38BL | Unmeasured Non Household - Population | Input | 000's | 2 | 2019-20: 0.002; 2020-21: 0.002; 2021-22: 0.002; 2022-23: 0.002; 2023-24: 0.002; 2024-25: 0.002; 2025-26: 0.002; 2026-27: 0.002; 2027-28: 0.002; 2028-29: 0.002; 2029-30: 0.002; 2030-31: 0.002; 2031-32: 0.002; 2032-33: 0.002; 2033-34: 0.003; 2034-35: 0.003; 2035-36: 0.003; 2036-37: 0.003; 2037-38: 0.003; 2038-39: 0.003; 2039-40: 0.003; 2040-41: 0.003; 2041-42: 0.003; 2042-43: 0.003; 2043-44: 0.003; 2044-45: 0.003; 2045-46: 0.003; 2046-47: 0.003; 2047-48: 0.003; 2048-49: 0.003; 2049-50: 0.003
39BL | Measured Household - Population | Input | 000's | 2 | 2019-20: 26.693; 2020-21: 27.433; 2021-22: 28.077; 2022-23: 28.814; 2023-24: 29.538; 2024-25: 30.252; 2025-26: 30.796; 2026-27: 31.083; 2027-28: 31.35; 2028-29: 31.597; 2029-30: 31.881; 2030-31: 32.115; 2031-32: 32.356; 2032-33: 32.583; 2033-34: 32.956; 2034-35: 33.321; 2035-36: 33.685; 2036-37: 34.024; 2037-38: 34.365; 2038-39: 34.706; 2039-40: 35.076; 2040-41: 35.434; 2041-42: 35.777; 2042-43: 36.121; 2043-44: 36.472; 2044-45: 36.818; 2045-46: 37.08; 2046-47: 37.336; 2047-48: 37.588; 2048-49: 37.841; 2049-50: 38.064
40BL | Unmeasured Household - Population | Input | 000's | 2 | 2019-20: 9.643; 2020-21: 9.314; 2021-22: 9.046; 2022-23: 8.7; 2023-24: 8.378; 2024-25: 8.083; 2025-26: 7.851; 2026-27: 7.643; 2027-28: 7.445; 2028-29: 7.251; 2029-30: 7.059; 2030-31: 6.879; 2031-32: 6.708; 2032-33: 6.542; 2033-34: 6.354; 2034-35: 6.174; 2035-36: 6.002; 2036-37: 5.834; 2037-38: 5.675; 2038-39: 5.523; 2039-40: 5.385; 2040-41: 5.25; 2041-42: 5.12; 2042-43: 4.996; 2043-44: 4.879; 2044-45: 4.767; 2045-46: 4.74; 2046-47: 4.715; 2047-48: 4.691; 2048-49: 4.669; 2049-50: 4.668
41BL | Total Resource Zone Population | sum (37BL:40BL) | 000's | 2 | 2019-20: 36.762; 2020-21: 37.186; 2021-22: 37.574; 2022-23: 37.977; 2023-24: 38.394; 2024-25: 38.825; 2025-26: 39.147; 2026-27: 39.241; 2027-28: 39.327; 2028-29: 39.397; 2029-30: 39.502; 2030-31: 39.57; 2031-32: 39.664; 2032-33: 39.741; 2033-34: 39.94; 2034-35: 40.134; 2035-36: 40.337; 2036-37: 40.515; 2037-38: 40.707; 2038-39: 40.906; 2039-40: 41.147; 2040-41: 41.381; 2041-42: 41.606; 2042-43: 41.839; 2043-44: 42.087; 2044-45: 42.335; 2045-46: 42.587; 2046-47: 42.836; 2047-48: 43.082; 2048-49: 43.33; 2049-50: 43.569
42BL | Average household occupancy rate (excl. voids) | (39BL + 40BL) / (34BL + 35BL) | h/prop | 1 | 2019-20: 2.4596; 2020-21: 2.4906; 2021-22: 2.535; 2022-23: 2.5252; 2023-24: 2.5178; 2024-25: 2.5134; 2025-26: 2.5099; 2026-27: 2.5111; 2027-28: 2.5134; 2028-29: 2.5149; 2029-30: 2.5145; 2030-31: 2.5161; 2031-32: 2.5185; 2032-33: 2.5205; 2033-34: 2.5126; 2034-35: 2.5046; 2035-36: 2.4976; 2036-37: 2.4894; 2037-38: 2.4822; 2038-39: 2.4758; 2039-40: 2.4721; 2040-41: 2.4682; 2041-42: 2.4641; 2042-43: 2.4609; 2043-44: 2.4586; 2044-45: 2.4566; 2045-46: 2.4549; 2046-47: 2.4534; 2047-48: 2.4521; 2048-49: 2.4511; 2049-50: 2.4501
43BL | Total Household Metering penetration (excl. voids) | 34BL / (34BL + 35BL) | % | 1 | 2019-20: 71.26%; 2020-21: 72.1%; 2021-22: 72.64%; 2022-23: 73.93%; 2023-24: 75.12%; 2024-25: 76.23%; 2025-26: 77.07%; 2026-27: 77.71%; 2027-28: 78.3%; 2028-29: 78.87%; 2029-30: 79.45%; 2030-31: 79.98%; 2031-32: 80.49%; 2032-33: 80.98%; 2033-34: 81.59%; 2034-35: 82.17%; 2035-36: 82.72%; 2036-37: 83.26%; 2037-38: 83.76%; 2038-39: 84.25%; 2039-40: 84.71%; 2040-41: 85.16%; 2041-42: 85.58%; 2042-43: 85.99%; 2043-44: 86.38%; 2044-45: 86.75%; 2045-46: 86.9%; 2046-47: 87.04%; 2047-48: 87.17%; 2048-49: 87.3%; 2049-50: 87.37%
44BL | Total Household Metering penetration (incl. voids) | (34BL) / (34BL + 34.7BL + 35BL + 35.1BL) | % | 1 | 2019-20: 70.2%; 2020-21: 71.01%; 2021-22: 71.51%; 2022-23: 72.76%; 2023-24: 73.93%; 2024-25: 75.01%; 2025-26: 75.83%; 2026-27: 76.43%; 2027-28: 76.99%; 2028-29: 77.54%; 2029-30: 78.1%; 2030-31: 78.6%; 2031-32: 79.09%; 2032-33: 79.56%; 2033-34: 80.16%; 2034-35: 80.72%; 2035-36: 81.28%; 2036-37: 81.79%; 2037-38: 82.29%; 2038-39: 82.77%; 2039-40: 83.22%; 2040-41: 83.66%; 2041-42: 84.07%; 2042-43: 84.47%; 2043-44: 84.85%; 2044-45: 85.22%; 2045-46: 85.36%; 2046-47: 85.5%; 2047-48: 85.63%; 2048-49: 85.76%; 2049-50: 85.83%
45BL | Distribution input | sum (12BL:15BL) +21BL + 22BL + 27BL + 28BL | Ml/d | 2 | 2019-20: 9.7; 2020-21: 9.64; 2021-22: 9.59; 2022-23: 9.56; 2023-24: 9.54; 2024-25: 9.41; 2025-26: 9.42; 2026-27: 9.41; 2027-28: 9.39; 2028-29: 9.37; 2029-30: 9.38; 2030-31: 9.36; 2031-32: 9.37; 2032-33: 9.38; 2033-34: 9.42; 2034-35: 9.45; 2035-36: 9.49; 2036-37: 9.52; 2037-38: 9.56; 2038-39: 9.62; 2039-40: 9.67; 2040-41: 9.7; 2041-42: 9.75; 2042-43: 9.81; 2043-44: 9.85; 2044-45: 9.9; 2045-46: 9.94; 2046-47: 10; 2047-48: 10.05; 2048-49: 10.11; 2049-50: 10.15
46BL | Target headroom (climate change component) | Input | Ml/d | 2 | 2019-20: 0.52; 2020-21: 0.51; 2021-22: 0.00088968; 2022-23: 0.00088968; 2023-24: 0.00088968; 2024-25: 0.00088968; 2025-26: 0.00088968; 2026-27: 0.0010449; 2027-28: 2.9599e-05; 2028-29: 0.0011957; 2029-30: 0.0011941; 2030-31: 0.0013235; 2031-32: 0.00097171; 2032-33: 0.0016452; 2033-34: 0.0011979; 2034-35: 0.0018772; 2035-36: 0.0022753; 2036-37: 0.0028295; 2037-38: 0.0022735; 2038-39: 0.0030356; 2039-40: 0; 2040-41: 0; 2041-42: 0; 2042-43: 0; 2043-44: 0; 2044-45: 0; 2045-46: 0; 2046-47: 0; 2047-48: 0; 2048-49: 0; 2049-50: 0
47BL | Target headroom (All other components) | Input | Ml/d | 2 | 2021-22: 0.36891; 2022-23: 0.36891; 2023-24: 0.36891; 2024-25: 0.36891; 2025-26: 0.36891; 2026-27: 0.36804; 2027-28: 0.35135; 2028-29: 0.36091; 2029-30: 0.36532; 2030-31: 0.34581; 2031-32: 0.35013; 2032-33: 0.3589; 2033-34: 0.36274; 2034-35: 0.37798; 2035-36: 0.31846; 2036-37: 0.27474; 2037-38: 0.28994; 2038-39: 0.30682; 2039-40: 0.21176; 2040-41: 0.22252; 2041-42: 0.24416; 2042-43: 0.25139; 2043-44: 0.26378; 2044-45: 0.26516; 2045-46: 0.21343; 2046-47: 0.20409; 2047-48: 0.21; 2048-49: 0.20701; 2049-50: 0.19921
48BL | Target Headroom | 46BL + 47BL | Ml/d | 2 | 2019-20: 0.52; 2020-21: 0.51; 2021-22: 0.3698; 2022-23: 0.3698; 2023-24: 0.3698; 2024-25: 0.3698; 2025-26: 0.3698; 2026-27: 0.36908; 2027-28: 0.35138; 2028-29: 0.36211; 2029-30: 0.36651; 2030-31: 0.34713; 2031-32: 0.35111; 2032-33: 0.36055; 2033-34: 0.36394; 2034-35: 0.37985; 2035-36: 0.32074; 2036-37: 0.27757; 2037-38: 0.29222; 2038-39: 0.30986; 2039-40: 0.21176; 2040-41: 0.22252; 2041-42: 0.24416; 2042-43: 0.25139; 2043-44: 0.26378; 2044-45: 0.26516; 2045-46: 0.21343; 2046-47: 0.20409; 2047-48: 0.21; 2048-49: 0.20701; 2049-50: 0.19921
49BL | Available Headroom | 11BL - 45BL | Ml/d | 2 | 2019-20: -0.14; 2020-21: -0.08; 2021-22: -0.03; 2022-23: 0; 2023-24: 0.02; 2024-25: 0.15; 2025-26: -0.13; 2026-27: -0.12; 2027-28: -0.1; 2028-29: -0.08; 2029-30: -0.09; 2030-31: -0.06; 2031-32: -0.07; 2032-33: -0.08; 2033-34: -0.12; 2034-35: -0.15; 2035-36: -0.19; 2036-37: -0.22; 2037-38: -0.26; 2038-39: -0.32; 2039-40: -0.37; 2040-41: -7.95; 2041-42: -8; 2042-43: -8.06; 2043-44: -8.1; 2044-45: -8.15; 2045-46: -8.19; 2046-47: -8.25; 2047-48: -8.3; 2048-49: -8.36; 2049-50: -8.4
49.1BL | Available non-potable balance (if applicable) | 1.1BL -12.1BL | Ml/d | 2 | 2019-20: 0; 2020-21: 0; 2021-22: 0; 2022-23: 0; 2023-24: 0; 2024-25: 0; 2025-26: 0; 2026-27: 0; 2027-28: 0; 2028-29: 0; 2029-30: 0; 2030-31: 0; 2031-32: 0; 2032-33: 0; 2033-34: 0; 2034-35: 0; 2035-36: 0; 2036-37: 0; 2037-38: 0; 2038-39: 0; 2039-40: 0; 2040-41: 0; 2041-42: 0; 2042-43: 0; 2043-44: 0; 2044-45: 0; 2045-46: 0; 2046-47: 0; 2047-48: 0; 2048-49: 0; 2049-50: 0
50BL | Supply Demand Balance | 49BL - 48BL | Ml/d | 2 | 2019-20: -0.66; 2020-21: -0.59; 2021-22: -0.3998; 2022-23: -0.3698; 2023-24: -0.3498; 2024-25: -0.2198; 2025-26: -0.4998; 2026-27: -0.48908; 2027-28: -0.45138; 2028-29: -0.44211; 2029-30: -0.45651; 2030-31: -0.40713; 2031-32: -0.42111; 2032-33: -0.44055; 2033-34: -0.48394; 2034-35: -0.52985; 2035-36: -0.51074; 2036-37: -0.49757; 2037-38: -0.55222; 2038-39: -0.62986; 2039-40: -0.58176; 2040-41: -8.1725; 2041-42: -8.2442; 2042-43: -8.3114; 2043-44: -8.3638; 2044-45: -8.4152; 2045-46: -8.4034; 2046-47: -8.4541; 2047-48: -8.51; 2048-49: -8.567; 2049-50: -8.5992
Table 3b: DYAA - Final plan Options | Back to top of sheet |  |  |  | 2019-20: 0.1
WRMP24 reference | Option type | Cat ID | Unit | Decimal places | 2019-20 | 2020-21 | 2021-22 | 2022-23 | 2023-24 | 2024-25 | 2025-26 | 2026-27 | 2027-28 | 2028-29 | 2029-30 | 2030-31 | 2031-32 | 2032-33 | 2033-34 | 2034-35 | 2035-36 | 2036-37 | 2037-38 | 2038-39 | 2039-40 | 2040-41 | 2041-42 | 2042-43 | 2043-44 | 2044-45 | 2045-46 | 2046-47 | 2047-48 | 2048-49 | 2049-50 | 2050-51 | 2051-52 | 2052-53 | 2053-54 | 2054-55 | 2055-56 | 2056-57 | 2057-58 | 2058-59 | 2059-60 | 2060-61 | 2061-62 | 2062-63 | 2063-64 | 2064-65 | 2065-66 | 2066-67 | 2067-68 | 2068-69 | 2069-70 | 2070-71 | 2071-72 | 2072-73 | 2073-74 | 2074-75 | 2075-76 | 2076-77 | 2077-78 | 2078-79 | 2079-80 | 2080-81 | 2081-82 | 2082-83 | 2083-84 | 2084-85 | 2085-86 | 2086-87 | 2087-88 | 2088-89 | 2089-90 | 2090-91 | 2091-92 | 2092-93 | 2093-94 | 2094-95 | 2095-96 | 2096-97 | 2097-98 | 2098-99 | 2099-100
1.11FP | Non potable supplies input reductions as -ve and increases as +ve | RSNPS | Ml/d | 2 | 0.1 2019-20: 0; 0.1 2020-21: 0; 0.1 2021-22: 0; 0.1 2022-23: 0; 0.1 2023-24: 0; 0.1 2024-25: 0; 0.1 2025-26: 0; 0.1 2026-27: 0; 0.1 2027-28: 0; 0.1 2028-29: 0; 0.1 2029-30: 0; 0.1 2030-31: 0; 0.1 2031-32: 0; 0.1 2032-33: 0; 0.1 2033-34: 0; 0.1 2034-35: 0; 0.1 2035-36: 0; 0.1 2036-37: 0; 0.1 2037-38: 0; 0.1 2038-39: 0; 0.1 2039-40: 0; 0.1 2040-41: 0; 0.1 2041-42: 0; 0.1 2042-43: 0; 0.1 2043-44: 0; 0.1 2044-45: 0; 0.1 2045-46: 0; 0.1 2046-47: 0; 0.1 2047-48: 0; 0.1 2048-49: 0; 0.1 2049-50: 0
2.1FP | Raw water imports input reductions as -ve | RSRWI | Ml/d | 2 | 0.1 2019-20: 0; 0.1 2020-21: 0; 0.1 2021-22: 0; 0.1 2022-23: 0; 0.1 2023-24: 0; 0.1 2024-25: 0; 0.1 2025-26: 0; 0.1 2026-27: 0; 0.1 2027-28: 0; 0.1 2028-29: 0; 0.1 2029-30: 0; 0.1 2030-31: 0; 0.1 2031-32: 0; 0.1 2032-33: 0; 0.1 2033-34: 0; 0.1 2034-35: 0; 0.1 2035-36: 0; 0.1 2036-37: 0; 0.1 2037-38: 0; 0.1 2038-39: 0; 0.1 2039-40: 0; 0.1 2040-41: 0; 0.1 2041-42: 0; 0.1 2042-43: 0; 0.1 2043-44: 0; 0.1 2044-45: 0; 0.1 2045-46: 0; 0.1 2046-47: 0; 0.1 2047-48: 0; 0.1 2048-49: 0; 0.1 2049-50: 0
3.1FP | Potable water imports input reductions as -ve | RSPWI | Ml/d | 2 | 0.1 2019-20: 0; 0.1 2020-21: 0; 0.1 2021-22: 0; 0.1 2022-23: 0; 0.1 2023-24: 0; 0.1 2024-25: 0; 0.1 2025-26: -0.552; 0.1 2026-27: -0.54; 0.1 2027-28: -0.61; 0.1 2028-29: -0.65; 0.1 2029-30: -0.69; 0.1 2030-31: -0.16; 0.1 2031-32: -0.19; 0.1 2032-33: -0.2; 0.1 2033-34: -0.2; 0.1 2034-35: -0.21; 0.1 2035-36: -0.3; 0.1 2036-37: -0.37; 0.1 2037-38: -0.38; 0.1 2038-39: -0.37; 0.1 2039-40: -0.41; 0.1 2040-41: 6.92; 0.1 2041-42: 6.92; 0.1 2042-43: 6.83; 0.1 2043-44: 6.81; 0.1 2044-45: 6.72; 0.1 2045-46: 6.67; 0.1 2046-47: 6.63; 0.1 2047-48: 6.66; 0.1 2048-49: 6.67; 0.1 2049-50: 6.67
4.1FP | Raw water exports input reductions as +ve and increases as -ve | RSRWE | Ml/d | 2 | 0.1 2019-20: 0; 0.1 2020-21: 0; 0.1 2021-22: 0; 0.1 2022-23: 0; 0.1 2023-24: 0; 0.1 2024-25: 0; 0.1 2025-26: 0; 0.1 2026-27: 0; 0.1 2027-28: 0; 0.1 2028-29: 0; 0.1 2029-30: 0; 0.1 2030-31: 0; 0.1 2031-32: 0; 0.1 2032-33: 0; 0.1 2033-34: 0; 0.1 2034-35: 0; 0.1 2035-36: 0; 0.1 2036-37: 0; 0.1 2037-38: 0; 0.1 2038-39: 0; 0.1 2039-40: 0; 0.1 2040-41: 0; 0.1 2041-42: 0; 0.1 2042-43: 0; 0.1 2043-44: 0; 0.1 2044-45: 0; 0.1 2045-46: 0; 0.1 2046-47: 0; 0.1 2047-48: 0; 0.1 2048-49: 0; 0.1 2049-50: 0
5.1FP | Potable water exports input reductions as +ve and increases as -ve | RSPWE | Ml/d | 2 | 0.1 2019-20: 0; 0.1 2020-21: 0; 0.1 2021-22: 0; 0.1 2022-23: 0; 0.1 2023-24: 0; 0.1 2024-25: 0; 0.1 2025-26: 0; 0.1 2026-27: 0; 0.1 2027-28: 0; 0.1 2028-29: 0; 0.1 2029-30: 0; 0.1 2030-31: 0; 0.1 2031-32: 0; 0.1 2032-33: 0; 0.1 2033-34: 0; 0.1 2034-35: 0; 0.1 2035-36: 0; 0.1 2036-37: 0; 0.1 2037-38: 0; 0.1 2038-39: 0; 0.1 2039-40: 0; 0.1 2040-41: 0; 0.1 2041-42: 0; 0.1 2042-43: 0; 0.1 2043-44: 0; 0.1 2044-45: 0; 0.1 2045-46: 0; 0.1 2046-47: 0; 0.1 2047-48: 0; 0.1 2048-49: 0; 0.1 2049-50: 0
6.2FP | DO benefit from increase raw water abstractions | RSRWA | Ml/d | 2 | 0.1 2019-20: 0; 0.1 2020-21: 0; 0.1 2021-22: 0; 0.1 2022-23: 0; 0.1 2023-24: 0; 0.1 2024-25: 0; 0.1 2025-26: 0; 0.1 2026-27: 0; 0.1 2027-28: 0; 0.1 2028-29: 0; 0.1 2029-30: 0; 0.1 2030-31: 0; 0.1 2031-32: 0; 0.1 2032-33: 0; 0.1 2033-34: 0; 0.1 2034-35: 0; 0.1 2035-36: 0; 0.1 2036-37: 0; 0.1 2037-38: 0; 0.1 2038-39: 0; 0.1 2039-40: 0; 0.1 2040-41: 0; 0.1 2041-42: 0; 0.1 2042-43: 0; 0.1 2043-44: 0; 0.1 2044-45: 0; 0.1 2045-46: 0; 0.1 2046-47: 0; 0.1 2047-48: 0; 0.1 2048-49: 0; 0.1 2049-50: 0
6.3FP | Other options to increase deployable output | RSIPO | Ml/d | 2 | 0.1 2019-20: 0; 0.1 2020-21: 0; 0.1 2021-22: 0; 0.1 2022-23: 0; 0.1 2023-24: 0; 0.1 2024-25: 0; 0.1 2025-26: 0.97; 0.1 2026-27: 0.91; 0.1 2027-28: 0.91; 0.1 2028-29: 0.91; 0.1 2029-30: 0.91; 0.1 2030-31: 0.3; 0.1 2031-32: 0.3; 0.1 2032-33: 0.3; 0.1 2033-34: 0.3; 0.1 2034-35: 0.3; 0.1 2035-36: 0.3; 0.1 2036-37: 0.3; 0.1 2037-38: 0.3; 0.1 2038-39: 0.3; 0.1 2039-40: 0.3; 0.1 2040-41: 0.3; 0.1 2041-42: 0.3; 0.1 2042-43: 0.3; 0.1 2043-44: 0.3; 0.1 2044-45: 0.3; 0.1 2045-46: 0.3; 0.1 2046-47: 0.3; 0.1 2047-48: 0.3; 0.1 2048-49: 0.3; 0.1 2049-50: 0.3
7.01FP | DO benefit from supply side drought measures | RSDPS | Ml/d | 2 | 0.1 2019-20: 0; 0.1 2020-21: 0; 0.1 2021-22: 0; 0.1 2022-23: 0; 0.1 2023-24: 0; 0.1 2024-25: 0; 0.1 2025-26: 0; 0.1 2026-27: 0; 0.1 2027-28: 0; 0.1 2028-29: 0; 0.1 2029-30: 0; 0.1 2030-31: 0; 0.1 2031-32: 0; 0.1 2032-33: 0; 0.1 2033-34: 0; 0.1 2034-35: 0; 0.1 2035-36: 0; 0.1 2036-37: 0; 0.1 2037-38: 0; 0.1 2038-39: 0; 0.1 2039-40: 0; 0.1 2040-41: 0; 0.1 2041-42: 0; 0.1 2042-43: 0; 0.1 2043-44: 0; 0.1 2044-45: 0; 0.1 2045-46: 0; 0.1 2046-47: 0; 0.1 2047-48: 0; 0.1 2048-49: 0; 0.1 2049-50: 0
7.02FP | Benefit from demand side drought measures | RSDPD | Ml/d | 2 | 0.1 2019-20: 0; 0.1 2020-21: 0; 0.1 2021-22: 0; 0.1 2022-23: 0; 0.1 2023-24: 0; 0.1 2024-25: 0; 0.1 2025-26: 0; 0.1 2026-27: 0; 0.1 2027-28: 0; 0.1 2028-29: 0; 0.1 2029-30: 0; 0.1 2030-31: 0; 0.1 2031-32: 0; 0.1 2032-33: 0; 0.1 2033-34: 0; 0.1 2034-35: 0; 0.1 2035-36: 0; 0.1 2036-37: 0; 0.1 2037-38: 0; 0.1 2038-39: 0; 0.1 2039-40: 0; 0.1 2040-41: 0; 0.1 2041-42: 0; 0.1 2042-43: 0; 0.1 2043-44: 0; 0.1 2044-45: 0; 0.1 2045-46: 0; 0.1 2046-47: 0; 0.1 2047-48: 0; 0.1 2048-49: 0; 0.1 2049-50: 0
8.1FP | Reduce raw water losses and operational use input as -ve | RSLOU | Ml/d | 2 | 0.1 2019-20: 0; 0.1 2020-21: 0; 0.1 2021-22: 0; 0.1 2022-23: 0; 0.1 2023-24: 0; 0.1 2024-25: 0; 0.1 2025-26: 0; 0.1 2026-27: 0; 0.1 2027-28: 0; 0.1 2028-29: 0; 0.1 2029-30: 0; 0.1 2030-31: 0; 0.1 2031-32: 0; 0.1 2032-33: 0; 0.1 2033-34: 0; 0.1 2034-35: 0; 0.1 2035-36: 0; 0.1 2036-37: 0; 0.1 2037-38: 0; 0.1 2038-39: 0; 0.1 2039-40: 0; 0.1 2040-41: 0; 0.1 2041-42: 0; 0.1 2042-43: 0; 0.1 2043-44: 0; 0.1 2044-45: 0; 0.1 2045-46: 0; 0.1 2046-47: 0; 0.1 2047-48: 0; 0.1 2048-49: 0; 0.1 2049-50: 0
8.2FP | Reduce treatment works losses input as -ve | PSTWL | Ml/d | 2 | 0.1 2019-20: 0; 0.1 2020-21: 0; 0.1 2021-22: 0; 0.1 2022-23: 0; 0.1 2023-24: 0; 0.1 2024-25: 0; 0.1 2025-26: 0; 0.1 2026-27: 0; 0.1 2027-28: 0; 0.1 2028-29: 0; 0.1 2029-30: 0; 0.1 2030-31: 0; 0.1 2031-32: 0; 0.1 2032-33: 0; 0.1 2033-34: 0; 0.1 2034-35: 0; 0.1 2035-36: 0; 0.1 2036-37: 0; 0.1 2037-38: 0; 0.1 2038-39: 0; 0.1 2039-40: 0; 0.1 2040-41: 0; 0.1 2041-42: 0; 0.1 2042-43: 0; 0.1 2043-44: 0; 0.1 2044-45: 0; 0.1 2045-46: 0; 0.1 2046-47: 0; 0.1 2047-48: 0; 0.1 2048-49: 0; 0.1 2049-50: 0
9.1FP | Reduce outages input as -ve | PSROU | Ml/d | 2 | 0.1 2019-20: 0; 0.1 2020-21: 0; 0.1 2021-22: 0; 0.1 2022-23: 0; 0.1 2023-24: 0; 0.1 2024-25: 0; 0.1 2025-26: 0; 0.1 2026-27: 0; 0.1 2027-28: 0; 0.1 2028-29: 0; 0.1 2029-30: 0; 0.1 2030-31: 0; 0.1 2031-32: 0; 0.1 2032-33: 0; 0.1 2033-34: 0; 0.1 2034-35: 0; 0.1 2035-36: 0; 0.1 2036-37: 0; 0.1 2037-38: 0; 0.1 2038-39: 0; 0.1 2039-40: 0; 0.1 2040-41: 0; 0.1 2041-42: 0; 0.1 2042-43: 0; 0.1 2043-44: 0; 0.1 2044-45: 0; 0.1 2045-46: 0; 0.1 2046-47: 0; 0.1 2047-48: 0; 0.1 2048-49: 0; 0.1 2049-50: 0
12.2FP | Change volume delivered to measured non households input reductions as -ve, line to include both measured non-household consumption and USPL options | CVMNH | Ml/d | 2 | 0.1 2019-20: 0; 0.1 2020-21: 0; 0.1 2021-22: 0; 0.1 2022-23: 0; 0.1 2023-24: 0; 0.1 2024-25: 0; 0.1 2025-26: -0.02; 0.1 2026-27: -0.04; 0.1 2027-28: -0.06; 0.1 2028-29: -0.07; 0.1 2029-30: -0.09; 0.1 2030-31: -0.1; 0.1 2031-32: -0.12; 0.1 2032-33: -0.13; 0.1 2033-34: -0.15; 0.1 2034-35: -0.16; 0.1 2035-36: -0.18; 0.1 2036-37: -0.19; 0.1 2037-38: -0.21; 0.1 2038-39: -0.22; 0.1 2039-40: -0.24; 0.1 2040-41: -0.25; 0.1 2041-42: -0.26; 0.1 2042-43: -0.28; 0.1 2043-44: -0.29; 0.1 2044-45: -0.31; 0.1 2045-46: -0.32; 0.1 2046-47: -0.34; 0.1 2047-48: -0.35; 0.1 2048-49: -0.37; 0.1 2049-50: -0.38
13.1FP | Change volume delivered to unmeasured non households input reductions as -ve, line to include both unmeasured non-household consumption and USPL options | CVUNH | Ml/d | 2 | 0.1 2019-20: 0; 0.1 2020-21: 0; 0.1 2021-22: 0; 0.1 2022-23: 0; 0.1 2023-24: 0; 0.1 2024-25: 0; 0.1 2025-26: 0; 0.1 2026-27: 0; 0.1 2027-28: 0; 0.1 2028-29: 0; 0.1 2029-30: 0; 0.1 2030-31: 0; 0.1 2031-32: 0; 0.1 2032-33: 0; 0.1 2033-34: 0; 0.1 2034-35: 0; 0.1 2035-36: 0; 0.1 2036-37: 0; 0.1 2037-38: 0; 0.1 2038-39: 0; 0.1 2039-40: 0; 0.1 2040-41: 0; 0.1 2041-42: 0; 0.1 2042-43: 0; 0.1 2043-44: 0; 0.1 2044-45: 0; 0.1 2045-46: 0; 0.1 2046-47: 0; 0.1 2047-48: 0; 0.1 2048-49: 0; 0.1 2049-50: 0
14.1FP | Change volume delivered to measured households input reductions as -ve, line to include both measured household consumption and USPL options | CVMHH | Ml/d | 2 | 0.1 2019-20: 0; 0.1 2020-21: 0; 0.1 2021-22: 0; 0.1 2022-23: 0; 0.1 2023-24: 0; 0.1 2024-25: 0; 0.1 2025-26: -0.07; 0.1 2026-27: -0.08; 0.1 2027-28: -0.09; 0.1 2028-29: -0.11; 0.1 2029-30: -0.14; 0.1 2030-31: -0.16; 0.1 2031-32: -0.18; 0.1 2032-33: -0.2; 0.1 2033-34: -0.22; 0.1 2034-35: -0.27; 0.1 2035-36: -0.32; 0.1 2036-37: -0.37; 0.1 2037-38: -0.41; 0.1 2038-39: -0.46; 0.1 2039-40: -0.51; 0.1 2040-41: -0.56; 0.1 2041-42: -0.62; 0.1 2042-43: -0.67; 0.1 2043-44: -0.72; 0.1 2044-45: -0.74; 0.1 2045-46: -0.76; 0.1 2046-47: -0.78; 0.1 2047-48: -0.8; 0.1 2048-49: -0.82; 0.1 2049-50: -0.84
15.1FP | Change volume delivered to unmeasured households input reductions as -ve, line to include both unmeasured household consumption and USPL options | CVUHH | Ml/d | 2 | 0.1 2019-20: 0; 0.1 2020-21: 0; 0.1 2021-22: 0; 0.1 2022-23: 0; 0.1 2023-24: 0; 0.1 2024-25: 0; 0.1 2025-26: 0; 0.1 2026-27: 0; 0.1 2027-28: 0; 0.1 2028-29: 0; 0.1 2029-30: 0; 0.1 2030-31: 0; 0.1 2031-32: 0; 0.1 2032-33: 0; 0.1 2033-34: 0; 0.1 2034-35: 0; 0.1 2035-36: 0; 0.1 2036-37: 0; 0.1 2037-38: 0; 0.1 2038-39: 0; 0.1 2039-40: 0; 0.1 2040-41: 0; 0.1 2041-42: 0; 0.1 2042-43: 0; 0.1 2043-44: 0; 0.1 2044-45: 0; 0.1 2045-46: 0; 0.1 2046-47: 0; 0.1 2047-48: 0; 0.1 2048-49: 0; 0.1 2049-50: 0
21.1FP | Options to reduce water taken unbilled input as -ve | CSWTU | Ml/d | 2 | 0.1 2019-20: 0; 0.1 2020-21: 0; 0.1 2021-22: 0; 0.1 2022-23: 0; 0.1 2023-24: 0; 0.1 2024-25: 0; 0.1 2025-26: 0; 0.1 2026-27: 0; 0.1 2027-28: 0; 0.1 2028-29: 0; 0.1 2029-30: 0; 0.1 2030-31: 0; 0.1 2031-32: 0; 0.1 2032-33: 0; 0.1 2033-34: 0; 0.1 2034-35: 0; 0.1 2035-36: 0; 0.1 2036-37: 0; 0.1 2037-38: 0; 0.1 2038-39: 0; 0.1 2039-40: 0; 0.1 2040-41: 0; 0.1 2041-42: 0; 0.1 2042-43: 0; 0.1 2043-44: 0; 0.1 2044-45: 0; 0.1 2045-46: 0; 0.1 2046-47: 0; 0.1 2047-48: 0; 0.1 2048-49: 0; 0.1 2049-50: 0
22.1FP | Reduce distribution system operational use (DSOU) input as -ve | DSDOU | Ml/d | 2 | 0.1 2019-20: 0; 0.1 2020-21: 0; 0.1 2021-22: 0; 0.1 2022-23: 0; 0.1 2023-24: 0; 0.1 2024-25: 0; 0.1 2025-26: 0; 0.1 2026-27: 0; 0.1 2027-28: 0; 0.1 2028-29: 0; 0.1 2029-30: 0; 0.1 2030-31: 0; 0.1 2031-32: 0; 0.1 2032-33: 0; 0.1 2033-34: 0; 0.1 2034-35: 0; 0.1 2035-36: 0; 0.1 2036-37: 0; 0.1 2037-38: 0; 0.1 2038-39: 0; 0.1 2039-40: 0; 0.1 2040-41: 0; 0.1 2041-42: 0; 0.1 2042-43: 0; 0.1 2043-44: 0; 0.1 2044-45: 0; 0.1 2045-46: 0; 0.1 2046-47: 0; 0.1 2047-48: 0; 0.1 2048-49: 0; 0.1 2049-50: 0
23.1FP | Options impacting on measured Non Household - USPL input reductions as -ve | CUMNH | Ml/d | 2 | 0.1 2019-20: 0; 0.1 2020-21: 0; 0.1 2021-22: 0; 0.1 2022-23: 0; 0.1 2023-24: 0; 0.1 2024-25: 0; 0.1 2025-26: 0; 0.1 2026-27: 0; 0.1 2027-28: 0; 0.1 2028-29: 0; 0.1 2029-30: 0; 0.1 2030-31: 0; 0.1 2031-32: 0; 0.1 2032-33: 0; 0.1 2033-34: 0; 0.1 2034-35: 0; 0.1 2035-36: 0; 0.1 2036-37: 0; 0.1 2037-38: 0; 0.1 2038-39: 0; 0.1 2039-40: 0; 0.1 2040-41: 0; 0.1 2041-42: 0; 0.1 2042-43: 0; 0.1 2043-44: 0; 0.1 2044-45: 0; 0.1 2045-46: 0; 0.1 2046-47: 0; 0.1 2047-48: 0; 0.1 2048-49: 0; 0.1 2049-50: 0
24.1FP | Options impacting on unmeasured Non Household - USPL input reductions as -ve | CUUNH | Ml/d | 2 | 0.1 2019-20: 0; 0.1 2020-21: 0; 0.1 2021-22: 0; 0.1 2022-23: 0; 0.1 2023-24: 0; 0.1 2024-25: 0; 0.1 2025-26: 0; 0.1 2026-27: 0; 0.1 2027-28: 0; 0.1 2028-29: 0; 0.1 2029-30: 0; 0.1 2030-31: 0; 0.1 2031-32: 0; 0.1 2032-33: 0; 0.1 2033-34: 0; 0.1 2034-35: 0; 0.1 2035-36: 0; 0.1 2036-37: 0; 0.1 2037-38: 0; 0.1 2038-39: 0; 0.1 2039-40: 0; 0.1 2040-41: 0; 0.1 2041-42: 0; 0.1 2042-43: 0; 0.1 2043-44: 0; 0.1 2044-45: 0; 0.1 2045-46: 0; 0.1 2046-47: 0; 0.1 2047-48: 0; 0.1 2048-49: 0; 0.1 2049-50: 0
25.1FP | Options impacting on measured Household - USPL input reductions as -ve | CUMHH | Ml/d | 2 | 0.1 2019-20: 0; 0.1 2020-21: 0; 0.1 2021-22: 0; 0.1 2022-23: 0; 0.1 2023-24: 0; 0.1 2024-25: 0; 0.1 2025-26: -0.04; 0.1 2026-27: -0.04; 0.1 2027-28: -0.04; 0.1 2028-29: -0.04; 0.1 2029-30: -0.05; 0.1 2030-31: -0.05; 0.1 2031-32: -0.05; 0.1 2032-33: -0.05; 0.1 2033-34: -0.05; 0.1 2034-35: -0.05; 0.1 2035-36: -0.05; 0.1 2036-37: -0.05; 0.1 2037-38: -0.05; 0.1 2038-39: -0.05; 0.1 2039-40: -0.05; 0.1 2040-41: -0.05; 0.1 2041-42: -0.05; 0.1 2042-43: -0.05; 0.1 2043-44: -0.06; 0.1 2044-45: -0.06; 0.1 2045-46: -0.06; 0.1 2046-47: -0.06; 0.1 2047-48: -0.06; 0.1 2048-49: -0.06; 0.1 2049-50: -0.06
26.1FP | Options impacting on unmeasured Household - USPL input reductions as -ve | CUUHH | Ml/d | 2 | 0.1 2019-20: 0; 0.1 2020-21: 0; 0.1 2021-22: 0; 0.1 2022-23: 0; 0.1 2023-24: 0; 0.1 2024-25: 0; 0.1 2025-26: 0; 0.1 2026-27: 0; 0.1 2027-28: 0; 0.1 2028-29: 0; 0.1 2029-30: 0; 0.1 2030-31: 0; 0.1 2031-32: 0; 0.1 2032-33: 0; 0.1 2033-34: 0; 0.1 2034-35: 0; 0.1 2035-36: 0; 0.1 2036-37: 0; 0.1 2037-38: 0; 0.1 2038-39: 0; 0.1 2039-40: 0; 0.1 2040-41: 0; 0.1 2041-42: 0; 0.1 2042-43: 0; 0.1 2043-44: 0; 0.1 2044-45: 0; 0.1 2045-46: 0; 0.1 2046-47: 0; 0.1 2047-48: 0; 0.1 2048-49: 0; 0.1 2049-50: 0
27.1FP | Options impacting on Void properties - USPL input reductions as -ve | CUVPP | Ml/d | 2 | 0.1 2019-20: 0; 0.1 2020-21: 0; 0.1 2021-22: 0; 0.1 2022-23: 0; 0.1 2023-24: 0; 0.1 2024-25: 0; 0.1 2025-26: 0; 0.1 2026-27: 0; 0.1 2027-28: 0; 0.1 2028-29: 0; 0.1 2029-30: 0; 0.1 2030-31: 0; 0.1 2031-32: 0; 0.1 2032-33: 0; 0.1 2033-34: 0; 0.1 2034-35: 0; 0.1 2035-36: 0; 0.1 2036-37: 0; 0.1 2037-38: 0; 0.1 2038-39: 0; 0.1 2039-40: 0; 0.1 2040-41: 0; 0.1 2041-42: 0; 0.1 2042-43: 0; 0.1 2043-44: 0; 0.1 2044-45: 0; 0.1 2045-46: 0; 0.1 2046-47: 0; 0.1 2047-48: 0; 0.1 2048-49: 0; 0.1 2049-50: 0
28.1FP | Reduce distribution losses input as -ve | DSRDL | Ml/d | 2 | 0.1 2019-20: 0; 0.1 2020-21: 0; 0.1 2021-22: 0; 0.1 2022-23: 0; 0.1 2023-24: 0; 0.1 2024-25: 0; 0.1 2025-26: 0; 0.1 2026-27: 0; 0.1 2027-28: 0; 0.1 2028-29: 0; 0.1 2029-30: -0.01; 0.1 2030-31: -0.01; 0.1 2031-32: -0.01; 0.1 2032-33: -0.01; 0.1 2033-34: -0.01; 0.1 2034-35: -0.01; 0.1 2035-36: -0.01; 0.1 2036-37: -0.01; 0.1 2037-38: -0.01; 0.1 2038-39: -0.02; 0.1 2039-40: -0.02; 0.1 2040-41: -0.14; 0.1 2041-42: -0.14; 0.1 2042-43: -0.23; 0.1 2043-44: -0.24; 0.1 2044-45: -0.35; 0.1 2045-46: -0.35; 0.1 2046-47: -0.4; 0.1 2047-48: -0.4; 0.1 2048-49: -0.41; 0.1 2049-50: -0.41
Table 3c: DYAA - Final plan | Back to top of sheet
WRMP24 reference | Component | Derivation | Unit | Decimal places | 2019-20 | 2020-21 | 2021-22 | 2022-23 | 2023-24 | 2024-25 | 2025-26 | 2026-27 | 2027-28 | 2028-29 | 2029-30 | 2030-31 | 2031-32 | 2032-33 | 2033-34 | 2034-35 | 2035-36 | 2036-37 | 2037-38 | 2038-39 | 2039-40 | 2040-41 | 2041-42 | 2042-43 | 2043-44 | 2044-45 | 2045-46 | 2046-47 | 2047-48 | 2048-49 | 2049-50 | 2050-51 | 2051-52 | 2052-53 | 2053-54 | 2054-55 | 2055-56 | 2056-57 | 2057-58 | 2058-59 | 2059-60 | 2060-61 | 2061-62 | 2062-63 | 2063-64 | 2064-65 | 2065-66 | 2066-67 | 2067-68 | 2068-69 | 2069-70 | 2070-71 | 2071-72 | 2072-73 | 2073-74 | 2074-75 | 2075-76 | 2076-77 | 2077-78 | 2078-79 | 2079-80 | 2080-81 | 2081-82 | 2082-83 | 2083-84 | 2084-85 | 2085-86 | 2086-87 | 2087-88 | 2088-89 | 2089-90 | 2090-91 | 2091-92 | 2092-93 | 2093-94 | 2094-95 | 2095-96 | 2096-97 | 2097-98 | 2098-99 | 2099-100
1FP | Raw water abstracted | Input | Ml/d | 2 | 2019-20: 0; 2020-21: 0; 2021-22: 0; 2022-23: 0; 2023-24: 0; 2024-25: 0; 2025-26: 0; 2026-27: 0; 2027-28: 0; 2028-29: 0; 2029-30: 0; 2030-31: 0; 2031-32: 0; 2032-33: 0; 2033-34: 0; 2034-35: 0; 2035-36: 0; 2036-37: 0; 2037-38: 0; 2038-39: 0; 2039-40: 0; 2040-41: 0; 2041-42: 0; 2042-43: 0; 2043-44: 0; 2044-45: 0; 2045-46: 0; 2046-47: 0; 2047-48: 0; 2048-49: 0; 2049-50: 0
1.1FP | Non-potable water supplies | 1.1BL + 1.11FP | Ml/d | 2 | 2019-20: 0; 2020-21: 0; 2021-22: 0; 2022-23: 0; 2023-24: 0; 2024-25: 0; 2025-26: 0; 2026-27: 0; 2027-28: 0; 2028-29: 0; 2029-30: 0; 2030-31: 0; 2031-32: 0; 2032-33: 0; 2033-34: 0; 2034-35: 0; 2035-36: 0; 2036-37: 0; 2037-38: 0; 2038-39: 0; 2039-40: 0; 2040-41: 0; 2041-42: 0; 2042-43: 0; 2043-44: 0; 2044-45: 0; 2045-46: 0; 2046-47: 0; 2047-48: 0; 2048-49: 0; 2049-50: 0
2FP | Raw water imported | 2BL + 2.1FP | Ml/d | 2 | 2019-20: 0; 2020-21: 0; 2021-22: 0; 2022-23: 0; 2023-24: 0; 2024-25: 0; 2025-26: 0; 2026-27: 0; 2027-28: 0; 2028-29: 0; 2029-30: 0; 2030-31: 0; 2031-32: 0; 2032-33: 0; 2033-34: 0; 2034-35: 0; 2035-36: 0; 2036-37: 0; 2037-38: 0; 2038-39: 0; 2039-40: 0; 2040-41: 0; 2041-42: 0; 2042-43: 0; 2043-44: 0; 2044-45: 0; 2045-46: 0; 2046-47: 0; 2047-48: 0; 2048-49: 0; 2049-50: 0
3FP | Potable water imported | 3BL + 3.1FP | Ml/d | 2 | 2019-20: 0; 2020-21: 0; 2021-22: 0; 2022-23: 0; 2023-24: 0; 2024-25: 0; 2025-26: 0.148; 2026-27: 0.16; 2027-28: 0.09; 2028-29: 0.05; 2029-30: 0.01; 2030-31: 0.54; 2031-32: 0.51; 2032-33: 0.5; 2033-34: 0.5; 2034-35: 0.49; 2035-36: 0.4; 2036-37: 0.33; 2037-38: 0.32; 2038-39: 0.33; 2039-40: 0.29; 2040-41: 7.62; 2041-42: 7.62; 2042-43: 7.53; 2043-44: 7.51; 2044-45: 7.42; 2045-46: 7.37; 2046-47: 7.33; 2047-48: 7.36; 2048-49: 7.37; 2049-50: 7.37
4FP | Raw water exported enter as -ve | 4BL + 4.1FP | Ml/d | 2 | 2019-20: 0; 2020-21: 0; 2021-22: 0; 2022-23: 0; 2023-24: 0; 2024-25: 0; 2025-26: 0; 2026-27: 0; 2027-28: 0; 2028-29: 0; 2029-30: 0; 2030-31: 0; 2031-32: 0; 2032-33: 0; 2033-34: 0; 2034-35: 0; 2035-36: 0; 2036-37: 0; 2037-38: 0; 2038-39: 0; 2039-40: 0; 2040-41: 0; 2041-42: 0; 2042-43: 0; 2043-44: 0; 2044-45: 0; 2045-46: 0; 2046-47: 0; 2047-48: 0; 2048-49: 0; 2049-50: 0
5FP | Potable water exported enter as -ve | 5BL + 5.1FP | Ml/d | 2 | 2019-20: 0; 2020-21: 0; 2021-22: 0; 2022-23: 0; 2023-24: 0; 2024-25: 0; 2025-26: 0; 2026-27: 0; 2027-28: 0; 2028-29: 0; 2029-30: 0; 2030-31: 0; 2031-32: 0; 2032-33: 0; 2033-34: 0; 2034-35: 0; 2035-36: 0; 2036-37: 0; 2037-38: 0; 2038-39: 0; 2039-40: 0; 2040-41: 0; 2041-42: 0; 2042-43: 0; 2043-44: 0; 2044-45: 0; 2045-46: 0; 2046-47: 0; 2047-48: 0; 2048-49: 0; 2049-50: 0
6.1FP | Deployable Output post forecast changes | 6.1BL + 6.2FP + 6.3FP +7.01FP +7.02FP | Ml/d | 2 | 2019-20: 10.09; 2020-21: 10.09; 2021-22: 10.09; 2022-23: 10.09; 2023-24: 10.09; 2024-25: 10.09; 2025-26: 10.09; 2026-27: 10.03; 2027-28: 10.03; 2028-29: 10.03; 2029-30: 10.03; 2030-31: 9.42; 2031-32: 9.42; 2032-33: 9.42; 2033-34: 9.42; 2034-35: 9.42; 2035-36: 9.42; 2036-37: 9.42; 2037-38: 9.42; 2038-39: 9.42; 2039-40: 9.42; 2040-41: 1.87; 2041-42: 1.87; 2042-43: 1.87; 2043-44: 1.87; 2044-45: 1.87; 2045-46: 1.87; 2046-47: 1.87; 2047-48: 1.87; 2048-49: 1.87; 2049-50: 1.87
8FP | Raw water losses, treatment works losses and operational use | 8BL + 8.1FP + 8.2FP | Ml/d | 2 | 2019-20: 0.47; 2020-21: 0.47; 2021-22: 0.47; 2022-23: 0.47; 2023-24: 0.47; 2024-25: 0.47; 2025-26: 0.47; 2026-27: 0.47; 2027-28: 0.47; 2028-29: 0.47; 2029-30: 0.47; 2030-31: 0.47; 2031-32: 0.47; 2032-33: 0.47; 2033-34: 0.47; 2034-35: 0.47; 2035-36: 0.47; 2036-37: 0.47; 2037-38: 0.47; 2038-39: 0.47; 2039-40: 0.47; 2040-41: 0.47; 2041-42: 0.47; 2042-43: 0.47; 2043-44: 0.47; 2044-45: 0.47; 2045-46: 0.47; 2046-47: 0.47; 2047-48: 0.47; 2048-49: 0.47; 2049-50: 0.47
9FP | Total Outage Allowance | 9BL + 9.1FP | Ml/d | 2 | 2019-20: 0.06; 2020-21: 0.06; 2021-22: 0.06; 2022-23: 0.06; 2023-24: 0.06; 2024-25: 0.06; 2025-26: 0.06; 2026-27: 0.06; 2027-28: 0.06; 2028-29: 0.06; 2029-30: 0.06; 2030-31: 0.05; 2031-32: 0.05; 2032-33: 0.05; 2033-34: 0.05; 2034-35: 0.05; 2035-36: 0.05; 2036-37: 0.05; 2037-38: 0.05; 2038-39: 0.05; 2039-40: 0.05; 2040-41: 0.05; 2041-42: 0.05; 2042-43: 0.05; 2043-44: 0.05; 2044-45: 0.05; 2045-46: 0.05; 2046-47: 0.05; 2047-48: 0.05; 2048-49: 0.05; 2049-50: 0.05
10FP | Water Available For Use (own sources) | (6.1FP) - (8FP + 9FP) | Ml/d | 2 | 2019-20: 9.56; 2020-21: 9.56; 2021-22: 9.56; 2022-23: 9.56; 2023-24: 9.56; 2024-25: 9.56; 2025-26: 9.56; 2026-27: 9.5; 2027-28: 9.5; 2028-29: 9.5; 2029-30: 9.5; 2030-31: 8.9; 2031-32: 8.9; 2032-33: 8.9; 2033-34: 8.9; 2034-35: 8.9; 2035-36: 8.9; 2036-37: 8.9; 2037-38: 8.9; 2038-39: 8.9; 2039-40: 8.9; 2040-41: 1.35; 2041-42: 1.35; 2042-43: 1.35; 2043-44: 1.35; 2044-45: 1.35; 2045-46: 1.35; 2046-47: 1.35; 2047-48: 1.35; 2048-49: 1.35; 2049-50: 1.35
11FP | Total Water Available For Use | 10FP + sum (2FP:5FP) | Ml/d | 2 | 2019-20: 9.56; 2020-21: 9.56; 2021-22: 9.56; 2022-23: 9.56; 2023-24: 9.56; 2024-25: 9.56; 2025-26: 9.708; 2026-27: 9.66; 2027-28: 9.59; 2028-29: 9.55; 2029-30: 9.51; 2030-31: 9.44; 2031-32: 9.41; 2032-33: 9.4; 2033-34: 9.4; 2034-35: 9.39; 2035-36: 9.3; 2036-37: 9.23; 2037-38: 9.22; 2038-39: 9.23; 2039-40: 9.19; 2040-41: 8.97; 2041-42: 8.97; 2042-43: 8.88; 2043-44: 8.86; 2044-45: 8.77; 2045-46: 8.72; 2046-47: 8.68; 2047-48: 8.71; 2048-49: 8.72; 2049-50: 8.72
12FP | Water delivered measured non-household | 12BL + 12.2FP | Ml/d | 2 | 2019-20: 0.91; 2020-21: 0.93; 2021-22: 0.95; 2022-23: 0.96; 2023-24: 0.99; 2024-25: 1.01; 2025-26: 1.01; 2026-27: 1.01; 2027-28: 1.01; 2028-29: 1.01; 2029-30: 1.01; 2030-31: 1.02; 2031-32: 1.01; 2032-33: 1.02; 2033-34: 1.01; 2034-35: 1.02; 2035-36: 1.01; 2036-37: 1.02; 2037-38: 1.02; 2038-39: 1.03; 2039-40: 1.02; 2040-41: 1.03; 2041-42: 1.04; 2042-43: 1.04; 2043-44: 1.05; 2044-45: 1.05; 2045-46: 1.06; 2046-47: 1.05; 2047-48: 1.06; 2048-49: 1.06; 2049-50: 1.07
12.1FP | Non-potable water consumption | Input | Ml/d | 2 | 2019-20: 0; 2020-21: 0; 2021-22: 0; 2022-23: 0; 2023-24: 0; 2024-25: 0; 2025-26: 0; 2026-27: 0; 2027-28: 0; 2028-29: 0; 2029-30: 0; 2030-31: 0; 2031-32: 0; 2032-33: 0; 2033-34: 0; 2034-35: 0; 2035-36: 0; 2036-37: 0; 2037-38: 0; 2038-39: 0; 2039-40: 0; 2040-41: 0; 2041-42: 0; 2042-43: 0; 2043-44: 0; 2044-45: 0; 2045-46: 0; 2046-47: 0; 2047-48: 0; 2048-49: 0; 2049-50: 0
13FP | Water delivered unmeasured non-household | 13BL + 13.1FP | Ml/d | 2 | 2019-20: 0; 2020-21: 0; 2021-22: 0; 2022-23: 0; 2023-24: 0; 2024-25: 0; 2025-26: 0; 2026-27: 0; 2027-28: 0; 2028-29: 0; 2029-30: 0; 2030-31: 0; 2031-32: 0.01; 2032-33: 0.01; 2033-34: 0.01; 2034-35: 0.01; 2035-36: 0.01; 2036-37: 0.01; 2037-38: 0.01; 2038-39: 0.01; 2039-40: 0.01; 2040-41: 0.01; 2041-42: 0.01; 2042-43: 0.01; 2043-44: 0.01; 2044-45: 0.01; 2045-46: 0.01; 2046-47: 0.01; 2047-48: 0.01; 2048-49: 0.01; 2049-50: 0.01
14FP | Water delivered measured household | 14BL + 14.1FP | Ml/d | 2 | 2019-20: 3.62; 2020-21: 3.68; 2021-22: 3.7; 2022-23: 3.8; 2023-24: 3.89; 2024-25: 3.86; 2025-26: 3.85; 2026-27: 3.87; 2027-28: 3.88; 2028-29: 3.88; 2029-30: 3.87; 2030-31: 3.88; 2031-32: 3.89; 2032-33: 3.91; 2033-34: 3.95; 2034-35: 3.97; 2035-36: 3.98; 2036-37: 3.99; 2037-38: 4.02; 2038-39: 4.04; 2039-40: 4.05; 2040-41: 4.06; 2041-42: 4.06; 2042-43: 4.07; 2043-44: 4.07; 2044-45: 4.11; 2045-46: 4.13; 2046-47: 4.15; 2047-48: 4.17; 2048-49: 4.18; 2049-50: 4.2
15FP | Water delivered unmeasured household | 15BL + 15.1FP | Ml/d | 2 | 2019-20: 2.45; 2020-21: 2.36; 2021-22: 2.29; 2022-23: 2.2; 2023-24: 2.11; 2024-25: 2.03; 2025-26: 1.97; 2026-27: 1.91; 2027-28: 1.86; 2028-29: 1.8; 2029-30: 1.75; 2030-31: 1.71; 2031-32: 1.67; 2032-33: 1.62; 2033-34: 1.58; 2034-35: 1.53; 2035-36: 1.49; 2036-37: 1.45; 2037-38: 1.41; 2038-39: 1.38; 2039-40: 1.34; 2040-41: 1.31; 2041-42: 1.28; 2042-43: 1.25; 2043-44: 1.22; 2044-45: 1.19; 2045-46: 1.19; 2046-47: 1.18; 2047-48: 1.17; 2048-49: 1.17; 2049-50: 1.17
16FP | Percentage of consumption driven by climate change | 16BL | % | 1 | 2019-20: 0%; 2020-21: 0%; 2021-22: 0%; 2022-23: 0.1%; 2023-24: 0.1%; 2024-25: 0.1%; 2025-26: 0.1%; 2026-27: 0.1%; 2027-28: 0.1%; 2028-29: 0.2%; 2029-30: 0.2%; 2030-31: 0.2%; 2031-32: 0.2%; 2032-33: 0.3%; 2033-34: 0.3%; 2034-35: 0.3%; 2035-36: 0.4%; 2036-37: 0.4%; 2037-38: 0.4%; 2038-39: 0.5%; 2039-40: 0.5%; 2040-41: 0.6%; 2041-42: 0.6%; 2042-43: 0.6%; 2043-44: 0.7%; 2044-45: 0.7%; 2045-46: 0.8%; 2046-47: 0.8%; 2047-48: 0.8%; 2048-49: 0.8%; 2049-50: 0.9%
17FP | Volume of consumption driven by climate change | 16FP * (12FP + sum(13FP:15FP) - sum (23FP:26FP)) | Ml/d | 2 | 2019-20: 0; 2020-21: 0; 2021-22: 0; 2022-23: 0.00665; 2023-24: 0.00669; 2024-25: 0.00661; 2025-26: 0.00659; 2026-27: 0.00656; 2027-28: 0.00652; 2028-29: 0.01294; 2029-30: 0.01286; 2030-31: 0.01282; 2031-32: 0.0128; 2032-33: 0.01911; 2033-34: 0.01908; 2034-35: 0.01902; 2035-36: 0.02524; 2036-37: 0.02512; 2037-38: 0.02508; 2038-39: 0.03135; 2039-40: 0.0312; 2040-41: 0.03732; 2041-42: 0.0372; 2042-43: 0.03708; 2043-44: 0.04319; 2044-45: 0.04326; 2045-46: 0.04968; 2046-47: 0.04968; 2047-48: 0.04984; 2048-49: 0.04992; 2049-50: 0.05643
18FP | Measured Household - PCC | ((14FP - 25FP) * 1,000,000) / (39FP * 1000) | l/h/d | 1 | 2019-20: 129.9966; 2020-21: 128.6771; 2021-22: 126.7942; 2022-23: 126.6745; 2023-24: 126.6166; 2024-25: 122.9671; 2025-26: 121.7691; 2026-27: 121.6099; 2027-28: 120.8931; 2028-29: 119.9481; 2029-30: 119.1932; 2030-31: 118.6362; 2031-32: 118.3706; 2032-33: 117.8529; 2033-34: 117.7327; 2034-35: 117.0433; 2035-36: 116.0754; 2036-37: 114.9189; 2037-38: 114.6515; 2038-39: 114.1013; 2039-40: 113.1828; 2040-41: 112.0393; 2041-42: 110.9651; 2042-43: 110.1852; 2043-44: 109.399; 2044-45: 109.1857; 2045-46: 108.9536; 2046-47: 108.7422; 2047-48: 108.5453; 2048-49: 108.0838; 2049-50: 107.976
19FP | Unmeasured Household - PCC | ((15FP - 26FP) * 1,000,000) / (40FP * 1000) | l/h/d | 1 | 2019-20: 237.478; 2020-21: 236.2036; 2021-22: 236.5686; 2022-23: 235.6322; 2023-24: 235.1397; 2024-25: 233.8241; 2025-26: 234.365; 2026-27: 232.8928; 2027-28: 232.3707; 2028-29: 231.6922; 2029-30: 230.9109; 2030-31: 231.1382; 2031-32: 232.5581; 2032-33: 230.8163; 2033-34: 231.3503; 2034-35: 229.9968; 2035-36: 231.5895; 2036-37: 231.4021; 2037-38: 230.837; 2038-39: 231.7581; 2039-40: 232.1263; 2040-41: 232.381; 2041-42: 232.4219; 2042-43: 232.1857; 2043-44: 231.6048; 2044-45: 232.8508; 2045-46: 234.1772; 2046-47: 233.298; 2047-48: 232.3598; 2048-49: 233.4547; 2049-50: 233.5047
20FP | Average Household - PCC | (((14FP - 25FP) + (15FP - 26FP)) * 1,000,000)/ ((39FP + 40FP) * 1,000) | l/h/d | 1 | 2019-20: 158.5205; 2020-21: 155.9311; 2021-22: 153.5436; 2022-23: 151.9433; 2023-24: 150.5961; 2024-25: 146.3415; 2025-26: 144.6425; 2026-27: 143.5728; 2027-28: 142.2864; 2028-29: 140.8052; 2029-30: 139.4453; 2030-31: 138.4828; 2031-32: 137.9787; 2032-33: 136.7412; 2033-34: 136.0977; 2034-35: 134.7006; 2035-36: 133.545; 2036-37: 131.9685; 2037-38: 131.1189; 2038-39: 130.2543; 2039-40: 129.0131; 2040-41: 127.5686; 2041-42: 126.1706; 2042-43: 125.0091; 2043-44: 123.818; 2044-45: 123.3618; 2045-46: 123.1468; 2046-47: 122.7081; 2047-48: 122.2829; 2048-49: 121.8537; 2049-50: 121.6887
21FP | Water taken unbilled | 21BL + 21.1FP | Ml/d | 2 | 2019-20: 0.17; 2020-21: 0.17; 2021-22: 0.18; 2022-23: 0.18; 2023-24: 0.18; 2024-25: 0.19; 2025-26: 0.18; 2026-27: 0.18; 2027-28: 0.17; 2028-29: 0.18; 2029-30: 0.2; 2030-31: 0.17; 2031-32: 0.17; 2032-33: 0.17; 2033-34: 0.18; 2034-35: 0.17; 2035-36: 0.18; 2036-37: 0.17; 2037-38: 0.16; 2038-39: 0.16; 2039-40: 0.18; 2040-41: 0.16; 2041-42: 0.16; 2042-43: 0.17; 2043-44: 0.17; 2044-45: 0.17; 2045-46: 0.15; 2046-47: 0.17; 2047-48: 0.17; 2048-49: 0.18; 2049-50: 0.15
22FP | Distribution system operational use | 22BL + 22.1FP | Ml/d | 2 | 2019-20: 0.04; 2020-21: 0.04; 2021-22: 0.04; 2022-23: 0.04; 2023-24: 0.04; 2024-25: 0.04; 2025-26: 0.04; 2026-27: 0.04; 2027-28: 0.04; 2028-29: 0.04; 2029-30: 0.04; 2030-31: 0.04; 2031-32: 0.04; 2032-33: 0.04; 2033-34: 0.04; 2034-35: 0.04; 2035-36: 0.04; 2036-37: 0.04; 2037-38: 0.04; 2038-39: 0.04; 2039-40: 0.04; 2040-41: 0.04; 2041-42: 0.04; 2042-43: 0.04; 2043-44: 0.04; 2044-45: 0.04; 2045-46: 0.04; 2046-47: 0.04; 2047-48: 0.04; 2048-49: 0.04; 2049-50: 0.04
23FP | Measured Non Household - USPL | 23BL + 23.1FP | Ml/d | 2 | 2019-20: 0.01; 2020-21: 0.01; 2021-22: 0.01; 2022-23: 0.01; 2023-24: 0.01; 2024-25: 0.01; 2025-26: 0.01; 2026-27: 0.01; 2027-28: 0.01; 2028-29: 0.01; 2029-30: 0.01; 2030-31: 0.01; 2031-32: 0.01; 2032-33: 0.01; 2033-34: 0.01; 2034-35: 0.01; 2035-36: 0.01; 2036-37: 0.01; 2037-38: 0.01; 2038-39: 0.01; 2039-40: 0.01; 2040-41: 0.01; 2041-42: 0.01; 2042-43: 0.01; 2043-44: 0.01; 2044-45: 0.01; 2045-46: 0.01; 2046-47: 0.01; 2047-48: 0.01; 2048-49: 0.01; 2049-50: 0.01
24FP | Unmeasured Non Household - USPL | 24BL + 24.1FP | Ml/d | 2 | 2019-20: 0; 2020-21: 0; 2021-22: 0; 2022-23: 0; 2023-24: 0; 2024-25: 0; 2025-26: 0; 2026-27: 0; 2027-28: 0; 2028-29: 0; 2029-30: 0; 2030-31: 0; 2031-32: 0; 2032-33: 0; 2033-34: 0; 2034-35: 0; 2035-36: 0; 2036-37: 0; 2037-38: 0; 2038-39: 0; 2039-40: 0; 2040-41: 0; 2041-42: 0; 2042-43: 0; 2043-44: 0; 2044-45: 0; 2045-46: 0; 2046-47: 0; 2047-48: 0; 2048-49: 0; 2049-50: 0
25FP | Measured Household - USPL | 25BL + 25.1FP | Ml/d | 2 | 2019-20: 0.15; 2020-21: 0.15; 2021-22: 0.14; 2022-23: 0.15; 2023-24: 0.15; 2024-25: 0.14; 2025-26: 0.1; 2026-27: 0.09; 2027-28: 0.09; 2028-29: 0.09; 2029-30: 0.07; 2030-31: 0.07; 2031-32: 0.06; 2032-33: 0.07; 2033-34: 0.07; 2034-35: 0.07; 2035-36: 0.07; 2036-37: 0.08; 2037-38: 0.08; 2038-39: 0.08; 2039-40: 0.08; 2040-41: 0.09; 2041-42: 0.09; 2042-43: 0.09; 2043-44: 0.08; 2044-45: 0.09; 2045-46: 0.09; 2046-47: 0.09; 2047-48: 0.09; 2048-49: 0.09; 2049-50: 0.09
26FP | Unmeasured Household - USPL | 26BL + 26.1BL | Ml/d | 2 | 2019-20: 0.16; 2020-21: 0.16; 2021-22: 0.15; 2022-23: 0.15; 2023-24: 0.14; 2024-25: 0.14; 2025-26: 0.13; 2026-27: 0.13; 2027-28: 0.13; 2028-29: 0.12; 2029-30: 0.12; 2030-31: 0.12; 2031-32: 0.11; 2032-33: 0.11; 2033-34: 0.11; 2034-35: 0.11; 2035-36: 0.1; 2036-37: 0.1; 2037-38: 0.1; 2038-39: 0.1; 2039-40: 0.09; 2040-41: 0.09; 2041-42: 0.09; 2042-43: 0.09; 2043-44: 0.09; 2044-45: 0.08; 2045-46: 0.08; 2046-47: 0.08; 2047-48: 0.08; 2048-49: 0.08; 2049-50: 0.08
27FP | Void Properties - USPL | 27BL + 27.1FP | Ml/d | 2 | 2019-20: 0.01; 2020-21: 0.01; 2021-22: 0.01; 2022-23: 0.01; 2023-24: 0.01; 2024-25: 0.01; 2025-26: 0.01; 2026-27: 0.01; 2027-28: 0.01; 2028-29: 0.01; 2029-30: 0.01; 2030-31: 0.01; 2031-32: 0.01; 2032-33: 0.01; 2033-34: 0.01; 2034-35: 0.01; 2035-36: 0.01; 2036-37: 0.01; 2037-38: 0.01; 2038-39: 0.01; 2039-40: 0.01; 2040-41: 0.01; 2041-42: 0.01; 2042-43: 0.01; 2043-44: 0.01; 2044-45: 0.01; 2045-46: 0.01; 2046-47: 0.01; 2047-48: 0.01; 2048-49: 0.01; 2049-50: 0.02
28FP | Distribution losses | 28BL + 28.1FP | Ml/d | 2 | 2019-20: 2.5; 2020-21: 2.45; 2021-22: 2.42; 2022-23: 2.37; 2023-24: 2.32; 2024-25: 2.27; 2025-26: 2.27; 2026-27: 2.27; 2027-28: 2.27; 2028-29: 2.27; 2029-30: 2.26; 2030-31: 2.26; 2031-32: 2.26; 2032-33: 2.26; 2033-34: 2.26; 2034-35: 2.26; 2035-36: 2.26; 2036-37: 2.26; 2037-38: 2.26; 2038-39: 2.25; 2039-40: 2.25; 2040-41: 2.13; 2041-42: 2.13; 2042-43: 2.04; 2043-44: 2.03; 2044-45: 1.92; 2045-46: 1.92; 2046-47: 1.87; 2047-48: 1.87; 2048-49: 1.86; 2049-50: 1.86
29FP | Total Leakage | sum (23FP:28FP) | Ml/d | 2 | 2019-20: 2.83; 2020-21: 2.78; 2021-22: 2.73; 2022-23: 2.69; 2023-24: 2.63; 2024-25: 2.57; 2025-26: 2.52; 2026-27: 2.51; 2027-28: 2.51; 2028-29: 2.5; 2029-30: 2.47; 2030-31: 2.47; 2031-32: 2.45; 2032-33: 2.46; 2033-34: 2.46; 2034-35: 2.46; 2035-36: 2.45; 2036-37: 2.46; 2037-38: 2.46; 2038-39: 2.45; 2039-40: 2.44; 2040-41: 2.33; 2041-42: 2.33; 2042-43: 2.24; 2043-44: 2.22; 2044-45: 2.11; 2045-46: 2.11; 2046-47: 2.06; 2047-48: 2.06; 2048-49: 2.05; 2049-50: 2.06
30FP | Leakage/property | (29FP * 1,000,000) / (36FP * 1,000) | l/prop/d | 2 | 2019-20: 177.8532; 2020-21: 173.4465; 2021-22: 169.7835; 2022-23: 164.9366; 2023-24: 159.1018; 2024-25: 153.5401; 2025-26: 149.1274; 2026-27: 148.1849; 2027-28: 147.9665; 2028-29: 147.1948; 2029-30: 145.0101; 2030-31: 144.84; 2031-32: 143.5073; 2032-33: 143.9329; 2033-34: 142.863; 2034-35: 141.7761; 2035-36: 140.1818; 2036-37: 139.7306; 2037-38: 138.7377; 2038-39: 137.2218; 2039-40: 135.7116; 2040-41: 128.72; 2041-42: 127.8723; 2042-43: 122.1554; 2043-44: 120.2972; 2044-45: 113.6345; 2045-46: 112.9532; 2046-47: 109.6369; 2047-48: 109.0161; 2048-49: 107.8874; 2049-50: 107.8348
31FP | Measured Non Household - properties | Input | 000's | 2 | 2019-20: 0.913; 2020-21: 0.925; 2021-22: 0.935; 2022-23: 0.947; 2023-24: 0.959; 2024-25: 0.969; 2025-26: 0.979; 2026-27: 0.99; 2027-28: 0.999; 2028-29: 1.005; 2029-30: 1.011; 2030-31: 1.015; 2031-32: 1.019; 2032-33: 1.023; 2033-34: 1.027; 2034-35: 1.032; 2035-36: 1.036; 2036-37: 1.04; 2037-38: 1.044; 2038-39: 1.047; 2039-40: 1.051; 2040-41: 1.054; 2041-42: 1.058; 2042-43: 1.061; 2043-44: 1.065; 2044-45: 1.068; 2045-46: 1.071; 2046-47: 1.073; 2047-48: 1.076; 2048-49: 1.079; 2049-50: 1.081
32FP | Unmeasured Non Household - properties | Input | 000's | 2 | 2019-20: 0.004; 2020-21: 0.004; 2021-22: 0.004; 2022-23: 0.004; 2023-24: 0.004; 2024-25: 0.004; 2025-26: 0.004; 2026-27: 0.004; 2027-28: 0.004; 2028-29: 0.004; 2029-30: 0.004; 2030-31: 0.004; 2031-32: 0.004; 2032-33: 0.004; 2033-34: 0.004; 2034-35: 0.004; 2035-36: 0.004; 2036-37: 0.004; 2037-38: 0.004; 2038-39: 0.004; 2039-40: 0.004; 2040-41: 0.004; 2041-42: 0.004; 2042-43: 0.004; 2043-44: 0.004; 2044-45: 0.004; 2045-46: 0.004; 2046-47: 0.004; 2047-48: 0.004; 2048-49: 0.004; 2049-50: 0.004
33FP | All void non-households - properties | Input | 000's | 2 | 2019-20: 0; 2020-21: 0; 2021-22: 0; 2022-23: 0; 2023-24: 0; 2024-25: 0; 2025-26: 0; 2026-27: 0; 2027-28: 0; 2028-29: 0; 2029-30: 0; 2030-31: 0; 2031-32: 0; 2032-33: 0; 2033-34: 0; 2034-35: 0; 2035-36: 0; 2036-37: 0; 2037-38: 0; 2038-39: 0; 2039-40: 0; 2040-41: 0; 2041-42: 0; 2042-43: 0; 2043-44: 0; 2044-45: 0; 2045-46: 0; 2046-47: 0; 2047-48: 0; 2048-49: 0; 2049-50: 0
34FP | Measured households - properties (excl. void) | Year before + sum (34.1BL:34.6BL) | 000's | 2 | 2019-20: 10.527; 2020-21: 10.755; 2021-22: 10.9023; 2022-23: 11.2473; 2023-24: 11.5773; 2024-25: 11.8913; 2025-26: 12.1323; 2026-27: 12.2483; 2027-28: 12.3493; 2028-29: 12.4473; 2029-30: 12.5683; 2030-31: 12.6603; 2031-32: 12.7493; 2032-33: 12.8353; 2033-34: 13.0293; 2034-35: 13.2213; 2035-36: 13.4093; 2036-37: 13.5943; 2037-38: 13.7763; 2038-39: 13.9543; 2039-40: 14.1293; 2040-41: 14.3013; 2041-42: 14.4683; 2042-43: 14.6313; 2043-44: 14.7923; 2044-45: 14.9493; 2045-46: 15.0673; 2046-47: 15.1823; 2047-48: 15.2943; 2048-49: 15.4043; 2049-50: 15.5023
34.1FP | New build properties - properties | Input (new builds in each year) | 000's | 2 | 2019-20: 0; 2020-21: 0.069; 2021-22: 0; 2022-23: 0.212; 2023-24: 0.204; 2024-25: 0.193; 2025-26: 0.146; 2026-27: 0.024; 2027-28: 0.013; 2028-29: 0.013; 2029-30: 0.039; 2030-31: 0.012; 2031-32: 0.012; 2032-33: 0.012; 2033-34: 0.123; 2034-35: 0.123; 2035-36: 0.122; 2036-37: 0.121; 2037-38: 0.12; 2038-39: 0.118; 2039-40: 0.117; 2040-41: 0.116; 2041-42: 0.114; 2042-43: 0.111; 2043-44: 0.111; 2044-45: 0.108; 2045-46: 0.107; 2046-47: 0.105; 2047-48: 0.102; 2048-49: 0.101; 2049-50: 0.098
34.2FP | Meter optants - properties | Input (meter optants in each year) | 000's | 2 | 2019-20: 0.132; 2020-21: 0.126; 2021-22: 0.1155; 2022-23: 0.102; 2023-24: 0.097; 2024-25: 0.093; 2025-26: 0.068; 2026-27: 0.066; 2027-28: 0.063; 2028-29: 0.061; 2029-30: 0.059; 2030-31: 0.057; 2031-32: 0.055; 2032-33: 0.053; 2033-34: 0.052; 2034-35: 0.05; 2035-36: 0.048; 2036-37: 0.047; 2037-38: 0.045; 2038-39: 0.044; 2039-40: 0.042; 2040-41: 0.041; 2041-42: 0.039; 2042-43: 0.038; 2043-44: 0.037; 2044-45: 0.036; 2045-46: 0; 2046-47: 0; 2047-48: 0; 2048-49: 0; 2049-50: 0
34.3FP | Compulsory metering - properties | Input (compulsory meters in each year) | 000's | 2 | 2019-20: 0; 2020-21: 0; 2021-22: 0; 2022-23: 0; 2023-24: 0; 2024-25: 0; 2025-26: 0; 2026-27: 0; 2027-28: 0; 2028-29: 0; 2029-30: 0; 2030-31: 0; 2031-32: 0; 2032-33: 0; 2033-34: 0; 2034-35: 0; 2035-36: 0; 2036-37: 0; 2037-38: 0; 2038-39: 0; 2039-40: 0; 2040-41: 0; 2041-42: 0; 2042-43: 0; 2043-44: 0; 2044-45: 0; 2045-46: 0; 2046-47: 0; 2047-48: 0; 2048-49: 0; 2049-50: 0
34.4FP | Metering on change of occupancy - properties | Input (change of occupancy meters in each year) | 000's | 2 | 2019-20: 0.03; 2020-21: 0.029; 2021-22: 0.028; 2022-23: 0.027; 2023-24: 0.026; 2024-25: 0.025; 2025-26: 0.024; 2026-27: 0.023; 2027-28: 0.022; 2028-29: 0.021; 2029-30: 0.02; 2030-31: 0.02; 2031-32: 0.019; 2032-33: 0.018; 2033-34: 0.017; 2034-35: 0.017; 2035-36: 0.016; 2036-37: 0.015; 2037-38: 0.015; 2038-39: 0.014; 2039-40: 0.014; 2040-41: 0.013; 2041-42: 0.012; 2042-43: 0.012; 2043-44: 0.011; 2044-45: 0.011; 2045-46: 0.011; 2046-47: 0.01; 2047-48: 0.01; 2048-49: 0.009; 2049-50: 0
34.5FP | Selective metering - properties | Input (selective meters in each year) | 000's | 2 | 2019-20: 0.004; 2020-21: 0.004; 2021-22: 0.0038; 2022-23: 0.004; 2023-24: 0.003; 2024-25: 0.003; 2025-26: 0.003; 2026-27: 0.003; 2027-28: 0.003; 2028-29: 0.003; 2029-30: 0.003; 2030-31: 0.003; 2031-32: 0.003; 2032-33: 0.003; 2033-34: 0.002; 2034-35: 0.002; 2035-36: 0.002; 2036-37: 0.002; 2037-38: 0.002; 2038-39: 0.002; 2039-40: 0.002; 2040-41: 0.002; 2041-42: 0.002; 2042-43: 0.002; 2043-44: 0.002; 2044-45: 0.002; 2045-46: 0; 2046-47: 0; 2047-48: 0; 2048-49: 0; 2049-50: 0
34.6FP | Other changes to existing metering - properties | Input (other changes to meters in each year) | 000's | 2 | 2019-20: 0; 2020-21: 0; 2021-22: 0; 2022-23: 0; 2023-24: 0; 2024-25: 0; 2025-26: 0; 2026-27: 0; 2027-28: 0; 2028-29: 0; 2029-30: 0; 2030-31: 0; 2031-32: 0; 2032-33: 0; 2033-34: 0; 2034-35: 0; 2035-36: 0; 2036-37: 0; 2037-38: 0; 2038-39: 0; 2039-40: 0; 2040-41: 0; 2041-42: 0; 2042-43: 0; 2043-44: 0; 2044-45: 0; 2045-46: 0; 2046-47: 0; 2047-48: 0; 2048-49: 0; 2049-50: 0
34.7FP | Measured household void properties | Input | 000's | 2 | 2019-20: 0.158; 2020-21: 0.165; 2021-22: 0.171; 2022-23: 0.178; 2023-24: 0.185; 2024-25: 0.192; 2025-26: 0.197; 2026-27: 0.202; 2027-28: 0.206; 2028-29: 0.21; 2029-30: 0.215; 2030-31: 0.219; 2031-32: 0.222; 2032-33: 0.226; 2033-34: 0.229; 2034-35: 0.233; 2035-36: 0.236; 2036-37: 0.24; 2037-38: 0.243; 2038-39: 0.246; 2039-40: 0.25; 2040-41: 0.253; 2041-42: 0.256; 2042-43: 0.259; 2043-44: 0.262; 2044-45: 0.265; 2045-46: 0.267; 2046-47: 0.269; 2047-48: 0.271; 2048-49: 0.273; 2049-50: 0.275
35FP | Unmeasured households - properties (excl. void) | Input | 000's | 2 | 2019-20: 4.246; 2020-21: 4.116; 2021-22: 4.006; 2022-23: 3.873; 2023-24: 3.746; 2024-25: 3.625; 2025-26: 3.53; 2026-27: 3.438; 2027-28: 3.35; 2028-29: 3.264; 2029-30: 3.182; 2030-31: 3.102; 2031-32: 3.026; 2032-33: 2.952; 2033-34: 2.88; 2034-35: 2.812; 2035-36: 2.745; 2036-37: 2.681; 2037-38: 2.619; 2038-39: 2.559; 2039-40: 2.502; 2040-41: 2.446; 2041-42: 2.393; 2042-43: 2.341; 2043-44: 2.291; 2044-45: 2.243; 2045-46: 2.232; 2046-47: 2.222; 2047-48: 2.212; 2048-49: 2.203; 2049-50: 2.203
35.1FP | Unmeasured household void properties | Input | 000's | 2 | 2019-20: 0.064; 2020-21: 0.063; 2021-22: 0.061; 2022-23: 0.06; 2023-24: 0.059; 2024-25: 0.057; 2025-26: 0.056; 2026-27: 0.056; 2027-28: 0.055; 2028-29: 0.054; 2029-30: 0.053; 2030-31: 0.053; 2031-32: 0.052; 2032-33: 0.051; 2033-34: 0.05; 2034-35: 0.049; 2035-36: 0.047; 2036-37: 0.046; 2037-38: 0.045; 2038-39: 0.044; 2039-40: 0.043; 2040-41: 0.043; 2041-42: 0.042; 2042-43: 0.041; 2043-44: 0.04; 2044-45: 0.039; 2045-46: 0.039; 2046-47: 0.039; 2047-48: 0.039; 2048-49: 0.038; 2049-50: 0.038
36FP | Total Resource Zone Properties (incl. voids) | sum (31FP:34FP) + 34.7FP + 35BL + 35.1BL | 000's | 2 | 2019-20: 15.912; 2020-21: 16.028; 2021-22: 16.0793; 2022-23: 16.3093; 2023-24: 16.5303; 2024-25: 16.7383; 2025-26: 16.8983; 2026-27: 16.9383; 2027-28: 16.9633; 2028-29: 16.9843; 2029-30: 17.0333; 2030-31: 17.0533; 2031-32: 17.0723; 2032-33: 17.0913; 2033-34: 17.2193; 2034-35: 17.3513; 2035-36: 17.4773; 2036-37: 17.6053; 2037-38: 17.7313; 2038-39: 17.8543; 2039-40: 17.9793; 2040-41: 18.1013; 2041-42: 18.2213; 2042-43: 18.3373; 2043-44: 18.4543; 2044-45: 18.5683; 2045-46: 18.6803; 2046-47: 18.7893; 2047-48: 18.8963; 2048-49: 19.0013; 2049-50: 19.1033
37FP | Measured Non Household - Population | Input | 000's | 2 | 2019-20: 0.424; 2020-21: 0.437; 2021-22: 0.449; 2022-23: 0.461; 2023-24: 0.476; 2024-25: 0.488; 2025-26: 0.498; 2026-27: 0.513; 2027-28: 0.53; 2028-29: 0.547; 2029-30: 0.56; 2030-31: 0.574; 2031-32: 0.598; 2032-33: 0.614; 2033-34: 0.627; 2034-35: 0.636; 2035-36: 0.647; 2036-37: 0.654; 2037-38: 0.664; 2038-39: 0.674; 2039-40: 0.683; 2040-41: 0.694; 2041-42: 0.706; 2042-43: 0.719; 2043-44: 0.733; 2044-45: 0.747; 2045-46: 0.764; 2046-47: 0.782; 2047-48: 0.8; 2048-49: 0.817; 2049-50: 0.834
38FP | Unmeasured Non Household - Population | Input | 000's | 2 | 2019-20: 0.002; 2020-21: 0.002; 2021-22: 0.002; 2022-23: 0.002; 2023-24: 0.002; 2024-25: 0.002; 2025-26: 0.002; 2026-27: 0.002; 2027-28: 0.002; 2028-29: 0.002; 2029-30: 0.002; 2030-31: 0.002; 2031-32: 0.002; 2032-33: 0.002; 2033-34: 0.003; 2034-35: 0.003; 2035-36: 0.003; 2036-37: 0.003; 2037-38: 0.003; 2038-39: 0.003; 2039-40: 0.003; 2040-41: 0.003; 2041-42: 0.003; 2042-43: 0.003; 2043-44: 0.003; 2044-45: 0.003; 2045-46: 0.003; 2046-47: 0.003; 2047-48: 0.003; 2048-49: 0.003; 2049-50: 0.003
39FP | Measured Household - Population | Input | 000's | 2 | 2019-20: 26.693; 2020-21: 27.433; 2021-22: 28.077; 2022-23: 28.814; 2023-24: 29.538; 2024-25: 30.252; 2025-26: 30.796; 2026-27: 31.083; 2027-28: 31.35; 2028-29: 31.597; 2029-30: 31.881; 2030-31: 32.115; 2031-32: 32.356; 2032-33: 32.583; 2033-34: 32.956; 2034-35: 33.321; 2035-36: 33.685; 2036-37: 34.024; 2037-38: 34.365; 2038-39: 34.706; 2039-40: 35.076; 2040-41: 35.434; 2041-42: 35.777; 2042-43: 36.121; 2043-44: 36.472; 2044-45: 36.818; 2045-46: 37.08; 2046-47: 37.336; 2047-48: 37.588; 2048-49: 37.841; 2049-50: 38.064
40FP | Unmeasured Household - Population | Input | 000's | 2 | 2019-20: 9.643; 2020-21: 9.314; 2021-22: 9.046; 2022-23: 8.7; 2023-24: 8.378; 2024-25: 8.083; 2025-26: 7.851; 2026-27: 7.643; 2027-28: 7.445; 2028-29: 7.251; 2029-30: 7.059; 2030-31: 6.879; 2031-32: 6.708; 2032-33: 6.542; 2033-34: 6.354; 2034-35: 6.174; 2035-36: 6.002; 2036-37: 5.834; 2037-38: 5.675; 2038-39: 5.523; 2039-40: 5.385; 2040-41: 5.25; 2041-42: 5.12; 2042-43: 4.996; 2043-44: 4.879; 2044-45: 4.767; 2045-46: 4.74; 2046-47: 4.715; 2047-48: 4.691; 2048-49: 4.669; 2049-50: 4.668
41FP | Total Resource Zone Population | sum (37FP:40FP) | 000's | 2 | 2019-20: 36.762; 2020-21: 37.186; 2021-22: 37.574; 2022-23: 37.977; 2023-24: 38.394; 2024-25: 38.825; 2025-26: 39.147; 2026-27: 39.241; 2027-28: 39.327; 2028-29: 39.397; 2029-30: 39.502; 2030-31: 39.57; 2031-32: 39.664; 2032-33: 39.741; 2033-34: 39.94; 2034-35: 40.134; 2035-36: 40.337; 2036-37: 40.515; 2037-38: 40.707; 2038-39: 40.906; 2039-40: 41.147; 2040-41: 41.381; 2041-42: 41.606; 2042-43: 41.839; 2043-44: 42.087; 2044-45: 42.335; 2045-46: 42.587; 2046-47: 42.836; 2047-48: 43.082; 2048-49: 43.33; 2049-50: 43.569
42FP | Average household occupancy rate (excl. voids) | (39FP + 40FP) / (34FP + 35FP) | h/prop | 1 | 2019-20: 2.4596; 2020-21: 2.4711; 2021-22: 2.4901; 2022-23: 2.481; 2023-24: 2.4744; 2024-25: 2.4706; 2025-26: 2.4675; 2026-27: 2.4688; 2027-28: 2.4711; 2028-29: 2.4726; 2029-30: 2.4723; 2030-31: 2.4739; 2031-32: 2.4763; 2032-33: 2.4783; 2033-34: 2.4709; 2034-35: 2.4633; 2035-36: 2.4567; 2036-37: 2.449; 2037-38: 2.4422; 2038-39: 2.4362; 2039-40: 2.4328; 2040-41: 2.4293; 2041-42: 2.4255; 2042-43: 2.4226; 2043-44: 2.4206; 2044-45: 2.4188; 2045-46: 2.4174; 2046-47: 2.4161; 2047-48: 2.4151; 2048-49: 2.4143; 2049-50: 2.4135
43FP | Total Household Metering penetration (excl. voids) | 34FP / (34FP + 35FP) | % | 1 | 2019-20: 71.26%; 2020-21: 72.32%; 2021-22: 73.13%; 2022-23: 74.39%; 2023-24: 75.55%; 2024-25: 76.64%; 2025-26: 77.46%; 2026-27: 78.08%; 2027-28: 78.66%; 2028-29: 79.23%; 2029-30: 79.8%; 2030-31: 80.32%; 2031-32: 80.82%; 2032-33: 81.3%; 2033-34: 81.9%; 2034-35: 82.46%; 2035-36: 83.01%; 2036-37: 83.53%; 2037-38: 84.03%; 2038-39: 84.5%; 2039-40: 84.96%; 2040-41: 85.39%; 2041-42: 85.81%; 2042-43: 86.21%; 2043-44: 86.59%; 2044-45: 86.95%; 2045-46: 87.1%; 2046-47: 87.23%; 2047-48: 87.36%; 2048-49: 87.49%; 2049-50: 87.56%
44FP | Total Household Metering penetration (incl. voids) | (34FP) / (34FP + 34.7FP + 35FP + 35.1FP) | % | 1 | 2019-20: 70.2%; 2020-21: 71.23%; 2021-22: 72.01%; 2022-23: 73.23%; 2023-24: 74.37%; 2024-25: 75.43%; 2025-26: 76.23%; 2026-27: 76.82%; 2027-28: 77.38%; 2028-29: 77.92%; 2029-30: 78.46%; 2030-31: 78.96%; 2031-32: 79.44%; 2032-33: 79.9%; 2033-34: 80.49%; 2034-35: 81.04%; 2035-36: 81.58%; 2036-37: 82.08%; 2037-38: 82.58%; 2038-39: 83.04%; 2039-40: 83.49%; 2040-41: 83.91%; 2041-42: 84.32%; 2042-43: 84.71%; 2043-44: 85.09%; 2044-45: 85.44%; 2045-46: 85.58%; 2046-47: 85.72%; 2047-48: 85.84%; 2048-49: 85.97%; 2049-50: 86.04%
45FP | Distribution input | sum (12FP:15FP) + 21FP + 22FP + 27FP + 28FP | Ml/d | 2 | 2019-20: 9.7; 2020-21: 9.64; 2021-22: 9.59; 2022-23: 9.56; 2023-24: 9.54; 2024-25: 9.41; 2025-26: 9.33; 2026-27: 9.29; 2027-28: 9.24; 2028-29: 9.19; 2029-30: 9.14; 2030-31: 9.09; 2031-32: 9.06; 2032-33: 9.04; 2033-34: 9.04; 2034-35: 9.01; 2035-36: 8.98; 2036-37: 8.95; 2037-38: 8.93; 2038-39: 8.92; 2039-40: 8.9; 2040-41: 8.75; 2041-42: 8.73; 2042-43: 8.63; 2043-44: 8.6; 2044-45: 8.5; 2045-46: 8.51; 2046-47: 8.48; 2047-48: 8.5; 2048-49: 8.51; 2049-50: 8.52
46FP | Target headroom (climate change component) | Input | Ml/d | 2 | 2019-20: 0.52; 2020-21: 0.51; 2021-22: 0.00088968; 2022-23: 0.00088968; 2023-24: 0.00088968; 2024-25: 0.00088968; 2025-26: 0.00088968; 2026-27: 0.0010449; 2027-28: 2.9599e-05; 2028-29: 0.0011957; 2029-30: 0.0011941; 2030-31: 0.0013235; 2031-32: 0.00097171; 2032-33: 0.0016452; 2033-34: 0.0011979; 2034-35: 0.0018772; 2035-36: 0.0022753; 2036-37: 0.0028295; 2037-38: 0.0022735; 2038-39: 0.0030356; 2039-40: 0; 2040-41: 0; 2041-42: 0; 2042-43: 0; 2043-44: 0; 2044-45: 0; 2045-46: 0; 2046-47: 0; 2047-48: 0; 2048-49: 0; 2049-50: 0
47FP | Target headroom (All other components) | Input | Ml/d | 2 | 2021-22: 0.36891; 2022-23: 0.36891; 2023-24: 0.36891; 2024-25: 0.36891; 2025-26: 0.36891; 2026-27: 0.36804; 2027-28: 0.35135; 2028-29: 0.36091; 2029-30: 0.36532; 2030-31: 0.34581; 2031-32: 0.35013; 2032-33: 0.3589; 2033-34: 0.36274; 2034-35: 0.37798; 2035-36: 0.31846; 2036-37: 0.27474; 2037-38: 0.28994; 2038-39: 0.30682; 2039-40: 0.21176; 2040-41: 0.22252; 2041-42: 0.24416; 2042-43: 0.25139; 2043-44: 0.26378; 2044-45: 0.26516; 2045-46: 0.21343; 2046-47: 0.20409; 2047-48: 0.21; 2048-49: 0.20701; 2049-50: 0.19921
48FP | Target Headroom | 46FP + 47FP | Ml/d | 2 | 2019-20: 0.52; 2020-21: 0.51; 2021-22: 0.3698; 2022-23: 0.3698; 2023-24: 0.3698; 2024-25: 0.3698; 2025-26: 0.3698; 2026-27: 0.36908; 2027-28: 0.35138; 2028-29: 0.36211; 2029-30: 0.36651; 2030-31: 0.34713; 2031-32: 0.35111; 2032-33: 0.36055; 2033-34: 0.36394; 2034-35: 0.37985; 2035-36: 0.32074; 2036-37: 0.27757; 2037-38: 0.29222; 2038-39: 0.30986; 2039-40: 0.21176; 2040-41: 0.22252; 2041-42: 0.24416; 2042-43: 0.25139; 2043-44: 0.26378; 2044-45: 0.26516; 2045-46: 0.21343; 2046-47: 0.20409; 2047-48: 0.21; 2048-49: 0.20701; 2049-50: 0.19921
49FP | Available Headroom | 11FP - 45FP | Ml/d | 2 | 2019-20: -0.14; 2020-21: -0.08; 2021-22: -0.03; 2022-23: 0; 2023-24: 0.02; 2024-25: 0.15; 2025-26: 0.378; 2026-27: 0.37; 2027-28: 0.35; 2028-29: 0.36; 2029-30: 0.37; 2030-31: 0.35; 2031-32: 0.35; 2032-33: 0.36; 2033-34: 0.36; 2034-35: 0.38; 2035-36: 0.32; 2036-37: 0.28; 2037-38: 0.29; 2038-39: 0.31; 2039-40: 0.29; 2040-41: 0.22; 2041-42: 0.24; 2042-43: 0.25; 2043-44: 0.26; 2044-45: 0.27; 2045-46: 0.21; 2046-47: 0.2; 2047-48: 0.21; 2048-49: 0.21; 2049-50: 0.2
49.1FP | Available non-potable balance (if applicable) | 1.1FP - 12.1FP | Ml/d | 2 | 2019-20: 0; 2020-21: 0; 2021-22: 0; 2022-23: 0; 2023-24: 0; 2024-25: 0; 2025-26: 0; 2026-27: 0; 2027-28: 0; 2028-29: 0; 2029-30: 0; 2030-31: 0; 2031-32: 0; 2032-33: 0; 2033-34: 0; 2034-35: 0; 2035-36: 0; 2036-37: 0; 2037-38: 0; 2038-39: 0; 2039-40: 0; 2040-41: 0; 2041-42: 0; 2042-43: 0; 2043-44: 0; 2044-45: 0; 2045-46: 0; 2046-47: 0; 2047-48: 0; 2048-49: 0; 2049-50: 0
50FP | Supply Demand Balance | 49FP - 48FP | Ml/d | 2 | 2019-20: -0.66; 2020-21: -0.59; 2021-22: -0.3998; 2022-23: -0.3698; 2023-24: -0.3498; 2024-25: -0.2198; 2025-26: 0.0081966; 2026-27: 0.00091661; 2027-28: -0.0013755; 2028-29: -0.0021059; 2029-30: 0.0034857; 2030-31: 0.0028653; 2031-32: -0.0011061; 2032-33: -0.00054798; 2033-34: -0.0039358; 2034-35: 0.00014754; 2035-36: -0.00073582; 2036-37: 0.0024328; 2037-38: -0.0022167; 2038-39: 0.00014313; 2039-40: 0.078236; 2040-41: -0.002516; 2041-42: -0.0041649; 2042-43: -0.0013874; 2043-44: -0.00378; 2044-45: 0.0048371; 2045-46: -0.0034298; 2046-47: -0.0040908; 2047-48: 2.4375e-06; 2048-49: 0.0029923; 2049-50: 0.00079487
Water Company | Anglian Water | Version | V3.1
WRZ | AWSEXC | Planning Scenario | DYCP
Table 3d: DYCP - Baseline | Back to top of sheet
WRMP24 reference | Component | Derivation | Unit | Decimal places | 2019-20 | 2020-21 | 2021-22 | 2022-23 | 2023-24 | 2024-25 | 2025-26 | 2026-27 | 2027-28 | 2028-29 | 2029-30 | 2030-31 | 2031-32 | 2032-33 | 2033-34 | 2034-35 | 2035-36 | 2036-37 | 2037-38 | 2038-39 | 2039-40 | 2040-41 | 2041-42 | 2042-43 | 2043-44 | 2044-45 | 2045-46 | 2046-47 | 2047-48 | 2048-49 | 2049-50 | 2050-51 | 2051-52 | 2052-53 | 2053-54 | 2054-55 | 2055-56 | 2056-57 | 2057-58 | 2058-59 | 2059-60 | 2060-61 | 2061-62 | 2062-63 | 2063-64 | 2064-65 | 2065-66 | 2066-67 | 2067-68 | 2068-69 | 2069-70 | 2070-71 | 2071-72 | 2072-73 | 2073-74 | 2074-75 | 2075-76 | 2076-77 | 2077-78 | 2078-79 | 2079-80 | 2080-81 | 2081-82 | 2082-83 | 2083-84 | 2084-85 | 2085-86 | 2086-87 | 2087-88 | 2088-89 | 2089-90 | 2090-91 | 2091-92 | 2092-93 | 2093-94 | 2094-95 | 2095-96 | 2096-97 | 2097-98 | 2098-99 | 2099-100
1BL | Raw water abstracted | Input | Ml/d | 2 | 2019-20: 0; 2020-21: 0; 2021-22: 0; 2022-23: 0; 2023-24: 0; 2024-25: 0; 2025-26: 0; 2026-27: 0; 2027-28: 0; 2028-29: 0; 2029-30: 0; 2030-31: 0; 2031-32: 0; 2032-33: 0; 2033-34: 0; 2034-35: 0; 2035-36: 0; 2036-37: 0; 2037-38: 0; 2038-39: 0; 2039-40: 0; 2040-41: 0; 2041-42: 0; 2042-43: 0; 2043-44: 0; 2044-45: 0; 2045-46: 0; 2046-47: 0; 2047-48: 0; 2048-49: 0; 2049-50: 0
1.1BL | Non-potable water supplies | Input | Ml/d | 2 | 2019-20: 0; 2020-21: 0; 2021-22: 0; 2022-23: 0; 2023-24: 0; 2024-25: 0; 2025-26: 0; 2026-27: 0; 2027-28: 0; 2028-29: 0; 2029-30: 0; 2030-31: 0; 2031-32: 0; 2032-33: 0; 2033-34: 0; 2034-35: 0; 2035-36: 0; 2036-37: 0; 2037-38: 0; 2038-39: 0; 2039-40: 0; 2040-41: 0; 2041-42: 0; 2042-43: 0; 2043-44: 0; 2044-45: 0; 2045-46: 0; 2046-47: 0; 2047-48: 0; 2048-49: 0; 2049-50: 0
2BL | Raw water imported | Input | Ml/d | 2 | 2019-20: 0; 2020-21: 0; 2021-22: 0; 2022-23: 0; 2023-24: 0; 2024-25: 0; 2025-26: 0; 2026-27: 0; 2027-28: 0; 2028-29: 0; 2029-30: 0; 2030-31: 0; 2031-32: 0; 2032-33: 0; 2033-34: 0; 2034-35: 0; 2035-36: 0; 2036-37: 0; 2037-38: 0; 2038-39: 0; 2039-40: 0; 2040-41: 0; 2041-42: 0; 2042-43: 0; 2043-44: 0; 2044-45: 0; 2045-46: 0; 2046-47: 0; 2047-48: 0; 2048-49: 0; 2049-50: 0
3BL | Potable water imported | Input | Ml/d | 2 | 2019-20: 0; 2020-21: 0; 2021-22: 0; 2022-23: 0; 2023-24: 0; 2024-25: 0; 2025-26: 0; 2026-27: 0; 2027-28: 0; 2028-29: 0; 2029-30: 0; 2030-31: 0; 2031-32: 0; 2032-33: 0; 2033-34: 0; 2034-35: 0; 2035-36: 0; 2036-37: 0; 2037-38: 0; 2038-39: 0; 2039-40: 0; 2040-41: 0; 2041-42: 0; 2042-43: 0; 2043-44: 0; 2044-45: 0; 2045-46: 0; 2046-47: 0; 2047-48: 0; 2048-49: 0; 2049-50: 0
4BL | Raw water exported enter as -ve | Input | Ml/d | 2 | 2019-20: 0; 2020-21: 0; 2021-22: 0; 2022-23: 0; 2023-24: 0; 2024-25: 0; 2025-26: 0; 2026-27: 0; 2027-28: 0; 2028-29: 0; 2029-30: 0; 2030-31: 0; 2031-32: 0; 2032-33: 0; 2033-34: 0; 2034-35: 0; 2035-36: 0; 2036-37: 0; 2037-38: 0; 2038-39: 0; 2039-40: 0; 2040-41: 0; 2041-42: 0; 2042-43: 0; 2043-44: 0; 2044-45: 0; 2045-46: 0; 2046-47: 0; 2047-48: 0; 2048-49: 0; 2049-50: 0
5BL | Potable water exported enter as -ve | Input | Ml/d | 2 | 2019-20: 0; 2020-21: 0; 2021-22: 0; 2022-23: 0; 2023-24: 0; 2024-25: 0; 2025-26: 0; 2026-27: 0; 2027-28: 0; 2028-29: 0; 2029-30: 0; 2030-31: 0; 2031-32: 0; 2032-33: 0; 2033-34: 0; 2034-35: 0; 2035-36: 0; 2036-37: 0; 2037-38: 0; 2038-39: 0; 2039-40: 0; 2040-41: 0; 2041-42: 0; 2042-43: 0; 2043-44: 0; 2044-45: 0; 2045-46: 0; 2046-47: 0; 2047-48: 0; 2048-49: 0; 2049-50: 0
6BL | Deployable Output before forecast changes | Input | Ml/d | 2 | 2019-20: 16.51; 2020-21: 16.51; 2021-22: 16.51; 2022-23: 16.51; 2023-24: 16.51; 2024-25: 16.51; 2025-26: 16.51; 2026-27: 16.51; 2027-28: 16.51; 2028-29: 16.51; 2029-30: 16.51; 2030-31: 16.51; 2031-32: 16.51; 2032-33: 16.51; 2033-34: 16.51; 2034-35: 16.51; 2035-36: 16.51; 2036-37: 16.51; 2037-38: 16.51; 2038-39: 16.51; 2039-40: 16.51; 2040-41: 16.51; 2041-42: 16.51; 2042-43: 16.51; 2043-44: 16.51; 2044-45: 16.51; 2045-46: 16.51; 2046-47: 16.51; 2047-48: 16.51; 2048-49: 16.51; 2049-50: 16.51
6.1BL | Deployable Output post forecast changes | 6BL + 7BL | Ml/d | 2 | 2019-20: 16.51; 2020-21: 16.51; 2021-22: 16.51; 2022-23: 16.51; 2023-24: 16.51; 2024-25: 16.51; 2025-26: 16.51; 2026-27: 16.51; 2027-28: 16.51; 2028-29: 16.51; 2029-30: 16.51; 2030-31: 16.51; 2031-32: 16.51; 2032-33: 16.51; 2033-34: 16.51; 2034-35: 16.51; 2035-36: 16.51; 2036-37: 16.51; 2037-38: 16.51; 2038-39: 16.51; 2039-40: 16.51; 2040-41: 16.51; 2041-42: 16.51; 2042-43: 16.51; 2043-44: 16.51; 2044-45: 16.51; 2045-46: 16.51; 2046-47: 16.51; 2047-48: 16.51; 2048-49: 16.51; 2049-50: 16.51
7BL | Baseline forecast changes to Deployable Output | sum (7.1BL:7.6BL) | Ml/d | 2 | 2019-20: 0; 2020-21: 0; 2021-22: 0; 2022-23: 0; 2023-24: 0; 2024-25: 0; 2025-26: 0; 2026-27: 0; 2027-28: 0; 2028-29: 0; 2029-30: 0; 2030-31: 0; 2031-32: 0; 2032-33: 0; 2033-34: 0; 2034-35: 0; 2035-36: 0; 2036-37: 0; 2037-38: 0; 2038-39: 0; 2039-40: 0; 2040-41: 0; 2041-42: 0; 2042-43: 0; 2043-44: 0; 2044-45: 0; 2045-46: 0; 2046-47: 0; 2047-48: 0; 2048-49: 0; 2049-50: 0
7.1BL | Change in DO due to climate change | Input | Ml/d | 2 | 2019-20: 0; 2020-21: 0; 2021-22: 0; 2022-23: 0; 2023-24: 0; 2024-25: 0; 2025-26: 0; 2026-27: 0; 2027-28: 0; 2028-29: 0; 2029-30: 0; 2030-31: 0; 2031-32: 0; 2032-33: 0; 2033-34: 0; 2034-35: 0; 2035-36: 0; 2036-37: 0; 2037-38: 0; 2038-39: 0; 2039-40: 0; 2040-41: 0; 2041-42: 0; 2042-43: 0; 2043-44: 0; 2044-45: 0; 2045-46: 0; 2046-47: 0; 2047-48: 0; 2048-49: 0; 2049-50: 0
7.2BL | Total confirmed DO reductions to restore sustainable abstraction enter as -ve | Input | Ml/d | 2 | 2019-20: 0; 2020-21: 0; 2021-22: 0; 2022-23: 0; 2023-24: 0; 2024-25: 0; 2025-26: 0; 2026-27: 0; 2027-28: 0; 2028-29: 0; 2029-30: 0; 2030-31: 0; 2031-32: 0; 2032-33: 0; 2033-34: 0; 2034-35: 0; 2035-36: 0; 2036-37: 0; 2037-38: 0; 2038-39: 0; 2039-40: 0; 2040-41: 0; 2041-42: 0; 2042-43: 0; 2043-44: 0; 2044-45: 0; 2045-46: 0; 2046-47: 0; 2047-48: 0; 2048-49: 0; 2049-50: 0
7.3BL | Total expected DO reductions to restore sustainable abstraction (Environmental Destination) (excl. any confirmed reductions) enter as -ve | Input | Ml/d | 2 | 2019-20: 0; 2020-21: 0; 2021-22: 0; 2022-23: 0; 2023-24: 0; 2024-25: 0; 2025-26: 0; 2026-27: 0; 2027-28: 0; 2028-29: 0; 2029-30: 0; 2030-31: 0; 2031-32: 0; 2032-33: 0; 2033-34: 0; 2034-35: 0; 2035-36: 0; 2036-37: 0; 2037-38: 0; 2038-39: 0; 2039-40: 0; 2040-41: 0; 2041-42: 0; 2042-43: 0; 2043-44: 0; 2044-45: 0; 2045-46: 0; 2046-47: 0; 2047-48: 0; 2048-49: 0; 2049-50: 0
7.4BL | Change in DO from prolonged Outage reduction enter as -ve | Input | Ml/d | 2 | 2019-20: 0; 2020-21: 0; 2021-22: 0; 2022-23: 0; 2023-24: 0; 2024-25: 0; 2025-26: 0; 2026-27: 0; 2027-28: 0; 2028-29: 0; 2029-30: 0; 2030-31: 0; 2031-32: 0; 2032-33: 0; 2033-34: 0; 2034-35: 0; 2035-36: 0; 2036-37: 0; 2037-38: 0; 2038-39: 0; 2039-40: 0; 2040-41: 0; 2041-42: 0; 2042-43: 0; 2043-44: 0; 2044-45: 0; 2045-46: 0; 2046-47: 0; 2047-48: 0; 2048-49: 0; 2049-50: 0
7.5BL | Change in DO from drought measures | Zero for baseline | Ml/d | 2 | 2019-20: 0; 2020-21: 0; 2021-22: 0; 2022-23: 0; 2023-24: 0; 2024-25: 0; 2025-26: 0; 2026-27: 0; 2027-28: 0; 2028-29: 0; 2029-30: 0; 2030-31: 0; 2031-32: 0; 2032-33: 0; 2033-34: 0; 2034-35: 0; 2035-36: 0; 2036-37: 0; 2037-38: 0; 2038-39: 0; 2039-40: 0; 2040-41: 0; 2041-42: 0; 2042-43: 0; 2043-44: 0; 2044-45: 0; 2045-46: 0; 2046-47: 0; 2047-48: 0; 2048-49: 0; 2049-50: 0
7.6BL | Total other changes to DO (specify e.g. Nitrates) | Input | Ml/d | 2 | 2019-20: 0; 2020-21: 0; 2021-22: 0; 2022-23: 0; 2023-24: 0; 2024-25: 0; 2025-26: 0; 2026-27: 0; 2027-28: 0; 2028-29: 0; 2029-30: 0; 2030-31: 0; 2031-32: 0; 2032-33: 0; 2033-34: 0; 2034-35: 0; 2035-36: 0; 2036-37: 0; 2037-38: 0; 2038-39: 0; 2039-40: 0; 2040-41: 0; 2041-42: 0; 2042-43: 0; 2043-44: 0; 2044-45: 0; 2045-46: 0; 2046-47: 0; 2047-48: 0; 2048-49: 0; 2049-50: 0
8BL | Raw water losses, treatment works losses and operational use | Input | Ml/d | 2 | 2019-20: 0.77; 2020-21: 0.77; 2021-22: 0.77; 2022-23: 0.77; 2023-24: 0.77; 2024-25: 0.77; 2025-26: 0.77; 2026-27: 0.77; 2027-28: 0.77; 2028-29: 0.77; 2029-30: 0.77; 2030-31: 0.77; 2031-32: 0.77; 2032-33: 0.77; 2033-34: 0.77; 2034-35: 0.77; 2035-36: 0.77; 2036-37: 0.77; 2037-38: 0.77; 2038-39: 0.77; 2039-40: 0.77; 2040-41: 0.77; 2041-42: 0.77; 2042-43: 0.77; 2043-44: 0.77; 2044-45: 0.77; 2045-46: 0.77; 2046-47: 0.77; 2047-48: 0.77; 2048-49: 0.77; 2049-50: 0.77
9BL | Total Outage Allowance | Input | Ml/d | 2 | 2019-20: 0.1; 2020-21: 0.1; 2021-22: 0.1; 2022-23: 0.1; 2023-24: 0.1; 2024-25: 0.1; 2025-26: 0.1; 2026-27: 0.1; 2027-28: 0.1; 2028-29: 0.1; 2029-30: 0.1; 2030-31: 0.1; 2031-32: 0.1; 2032-33: 0.1; 2033-34: 0.1; 2034-35: 0.1; 2035-36: 0.1; 2036-37: 0.1; 2037-38: 0.1; 2038-39: 0.1; 2039-40: 0.1; 2040-41: 0.1; 2041-42: 0.1; 2042-43: 0.1; 2043-44: 0.1; 2044-45: 0.1; 2045-46: 0.1; 2046-47: 0.1; 2047-48: 0.1; 2048-49: 0.1; 2049-50: 0.1
10BL | Water Available For Use (own sources) | (6BL + 7BL) - (8BL + 9BL) | Ml/d | 2 | 2019-20: 15.64; 2020-21: 15.64; 2021-22: 15.64; 2022-23: 15.64; 2023-24: 15.64; 2024-25: 15.64; 2025-26: 15.64; 2026-27: 15.64; 2027-28: 15.64; 2028-29: 15.64; 2029-30: 15.64; 2030-31: 15.64; 2031-32: 15.64; 2032-33: 15.64; 2033-34: 15.64; 2034-35: 15.64; 2035-36: 15.64; 2036-37: 15.64; 2037-38: 15.64; 2038-39: 15.64; 2039-40: 15.64; 2040-41: 15.64; 2041-42: 15.64; 2042-43: 15.64; 2043-44: 15.64; 2044-45: 15.64; 2045-46: 15.64; 2046-47: 15.64; 2047-48: 15.64; 2048-49: 15.64; 2049-50: 15.64
11BL | Total Water Available For Use | 10BL + sum (2BL:5BL) | Ml/d | 2 | 2019-20: 15.64; 2020-21: 15.64; 2021-22: 15.64; 2022-23: 15.64; 2023-24: 15.64; 2024-25: 15.64; 2025-26: 15.64; 2026-27: 15.64; 2027-28: 15.64; 2028-29: 15.64; 2029-30: 15.64; 2030-31: 15.64; 2031-32: 15.64; 2032-33: 15.64; 2033-34: 15.64; 2034-35: 15.64; 2035-36: 15.64; 2036-37: 15.64; 2037-38: 15.64; 2038-39: 15.64; 2039-40: 15.64; 2040-41: 15.64; 2041-42: 15.64; 2042-43: 15.64; 2043-44: 15.64; 2044-45: 15.64; 2045-46: 15.64; 2046-47: 15.64; 2047-48: 15.64; 2048-49: 15.64; 2049-50: 15.64
12BL | Water delivered measured non-household | Input Note - consumption & uspl | Ml/d | 2 | 2019-20: 1.1; 2020-21: 1.13; 2021-22: 1.16; 2022-23: 1.19; 2023-24: 1.22; 2024-25: 1.25; 2025-26: 1.27; 2026-27: 1.29; 2027-28: 1.31; 2028-29: 1.33; 2029-30: 1.36; 2030-31: 1.38; 2031-32: 1.39; 2032-33: 1.41; 2033-34: 1.43; 2034-35: 1.45; 2035-36: 1.47; 2036-37: 1.49; 2037-38: 1.51; 2038-39: 1.53; 2039-40: 1.56; 2040-41: 1.58; 2041-42: 1.6; 2042-43: 1.62; 2043-44: 1.65; 2044-45: 1.67; 2045-46: 1.69; 2046-47: 1.72; 2047-48: 1.74; 2048-49: 1.76; 2049-50: 1.79
12.1BL | Non-potable water consumption | Input | Ml/d | 2 | 2019-20: 0; 2020-21: 0; 2021-22: 0; 2022-23: 0; 2023-24: 0; 2024-25: 0; 2025-26: 0; 2026-27: 0; 2027-28: 0; 2028-29: 0; 2029-30: 0; 2030-31: 0; 2031-32: 0; 2032-33: 0; 2033-34: 0; 2034-35: 0; 2035-36: 0; 2036-37: 0; 2037-38: 0; 2038-39: 0; 2039-40: 0; 2040-41: 0; 2041-42: 0; 2042-43: 0; 2043-44: 0; 2044-45: 0; 2045-46: 0; 2046-47: 0; 2047-48: 0; 2048-49: 0; 2049-50: 0
13BL | Water delivered unmeasured non-household | Input Note - consumption & uspl | Ml/d | 2 | 2019-20: 0; 2020-21: 0; 2021-22: 0; 2022-23: 0; 2023-24: 0; 2024-25: 0; 2025-26: 0; 2026-27: 0; 2027-28: 0; 2028-29: 0; 2029-30: 0; 2030-31: 0; 2031-32: 0; 2032-33: 0; 2033-34: 0.01; 2034-35: 0.01; 2035-36: 0.01; 2036-37: 0.01; 2037-38: 0.01; 2038-39: 0.01; 2039-40: 0.01; 2040-41: 0.01; 2041-42: 0.01; 2042-43: 0.01; 2043-44: 0.01; 2044-45: 0.01; 2045-46: 0.01; 2046-47: 0.01; 2047-48: 0.01; 2048-49: 0.01; 2049-50: 0.01
14BL | Water delivered measured household | Input Note - consumption & uspl | Ml/d | 2 | 2019-20: 4.59; 2020-21: 4.67; 2021-22: 4.69; 2022-23: 4.81; 2023-24: 4.93; 2024-25: 4.89; 2025-26: 4.97; 2026-27: 5.01; 2027-28: 5.04; 2028-29: 5.07; 2029-30: 5.11; 2030-31: 5.14; 2031-32: 5.18; 2032-33: 5.24; 2033-34: 5.32; 2034-35: 5.4; 2035-36: 5.49; 2036-37: 5.56; 2037-38: 5.66; 2038-39: 5.75; 2039-40: 5.84; 2040-41: 5.92; 2041-42: 6; 2042-43: 6.08; 2043-44: 6.16; 2044-45: 6.23; 2045-46: 6.29; 2046-47: 6.35; 2047-48: 6.4; 2048-49: 6.45; 2049-50: 6.5
15BL | Water delivered unmeasured household | Input Note - consumption & uspl | Ml/d | 2 | 2019-20: 3.25; 2020-21: 3.13; 2021-22: 3.03; 2022-23: 2.91; 2023-24: 2.79; 2024-25: 2.69; 2025-26: 2.6; 2026-27: 2.53; 2027-28: 2.46; 2028-29: 2.39; 2029-30: 2.32; 2030-31: 2.26; 2031-32: 2.21; 2032-33: 2.15; 2033-34: 2.09; 2034-35: 2.04; 2035-36: 1.98; 2036-37: 1.93; 2037-38: 1.88; 2038-39: 1.83; 2039-40: 1.79; 2040-41: 1.74; 2041-42: 1.7; 2042-43: 1.66; 2043-44: 1.63; 2044-45: 1.59; 2045-46: 1.59; 2046-47: 1.58; 2047-48: 1.57; 2048-49: 1.57; 2049-50: 1.57
16BL | Percentage of consumption driven by climate change | Input | % | 1 | 2019-20: 0%; 2020-21: 0%; 2021-22: 0%; 2022-23: 0.1%; 2023-24: 0.1%; 2024-25: 0.1%; 2025-26: 0.1%; 2026-27: 0.1%; 2027-28: 0.1%; 2028-29: 0.2%; 2029-30: 0.2%; 2030-31: 0.2%; 2031-32: 0.2%; 2032-33: 0.3%; 2033-34: 0.3%; 2034-35: 0.3%; 2035-36: 0.4%; 2036-37: 0.4%; 2037-38: 0.4%; 2038-39: 0.5%; 2039-40: 0.5%; 2040-41: 0.6%; 2041-42: 0.6%; 2042-43: 0.6%; 2043-44: 0.7%; 2044-45: 0.7%; 2045-46: 0.8%; 2046-47: 0.8%; 2047-48: 0.8%; 2048-49: 0.8%; 2049-50: 0.9%
17BL | Volume of consumption driven by climate change | 16BL * (12BL + sum(13BL:15BL) - sum (23BL:26BL)) | Ml/d | 2 | 2019-20: 0; 2020-21: 0; 2021-22: 0; 2022-23: 0.0086; 2023-24: 0.00864; 2024-25: 0.00854; 2025-26: 0.00856; 2026-27: 0.00856; 2027-28: 0.00854; 2028-29: 0.01706; 2029-30: 0.01708; 2030-31: 0.01706; 2031-32: 0.0171; 2032-33: 0.02568; 2033-34: 0.02583; 2034-35: 0.02598; 2035-36: 0.03488; 2036-37: 0.035; 2037-38: 0.03528; 2038-39: 0.0444; 2039-40: 0.04485; 2040-41: 0.05406; 2041-42: 0.05442; 2042-43: 0.05478; 2043-44: 0.06447; 2044-45: 0.06482; 2045-46: 0.07472; 2046-47: 0.07536; 2047-48: 0.07584; 2048-49: 0.0764; 2049-50: 0.08667
18BL | Measured Household - PCC | ((14BL - 25BL) * 1,000,000) / (39BL *1,000) | l/h/d | 1 | 2019-20: 166.3357; 2020-21: 164.7651; 2021-22: 162.0544; 2022-23: 161.7269; 2023-24: 161.8254; 2024-25: 157.0144; 2025-26: 156.8386; 2026-27: 156.999; 2027-28: 156.6188; 2028-29: 156.344; 2029-30: 156.5196; 2030-31: 156.3132; 2031-32: 156.6943; 2032-33: 157.1372; 2033-34: 157.7861; 2034-35: 158.4586; 2035-36: 159.4181; 2036-37: 159.5932; 2037-38: 160.9195; 2038-39: 161.9317; 2039-40: 162.7894; 2040-41: 163.1202; 2041-42: 163.7924; 2042-43: 164.4473; 2043-44: 165.0581; 2044-45: 165.1366; 2045-46: 165.5879; 2046-47: 166.0596; 2047-48: 166.2765; 2048-49: 166.4861; 2049-50: 166.8243
19BL | Unmeasured Household - PCC | ((15BL - 26BL) * 1,000,000) / (40BL *1,000) | l/h/d | 1 | 2019-20: 320.4397; 2020-21: 318.8748; 2021-22: 318.3728; 2022-23: 317.2414; 2023-24: 316.3046; 2024-25: 315.4769; 2025-26: 314.6096; 2026-27: 314.0128; 2027-28: 312.9617; 2028-29: 313.0603; 2029-30: 311.6589; 2030-31: 311.0917; 2031-32: 313.059; 2032-33: 311.8312; 2033-34: 311.6147; 2034-35: 312.6012; 2035-36: 313.2289; 2036-37: 313.6784; 2037-38: 313.6564; 2038-39: 313.2356; 2039-40: 315.6917; 2040-41: 314.2857; 2041-42: 314.4531; 2042-43: 314.2514; 2043-44: 315.6385; 2044-45: 316.7611; 2045-46: 318.5654; 2046-47: 318.1336; 2047-48: 317.6295; 2048-49: 319.1262; 2049-50: 319.1945
20BL | Average Household - PCC | (((14BL - 25BL) + (15BL - 26BL)) * 1,000,000) / ((39BL + 40BL) *1,000) | l/h/d | 1 | 2019-20: 207.2325; 2020-21: 203.8262; 2021-22: 200.1455; 2022-23: 197.7928; 2023-24: 195.9595; 2024-25: 190.4265; 2025-26: 188.8892; 2026-27: 187.9874; 2027-28: 186.622; 2028-29: 185.5951; 2029-30: 184.643; 2030-31: 183.618; 2031-32: 183.545; 2032-33: 183.0032; 2033-34: 182.6507; 2034-35: 182.5548; 2035-36: 182.6795; 2036-37: 182.1466; 2037-38: 182.5674; 2038-39: 182.704; 2039-40: 183.1393; 2040-41: 182.6271; 2041-42: 182.654; 2042-43: 182.6495; 2043-44: 182.8251; 2044-45: 182.5177; 2045-46: 182.9268; 2046-47: 183.111; 2047-48: 183.0696; 2048-49: 183.251; 2049-50: 183.4691
21BL | Water taken unbilled | Input | Ml/d | 2 | 2019-20: 0.17; 2020-21: 0.17; 2021-22: 0.18; 2022-23: 0.18; 2023-24: 0.18; 2024-25: 0.19; 2025-26: 0.18; 2026-27: 0.18; 2027-28: 0.17; 2028-29: 0.18; 2029-30: 0.2; 2030-31: 0.17; 2031-32: 0.17; 2032-33: 0.17; 2033-34: 0.18; 2034-35: 0.17; 2035-36: 0.18; 2036-37: 0.17; 2037-38: 0.16; 2038-39: 0.16; 2039-40: 0.18; 2040-41: 0.16; 2041-42: 0.16; 2042-43: 0.17; 2043-44: 0.17; 2044-45: 0.17; 2045-46: 0.15; 2046-47: 0.17; 2047-48: 0.17; 2048-49: 0.18; 2049-50: 0.15
22BL | Distribution system operational use | Input | Ml/d | 2 | 2019-20: 0.04; 2020-21: 0.04; 2021-22: 0.04; 2022-23: 0.04; 2023-24: 0.04; 2024-25: 0.04; 2025-26: 0.04; 2026-27: 0.04; 2027-28: 0.04; 2028-29: 0.04; 2029-30: 0.04; 2030-31: 0.04; 2031-32: 0.04; 2032-33: 0.04; 2033-34: 0.04; 2034-35: 0.04; 2035-36: 0.04; 2036-37: 0.04; 2037-38: 0.04; 2038-39: 0.04; 2039-40: 0.04; 2040-41: 0.04; 2041-42: 0.04; 2042-43: 0.04; 2043-44: 0.04; 2044-45: 0.04; 2045-46: 0.04; 2046-47: 0.04; 2047-48: 0.04; 2048-49: 0.04; 2049-50: 0.04
23BL | Measured Non Household - USPL | Input | Ml/d | 2 | 2019-20: 0.01; 2020-21: 0.01; 2021-22: 0.01; 2022-23: 0.01; 2023-24: 0.01; 2024-25: 0.01; 2025-26: 0.01; 2026-27: 0.01; 2027-28: 0.01; 2028-29: 0.01; 2029-30: 0.01; 2030-31: 0.01; 2031-32: 0.01; 2032-33: 0.01; 2033-34: 0.01; 2034-35: 0.01; 2035-36: 0.01; 2036-37: 0.01; 2037-38: 0.01; 2038-39: 0.01; 2039-40: 0.01; 2040-41: 0.01; 2041-42: 0.01; 2042-43: 0.01; 2043-44: 0.01; 2044-45: 0.01; 2045-46: 0.01; 2046-47: 0.01; 2047-48: 0.01; 2048-49: 0.01; 2049-50: 0.01
24BL | Unmeasured Non Household - USPL | Input | Ml/d | 2 | 2019-20: 0; 2020-21: 0; 2021-22: 0; 2022-23: 0; 2023-24: 0; 2024-25: 0; 2025-26: 0; 2026-27: 0; 2027-28: 0; 2028-29: 0; 2029-30: 0; 2030-31: 0; 2031-32: 0; 2032-33: 0; 2033-34: 0; 2034-35: 0; 2035-36: 0; 2036-37: 0; 2037-38: 0; 2038-39: 0; 2039-40: 0; 2040-41: 0; 2041-42: 0; 2042-43: 0; 2043-44: 0; 2044-45: 0; 2045-46: 0; 2046-47: 0; 2047-48: 0; 2048-49: 0; 2049-50: 0
25BL | Measured Household - USPL | Input | Ml/d | 2 | 2019-20: 0.15; 2020-21: 0.15; 2021-22: 0.14; 2022-23: 0.15; 2023-24: 0.15; 2024-25: 0.14; 2025-26: 0.14; 2026-27: 0.13; 2027-28: 0.13; 2028-29: 0.13; 2029-30: 0.12; 2030-31: 0.12; 2031-32: 0.11; 2032-33: 0.12; 2033-34: 0.12; 2034-35: 0.12; 2035-36: 0.12; 2036-37: 0.13; 2037-38: 0.13; 2038-39: 0.13; 2039-40: 0.13; 2040-41: 0.14; 2041-42: 0.14; 2042-43: 0.14; 2043-44: 0.14; 2044-45: 0.15; 2045-46: 0.15; 2046-47: 0.15; 2047-48: 0.15; 2048-49: 0.15; 2049-50: 0.15
26BL | Unmeasured Household - USPL | Input | Ml/d | 2 | 2019-20: 0.16; 2020-21: 0.16; 2021-22: 0.15; 2022-23: 0.15; 2023-24: 0.14; 2024-25: 0.14; 2025-26: 0.13; 2026-27: 0.13; 2027-28: 0.13; 2028-29: 0.12; 2029-30: 0.12; 2030-31: 0.12; 2031-32: 0.11; 2032-33: 0.11; 2033-34: 0.11; 2034-35: 0.11; 2035-36: 0.1; 2036-37: 0.1; 2037-38: 0.1; 2038-39: 0.1; 2039-40: 0.09; 2040-41: 0.09; 2041-42: 0.09; 2042-43: 0.09; 2043-44: 0.09; 2044-45: 0.08; 2045-46: 0.08; 2046-47: 0.08; 2047-48: 0.08; 2048-49: 0.08; 2049-50: 0.08
27BL | Void Properties - USPL | Input | Ml/d | 2 | 2019-20: 0.01; 2020-21: 0.01; 2021-22: 0.01; 2022-23: 0.01; 2023-24: 0.01; 2024-25: 0.01; 2025-26: 0.01; 2026-27: 0.01; 2027-28: 0.01; 2028-29: 0.01; 2029-30: 0.01; 2030-31: 0.01; 2031-32: 0.01; 2032-33: 0.01; 2033-34: 0.01; 2034-35: 0.01; 2035-36: 0.01; 2036-37: 0.01; 2037-38: 0.01; 2038-39: 0.01; 2039-40: 0.01; 2040-41: 0.01; 2041-42: 0.01; 2042-43: 0.01; 2043-44: 0.01; 2044-45: 0.01; 2045-46: 0.01; 2046-47: 0.01; 2047-48: 0.01; 2048-49: 0.01; 2049-50: 0.02
28BL | Distribution losses | Input | Ml/d | 2 | 2019-20: 2.5; 2020-21: 2.45; 2021-22: 2.42; 2022-23: 2.37; 2023-24: 2.32; 2024-25: 2.27; 2025-26: 2.27; 2026-27: 2.27; 2027-28: 2.27; 2028-29: 2.27; 2029-30: 2.27; 2030-31: 2.27; 2031-32: 2.27; 2032-33: 2.27; 2033-34: 2.27; 2034-35: 2.27; 2035-36: 2.27; 2036-37: 2.27; 2037-38: 2.27; 2038-39: 2.27; 2039-40: 2.27; 2040-41: 2.27; 2041-42: 2.27; 2042-43: 2.27; 2043-44: 2.27; 2044-45: 2.27; 2045-46: 2.27; 2046-47: 2.27; 2047-48: 2.27; 2048-49: 2.27; 2049-50: 2.27
29BL | Total Leakage | sum (23BL:28BL) | Ml/d | 2 | 2019-20: 2.83; 2020-21: 2.78; 2021-22: 2.73; 2022-23: 2.69; 2023-24: 2.63; 2024-25: 2.57; 2025-26: 2.56; 2026-27: 2.55; 2027-28: 2.55; 2028-29: 2.54; 2029-30: 2.53; 2030-31: 2.53; 2031-32: 2.51; 2032-33: 2.52; 2033-34: 2.52; 2034-35: 2.52; 2035-36: 2.51; 2036-37: 2.52; 2037-38: 2.52; 2038-39: 2.52; 2039-40: 2.51; 2040-41: 2.52; 2041-42: 2.52; 2042-43: 2.52; 2043-44: 2.52; 2044-45: 2.52; 2045-46: 2.52; 2046-47: 2.52; 2047-48: 2.52; 2048-49: 2.52; 2049-50: 2.53
30BL | Leakage/property | (29BL * 1,000,000) / (36BL * 1,000) | l/prop/d | 2 | 2019-20: 177.8532; 2020-21: 174.7219; 2021-22: 172.6209; 2022-23: 167.6535; 2023-24: 161.687; 2024-25: 156.0034; 2025-26: 153.9016; 2026-27: 152.9327; 2027-28: 152.7038; 2028-29: 151.9139; 2029-30: 150.8736; 2030-31: 150.6939; 2031-32: 149.3337; 2032-33: 149.7593; 2033-34: 148.6287; 2034-35: 147.4805; 2035-36: 145.82; 2036-37: 145.3203; 2037-38: 144.2721; 2038-39: 143.2632; 2039-40: 141.6878; 2040-41: 141.2794; 2041-42: 140.3352; 2042-43: 139.4345; 2043-44: 138.5377; 2044-45: 137.6748; 2045-46: 136.8375; 2046-47: 136.0324; 2047-48: 135.2512; 2048-49: 134.4932; 2049-50: 134.2959
31BL | Measured Non Household - properties | Input | 000's | 2 | 2019-20: 0.913; 2020-21: 0.925; 2021-22: 0.935; 2022-23: 0.947; 2023-24: 0.959; 2024-25: 0.969; 2025-26: 0.979; 2026-27: 0.99; 2027-28: 0.999; 2028-29: 1.005; 2029-30: 1.011; 2030-31: 1.015; 2031-32: 1.019; 2032-33: 1.023; 2033-34: 1.027; 2034-35: 1.032; 2035-36: 1.036; 2036-37: 1.04; 2037-38: 1.044; 2038-39: 1.047; 2039-40: 1.051; 2040-41: 1.054; 2041-42: 1.058; 2042-43: 1.061; 2043-44: 1.065; 2044-45: 1.068; 2045-46: 1.071; 2046-47: 1.073; 2047-48: 1.076; 2048-49: 1.079; 2049-50: 1.081
32BL | Unmeasured Non Household - properties | Input | 000's | 2 | 2019-20: 0.004; 2020-21: 0.004; 2021-22: 0.004; 2022-23: 0.004; 2023-24: 0.004; 2024-25: 0.004; 2025-26: 0.004; 2026-27: 0.004; 2027-28: 0.004; 2028-29: 0.004; 2029-30: 0.004; 2030-31: 0.004; 2031-32: 0.004; 2032-33: 0.004; 2033-34: 0.004; 2034-35: 0.004; 2035-36: 0.004; 2036-37: 0.004; 2037-38: 0.004; 2038-39: 0.004; 2039-40: 0.004; 2040-41: 0.004; 2041-42: 0.004; 2042-43: 0.004; 2043-44: 0.004; 2044-45: 0.004; 2045-46: 0.004; 2046-47: 0.004; 2047-48: 0.004; 2048-49: 0.004; 2049-50: 0.004
33BL | All void non-households - properties | Input | 000's | 2 | 2019-20: 0; 2020-21: 0; 2021-22: 0; 2022-23: 0; 2023-24: 0; 2024-25: 0; 2025-26: 0; 2026-27: 0; 2027-28: 0; 2028-29: 0; 2029-30: 0; 2030-31: 0; 2031-32: 0; 2032-33: 0; 2033-34: 0; 2034-35: 0; 2035-36: 0; 2036-37: 0; 2037-38: 0; 2038-39: 0; 2039-40: 0; 2040-41: 0; 2041-42: 0; 2042-43: 0; 2043-44: 0; 2044-45: 0; 2045-46: 0; 2046-47: 0; 2047-48: 0; 2048-49: 0; 2049-50: 0
34BL | Measured households - properties (excl. void) | Year before + sum (34.1BL:34.6BL) | 000's | 2 | 2019-20: 10.527; 2020-21: 10.638; 2021-22: 10.638; 2022-23: 10.983; 2023-24: 11.313; 2024-25: 11.627; 2025-26: 11.868; 2026-27: 11.984; 2027-28: 12.085; 2028-29: 12.183; 2029-30: 12.304; 2030-31: 12.396; 2031-32: 12.485; 2032-33: 12.571; 2033-34: 12.765; 2034-35: 12.957; 2035-36: 13.145; 2036-37: 13.33; 2037-38: 13.512; 2038-39: 13.69; 2039-40: 13.865; 2040-41: 14.037; 2041-42: 14.204; 2042-43: 14.367; 2043-44: 14.528; 2044-45: 14.685; 2045-46: 14.803; 2046-47: 14.918; 2047-48: 15.03; 2048-49: 15.14; 2049-50: 15.238
34.1BL | New build properties - properties | Input (new builds in each year) | 000's | 2 | 2019-20: 0; 2020-21: 0.069; 2021-22: 0; 2022-23: 0.212; 2023-24: 0.204; 2024-25: 0.193; 2025-26: 0.146; 2026-27: 0.024; 2027-28: 0.013; 2028-29: 0.013; 2029-30: 0.039; 2030-31: 0.012; 2031-32: 0.012; 2032-33: 0.012; 2033-34: 0.123; 2034-35: 0.123; 2035-36: 0.122; 2036-37: 0.121; 2037-38: 0.12; 2038-39: 0.118; 2039-40: 0.117; 2040-41: 0.116; 2041-42: 0.114; 2042-43: 0.111; 2043-44: 0.111; 2044-45: 0.108; 2045-46: 0.107; 2046-47: 0.105; 2047-48: 0.102; 2048-49: 0.101; 2049-50: 0.098
34.2BL | Meter optants - properties | Input (meter optants in each year) | 000's | 2 | 2019-20: 0.001; 2020-21: 0.034; 2021-22: 0; 2022-23: 0.102; 2023-24: 0.097; 2024-25: 0.093; 2025-26: 0.068; 2026-27: 0.066; 2027-28: 0.063; 2028-29: 0.061; 2029-30: 0.059; 2030-31: 0.057; 2031-32: 0.055; 2032-33: 0.053; 2033-34: 0.052; 2034-35: 0.05; 2035-36: 0.048; 2036-37: 0.047; 2037-38: 0.045; 2038-39: 0.044; 2039-40: 0.042; 2040-41: 0.041; 2041-42: 0.039; 2042-43: 0.038; 2043-44: 0.037; 2044-45: 0.036; 2045-46: 0; 2046-47: 0; 2047-48: 0; 2048-49: 0; 2049-50: 0
34.3BL | Compulsory metering - properties | Input (compulsory meters in each year) | 000's | 2 | 2019-20: 0; 2020-21: 0; 2021-22: 0; 2022-23: 0; 2023-24: 0; 2024-25: 0; 2025-26: 0; 2026-27: 0; 2027-28: 0; 2028-29: 0; 2029-30: 0; 2030-31: 0; 2031-32: 0; 2032-33: 0; 2033-34: 0; 2034-35: 0; 2035-36: 0; 2036-37: 0; 2037-38: 0; 2038-39: 0; 2039-40: 0; 2040-41: 0; 2041-42: 0; 2042-43: 0; 2043-44: 0; 2044-45: 0; 2045-46: 0; 2046-47: 0; 2047-48: 0; 2048-49: 0; 2049-50: 0
34.4BL | Metering on change of occupancy - properties | Input (change of occupancy meters in each year) | 000's | 2 | 2019-20: -0.002; 2020-21: 0.007; 2021-22: 0; 2022-23: 0.027; 2023-24: 0.026; 2024-25: 0.025; 2025-26: 0.024; 2026-27: 0.023; 2027-28: 0.022; 2028-29: 0.021; 2029-30: 0.02; 2030-31: 0.02; 2031-32: 0.019; 2032-33: 0.018; 2033-34: 0.017; 2034-35: 0.017; 2035-36: 0.016; 2036-37: 0.015; 2037-38: 0.015; 2038-39: 0.014; 2039-40: 0.014; 2040-41: 0.013; 2041-42: 0.012; 2042-43: 0.012; 2043-44: 0.011; 2044-45: 0.011; 2045-46: 0.011; 2046-47: 0.01; 2047-48: 0.01; 2048-49: 0.009; 2049-50: 0
34.5BL | Selective metering - properties | Input (selective meters in each year) | 000's | 2 | 2019-20: 0; 2020-21: 0.001; 2021-22: 0; 2022-23: 0.004; 2023-24: 0.003; 2024-25: 0.003; 2025-26: 0.003; 2026-27: 0.003; 2027-28: 0.003; 2028-29: 0.003; 2029-30: 0.003; 2030-31: 0.003; 2031-32: 0.003; 2032-33: 0.003; 2033-34: 0.002; 2034-35: 0.002; 2035-36: 0.002; 2036-37: 0.002; 2037-38: 0.002; 2038-39: 0.002; 2039-40: 0.002; 2040-41: 0.002; 2041-42: 0.002; 2042-43: 0.002; 2043-44: 0.002; 2044-45: 0.002; 2045-46: 0; 2046-47: 0; 2047-48: 0; 2048-49: 0; 2049-50: 0
34.6BL | Other changes to existing metering - properties | Input (other changes to meters in each year) | 000's | 2 | 2019-20: 0; 2020-21: 0; 2021-22: 0; 2022-23: 0; 2023-24: 0; 2024-25: 0; 2025-26: 0; 2026-27: 0; 2027-28: 0; 2028-29: 0; 2029-30: 0; 2030-31: 0; 2031-32: 0; 2032-33: 0; 2033-34: 0; 2034-35: 0; 2035-36: 0; 2036-37: 0; 2037-38: 0; 2038-39: 0; 2039-40: 0; 2040-41: 0; 2041-42: 0; 2042-43: 0; 2043-44: 0; 2044-45: 0; 2045-46: 0; 2046-47: 0; 2047-48: 0; 2048-49: 0; 2049-50: 0
34.7BL | Measured household void properties | Input | 000's | 2 | 2019-20: 0.158; 2020-21: 0.165; 2021-22: 0.171; 2022-23: 0.178; 2023-24: 0.185; 2024-25: 0.192; 2025-26: 0.197; 2026-27: 0.202; 2027-28: 0.206; 2028-29: 0.21; 2029-30: 0.215; 2030-31: 0.219; 2031-32: 0.222; 2032-33: 0.226; 2033-34: 0.229; 2034-35: 0.233; 2035-36: 0.236; 2036-37: 0.24; 2037-38: 0.243; 2038-39: 0.246; 2039-40: 0.25; 2040-41: 0.253; 2041-42: 0.256; 2042-43: 0.259; 2043-44: 0.262; 2044-45: 0.265; 2045-46: 0.267; 2046-47: 0.269; 2047-48: 0.271; 2048-49: 0.273; 2049-50: 0.275
35BL | Unmeasured households - properties (excl. void) | Input | 000's | 2 | 2019-20: 4.246; 2020-21: 4.116; 2021-22: 4.006; 2022-23: 3.873; 2023-24: 3.746; 2024-25: 3.625; 2025-26: 3.53; 2026-27: 3.438; 2027-28: 3.35; 2028-29: 3.264; 2029-30: 3.182; 2030-31: 3.102; 2031-32: 3.026; 2032-33: 2.952; 2033-34: 2.88; 2034-35: 2.812; 2035-36: 2.745; 2036-37: 2.681; 2037-38: 2.619; 2038-39: 2.559; 2039-40: 2.502; 2040-41: 2.446; 2041-42: 2.393; 2042-43: 2.341; 2043-44: 2.291; 2044-45: 2.243; 2045-46: 2.232; 2046-47: 2.222; 2047-48: 2.212; 2048-49: 2.203; 2049-50: 2.203
35.1BL | Unmeasured household void properties | Input | 000's | 2 | 2019-20: 0.064; 2020-21: 0.063; 2021-22: 0.061; 2022-23: 0.06; 2023-24: 0.059; 2024-25: 0.057; 2025-26: 0.056; 2026-27: 0.056; 2027-28: 0.055; 2028-29: 0.054; 2029-30: 0.053; 2030-31: 0.053; 2031-32: 0.052; 2032-33: 0.051; 2033-34: 0.05; 2034-35: 0.049; 2035-36: 0.047; 2036-37: 0.046; 2037-38: 0.045; 2038-39: 0.044; 2039-40: 0.043; 2040-41: 0.043; 2041-42: 0.042; 2042-43: 0.041; 2043-44: 0.04; 2044-45: 0.039; 2045-46: 0.039; 2046-47: 0.039; 2047-48: 0.039; 2048-49: 0.038; 2049-50: 0.038
36BL | Total Resource Zone Properties (incl. voids) | sum (31BL:34BL) + 34.7BL + 35BL + 35.1BL | 000's | 2 | 2019-20: 15.912; 2020-21: 15.911; 2021-22: 15.815; 2022-23: 16.045; 2023-24: 16.266; 2024-25: 16.474; 2025-26: 16.634; 2026-27: 16.674; 2027-28: 16.699; 2028-29: 16.72; 2029-30: 16.769; 2030-31: 16.789; 2031-32: 16.808; 2032-33: 16.827; 2033-34: 16.955; 2034-35: 17.087; 2035-36: 17.213; 2036-37: 17.341; 2037-38: 17.467; 2038-39: 17.59; 2039-40: 17.715; 2040-41: 17.837; 2041-42: 17.957; 2042-43: 18.073; 2043-44: 18.19; 2044-45: 18.304; 2045-46: 18.416; 2046-47: 18.525; 2047-48: 18.632; 2048-49: 18.737; 2049-50: 18.839
37BL | Measured Non Household - Population | Input | 000's | 2 | 2019-20: 0.424; 2020-21: 0.437; 2021-22: 0.449; 2022-23: 0.461; 2023-24: 0.476; 2024-25: 0.488; 2025-26: 0.498; 2026-27: 0.513; 2027-28: 0.53; 2028-29: 0.547; 2029-30: 0.56; 2030-31: 0.574; 2031-32: 0.598; 2032-33: 0.614; 2033-34: 0.627; 2034-35: 0.636; 2035-36: 0.647; 2036-37: 0.654; 2037-38: 0.664; 2038-39: 0.674; 2039-40: 0.683; 2040-41: 0.694; 2041-42: 0.706; 2042-43: 0.719; 2043-44: 0.733; 2044-45: 0.747; 2045-46: 0.764; 2046-47: 0.782; 2047-48: 0.8; 2048-49: 0.817; 2049-50: 0.834
38BL | Unmeasured Non Household - Population | Input | 000's | 2 | 2019-20: 0.002; 2020-21: 0.002; 2021-22: 0.002; 2022-23: 0.002; 2023-24: 0.002; 2024-25: 0.002; 2025-26: 0.002; 2026-27: 0.002; 2027-28: 0.002; 2028-29: 0.002; 2029-30: 0.002; 2030-31: 0.002; 2031-32: 0.002; 2032-33: 0.002; 2033-34: 0.003; 2034-35: 0.003; 2035-36: 0.003; 2036-37: 0.003; 2037-38: 0.003; 2038-39: 0.003; 2039-40: 0.003; 2040-41: 0.003; 2041-42: 0.003; 2042-43: 0.003; 2043-44: 0.003; 2044-45: 0.003; 2045-46: 0.003; 2046-47: 0.003; 2047-48: 0.003; 2048-49: 0.003; 2049-50: 0.003
39BL | Measured Household - Population | Input | 000's | 2 | 2019-20: 26.693; 2020-21: 27.433; 2021-22: 28.077; 2022-23: 28.814; 2023-24: 29.538; 2024-25: 30.252; 2025-26: 30.796; 2026-27: 31.083; 2027-28: 31.35; 2028-29: 31.597; 2029-30: 31.881; 2030-31: 32.115; 2031-32: 32.356; 2032-33: 32.583; 2033-34: 32.956; 2034-35: 33.321; 2035-36: 33.685; 2036-37: 34.024; 2037-38: 34.365; 2038-39: 34.706; 2039-40: 35.076; 2040-41: 35.434; 2041-42: 35.777; 2042-43: 36.121; 2043-44: 36.472; 2044-45: 36.818; 2045-46: 37.08; 2046-47: 37.336; 2047-48: 37.588; 2048-49: 37.841; 2049-50: 38.064
40BL | Unmeasured Household - Population | Input | 000's | 2 | 2019-20: 9.643; 2020-21: 9.314; 2021-22: 9.046; 2022-23: 8.7; 2023-24: 8.378; 2024-25: 8.083; 2025-26: 7.851; 2026-27: 7.643; 2027-28: 7.445; 2028-29: 7.251; 2029-30: 7.059; 2030-31: 6.879; 2031-32: 6.708; 2032-33: 6.542; 2033-34: 6.354; 2034-35: 6.174; 2035-36: 6.002; 2036-37: 5.834; 2037-38: 5.675; 2038-39: 5.523; 2039-40: 5.385; 2040-41: 5.25; 2041-42: 5.12; 2042-43: 4.996; 2043-44: 4.879; 2044-45: 4.767; 2045-46: 4.74; 2046-47: 4.715; 2047-48: 4.691; 2048-49: 4.669; 2049-50: 4.668
41BL | Total Resource Zone Population | sum (37BL:40BL) | 000's | 2 | 2019-20: 36.762; 2020-21: 37.186; 2021-22: 37.574; 2022-23: 37.977; 2023-24: 38.394; 2024-25: 38.825; 2025-26: 39.147; 2026-27: 39.241; 2027-28: 39.327; 2028-29: 39.397; 2029-30: 39.502; 2030-31: 39.57; 2031-32: 39.664; 2032-33: 39.741; 2033-34: 39.94; 2034-35: 40.134; 2035-36: 40.337; 2036-37: 40.515; 2037-38: 40.707; 2038-39: 40.906; 2039-40: 41.147; 2040-41: 41.381; 2041-42: 41.606; 2042-43: 41.839; 2043-44: 42.087; 2044-45: 42.335; 2045-46: 42.587; 2046-47: 42.836; 2047-48: 43.082; 2048-49: 43.33; 2049-50: 43.569
42BL | Average household occupancy rate (excl. voids) | (39BL + 40BL) / (34BL + 35BL) | h/prop | 1 | 2019-20: 2.4596; 2020-21: 2.4906; 2021-22: 2.535; 2022-23: 2.5252; 2023-24: 2.5178; 2024-25: 2.5134; 2025-26: 2.5099; 2026-27: 2.5111; 2027-28: 2.5134; 2028-29: 2.5149; 2029-30: 2.5145; 2030-31: 2.5161; 2031-32: 2.5185; 2032-33: 2.5205; 2033-34: 2.5126; 2034-35: 2.5046; 2035-36: 2.4976; 2036-37: 2.4894; 2037-38: 2.4822; 2038-39: 2.4758; 2039-40: 2.4721; 2040-41: 2.4682; 2041-42: 2.4641; 2042-43: 2.4609; 2043-44: 2.4586; 2044-45: 2.4566; 2045-46: 2.4549; 2046-47: 2.4534; 2047-48: 2.4521; 2048-49: 2.4511; 2049-50: 2.4501
43BL | Total Household Metering penetration (excl. voids) | 34BL / (34BL + 35BL) | % | 1 | 2019-20: 71.26%; 2020-21: 72.1%; 2021-22: 72.64%; 2022-23: 73.93%; 2023-24: 75.12%; 2024-25: 76.23%; 2025-26: 77.07%; 2026-27: 77.71%; 2027-28: 78.3%; 2028-29: 78.87%; 2029-30: 79.45%; 2030-31: 79.98%; 2031-32: 80.49%; 2032-33: 80.98%; 2033-34: 81.59%; 2034-35: 82.17%; 2035-36: 82.72%; 2036-37: 83.26%; 2037-38: 83.76%; 2038-39: 84.25%; 2039-40: 84.71%; 2040-41: 85.16%; 2041-42: 85.58%; 2042-43: 85.99%; 2043-44: 86.38%; 2044-45: 86.75%; 2045-46: 86.9%; 2046-47: 87.04%; 2047-48: 87.17%; 2048-49: 87.3%; 2049-50: 87.37%
44BL | Total Household Metering penetration (incl. voids) | (34BL) / (34BL + 34.7BL + 35BL + 35.1BL) | % | 1 | 2019-20: 70.2%; 2020-21: 71.01%; 2021-22: 71.51%; 2022-23: 72.76%; 2023-24: 73.93%; 2024-25: 75.01%; 2025-26: 75.83%; 2026-27: 76.43%; 2027-28: 76.99%; 2028-29: 77.54%; 2029-30: 78.1%; 2030-31: 78.6%; 2031-32: 79.09%; 2032-33: 79.56%; 2033-34: 80.16%; 2034-35: 80.72%; 2035-36: 81.28%; 2036-37: 81.79%; 2037-38: 82.29%; 2038-39: 82.77%; 2039-40: 83.22%; 2040-41: 83.66%; 2041-42: 84.07%; 2042-43: 84.47%; 2043-44: 84.85%; 2044-45: 85.22%; 2045-46: 85.36%; 2046-47: 85.5%; 2047-48: 85.63%; 2048-49: 85.76%; 2049-50: 85.83%
45BL | Distribution input | sum (12BL:15BL) +21BL + 22BL + 27BL + 28BL | Ml/d | 2 | 2019-20: 11.66; 2020-21: 11.6; 2021-22: 11.53; 2022-23: 11.51; 2023-24: 11.49; 2024-25: 11.34; 2025-26: 11.34; 2026-27: 11.33; 2027-28: 11.3; 2028-29: 11.29; 2029-30: 11.31; 2030-31: 11.27; 2031-32: 11.27; 2032-33: 11.29; 2033-34: 11.35; 2034-35: 11.39; 2035-36: 11.45; 2036-37: 11.48; 2037-38: 11.54; 2038-39: 11.6; 2039-40: 11.7; 2040-41: 11.73; 2041-42: 11.79; 2042-43: 11.86; 2043-44: 11.94; 2044-45: 11.99; 2045-46: 12.05; 2046-47: 12.15; 2047-48: 12.21; 2048-49: 12.29; 2049-50: 12.35
46BL | Target headroom (climate change component) | Input | Ml/d | 2 | 2019-20: 0.0010718; 2020-21: 0.0010718; 2021-22: 0.0010718; 2022-23: 0.0010718; 2023-24: 0.0010718; 2024-25: 0.0010718; 2025-26: 0.0010718; 2026-27: 0.0012574; 2027-28: 3.5654e-05; 2028-29: 0.0014389; 2029-30: 0.0014371; 2030-31: 0.0015943; 2031-32: 0.0011691; 2032-33: 0.0019801; 2033-34: 0.0014417; 2034-35: 0.0022585; 2035-36: 0.002739; 2036-37: 0.003408; 2037-38: 0.0027394; 2038-39: 0.003655; 2039-40: 0; 2040-41: 0; 2041-42: 0; 2042-43: 0; 2043-44: 0; 2044-45: 0; 2045-46: 0; 2046-47: 0; 2047-48: 0; 2048-49: 0; 2049-50: 0
47BL | Target headroom (All other components) | Input | Ml/d | 2 | 2019-20: 0.44444; 2020-21: 0.44444; 2021-22: 0.44444; 2022-23: 0.44444; 2023-24: 0.44444; 2024-25: 0.44444; 2025-26: 0.44444; 2026-27: 0.44291; 2027-28: 0.42321; 2028-29: 0.43435; 2029-30: 0.43966; 2030-31: 0.41657; 2031-32: 0.42124; 2032-33: 0.43195; 2033-34: 0.43657; 2034-35: 0.45474; 2035-36: 0.38336; 2036-37: 0.33091; 2037-38: 0.34936; 2038-39: 0.36942; 2039-40: 0.25507; 2040-41: 0.2688; 2041-42: 0.29507; 2042-43: 0.30411; 2043-44: 0.3193; 2044-45: 0.32194; 2045-46: 0.25958; 2046-47: 0.24837; 2047-48: 0.25546; 2048-49: 0.25225; 2049-50: 0.24293
48BL | Target Headroom | 46BL + 47BL | Ml/d | 2 | 2019-20: 0.44551; 2020-21: 0.44551; 2021-22: 0.44551; 2022-23: 0.44551; 2023-24: 0.44551; 2024-25: 0.44551; 2025-26: 0.44551; 2026-27: 0.44417; 2027-28: 0.42325; 2028-29: 0.43579; 2029-30: 0.4411; 2030-31: 0.41817; 2031-32: 0.42241; 2032-33: 0.43393; 2033-34: 0.43801; 2034-35: 0.457; 2035-36: 0.3861; 2036-37: 0.33432; 2037-38: 0.3521; 2038-39: 0.37308; 2039-40: 0.25507; 2040-41: 0.2688; 2041-42: 0.29507; 2042-43: 0.30411; 2043-44: 0.3193; 2044-45: 0.32194; 2045-46: 0.25958; 2046-47: 0.24837; 2047-48: 0.25546; 2048-49: 0.25225; 2049-50: 0.24293
49BL | Available Headroom | 11BL - 45BL | Ml/d | 2 | 2019-20: 3.98; 2020-21: 4.04; 2021-22: 4.11; 2022-23: 4.13; 2023-24: 4.15; 2024-25: 4.3; 2025-26: 4.3; 2026-27: 4.31; 2027-28: 4.34; 2028-29: 4.35; 2029-30: 4.33; 2030-31: 4.37; 2031-32: 4.37; 2032-33: 4.35; 2033-34: 4.29; 2034-35: 4.25; 2035-36: 4.19; 2036-37: 4.16; 2037-38: 4.1; 2038-39: 4.04; 2039-40: 3.94; 2040-41: 3.91; 2041-42: 3.85; 2042-43: 3.78; 2043-44: 3.7; 2044-45: 3.65; 2045-46: 3.59; 2046-47: 3.49; 2047-48: 3.43; 2048-49: 3.35; 2049-50: 3.29
49.1BL | Available non-potable balance (if applicable) | 1.1BL -12.1BL | Ml/d | 2 | 2019-20: 0; 2020-21: 0; 2021-22: 0; 2022-23: 0; 2023-24: 0; 2024-25: 0; 2025-26: 0; 2026-27: 0; 2027-28: 0; 2028-29: 0; 2029-30: 0; 2030-31: 0; 2031-32: 0; 2032-33: 0; 2033-34: 0; 2034-35: 0; 2035-36: 0; 2036-37: 0; 2037-38: 0; 2038-39: 0; 2039-40: 0; 2040-41: 0; 2041-42: 0; 2042-43: 0; 2043-44: 0; 2044-45: 0; 2045-46: 0; 2046-47: 0; 2047-48: 0; 2048-49: 0; 2049-50: 0
50BL | Supply Demand Balance |  | Ml/d | 2 | 2019-20: 3.5345; 2020-21: 3.5945; 2021-22: 3.6645; 2022-23: 3.6845; 2023-24: 3.7045; 2024-25: 3.8545; 2025-26: 3.8545; 2026-27: 3.8658; 2027-28: 3.9168; 2028-29: 3.9142; 2029-30: 3.8889; 2030-31: 3.9518; 2031-32: 3.9476; 2032-33: 3.9161; 2033-34: 3.852; 2034-35: 3.793; 2035-36: 3.8039; 2036-37: 3.8257; 2037-38: 3.7479; 2038-39: 3.6669; 2039-40: 3.6849; 2040-41: 3.6412; 2041-42: 3.5549; 2042-43: 3.4759; 2043-44: 3.3807; 2044-45: 3.3281; 2045-46: 3.3304; 2046-47: 3.2416; 2047-48: 3.1745; 2048-49: 3.0977; 2049-50: 3.0471
Table 3e: DYCP - Final plan Options | Back to top of sheet
WRMP24 reference | Option type | Cat ID | Unit | Decimal places | 2019-20 | 2020-21 | 2021-22 | 2022-23 | 2023-24 | 2024-25 | 2025-26 | 2026-27 | 2027-28 | 2028-29 | 2029-30 | 2030-31 | 2031-32 | 2032-33 | 2033-34 | 2034-35 | 2035-36 | 2036-37 | 2037-38 | 2038-39 | 2039-40 | 2040-41 | 2041-42 | 2042-43 | 2043-44 | 2044-45 | 2045-46 | 2046-47 | 2047-48 | 2048-49 | 2049-50 | 2050-51 | 2051-52 | 2052-53 | 2053-54 | 2054-55 | 2055-56 | 2056-57 | 2057-58 | 2058-59 | 2059-60 | 2060-61 | 2061-62 | 2062-63 | 2063-64 | 2064-65 | 2065-66 | 2066-67 | 2067-68 | 2068-69 | 2069-70 | 2070-71 | 2071-72 | 2072-73 | 2073-74 | 2074-75 | 2075-76 | 2076-77 | 2077-78 | 2078-79 | 2079-80 | 2080-81 | 2081-82 | 2082-83 | 2083-84 | 2084-85 | 2085-86 | 2086-87 | 2087-88 | 2088-89 | 2089-90 | 2090-91 | 2091-92 | 2092-93 | 2093-94 | 2094-95 | 2095-96 | 2096-97 | 2097-98 | 2098-99 | 2099-100
1.11FP | Non potable supplies input reductions as -ve and increases as +ve | RSNPS | Ml/d | 2 | 2019-20: 0; 2020-21: 0; 2021-22: 0; 2022-23: 0; 2023-24: 0; 2024-25: 0; 2025-26: -0.001; 2026-27: 0; 2027-28: 0; 2028-29: 0; 2029-30: 0; 2030-31: 0; 2031-32: 0; 2032-33: 0; 2033-34: 0; 2034-35: 0; 2035-36: 0; 2036-37: 0; 2037-38: 0; 2038-39: 0; 2039-40: 0; 2040-41: 0; 2041-42: 0; 2042-43: 0; 2043-44: 0; 2044-45: 0; 2045-46: 0; 2046-47: 0; 2047-48: 0; 2048-49: 0; 2049-50: 0
2.1FP | Raw water imports | RSRWI | Ml/d | 2 | 2019-20: 0; 2020-21: 0; 2021-22: 0; 2022-23: 0; 2023-24: 0; 2024-25: 0; 2025-26: 0; 2026-27: 0; 2027-28: 0; 2028-29: 0; 2029-30: 0; 2030-31: 0; 2031-32: 0; 2032-33: 0; 2033-34: 0; 2034-35: 0; 2035-36: 0; 2036-37: 0; 2037-38: 0; 2038-39: 0; 2039-40: 0; 2040-41: 0; 2041-42: 0; 2042-43: 0; 2043-44: 0; 2044-45: 0; 2045-46: 0; 2046-47: 0; 2047-48: 0; 2048-49: 0; 2049-50: 0
3.1FP | Potable water imports input reductions as -ve | RSPWI | Ml/d | 2 | 2019-20: 0; 2020-21: 0; 2021-22: 0; 2022-23: 0; 2023-24: 0; 2024-25: 0; 2025-26: -0.001; 2026-27: -0.001; 2027-28: -0.001; 2028-29: -0.001; 2029-30: -0.001; 2030-31: 0.289; 2031-32: 0.289; 2032-33: 0.289; 2033-34: 0.289; 2034-35: 0.289; 2035-36: 0.289; 2036-37: 0.289; 2037-38: 0.289; 2038-39: 0.289; 2039-40: 0.289; 2040-41: 0.289; 2041-42: 0.289; 2042-43: 0.289; 2043-44: 0.289; 2044-45: 0.289; 2045-46: 0.289; 2046-47: 0.289; 2047-48: 0.289; 2048-49: 0.289; 2049-50: 0.289
4.1FP | Raw water exports input reductions as +ve and increases as -ve | RSRWE | Ml/d | 2 | 2019-20: 0; 2020-21: 0; 2021-22: 0; 2022-23: 0; 2023-24: 0; 2024-25: 0; 2025-26: 0; 2026-27: 0; 2027-28: 0; 2028-29: 0; 2029-30: 0; 2030-31: 0; 2031-32: 0; 2032-33: 0; 2033-34: 0; 2034-35: 0; 2035-36: 0; 2036-37: 0; 2037-38: 0; 2038-39: 0; 2039-40: 0; 2040-41: 0; 2041-42: 0; 2042-43: 0; 2043-44: 0; 2044-45: 0; 2045-46: 0; 2046-47: 0; 2047-48: 0; 2048-49: 0; 2049-50: 0
5.1FP | Potable water exports input reductions as +ve and increases as -ve | RSPWE | Ml/d | 2 | 2019-20: 0; 2020-21: 0; 2021-22: 0; 2022-23: 0; 2023-24: 0; 2024-25: 0; 2025-26: 0; 2026-27: 0; 2027-28: 0; 2028-29: 0; 2029-30: 0; 2030-31: 0; 2031-32: 0; 2032-33: 0; 2033-34: 0; 2034-35: 0; 2035-36: 0; 2036-37: 0; 2037-38: 0; 2038-39: 0; 2039-40: 0; 2040-41: 0; 2041-42: 0; 2042-43: 0; 2043-44: 0; 2044-45: 0; 2045-46: 0; 2046-47: 0; 2047-48: 0; 2048-49: 0; 2049-50: 0
6.2FP | DO benefit from increase raw water abstractions | RSRWA | Ml/d | 2 | 2019-20: 0; 2020-21: 0; 2021-22: 0; 2022-23: 0; 2023-24: 0; 2024-25: 0; 2025-26: 0; 2026-27: 0; 2027-28: 0; 2028-29: 0; 2029-30: 0; 2030-31: 0; 2031-32: 0; 2032-33: 0; 2033-34: 0; 2034-35: 0; 2035-36: 0; 2036-37: 0; 2037-38: 0; 2038-39: 0; 2039-40: 0; 2040-41: 0; 2041-42: 0; 2042-43: 0; 2043-44: 0; 2044-45: 0; 2045-46: 0; 2046-47: 0; 2047-48: 0; 2048-49: 0; 2049-50: 0
6.3FP | Other options to increase deployable output | RSIPO | Ml/d | 2 | 2019-20: 0; 2020-21: 0; 2021-22: 0; 2022-23: 0; 2023-24: 0; 2024-25: 0; 2025-26: 0; 2026-27: 0; 2027-28: 0; 2028-29: 0; 2029-30: 0; 2030-31: 0.3; 2031-32: 0.3; 2032-33: 0.3; 2033-34: 0.3; 2034-35: 0.3; 2035-36: 0.3; 2036-37: 0.3; 2037-38: 0.3; 2038-39: 0.3; 2039-40: 0.3; 2040-41: 0.3; 2041-42: 0.3; 2042-43: 0.3; 2043-44: 0.3; 2044-45: 0.3; 2045-46: 0.3; 2046-47: 0.3; 2047-48: 0.3; 2048-49: 0.3; 2049-50: 0.3
7.01FP | DO benefit from supply side drought measures | RSDPS | Ml/d | 2 | 2019-20: 0; 2020-21: 0; 2021-22: 0; 2022-23: 0; 2023-24: 0; 2024-25: 0; 2025-26: 0; 2026-27: 0; 2027-28: 0; 2028-29: 0; 2029-30: 0; 2030-31: 0; 2031-32: 0; 2032-33: 0; 2033-34: 0; 2034-35: 0; 2035-36: 0; 2036-37: 0; 2037-38: 0; 2038-39: 0; 2039-40: 0; 2040-41: 0; 2041-42: 0; 2042-43: 0; 2043-44: 0; 2044-45: 0; 2045-46: 0; 2046-47: 0; 2047-48: 0; 2048-49: 0; 2049-50: 0
7.02FP | DO benefit from demand side drought measures | RSDPD | Ml/d | 2 | 2019-20: 0; 2020-21: 0; 2021-22: 0; 2022-23: 0; 2023-24: 0; 2024-25: 0; 2025-26: 0; 2026-27: 0; 2027-28: 0; 2028-29: 0; 2029-30: 0; 2030-31: 0; 2031-32: 0; 2032-33: 0; 2033-34: 0; 2034-35: 0; 2035-36: 0; 2036-37: 0; 2037-38: 0; 2038-39: 0; 2039-40: 0; 2040-41: 0; 2041-42: 0; 2042-43: 0; 2043-44: 0; 2044-45: 0; 2045-46: 0; 2046-47: 0; 2047-48: 0; 2048-49: 0; 2049-50: 0
8.1FP | Reduce raw water losses and operational use input as -ve | RSLOU | Ml/d | 2 | 2019-20: 0; 2020-21: 0; 2021-22: 0; 2022-23: 0; 2023-24: 0; 2024-25: 0; 2025-26: 0; 2026-27: 0; 2027-28: 0; 2028-29: 0; 2029-30: 0; 2030-31: 0; 2031-32: 0; 2032-33: 0; 2033-34: 0; 2034-35: 0; 2035-36: 0; 2036-37: 0; 2037-38: 0; 2038-39: 0; 2039-40: 0; 2040-41: 0; 2041-42: 0; 2042-43: 0; 2043-44: 0; 2044-45: 0; 2045-46: 0; 2046-47: 0; 2047-48: 0; 2048-49: 0; 2049-50: 0
8.2FP | Reduce treatment works losses input as -ve | PSTWL | Ml/d | 2 | 2019-20: 0; 2020-21: 0; 2021-22: 0; 2022-23: 0; 2023-24: 0; 2024-25: 0; 2025-26: 0; 2026-27: 0; 2027-28: 0; 2028-29: 0; 2029-30: 0; 2030-31: 0; 2031-32: 0; 2032-33: 0; 2033-34: 0; 2034-35: 0; 2035-36: 0; 2036-37: 0; 2037-38: 0; 2038-39: 0; 2039-40: 0; 2040-41: 0; 2041-42: 0; 2042-43: 0; 2043-44: 0; 2044-45: 0; 2045-46: 0; 2046-47: 0; 2047-48: 0; 2048-49: 0; 2049-50: 0
9.1FP | Reduce outages input as -ve | PSROU | Ml/d | 2 | 2019-20: 0; 2020-21: 0; 2021-22: 0; 2022-23: 0; 2023-24: 0; 2024-25: 0; 2025-26: 0; 2026-27: 0; 2027-28: 0; 2028-29: 0; 2029-30: 0; 2030-31: 0; 2031-32: 0; 2032-33: 0; 2033-34: 0; 2034-35: 0; 2035-36: 0; 2036-37: 0; 2037-38: 0; 2038-39: 0; 2039-40: 0; 2040-41: 0; 2041-42: 0; 2042-43: 0; 2043-44: 0; 2044-45: 0; 2045-46: 0; 2046-47: 0; 2047-48: 0; 2048-49: 0; 2049-50: 0
12.2FP | Change volume delivered to measured non households input reductions as -ve, line to include both measured non-household consumption and USPL options | CVMNH | Ml/d | 2 | 2019-20: 0; 2020-21: 0; 2021-22: 0; 2022-23: 0; 2023-24: 0; 2024-25: 0; 2025-26: -0.02; 2026-27: -0.05; 2027-28: -0.07; 2028-29: -0.09; 2029-30: -0.11; 2030-31: -0.12; 2031-32: -0.14; 2032-33: -0.16; 2033-34: -0.18; 2034-35: -0.2; 2035-36: -0.22; 2036-37: -0.23; 2037-38: -0.25; 2038-39: -0.27; 2039-40: -0.29; 2040-41: -0.31; 2041-42: -0.33; 2042-43: -0.34; 2043-44: -0.36; 2044-45: -0.38; 2045-46: -0.4; 2046-47: -0.42; 2047-48: -0.44; 2048-49: -0.45; 2049-50: -0.47
13.1FP | Change volume delivered to unmeasured non households input reductions as -ve, line to include both unmeasured non-household consumption and USPL options | CVUNH | Ml/d | 2 | 2019-20: 0; 2020-21: 0; 2021-22: 0; 2022-23: 0; 2023-24: 0; 2024-25: 0; 2025-26: 0; 2026-27: 0; 2027-28: 0; 2028-29: 0; 2029-30: 0; 2030-31: 0; 2031-32: 0; 2032-33: 0; 2033-34: 0; 2034-35: 0; 2035-36: 0; 2036-37: 0; 2037-38: 0; 2038-39: 0; 2039-40: 0; 2040-41: 0; 2041-42: 0; 2042-43: 0; 2043-44: 0; 2044-45: 0; 2045-46: 0; 2046-47: 0; 2047-48: 0; 2048-49: 0; 2049-50: 0
14.1FP | Change volume delivered to measured households input reductions as -ve, line to include both measured household consumption and USPL options | CVMHH | Ml/d | 2 | 2019-20: 0; 2020-21: 0; 2021-22: 0; 2022-23: 0; 2023-24: 0; 2024-25: 0; 2025-26: -0.08; 2026-27: -0.09; 2027-28: -0.1; 2028-29: -0.13; 2029-30: -0.16; 2030-31: -0.19; 2031-32: -0.22; 2032-33: -0.24; 2033-34: -0.27; 2034-35: -0.33; 2035-36: -0.39; 2036-37: -0.46; 2037-38: -0.52; 2038-39: -0.58; 2039-40: -0.65; 2040-41: -0.71; 2041-42: -0.78; 2042-43: -0.84; 2043-44: -0.91; 2044-45: -0.94; 2045-46: -0.97; 2046-47: -1; 2047-48: -1.02; 2048-49: -1.05; 2049-50: -1.08
15.1FP | Change volume delivered to unmeasured households input reductions as -ve, line to include both unmeasured household consumption and USPL options | CVUHH | Ml/d | 2 | 2019-20: 0; 2020-21: 0; 2021-22: 0; 2022-23: 0; 2023-24: 0; 2024-25: 0; 2025-26: 0; 2026-27: 0; 2027-28: 0; 2028-29: 0; 2029-30: 0; 2030-31: 0; 2031-32: 0; 2032-33: 0; 2033-34: 0; 2034-35: 0; 2035-36: 0; 2036-37: 0; 2037-38: 0; 2038-39: 0; 2039-40: 0; 2040-41: 0; 2041-42: 0; 2042-43: 0; 2043-44: 0; 2044-45: 0; 2045-46: 0; 2046-47: 0; 2047-48: 0; 2048-49: 0; 2049-50: 0
21.1FP | Options to reduce water taken unbilled input as -ve | CSWTU | Ml/d | 2 | 2019-20: 0; 2020-21: 0; 2021-22: 0; 2022-23: 0; 2023-24: 0; 2024-25: 0; 2025-26: 0; 2026-27: 0; 2027-28: 0; 2028-29: 0; 2029-30: 0; 2030-31: 0; 2031-32: 0; 2032-33: 0; 2033-34: 0; 2034-35: 0; 2035-36: 0; 2036-37: 0; 2037-38: 0; 2038-39: 0; 2039-40: 0; 2040-41: 0; 2041-42: 0; 2042-43: 0; 2043-44: 0; 2044-45: 0; 2045-46: 0; 2046-47: 0; 2047-48: 0; 2048-49: 0; 2049-50: 0
22.1FP | Reduce distribution system operational use (DSOU) input as -ve | DSDOU | Ml/d | 2 | 2019-20: 0; 2020-21: 0; 2021-22: 0; 2022-23: 0; 2023-24: 0; 2024-25: 0; 2025-26: 0; 2026-27: 0; 2027-28: 0; 2028-29: 0; 2029-30: 0; 2030-31: 0; 2031-32: 0; 2032-33: 0; 2033-34: 0; 2034-35: 0; 2035-36: 0; 2036-37: 0; 2037-38: 0; 2038-39: 0; 2039-40: 0; 2040-41: 0; 2041-42: 0; 2042-43: 0; 2043-44: 0; 2044-45: 0; 2045-46: 0; 2046-47: 0; 2047-48: 0; 2048-49: 0; 2049-50: 0
23.1FP | Options impacting on measured Non Household - USPL input reductions as -ve | CUMNH | Ml/d | 2 | 2019-20: 0; 2020-21: 0; 2021-22: 0; 2022-23: 0; 2023-24: 0; 2024-25: 0; 2025-26: 0; 2026-27: 0; 2027-28: 0; 2028-29: 0; 2029-30: 0; 2030-31: 0; 2031-32: 0; 2032-33: 0; 2033-34: 0; 2034-35: 0; 2035-36: 0; 2036-37: 0; 2037-38: 0; 2038-39: 0; 2039-40: 0; 2040-41: 0; 2041-42: 0; 2042-43: 0; 2043-44: 0; 2044-45: 0; 2045-46: 0; 2046-47: 0; 2047-48: 0; 2048-49: 0; 2049-50: 0
24.1FP | Options impacting on unmeasured Non Household - USPL input reductions as -ve | CUUNH | Ml/d | 2 | 2019-20: 0; 2020-21: 0; 2021-22: 0; 2022-23: 0; 2023-24: 0; 2024-25: 0; 2025-26: 0; 2026-27: 0; 2027-28: 0; 2028-29: 0; 2029-30: 0; 2030-31: 0; 2031-32: 0; 2032-33: 0; 2033-34: 0; 2034-35: 0; 2035-36: 0; 2036-37: 0; 2037-38: 0; 2038-39: 0; 2039-40: 0; 2040-41: 0; 2041-42: 0; 2042-43: 0; 2043-44: 0; 2044-45: 0; 2045-46: 0; 2046-47: 0; 2047-48: 0; 2048-49: 0; 2049-50: 0
25.1FP | Options impacting on measured Household - USPL input reductions as -ve | CUMHH | Ml/d | 2 | 2019-20: 0; 2020-21: 0; 2021-22: 0; 2022-23: 0; 2023-24: 0; 2024-25: 0; 2025-26: -0.04; 2026-27: -0.04; 2027-28: -0.04; 2028-29: -0.04; 2029-30: -0.05; 2030-31: -0.05; 2031-32: -0.05; 2032-33: -0.05; 2033-34: -0.05; 2034-35: -0.05; 2035-36: -0.05; 2036-37: -0.05; 2037-38: -0.05; 2038-39: -0.05; 2039-40: -0.05; 2040-41: -0.05; 2041-42: -0.05; 2042-43: -0.05; 2043-44: -0.06; 2044-45: -0.06; 2045-46: -0.06; 2046-47: -0.06; 2047-48: -0.06; 2048-49: -0.06; 2049-50: -0.06
26.1FP | Options impacting on unmeasured Household - USPL input reductions as -ve | CUUHH | Ml/d | 2 | 2019-20: 0; 2020-21: 0; 2021-22: 0; 2022-23: 0; 2023-24: 0; 2024-25: 0; 2025-26: 0; 2026-27: 0; 2027-28: 0; 2028-29: 0; 2029-30: 0; 2030-31: 0; 2031-32: 0; 2032-33: 0; 2033-34: 0; 2034-35: 0; 2035-36: 0; 2036-37: 0; 2037-38: 0; 2038-39: 0; 2039-40: 0; 2040-41: 0; 2041-42: 0; 2042-43: 0; 2043-44: 0; 2044-45: 0; 2045-46: 0; 2046-47: 0; 2047-48: 0; 2048-49: 0; 2049-50: 0
27.1FP | Options impacting on Void properties - USPL input reductions as -ve | CUVPP | Ml/d | 2 | 2019-20: 0; 2020-21: 0; 2021-22: 0; 2022-23: 0; 2023-24: 0; 2024-25: 0; 2025-26: 0; 2026-27: 0; 2027-28: 0; 2028-29: 0; 2029-30: 0; 2030-31: 0; 2031-32: 0; 2032-33: 0; 2033-34: 0; 2034-35: 0; 2035-36: 0; 2036-37: 0; 2037-38: 0; 2038-39: 0; 2039-40: 0; 2040-41: 0; 2041-42: 0; 2042-43: 0; 2043-44: 0; 2044-45: 0; 2045-46: 0; 2046-47: 0; 2047-48: 0; 2048-49: 0; 2049-50: 0
28.1FP | Reduce distribution losses input as -ve | DSRDL | Ml/d | 2 | 2019-20: 0; 2020-21: 0; 2021-22: 0; 2022-23: 0; 2023-24: 0; 2024-25: 0; 2025-26: 0; 2026-27: 0; 2027-28: 0; 2028-29: 0; 2029-30: -0.01; 2030-31: -0.01; 2031-32: -0.01; 2032-33: -0.01; 2033-34: -0.01; 2034-35: -0.01; 2035-36: -0.01; 2036-37: -0.01; 2037-38: -0.01; 2038-39: -0.02; 2039-40: -0.02; 2040-41: -0.14; 2041-42: -0.14; 2042-43: -0.23; 2043-44: -0.24; 2044-45: -0.35; 2045-46: -0.35; 2046-47: -0.4; 2047-48: -0.4; 2048-49: -0.41; 2049-50: -0.41
Table 3f: DYCP - Final plan | Back to top of sheet
WRMP24 reference | Component | Derivation | Unit | Decimal places | 2019-20 | 2020-21 | 2021-22 | 2022-23 | 2023-24 | 2024-25 | 2025-26 | 2026-27 | 2027-28 | 2028-29 | 2029-30 | 2030-31 | 2031-32 | 2032-33 | 2033-34 | 2034-35 | 2035-36 | 2036-37 | 2037-38 | 2038-39 | 2039-40 | 2040-41 | 2041-42 | 2042-43 | 2043-44 | 2044-45 | 2045-46 | 2046-47 | 2047-48 | 2048-49 | 2049-50 | 2050-51 | 2051-52 | 2052-53 | 2053-54 | 2054-55 | 2055-56 | 2056-57 | 2057-58 | 2058-59 | 2059-60 | 2060-61 | 2061-62 | 2062-63 | 2063-64 | 2064-65 | 2065-66 | 2066-67 | 2067-68 | 2068-69 | 2069-70 | 2070-71 | 2071-72 | 2072-73 | 2073-74 | 2074-75 | 2075-76 | 2076-77 | 2077-78 | 2078-79 | 2079-80 | 2080-81 | 2081-82 | 2082-83 | 2083-84 | 2084-85 | 2085-86 | 2086-87 | 2087-88 | 2088-89 | 2089-90 | 2090-91 | 2091-92 | 2092-93 | 2093-94 | 2094-95 | 2095-96 | 2096-97 | 2097-98 | 2098-99 | 2099-100
1FP | Raw water abstracted | Input | Ml/d | 2 | 2019-20: 0; 2020-21: 0; 2021-22: 0; 2022-23: 0; 2023-24: 0; 2024-25: 0; 2025-26: 0; 2026-27: 0; 2027-28: 0; 2028-29: 0; 2029-30: 0; 2030-31: 0; 2031-32: 0; 2032-33: 0; 2033-34: 0; 2034-35: 0; 2035-36: 0; 2036-37: 0; 2037-38: 0; 2038-39: 0; 2039-40: 0; 2040-41: 0; 2041-42: 0; 2042-43: 0; 2043-44: 0; 2044-45: 0; 2045-46: 0; 2046-47: 0; 2047-48: 0; 2048-49: 0; 2049-50: 0
1.1FP | Non-potable water supplies | 1.1BL + 1.11FP | Ml/d | 2 | 2019-20: 0; 2020-21: 0; 2021-22: 0; 2022-23: 0; 2023-24: 0; 2024-25: 0; 2025-26: -0.001; 2026-27: 0; 2027-28: 0; 2028-29: 0; 2029-30: 0; 2030-31: 0; 2031-32: 0; 2032-33: 0; 2033-34: 0; 2034-35: 0; 2035-36: 0; 2036-37: 0; 2037-38: 0; 2038-39: 0; 2039-40: 0; 2040-41: 0; 2041-42: 0; 2042-43: 0; 2043-44: 0; 2044-45: 0; 2045-46: 0; 2046-47: 0; 2047-48: 0; 2048-49: 0; 2049-50: 0
2FP | Raw water imported | 2BL + 2.1FP | Ml/d | 2 | 2019-20: 0; 2020-21: 0; 2021-22: 0; 2022-23: 0; 2023-24: 0; 2024-25: 0; 2025-26: 0; 2026-27: 0; 2027-28: 0; 2028-29: 0; 2029-30: 0; 2030-31: 0; 2031-32: 0; 2032-33: 0; 2033-34: 0; 2034-35: 0; 2035-36: 0; 2036-37: 0; 2037-38: 0; 2038-39: 0; 2039-40: 0; 2040-41: 0; 2041-42: 0; 2042-43: 0; 2043-44: 0; 2044-45: 0; 2045-46: 0; 2046-47: 0; 2047-48: 0; 2048-49: 0; 2049-50: 0
3FP | Potable water imported | 3BL + 3.1FP | Ml/d | 2 | 2019-20: 0; 2020-21: 0; 2021-22: 0; 2022-23: 0; 2023-24: 0; 2024-25: 0; 2025-26: -0.001; 2026-27: -0.001; 2027-28: -0.001; 2028-29: -0.001; 2029-30: -0.001; 2030-31: 0.289; 2031-32: 0.289; 2032-33: 0.289; 2033-34: 0.289; 2034-35: 0.289; 2035-36: 0.289; 2036-37: 0.289; 2037-38: 0.289; 2038-39: 0.289; 2039-40: 0.289; 2040-41: 0.289; 2041-42: 0.289; 2042-43: 0.289; 2043-44: 0.289; 2044-45: 0.289; 2045-46: 0.289; 2046-47: 0.289; 2047-48: 0.289; 2048-49: 0.289; 2049-50: 0.289
4FP | Raw water exported enter as -ve | 4BL + 4.1FP | Ml/d | 2 | 2019-20: 0; 2020-21: 0; 2021-22: 0; 2022-23: 0; 2023-24: 0; 2024-25: 0; 2025-26: 0; 2026-27: 0; 2027-28: 0; 2028-29: 0; 2029-30: 0; 2030-31: 0; 2031-32: 0; 2032-33: 0; 2033-34: 0; 2034-35: 0; 2035-36: 0; 2036-37: 0; 2037-38: 0; 2038-39: 0; 2039-40: 0; 2040-41: 0; 2041-42: 0; 2042-43: 0; 2043-44: 0; 2044-45: 0; 2045-46: 0; 2046-47: 0; 2047-48: 0; 2048-49: 0; 2049-50: 0
5FP | Potable water exported enter as -ve | 5BL + 5.1FP | Ml/d | 2 | 2019-20: 0; 2020-21: 0; 2021-22: 0; 2022-23: 0; 2023-24: 0; 2024-25: 0; 2025-26: 0; 2026-27: 0; 2027-28: 0; 2028-29: 0; 2029-30: 0; 2030-31: 0; 2031-32: 0; 2032-33: 0; 2033-34: 0; 2034-35: 0; 2035-36: 0; 2036-37: 0; 2037-38: 0; 2038-39: 0; 2039-40: 0; 2040-41: 0; 2041-42: 0; 2042-43: 0; 2043-44: 0; 2044-45: 0; 2045-46: 0; 2046-47: 0; 2047-48: 0; 2048-49: 0; 2049-50: 0
6.1FP | Deployable Output post forecast changes | 6.1BL + 6.2FP + 6.3FP +7.01FP +7.02FP | Ml/d | 2 | 2019-20: 16.51; 2020-21: 16.51; 2021-22: 16.51; 2022-23: 16.51; 2023-24: 16.51; 2024-25: 16.51; 2025-26: 16.51; 2026-27: 16.51; 2027-28: 16.51; 2028-29: 16.51; 2029-30: 16.51; 2030-31: 16.81; 2031-32: 16.81; 2032-33: 16.81; 2033-34: 16.81; 2034-35: 16.81; 2035-36: 16.81; 2036-37: 16.81; 2037-38: 16.81; 2038-39: 16.81; 2039-40: 16.81; 2040-41: 16.81; 2041-42: 16.81; 2042-43: 16.81; 2043-44: 16.81; 2044-45: 16.81; 2045-46: 16.81; 2046-47: 16.81; 2047-48: 16.81; 2048-49: 16.81; 2049-50: 16.81
8FP | Raw water losses, treatment works losses and operational use | 8BL + 8.1FP + 8.2FP | Ml/d | 2 | 2019-20: 0.77; 2020-21: 0.77; 2021-22: 0.77; 2022-23: 0.77; 2023-24: 0.77; 2024-25: 0.77; 2025-26: 0.77; 2026-27: 0.77; 2027-28: 0.77; 2028-29: 0.77; 2029-30: 0.77; 2030-31: 0.77; 2031-32: 0.77; 2032-33: 0.77; 2033-34: 0.77; 2034-35: 0.77; 2035-36: 0.77; 2036-37: 0.77; 2037-38: 0.77; 2038-39: 0.77; 2039-40: 0.77; 2040-41: 0.77; 2041-42: 0.77; 2042-43: 0.77; 2043-44: 0.77; 2044-45: 0.77; 2045-46: 0.77; 2046-47: 0.77; 2047-48: 0.77; 2048-49: 0.77; 2049-50: 0.77
9FP | Total Outage Allowance | 9BL + 9.1FP | Ml/d | 2 | 2019-20: 0.1; 2020-21: 0.1; 2021-22: 0.1; 2022-23: 0.1; 2023-24: 0.1; 2024-25: 0.1; 2025-26: 0.1; 2026-27: 0.1; 2027-28: 0.1; 2028-29: 0.1; 2029-30: 0.1; 2030-31: 0.1; 2031-32: 0.1; 2032-33: 0.1; 2033-34: 0.1; 2034-35: 0.1; 2035-36: 0.1; 2036-37: 0.1; 2037-38: 0.1; 2038-39: 0.1; 2039-40: 0.1; 2040-41: 0.1; 2041-42: 0.1; 2042-43: 0.1; 2043-44: 0.1; 2044-45: 0.1; 2045-46: 0.1; 2046-47: 0.1; 2047-48: 0.1; 2048-49: 0.1; 2049-50: 0.1
10FP | Water Available For Use (own sources) | (6.1FP) - (8FP + 9FP) | Ml/d | 2 | 2019-20: 15.64; 2020-21: 15.64; 2021-22: 15.64; 2022-23: 15.64; 2023-24: 15.64; 2024-25: 15.64; 2025-26: 15.64; 2026-27: 15.64; 2027-28: 15.64; 2028-29: 15.64; 2029-30: 15.64; 2030-31: 15.94; 2031-32: 15.94; 2032-33: 15.94; 2033-34: 15.94; 2034-35: 15.94; 2035-36: 15.94; 2036-37: 15.94; 2037-38: 15.94; 2038-39: 15.94; 2039-40: 15.94; 2040-41: 15.94; 2041-42: 15.94; 2042-43: 15.94; 2043-44: 15.94; 2044-45: 15.94; 2045-46: 15.94; 2046-47: 15.94; 2047-48: 15.94; 2048-49: 15.94; 2049-50: 15.94
11FP | Total Water Available For Use | 10FP + sum (2FP:5FP) | Ml/d | 2 | 2019-20: 15.64; 2020-21: 15.64; 2021-22: 15.64; 2022-23: 15.64; 2023-24: 15.64; 2024-25: 15.64; 2025-26: 15.639; 2026-27: 15.639; 2027-28: 15.639; 2028-29: 15.639; 2029-30: 15.639; 2030-31: 16.229; 2031-32: 16.229; 2032-33: 16.229; 2033-34: 16.229; 2034-35: 16.229; 2035-36: 16.229; 2036-37: 16.229; 2037-38: 16.229; 2038-39: 16.229; 2039-40: 16.229; 2040-41: 16.229; 2041-42: 16.229; 2042-43: 16.229; 2043-44: 16.229; 2044-45: 16.229; 2045-46: 16.229; 2046-47: 16.229; 2047-48: 16.229; 2048-49: 16.229; 2049-50: 16.229
12FP | Water delivered measured non-household | 12BL + 12.2FP | Ml/d | 2 | 2019-20: 1.1; 2020-21: 1.13; 2021-22: 1.16; 2022-23: 1.19; 2023-24: 1.22; 2024-25: 1.25; 2025-26: 1.25; 2026-27: 1.24; 2027-28: 1.24; 2028-29: 1.24; 2029-30: 1.25; 2030-31: 1.26; 2031-32: 1.25; 2032-33: 1.25; 2033-34: 1.25; 2034-35: 1.25; 2035-36: 1.25; 2036-37: 1.26; 2037-38: 1.26; 2038-39: 1.26; 2039-40: 1.27; 2040-41: 1.27; 2041-42: 1.27; 2042-43: 1.28; 2043-44: 1.29; 2044-45: 1.29; 2045-46: 1.29; 2046-47: 1.3; 2047-48: 1.3; 2048-49: 1.31; 2049-50: 1.32
12.1FP | Non-potable water consumption | Input | Ml/d | 2 | 2019-20: 0; 2020-21: 0; 2021-22: 0; 2022-23: 0; 2023-24: 0; 2024-25: 0; 2025-26: 0; 2026-27: 0; 2027-28: 0; 2028-29: 0; 2029-30: 0; 2030-31: 0; 2031-32: 0; 2032-33: 0; 2033-34: 0; 2034-35: 0; 2035-36: 0; 2036-37: 0; 2037-38: 0; 2038-39: 0; 2039-40: 0; 2040-41: 0; 2041-42: 0; 2042-43: 0; 2043-44: 0; 2044-45: 0; 2045-46: 0; 2046-47: 0; 2047-48: 0; 2048-49: 0; 2049-50: 0
13FP | Water delivered unmeasured non-household | 13BL + 13.1FP | Ml/d | 2 | 2019-20: 0; 2020-21: 0; 2021-22: 0; 2022-23: 0; 2023-24: 0; 2024-25: 0; 2025-26: 0; 2026-27: 0; 2027-28: 0; 2028-29: 0; 2029-30: 0; 2030-31: 0; 2031-32: 0; 2032-33: 0; 2033-34: 0.01; 2034-35: 0.01; 2035-36: 0.01; 2036-37: 0.01; 2037-38: 0.01; 2038-39: 0.01; 2039-40: 0.01; 2040-41: 0.01; 2041-42: 0.01; 2042-43: 0.01; 2043-44: 0.01; 2044-45: 0.01; 2045-46: 0.01; 2046-47: 0.01; 2047-48: 0.01; 2048-49: 0.01; 2049-50: 0.01
14FP | Water delivered measured household | 14BL + 14.1FP | Ml/d | 2 | 2019-20: 4.59; 2020-21: 4.67; 2021-22: 4.69; 2022-23: 4.81; 2023-24: 4.93; 2024-25: 4.89; 2025-26: 4.89; 2026-27: 4.92; 2027-28: 4.94; 2028-29: 4.94; 2029-30: 4.95; 2030-31: 4.95; 2031-32: 4.96; 2032-33: 5; 2033-34: 5.05; 2034-35: 5.07; 2035-36: 5.1; 2036-37: 5.1; 2037-38: 5.14; 2038-39: 5.17; 2039-40: 5.19; 2040-41: 5.21; 2041-42: 5.22; 2042-43: 5.24; 2043-44: 5.25; 2044-45: 5.29; 2045-46: 5.32; 2046-47: 5.35; 2047-48: 5.38; 2048-49: 5.4; 2049-50: 5.42
15FP | Water delivered unmeasured household | 15BL + 15.1FP | Ml/d | 2 | 2019-20: 3.25; 2020-21: 3.13; 2021-22: 3.03; 2022-23: 2.91; 2023-24: 2.79; 2024-25: 2.69; 2025-26: 2.6; 2026-27: 2.53; 2027-28: 2.46; 2028-29: 2.39; 2029-30: 2.32; 2030-31: 2.26; 2031-32: 2.21; 2032-33: 2.15; 2033-34: 2.09; 2034-35: 2.04; 2035-36: 1.98; 2036-37: 1.93; 2037-38: 1.88; 2038-39: 1.83; 2039-40: 1.79; 2040-41: 1.74; 2041-42: 1.7; 2042-43: 1.66; 2043-44: 1.63; 2044-45: 1.59; 2045-46: 1.59; 2046-47: 1.58; 2047-48: 1.57; 2048-49: 1.57; 2049-50: 1.57
16FP | Percentage of consumption driven by climate change | 16BL | % | 1 | 2019-20: 0%; 2020-21: 0%; 2021-22: 0%; 2022-23: 0.1%; 2023-24: 0.1%; 2024-25: 0.1%; 2025-26: 0.1%; 2026-27: 0.1%; 2027-28: 0.1%; 2028-29: 0.2%; 2029-30: 0.2%; 2030-31: 0.2%; 2031-32: 0.2%; 2032-33: 0.3%; 2033-34: 0.3%; 2034-35: 0.3%; 2035-36: 0.4%; 2036-37: 0.4%; 2037-38: 0.4%; 2038-39: 0.5%; 2039-40: 0.5%; 2040-41: 0.6%; 2041-42: 0.6%; 2042-43: 0.6%; 2043-44: 0.7%; 2044-45: 0.7%; 2045-46: 0.8%; 2046-47: 0.8%; 2047-48: 0.8%; 2048-49: 0.8%; 2049-50: 0.9%
17FP | Volume of consumption driven by climate change | 16FP * (12FP + sum(13FP:15FP) - sum (23FP:26FP)) | Ml/d | 2 | 2019-20: 0; 2020-21: 0; 2021-22: 0; 2022-23: 0.0086; 2023-24: 0.00864; 2024-25: 0.00854; 2025-26: 0.0085; 2026-27: 0.00846; 2027-28: 0.00841; 2028-29: 0.0167; 2029-30: 0.01664; 2030-31: 0.01654; 2031-32: 0.01648; 2032-33: 0.02463; 2033-34: 0.02463; 2034-35: 0.02454; 2035-36: 0.03264; 2036-37: 0.03244; 2037-38: 0.0324; 2038-39: 0.0404; 2039-40: 0.0404; 2040-41: 0.04824; 2041-42: 0.04806; 2042-43: 0.048; 2043-44: 0.056; 2044-45: 0.056; 2045-46: 0.06424; 2046-47: 0.06448; 2047-48: 0.06464; 2048-49: 0.06488; 2049-50: 0.07326
18FP | Measured Household - PCC | ((14FP - 25FP) * 1,000,000) / (39FP * 1000) | l/h/d | 1 | 2019-20: 166.3357; 2020-21: 164.7651; 2021-22: 162.0544; 2022-23: 161.7269; 2023-24: 161.8254; 2024-25: 157.0144; 2025-26: 155.5397; 2026-27: 155.3904; 2027-28: 154.7049; 2028-29: 153.4956; 2029-30: 153.0692; 2030-31: 151.9539; 2031-32: 151.4402; 2032-33: 151.3059; 2033-34: 151.1106; 2034-35: 150.0555; 2035-36: 149.3246; 2036-37: 147.5429; 2037-38: 147.2428; 2038-39: 146.6605; 2039-40: 145.6837; 2040-41: 144.494; 2041-42: 143.3882; 2042-43: 142.5763; 2043-44: 141.7526; 2044-45: 141.2353; 2045-46: 141.0464; 2046-47: 140.8828; 2047-48: 140.7364; 2048-49: 140.324; 2049-50: 140.0273
19FP | Unmeasured Household - PCC | ((15FP - 26FP) * 1,000,000) / (40FP * 1000) | l/h/d | 1 | 2019-20: 320.4397; 2020-21: 318.8748; 2021-22: 318.3728; 2022-23: 317.2414; 2023-24: 316.3046; 2024-25: 315.4769; 2025-26: 314.6096; 2026-27: 314.0128; 2027-28: 312.9617; 2028-29: 313.0603; 2029-30: 311.6589; 2030-31: 311.0917; 2031-32: 313.059; 2032-33: 311.8312; 2033-34: 311.6147; 2034-35: 312.6012; 2035-36: 313.2289; 2036-37: 313.6784; 2037-38: 313.6564; 2038-39: 313.2356; 2039-40: 315.6917; 2040-41: 314.2857; 2041-42: 314.4531; 2042-43: 314.2514; 2043-44: 315.6385; 2044-45: 316.7611; 2045-46: 318.5654; 2046-47: 318.1336; 2047-48: 317.6295; 2048-49: 319.1262; 2049-50: 319.1945
20FP | Average Household - PCC | (((14FP - 25FP) + (15FP - 26FP)) * 1,000,000)/ ((39FP + 40FP) * 1,000) | l/h/d | 1 | 2019-20: 207.2325; 2020-21: 203.8262; 2021-22: 200.1455; 2022-23: 197.7928; 2023-24: 195.9595; 2024-25: 190.4265; 2025-26: 187.8542; 2026-27: 186.6963; 2027-28: 185.0754; 2028-29: 183.2784; 2029-30: 181.8182; 2030-31: 180.0277; 2031-32: 179.1931; 2032-33: 178.147; 2033-34: 177.0542; 2034-35: 175.4652; 2035-36: 174.1124; 2036-37: 171.8601; 2037-38: 170.8292; 2038-39: 169.5294; 2039-40: 168.3102; 2040-41: 166.4045; 2041-42: 164.8043; 2042-43: 163.436; 2043-44: 162.2694; 2044-45: 161.3563; 2045-46: 161.1669; 2046-47: 160.7572; 2047-48: 160.3633; 2048-49: 159.9624; 2049-50: 159.5994
21FP | Water taken unbilled | 21BL + 21.1FP | Ml/d | 2 | 2019-20: 0.17; 2020-21: 0.17; 2021-22: 0.18; 2022-23: 0.18; 2023-24: 0.18; 2024-25: 0.19; 2025-26: 0.18; 2026-27: 0.18; 2027-28: 0.17; 2028-29: 0.18; 2029-30: 0.2; 2030-31: 0.17; 2031-32: 0.17; 2032-33: 0.17; 2033-34: 0.18; 2034-35: 0.17; 2035-36: 0.18; 2036-37: 0.17; 2037-38: 0.16; 2038-39: 0.16; 2039-40: 0.18; 2040-41: 0.16; 2041-42: 0.16; 2042-43: 0.17; 2043-44: 0.17; 2044-45: 0.17; 2045-46: 0.15; 2046-47: 0.17; 2047-48: 0.17; 2048-49: 0.18; 2049-50: 0.15
22FP | Distribution system operational use | 22BL + 22.1FP | Ml/d | 2 | 2019-20: 0.04; 2020-21: 0.04; 2021-22: 0.04; 2022-23: 0.04; 2023-24: 0.04; 2024-25: 0.04; 2025-26: 0.04; 2026-27: 0.04; 2027-28: 0.04; 2028-29: 0.04; 2029-30: 0.04; 2030-31: 0.04; 2031-32: 0.04; 2032-33: 0.04; 2033-34: 0.04; 2034-35: 0.04; 2035-36: 0.04; 2036-37: 0.04; 2037-38: 0.04; 2038-39: 0.04; 2039-40: 0.04; 2040-41: 0.04; 2041-42: 0.04; 2042-43: 0.04; 2043-44: 0.04; 2044-45: 0.04; 2045-46: 0.04; 2046-47: 0.04; 2047-48: 0.04; 2048-49: 0.04; 2049-50: 0.04
23FP | Measured Non Household - USPL | 23BL + 23.1FP | Ml/d | 2 | 2019-20: 0.01; 2020-21: 0.01; 2021-22: 0.01; 2022-23: 0.01; 2023-24: 0.01; 2024-25: 0.01; 2025-26: 0.01; 2026-27: 0.01; 2027-28: 0.01; 2028-29: 0.01; 2029-30: 0.01; 2030-31: 0.01; 2031-32: 0.01; 2032-33: 0.01; 2033-34: 0.01; 2034-35: 0.01; 2035-36: 0.01; 2036-37: 0.01; 2037-38: 0.01; 2038-39: 0.01; 2039-40: 0.01; 2040-41: 0.01; 2041-42: 0.01; 2042-43: 0.01; 2043-44: 0.01; 2044-45: 0.01; 2045-46: 0.01; 2046-47: 0.01; 2047-48: 0.01; 2048-49: 0.01; 2049-50: 0.01
24FP | Unmeasured Non Household - USPL | 24BL + 24.1FP | Ml/d | 2 | 2019-20: 0; 2020-21: 0; 2021-22: 0; 2022-23: 0; 2023-24: 0; 2024-25: 0; 2025-26: 0; 2026-27: 0; 2027-28: 0; 2028-29: 0; 2029-30: 0; 2030-31: 0; 2031-32: 0; 2032-33: 0; 2033-34: 0; 2034-35: 0; 2035-36: 0; 2036-37: 0; 2037-38: 0; 2038-39: 0; 2039-40: 0; 2040-41: 0; 2041-42: 0; 2042-43: 0; 2043-44: 0; 2044-45: 0; 2045-46: 0; 2046-47: 0; 2047-48: 0; 2048-49: 0; 2049-50: 0
25FP | Measured Household - USPL | 25BL + 25.1FP | Ml/d | 2 | 2019-20: 0.15; 2020-21: 0.15; 2021-22: 0.14; 2022-23: 0.15; 2023-24: 0.15; 2024-25: 0.14; 2025-26: 0.1; 2026-27: 0.09; 2027-28: 0.09; 2028-29: 0.09; 2029-30: 0.07; 2030-31: 0.07; 2031-32: 0.06; 2032-33: 0.07; 2033-34: 0.07; 2034-35: 0.07; 2035-36: 0.07; 2036-37: 0.08; 2037-38: 0.08; 2038-39: 0.08; 2039-40: 0.08; 2040-41: 0.09; 2041-42: 0.09; 2042-43: 0.09; 2043-44: 0.08; 2044-45: 0.09; 2045-46: 0.09; 2046-47: 0.09; 2047-48: 0.09; 2048-49: 0.09; 2049-50: 0.09
26FP | Unmeasured Household - USPL | 26BL + 26.1BL | Ml/d | 2 | 2019-20: 0.16; 2020-21: 0.16; 2021-22: 0.15; 2022-23: 0.15; 2023-24: 0.14; 2024-25: 0.14; 2025-26: 0.13; 2026-27: 0.13; 2027-28: 0.13; 2028-29: 0.12; 2029-30: 0.12; 2030-31: 0.12; 2031-32: 0.11; 2032-33: 0.11; 2033-34: 0.11; 2034-35: 0.11; 2035-36: 0.1; 2036-37: 0.1; 2037-38: 0.1; 2038-39: 0.1; 2039-40: 0.09; 2040-41: 0.09; 2041-42: 0.09; 2042-43: 0.09; 2043-44: 0.09; 2044-45: 0.08; 2045-46: 0.08; 2046-47: 0.08; 2047-48: 0.08; 2048-49: 0.08; 2049-50: 0.08
27FP | Void Properties - USPL | 27BL + 27.1FP | Ml/d | 2 | 2019-20: 0.01; 2020-21: 0.01; 2021-22: 0.01; 2022-23: 0.01; 2023-24: 0.01; 2024-25: 0.01; 2025-26: 0.01; 2026-27: 0.01; 2027-28: 0.01; 2028-29: 0.01; 2029-30: 0.01; 2030-31: 0.01; 2031-32: 0.01; 2032-33: 0.01; 2033-34: 0.01; 2034-35: 0.01; 2035-36: 0.01; 2036-37: 0.01; 2037-38: 0.01; 2038-39: 0.01; 2039-40: 0.01; 2040-41: 0.01; 2041-42: 0.01; 2042-43: 0.01; 2043-44: 0.01; 2044-45: 0.01; 2045-46: 0.01; 2046-47: 0.01; 2047-48: 0.01; 2048-49: 0.01; 2049-50: 0.02
28FP | Distribution losses | 28BL + 28.1FP | Ml/d | 2 | 2019-20: 2.5; 2020-21: 2.45; 2021-22: 2.42; 2022-23: 2.37; 2023-24: 2.32; 2024-25: 2.27; 2025-26: 2.27; 2026-27: 2.27; 2027-28: 2.27; 2028-29: 2.27; 2029-30: 2.26; 2030-31: 2.26; 2031-32: 2.26; 2032-33: 2.26; 2033-34: 2.26; 2034-35: 2.26; 2035-36: 2.26; 2036-37: 2.26; 2037-38: 2.26; 2038-39: 2.25; 2039-40: 2.25; 2040-41: 2.13; 2041-42: 2.13; 2042-43: 2.04; 2043-44: 2.03; 2044-45: 1.92; 2045-46: 1.92; 2046-47: 1.87; 2047-48: 1.87; 2048-49: 1.86; 2049-50: 1.86
29FP | Total Leakage | sum (23FP:28FP) | Ml/d | 2 | 2019-20: 2.83; 2020-21: 2.78; 2021-22: 2.73; 2022-23: 2.69; 2023-24: 2.63; 2024-25: 2.57; 2025-26: 2.52; 2026-27: 2.51; 2027-28: 2.51; 2028-29: 2.5; 2029-30: 2.47; 2030-31: 2.47; 2031-32: 2.45; 2032-33: 2.46; 2033-34: 2.46; 2034-35: 2.46; 2035-36: 2.45; 2036-37: 2.46; 2037-38: 2.46; 2038-39: 2.45; 2039-40: 2.44; 2040-41: 2.33; 2041-42: 2.33; 2042-43: 2.24; 2043-44: 2.22; 2044-45: 2.11; 2045-46: 2.11; 2046-47: 2.06; 2047-48: 2.06; 2048-49: 2.05; 2049-50: 2.06
30FP | Leakage/property | (29FP * 1,000,000) / (36FP * 1,000) | l/prop/d | 2 | 2019-20: 177.8532; 2020-21: 174.7219; 2021-22: 172.6209; 2022-23: 167.6535; 2023-24: 161.687; 2024-25: 156.0034; 2025-26: 151.4969; 2026-27: 150.5338; 2027-28: 150.3084; 2028-29: 149.5215; 2029-30: 147.2956; 2030-31: 147.1201; 2031-32: 145.7639; 2032-33: 146.1936; 2033-34: 145.0899; 2034-35: 143.9691; 2035-36: 142.3343; 2036-37: 141.8603; 2037-38: 140.837; 2038-39: 139.2837; 2039-40: 137.7364; 2040-41: 130.6273; 2041-42: 129.7544; 2042-43: 123.9418; 2043-44: 122.0451; 2044-45: 115.2753; 2045-46: 114.5743; 2046-47: 111.2011; 2047-48: 110.5625; 2048-49: 109.4092; 2049-50: 109.3476
31FP | Measured Non Household - properties | Input | 000's | 2 | 2019-20: 0.913; 2020-21: 0.925; 2021-22: 0.935; 2022-23: 0.947; 2023-24: 0.959; 2024-25: 0.969; 2025-26: 0.979; 2026-27: 0.99; 2027-28: 0.999; 2028-29: 1.005; 2029-30: 1.011; 2030-31: 1.015; 2031-32: 1.019; 2032-33: 1.023; 2033-34: 1.027; 2034-35: 1.032; 2035-36: 1.036; 2036-37: 1.04; 2037-38: 1.044; 2038-39: 1.047; 2039-40: 1.051; 2040-41: 1.054; 2041-42: 1.058; 2042-43: 1.061; 2043-44: 1.065; 2044-45: 1.068; 2045-46: 1.071; 2046-47: 1.073; 2047-48: 1.076; 2048-49: 1.079; 2049-50: 1.081
32FP | Unmeasured Non Household - properties | Input | 000's | 2 | 2019-20: 0.004; 2020-21: 0.004; 2021-22: 0.004; 2022-23: 0.004; 2023-24: 0.004; 2024-25: 0.004; 2025-26: 0.004; 2026-27: 0.004; 2027-28: 0.004; 2028-29: 0.004; 2029-30: 0.004; 2030-31: 0.004; 2031-32: 0.004; 2032-33: 0.004; 2033-34: 0.004; 2034-35: 0.004; 2035-36: 0.004; 2036-37: 0.004; 2037-38: 0.004; 2038-39: 0.004; 2039-40: 0.004; 2040-41: 0.004; 2041-42: 0.004; 2042-43: 0.004; 2043-44: 0.004; 2044-45: 0.004; 2045-46: 0.004; 2046-47: 0.004; 2047-48: 0.004; 2048-49: 0.004; 2049-50: 0.004
33FP | All void non-households - properties | Input | 000's | 2 | 2019-20: 0; 2020-21: 0; 2021-22: 0; 2022-23: 0; 2023-24: 0; 2024-25: 0; 2025-26: 0; 2026-27: 0; 2027-28: 0; 2028-29: 0; 2029-30: 0; 2030-31: 0; 2031-32: 0; 2032-33: 0; 2033-34: 0; 2034-35: 0; 2035-36: 0; 2036-37: 0; 2037-38: 0; 2038-39: 0; 2039-40: 0; 2040-41: 0; 2041-42: 0; 2042-43: 0; 2043-44: 0; 2044-45: 0; 2045-46: 0; 2046-47: 0; 2047-48: 0; 2048-49: 0; 2049-50: 0
34FP | Measured households - properties (excl. void) | Year before + sum (34.1BL:34.6BL) | 000's | 2 | 2019-20: 10.527; 2020-21: 10.638; 2021-22: 10.638; 2022-23: 10.983; 2023-24: 11.313; 2024-25: 11.627; 2025-26: 11.868; 2026-27: 11.984; 2027-28: 12.085; 2028-29: 12.183; 2029-30: 12.304; 2030-31: 12.396; 2031-32: 12.485; 2032-33: 12.571; 2033-34: 12.765; 2034-35: 12.957; 2035-36: 13.145; 2036-37: 13.33; 2037-38: 13.512; 2038-39: 13.69; 2039-40: 13.865; 2040-41: 14.037; 2041-42: 14.204; 2042-43: 14.367; 2043-44: 14.528; 2044-45: 14.685; 2045-46: 14.803; 2046-47: 14.918; 2047-48: 15.03; 2048-49: 15.14; 2049-50: 15.238
34.1FP | New build properties - properties | Input (new builds in each year) | 000's | 2 | 2019-20: 0; 2020-21: 0.069; 2021-22: 0; 2022-23: 0.212; 2023-24: 0.204; 2024-25: 0.193; 2025-26: 0.146; 2026-27: 0.024; 2027-28: 0.013; 2028-29: 0.013; 2029-30: 0.039; 2030-31: 0.012; 2031-32: 0.012; 2032-33: 0.012; 2033-34: 0.123; 2034-35: 0.123; 2035-36: 0.122; 2036-37: 0.121; 2037-38: 0.12; 2038-39: 0.118; 2039-40: 0.117; 2040-41: 0.116; 2041-42: 0.114; 2042-43: 0.111; 2043-44: 0.111; 2044-45: 0.108; 2045-46: 0.107; 2046-47: 0.105; 2047-48: 0.102; 2048-49: 0.101; 2049-50: 0.098
34.2FP | Meter optants - properties | Input (meter optants in each year) | 000's | 2 | 2019-20: 0.001; 2020-21: 0.034; 2021-22: 0; 2022-23: 0.102; 2023-24: 0.097; 2024-25: 0.093; 2025-26: 0.068; 2026-27: 0.066; 2027-28: 0.063; 2028-29: 0.061; 2029-30: 0.059; 2030-31: 0.057; 2031-32: 0.055; 2032-33: 0.053; 2033-34: 0.052; 2034-35: 0.05; 2035-36: 0.048; 2036-37: 0.047; 2037-38: 0.045; 2038-39: 0.044; 2039-40: 0.042; 2040-41: 0.041; 2041-42: 0.039; 2042-43: 0.038; 2043-44: 0.037; 2044-45: 0.036; 2045-46: 0; 2046-47: 0; 2047-48: 0; 2048-49: 0; 2049-50: 0
34.3FP | Compulsory metering - properties | Input (compulsory meters in each year) | 000's | 2 | 2019-20: 0; 2020-21: 0; 2021-22: 0; 2022-23: 0; 2023-24: 0; 2024-25: 0; 2025-26: 0; 2026-27: 0; 2027-28: 0; 2028-29: 0; 2029-30: 0; 2030-31: 0; 2031-32: 0; 2032-33: 0; 2033-34: 0; 2034-35: 0; 2035-36: 0; 2036-37: 0; 2037-38: 0; 2038-39: 0; 2039-40: 0; 2040-41: 0; 2041-42: 0; 2042-43: 0; 2043-44: 0; 2044-45: 0; 2045-46: 0; 2046-47: 0; 2047-48: 0; 2048-49: 0; 2049-50: 0
34.4FP | Metering on change of occupancy - properties | Input (change of occupancy meters in each year) | 000's | 2 | 2019-20: -0.002; 2020-21: 0.007; 2021-22: 0; 2022-23: 0.027; 2023-24: 0.026; 2024-25: 0.025; 2025-26: 0.024; 2026-27: 0.023; 2027-28: 0.022; 2028-29: 0.021; 2029-30: 0.02; 2030-31: 0.02; 2031-32: 0.019; 2032-33: 0.018; 2033-34: 0.017; 2034-35: 0.017; 2035-36: 0.016; 2036-37: 0.015; 2037-38: 0.015; 2038-39: 0.014; 2039-40: 0.014; 2040-41: 0.013; 2041-42: 0.012; 2042-43: 0.012; 2043-44: 0.011; 2044-45: 0.011; 2045-46: 0.011; 2046-47: 0.01; 2047-48: 0.01; 2048-49: 0.009; 2049-50: 0
34.5FP | Selective metering - properties | Input (selective meters in each year) | 000's | 2 | 2019-20: 0; 2020-21: 0.001; 2021-22: 0; 2022-23: 0.004; 2023-24: 0.003; 2024-25: 0.003; 2025-26: 0.003; 2026-27: 0.003; 2027-28: 0.003; 2028-29: 0.003; 2029-30: 0.003; 2030-31: 0.003; 2031-32: 0.003; 2032-33: 0.003; 2033-34: 0.002; 2034-35: 0.002; 2035-36: 0.002; 2036-37: 0.002; 2037-38: 0.002; 2038-39: 0.002; 2039-40: 0.002; 2040-41: 0.002; 2041-42: 0.002; 2042-43: 0.002; 2043-44: 0.002; 2044-45: 0.002; 2045-46: 0; 2046-47: 0; 2047-48: 0; 2048-49: 0; 2049-50: 0
34.6FP | Other changes to existing metering - properties | Input (other changes to meters in each year) | 000's | 2 | 2019-20: 0; 2020-21: 0; 2021-22: 0; 2022-23: 0; 2023-24: 0; 2024-25: 0; 2025-26: 0; 2026-27: 0; 2027-28: 0; 2028-29: 0; 2029-30: 0; 2030-31: 0; 2031-32: 0; 2032-33: 0; 2033-34: 0; 2034-35: 0; 2035-36: 0; 2036-37: 0; 2037-38: 0; 2038-39: 0; 2039-40: 0; 2040-41: 0; 2041-42: 0; 2042-43: 0; 2043-44: 0; 2044-45: 0; 2045-46: 0; 2046-47: 0; 2047-48: 0; 2048-49: 0; 2049-50: 0
34.7FP | Measured household void properties | Input | 000's | 2 | 2019-20: 0.158; 2020-21: 0.165; 2021-22: 0.171; 2022-23: 0.178; 2023-24: 0.185; 2024-25: 0.192; 2025-26: 0.197; 2026-27: 0.202; 2027-28: 0.206; 2028-29: 0.21; 2029-30: 0.215; 2030-31: 0.219; 2031-32: 0.222; 2032-33: 0.226; 2033-34: 0.229; 2034-35: 0.233; 2035-36: 0.236; 2036-37: 0.24; 2037-38: 0.243; 2038-39: 0.246; 2039-40: 0.25; 2040-41: 0.253; 2041-42: 0.256; 2042-43: 0.259; 2043-44: 0.262; 2044-45: 0.265; 2045-46: 0.267; 2046-47: 0.269; 2047-48: 0.271; 2048-49: 0.273; 2049-50: 0.275
35FP | Unmeasured households - properties (excl. void) | Input | 000's | 2 | 2019-20: 4.246; 2020-21: 4.116; 2021-22: 4.006; 2022-23: 3.873; 2023-24: 3.746; 2024-25: 3.625; 2025-26: 3.53; 2026-27: 3.438; 2027-28: 3.35; 2028-29: 3.264; 2029-30: 3.182; 2030-31: 3.102; 2031-32: 3.026; 2032-33: 2.952; 2033-34: 2.88; 2034-35: 2.812; 2035-36: 2.745; 2036-37: 2.681; 2037-38: 2.619; 2038-39: 2.559; 2039-40: 2.502; 2040-41: 2.446; 2041-42: 2.393; 2042-43: 2.341; 2043-44: 2.291; 2044-45: 2.243; 2045-46: 2.232; 2046-47: 2.222; 2047-48: 2.212; 2048-49: 2.203; 2049-50: 2.203
35.1FP | Unmeasured household void properties | Input | 000's | 2 | 2019-20: 0.064; 2020-21: 0.063; 2021-22: 0.061; 2022-23: 0.06; 2023-24: 0.059; 2024-25: 0.057; 2025-26: 0.056; 2026-27: 0.056; 2027-28: 0.055; 2028-29: 0.054; 2029-30: 0.053; 2030-31: 0.053; 2031-32: 0.052; 2032-33: 0.051; 2033-34: 0.05; 2034-35: 0.049; 2035-36: 0.047; 2036-37: 0.046; 2037-38: 0.045; 2038-39: 0.044; 2039-40: 0.043; 2040-41: 0.043; 2041-42: 0.042; 2042-43: 0.041; 2043-44: 0.04; 2044-45: 0.039; 2045-46: 0.039; 2046-47: 0.039; 2047-48: 0.039; 2048-49: 0.038; 2049-50: 0.038
36FP | Total Resource Zone Properties (incl. voids) | sum (31FP:34FP) + 34.7FP + 35BL + 35.1BL | 000's | 2 | 2019-20: 15.912; 2020-21: 15.911; 2021-22: 15.815; 2022-23: 16.045; 2023-24: 16.266; 2024-25: 16.474; 2025-26: 16.634; 2026-27: 16.674; 2027-28: 16.699; 2028-29: 16.72; 2029-30: 16.769; 2030-31: 16.789; 2031-32: 16.808; 2032-33: 16.827; 2033-34: 16.955; 2034-35: 17.087; 2035-36: 17.213; 2036-37: 17.341; 2037-38: 17.467; 2038-39: 17.59; 2039-40: 17.715; 2040-41: 17.837; 2041-42: 17.957; 2042-43: 18.073; 2043-44: 18.19; 2044-45: 18.304; 2045-46: 18.416; 2046-47: 18.525; 2047-48: 18.632; 2048-49: 18.737; 2049-50: 18.839
37FP | Measured Non Household - Population | Input | 000's | 2 | 2019-20: 0.424; 2020-21: 0.437; 2021-22: 0.449; 2022-23: 0.461; 2023-24: 0.476; 2024-25: 0.488; 2025-26: 0.498; 2026-27: 0.513; 2027-28: 0.53; 2028-29: 0.547; 2029-30: 0.56; 2030-31: 0.574; 2031-32: 0.598; 2032-33: 0.614; 2033-34: 0.627; 2034-35: 0.636; 2035-36: 0.647; 2036-37: 0.654; 2037-38: 0.664; 2038-39: 0.674; 2039-40: 0.683; 2040-41: 0.694; 2041-42: 0.706; 2042-43: 0.719; 2043-44: 0.733; 2044-45: 0.747; 2045-46: 0.764; 2046-47: 0.782; 2047-48: 0.8; 2048-49: 0.817; 2049-50: 0.834
38FP | Unmeasured Non Household - Population | Input | 000's | 2 | 2019-20: 0.002; 2020-21: 0.002; 2021-22: 0.002; 2022-23: 0.002; 2023-24: 0.002; 2024-25: 0.002; 2025-26: 0.002; 2026-27: 0.002; 2027-28: 0.002; 2028-29: 0.002; 2029-30: 0.002; 2030-31: 0.002; 2031-32: 0.002; 2032-33: 0.002; 2033-34: 0.003; 2034-35: 0.003; 2035-36: 0.003; 2036-37: 0.003; 2037-38: 0.003; 2038-39: 0.003; 2039-40: 0.003; 2040-41: 0.003; 2041-42: 0.003; 2042-43: 0.003; 2043-44: 0.003; 2044-45: 0.003; 2045-46: 0.003; 2046-47: 0.003; 2047-48: 0.003; 2048-49: 0.003; 2049-50: 0.003
39FP | Measured Household - Population | Input | 000's | 2 | 2019-20: 26.693; 2020-21: 27.433; 2021-22: 28.077; 2022-23: 28.814; 2023-24: 29.538; 2024-25: 30.252; 2025-26: 30.796; 2026-27: 31.083; 2027-28: 31.35; 2028-29: 31.597; 2029-30: 31.881; 2030-31: 32.115; 2031-32: 32.356; 2032-33: 32.583; 2033-34: 32.956; 2034-35: 33.321; 2035-36: 33.685; 2036-37: 34.024; 2037-38: 34.365; 2038-39: 34.706; 2039-40: 35.076; 2040-41: 35.434; 2041-42: 35.777; 2042-43: 36.121; 2043-44: 36.472; 2044-45: 36.818; 2045-46: 37.08; 2046-47: 37.336; 2047-48: 37.588; 2048-49: 37.841; 2049-50: 38.064
40FP | Unmeasured Household - Population | Input | 000's | 2 | 2019-20: 9.643; 2020-21: 9.314; 2021-22: 9.046; 2022-23: 8.7; 2023-24: 8.378; 2024-25: 8.083; 2025-26: 7.851; 2026-27: 7.643; 2027-28: 7.445; 2028-29: 7.251; 2029-30: 7.059; 2030-31: 6.879; 2031-32: 6.708; 2032-33: 6.542; 2033-34: 6.354; 2034-35: 6.174; 2035-36: 6.002; 2036-37: 5.834; 2037-38: 5.675; 2038-39: 5.523; 2039-40: 5.385; 2040-41: 5.25; 2041-42: 5.12; 2042-43: 4.996; 2043-44: 4.879; 2044-45: 4.767; 2045-46: 4.74; 2046-47: 4.715; 2047-48: 4.691; 2048-49: 4.669; 2049-50: 4.668
41FP | Total Resource Zone Population | sum (37FP:40FP) | 000's | 2 | 2019-20: 36.762; 2020-21: 37.186; 2021-22: 37.574; 2022-23: 37.977; 2023-24: 38.394; 2024-25: 38.825; 2025-26: 39.147; 2026-27: 39.241; 2027-28: 39.327; 2028-29: 39.397; 2029-30: 39.502; 2030-31: 39.57; 2031-32: 39.664; 2032-33: 39.741; 2033-34: 39.94; 2034-35: 40.134; 2035-36: 40.337; 2036-37: 40.515; 2037-38: 40.707; 2038-39: 40.906; 2039-40: 41.147; 2040-41: 41.381; 2041-42: 41.606; 2042-43: 41.839; 2043-44: 42.087; 2044-45: 42.335; 2045-46: 42.587; 2046-47: 42.836; 2047-48: 43.082; 2048-49: 43.33; 2049-50: 43.569
42FP | Average household occupancy rate (excl. voids) | (39FP + 40FP) / (34FP + 35FP) | h/prop | 1 | 2019-20: 2.4596; 2020-21: 2.4906; 2021-22: 2.535; 2022-23: 2.5252; 2023-24: 2.5178; 2024-25: 2.5134; 2025-26: 2.5099; 2026-27: 2.5111; 2027-28: 2.5134; 2028-29: 2.5149; 2029-30: 2.5145; 2030-31: 2.5161; 2031-32: 2.5185; 2032-33: 2.5205; 2033-34: 2.5126; 2034-35: 2.5046; 2035-36: 2.4976; 2036-37: 2.4894; 2037-38: 2.4822; 2038-39: 2.4758; 2039-40: 2.4721; 2040-41: 2.4682; 2041-42: 2.4641; 2042-43: 2.4609; 2043-44: 2.4586; 2044-45: 2.4566; 2045-46: 2.4549; 2046-47: 2.4534; 2047-48: 2.4521; 2048-49: 2.4511; 2049-50: 2.4501
43FP | Total Household Metering penetration (excl. voids) | 34FP / (34FP + 35FP) | % | 1 | 2019-20: 71.26%; 2020-21: 72.1%; 2021-22: 72.64%; 2022-23: 73.93%; 2023-24: 75.12%; 2024-25: 76.23%; 2025-26: 77.07%; 2026-27: 77.71%; 2027-28: 78.3%; 2028-29: 78.87%; 2029-30: 79.45%; 2030-31: 79.98%; 2031-32: 80.49%; 2032-33: 80.98%; 2033-34: 81.59%; 2034-35: 82.17%; 2035-36: 82.72%; 2036-37: 83.26%; 2037-38: 83.76%; 2038-39: 84.25%; 2039-40: 84.71%; 2040-41: 85.16%; 2041-42: 85.58%; 2042-43: 85.99%; 2043-44: 86.38%; 2044-45: 86.75%; 2045-46: 86.9%; 2046-47: 87.04%; 2047-48: 87.17%; 2048-49: 87.3%; 2049-50: 87.37%
44FP | Total Household Metering penetration (incl. voids) | (34FP) / (34FP + 34.7FP + 35FP + 35.1FP) | % | 1 | 2019-20: 70.2%; 2020-21: 71.01%; 2021-22: 71.51%; 2022-23: 72.76%; 2023-24: 73.93%; 2024-25: 75.01%; 2025-26: 75.83%; 2026-27: 76.43%; 2027-28: 76.99%; 2028-29: 77.54%; 2029-30: 78.1%; 2030-31: 78.6%; 2031-32: 79.09%; 2032-33: 79.56%; 2033-34: 80.16%; 2034-35: 80.72%; 2035-36: 81.28%; 2036-37: 81.79%; 2037-38: 82.29%; 2038-39: 82.77%; 2039-40: 83.22%; 2040-41: 83.66%; 2041-42: 84.07%; 2042-43: 84.47%; 2043-44: 84.85%; 2044-45: 85.22%; 2045-46: 85.36%; 2046-47: 85.5%; 2047-48: 85.63%; 2048-49: 85.76%; 2049-50: 85.83%
45FP | Distribution input | sum (12FP:15FP) + 21FP + 22FP + 27FP + 28FP | Ml/d | 2 | 2019-20: 11.66; 2020-21: 11.6; 2021-22: 11.53; 2022-23: 11.51; 2023-24: 11.49; 2024-25: 11.34; 2025-26: 11.24; 2026-27: 11.19; 2027-28: 11.13; 2028-29: 11.07; 2029-30: 11.03; 2030-31: 10.95; 2031-32: 10.9; 2032-33: 10.88; 2033-34: 10.89; 2034-35: 10.85; 2035-36: 10.83; 2036-37: 10.78; 2037-38: 10.76; 2038-39: 10.73; 2039-40: 10.74; 2040-41: 10.57; 2041-42: 10.54; 2042-43: 10.45; 2043-44: 10.43; 2044-45: 10.32; 2045-46: 10.33; 2046-47: 10.33; 2047-48: 10.35; 2048-49: 10.38; 2049-50: 10.39
46FP | Target headroom (climate change component) | Input | Ml/d | 2 | 2019-20: 0.0010718; 2020-21: 0.0010718; 2021-22: 0.0010718; 2022-23: 0.0010718; 2023-24: 0.0010718; 2024-25: 0.0010718; 2025-26: 0.0010718; 2026-27: 0.0012574; 2027-28: 3.5654e-05; 2028-29: 0.0014389; 2029-30: 0.0014371; 2030-31: 0.0015943; 2031-32: 0.0011691; 2032-33: 0.0019801; 2033-34: 0.0014417; 2034-35: 0.0022585; 2035-36: 0.002739; 2036-37: 0.003408; 2037-38: 0.0027394; 2038-39: 0.003655; 2039-40: 0; 2040-41: 0; 2041-42: 0; 2042-43: 0; 2043-44: 0; 2044-45: 0; 2045-46: 0; 2046-47: 0; 2047-48: 0; 2048-49: 0; 2049-50: 0
47FP | Target headroom (All other components) | Input | Ml/d | 2 | 2019-20: 0.44444; 2020-21: 0.44444; 2021-22: 0.44444; 2022-23: 0.44444; 2023-24: 0.44444; 2024-25: 0.44444; 2025-26: 0.44444; 2026-27: 0.44291; 2027-28: 0.42321; 2028-29: 0.43435; 2029-30: 0.43966; 2030-31: 0.41657; 2031-32: 0.42124; 2032-33: 0.43195; 2033-34: 0.43657; 2034-35: 0.45474; 2035-36: 0.38336; 2036-37: 0.33091; 2037-38: 0.34936; 2038-39: 0.36942; 2039-40: 0.25507; 2040-41: 0.2688; 2041-42: 0.29507; 2042-43: 0.30411; 2043-44: 0.3193; 2044-45: 0.32194; 2045-46: 0.25958; 2046-47: 0.24837; 2047-48: 0.25546; 2048-49: 0.25225; 2049-50: 0.24293
48FP | Target Headroom | 46FP + 47FP | Ml/d | 2 | 2019-20: 0.44551; 2020-21: 0.44551; 2021-22: 0.44551; 2022-23: 0.44551; 2023-24: 0.44551; 2024-25: 0.44551; 2025-26: 0.44551; 2026-27: 0.44417; 2027-28: 0.42325; 2028-29: 0.43579; 2029-30: 0.4411; 2030-31: 0.41817; 2031-32: 0.42241; 2032-33: 0.43393; 2033-34: 0.43801; 2034-35: 0.457; 2035-36: 0.3861; 2036-37: 0.33432; 2037-38: 0.3521; 2038-39: 0.37308; 2039-40: 0.25507; 2040-41: 0.2688; 2041-42: 0.29507; 2042-43: 0.30411; 2043-44: 0.3193; 2044-45: 0.32194; 2045-46: 0.25958; 2046-47: 0.24837; 2047-48: 0.25546; 2048-49: 0.25225; 2049-50: 0.24293
49FP | Available Headroom | 11FP - 45FP | Ml/d | 2 | 2019-20: 3.98; 2020-21: 4.04; 2021-22: 4.11; 2022-23: 4.13; 2023-24: 4.15; 2024-25: 4.3; 2025-26: 4.399; 2026-27: 4.449; 2027-28: 4.509; 2028-29: 4.569; 2029-30: 4.609; 2030-31: 5.279; 2031-32: 5.329; 2032-33: 5.349; 2033-34: 5.339; 2034-35: 5.379; 2035-36: 5.399; 2036-37: 5.449; 2037-38: 5.469; 2038-39: 5.499; 2039-40: 5.489; 2040-41: 5.659; 2041-42: 5.689; 2042-43: 5.779; 2043-44: 5.799; 2044-45: 5.909; 2045-46: 5.899; 2046-47: 5.899; 2047-48: 5.879; 2048-49: 5.849; 2049-50: 5.839
49.1FP | Available non-potable balance (if applicable) | 1.1FP - 12.1FP | Ml/d | 2 | 2019-20: 0; 2020-21: 0; 2021-22: 0; 2022-23: 0; 2023-24: 0; 2024-25: 0; 2025-26: -0.001; 2026-27: 0; 2027-28: 0; 2028-29: 0; 2029-30: 0; 2030-31: 0; 2031-32: 0; 2032-33: 0; 2033-34: 0; 2034-35: 0; 2035-36: 0; 2036-37: 0; 2037-38: 0; 2038-39: 0; 2039-40: 0; 2040-41: 0; 2041-42: 0; 2042-43: 0; 2043-44: 0; 2044-45: 0; 2045-46: 0; 2046-47: 0; 2047-48: 0; 2048-49: 0; 2049-50: 0
50FP | Supply Demand Balance | 49FP - 48FP | Ml/d | 2 | 2019-20: 3.5345; 2020-21: 3.5945; 2021-22: 3.6645; 2022-23: 3.6845; 2023-24: 3.7045; 2024-25: 3.8545; 2025-26: 3.9535; 2026-27: 4.0048; 2027-28: 4.0858; 2028-29: 4.1332; 2029-30: 4.1679; 2030-31: 4.8608; 2031-32: 4.9066; 2032-33: 4.9151; 2033-34: 4.901; 2034-35: 4.922; 2035-36: 5.0129; 2036-37: 5.1147; 2037-38: 5.1169; 2038-39: 5.1259; 2039-40: 5.2339; 2040-41: 5.3902; 2041-42: 5.3939; 2042-43: 5.4749; 2043-44: 5.4797; 2044-45: 5.5871; 2045-46: 5.6394; 2046-47: 5.6506; 2047-48: 5.6235; 2048-49: 5.5967; 2049-50: 5.5961
Data for Charts
DYAA Baseline |  |  |  |  | 2019-20 | 2020-21 | 2021-22 | 2022-23 | 2023-24 | 2024-25 | 2025-26 | 2026-27 | 2027-28 | 2028-29 | 2029-30 | 2030-31 | 2031-32 | 2032-33 | 2033-34 | 2034-35 | 2035-36 | 2036-37 | 2037-38 | 2038-39 | 2039-40 | 2040-41 | 2041-42 | 2042-43 | 2043-44 | 2044-45 | 2045-46 | 2046-47 | 2047-48 | 2048-49 | 2049-50 | 2050-51 | 2051-52 | 2052-53 | 2053-54 | 2054-55 | 2055-56 | 2056-57 | 2057-58 | 2058-59 | 2059-60 | 2060-61 | 2061-62 | 2062-63 | 2063-64 | 2064-65 | 2065-66 | 2066-67 | 2067-68 | 2068-69 | 2069-70 | 2070-71 | 2071-72 | 2072-73 | 2073-74 | 2074-75 | 2075-76 | 2076-77 | 2077-78 | 2078-79 | 2079-80 | 2080-81 | 2081-82 | 2082-83 | 2083-84 | 2084-85 | 2085-86 | 2086-87 | 2087-88 | 2088-89 | 2089-90 | 2090-91 | 2091-92 | 2092-93 | 2093-94 | 2094-95 | 2095-96 | 2096-97 | 2097-98 | 2098-99 | 2099-100
| Measured HH consumption |  | Ml/d | 2 | 3.47 | 3.53 | 3.56 | 3.65 | 3.74 | 3.72 | 3.78 | 3.82 | 3.84 | 3.86 | 3.89 | 3.92 | 3.96 | 3.99 | 4.05 | 4.12 | 4.18 | 4.23 | 4.3 | 4.37 | 4.43 | 4.48 | 4.54 | 4.6 | 4.65 | 4.7 | 4.74 | 4.78 | 4.82 | 4.85 | 4.89 | 0 | 0 | 0 | 0 | 0 | 0 | 0 | 0 | 0 | 0 | 0 | 0 | 0 | 0 | 0 | 0 | 0 | 0 | 0 | 0 | 0 | 0 | 0 | 0 | 0 | 0 | 0 | 0 | 0 | 0 | 0 | 0 | 0 | 0 | 0 | 0 | 0 | 0 | 0 | 0 | 0 | 0 | 0 | 0 | 0 | 0 | 0 | 0 | 0 | 0
| Unmeasured HH consumption |  | Ml/d | 2 | 2.29 | 2.2 | 2.14 | 2.05 | 1.97 | 1.89 | 1.84 | 1.78 | 1.73 | 1.68 | 1.63 | 1.59 | 1.56 | 1.51 | 1.47 | 1.42 | 1.39 | 1.35 | 1.31 | 1.28 | 1.25 | 1.22 | 1.19 | 1.16 | 1.13 | 1.11 | 1.11 | 1.1 | 1.09 | 1.09 | 1.09 | 0 | 0 | 0 | 0 | 0 | 0 | 0 | 0 | 0 | 0 | 0 | 0 | 0 | 0 | 0 | 0 | 0 | 0 | 0 | 0 | 0 | 0 | 0 | 0 | 0 | 0 | 0 | 0 | 0 | 0 | 0 | 0 | 0 | 0 | 0 | 0 | 0 | 0 | 0 | 0 | 0 | 0 | 0 | 0 | 0 | 0 | 0 | 0 | 0 | 0
| Non-HH consumption |  | Ml/d | 2 | 0.9 | 0.92 | 0.94 | 0.95 | 0.98 | 1 | 1.02 | 1.04 | 1.06 | 1.07 | 1.09 | 1.11 | 1.13 | 1.15 | 1.16 | 1.18 | 1.19 | 1.21 | 1.23 | 1.25 | 1.26 | 1.28 | 1.3 | 1.32 | 1.34 | 1.36 | 1.38 | 1.39 | 1.41 | 1.43 | 1.45 | 0 | 0 | 0 | 0 | 0 | 0 | 0 | 0 | 0 | 0 | 0 | 0 | 0 | 0 | 0 | 0 | 0 | 0 | 0 | 0 | 0 | 0 | 0 | 0 | 0 | 0 | 0 | 0 | 0 | 0 | 0 | 0 | 0 | 0 | 0 | 0 | 0 | 0 | 0 | 0 | 0 | 0 | 0 | 0 | 0 | 0 | 0 | 0 | 0 | 0
| Total Leakage |  | Ml/d | 2 | 2.83 | 2.78 | 2.73 | 2.69 | 2.63 | 2.57 | 2.56 | 2.55 | 2.55 | 2.54 | 2.53 | 2.53 | 2.51 | 2.52 | 2.52 | 2.52 | 2.51 | 2.52 | 2.52 | 2.52 | 2.51 | 2.52 | 2.52 | 2.52 | 2.52 | 2.52 | 2.52 | 2.52 | 2.52 | 2.52 | 2.53 | 0 | 0 | 0 | 0 | 0 | 0 | 0 | 0 | 0 | 0 | 0 | 0 | 0 | 0 | 0 | 0 | 0 | 0 | 0 | 0 | 0 | 0 | 0 | 0 | 0 | 0 | 0 | 0 | 0 | 0 | 0 | 0 | 0 | 0 | 0 | 0 | 0 | 0 | 0 | 0 | 0 | 0 | 0 | 0 | 0 | 0 | 0 | 0 | 0 | 0
| Other demand components |  | Ml/d | 2 | 0.21 | 0.21 | 0.22 | 0.22 | 0.22 | 0.23 | 0.22 | 0.22 | 0.21 | 0.22 | 0.24 | 0.21 | 0.21 | 0.21 | 0.22 | 0.21 | 0.22 | 0.21 | 0.2 | 0.2 | 0.22 | 0.2 | 0.2 | 0.21 | 0.21 | 0.21 | 0.19 | 0.21 | 0.21 | 0.22 | 0.19 | 0 | 0 | 0 | 0 | 0 | 0 | 0 | 0 | 0 | 0 | 0 | 0 | 0 | 0 | 0 | 0 | 0 | 0 | 0 | 0 | 0 | 0 | 0 | 0 | 0 | 0 | 0 | 0 | 0 | 0 | 0 | 0 | 0 | 0 | 0 | 0 | 0 | 0 | 0 | 0 | 0 | 0 | 0 | 0 | 0 | 0 | 0 | 0 | 0 | 0
| Total Water Available for use |  | Ml/d | 2 | 9.56 | 9.56 | 9.56 | 9.56 | 9.56 | 9.56 | 9.29 | 9.29 | 9.29 | 9.29 | 9.29 | 9.3 | 9.3 | 9.3 | 9.3 | 9.3 | 9.3 | 9.3 | 9.3 | 9.3 | 9.3 | 1.75 | 1.75 | 1.75 | 1.75 | 1.75 | 1.75 | 1.75 | 1.75 | 1.75 | 1.75 | 0 | 0 | 0 | 0 | 0 | 0 | 0 | 0 | 0 | 0 | 0 | 0 | 0 | 0 | 0 | 0 | 0 | 0 | 0 | 0 | 0 | 0 | 0 | 0 | 0 | 0 | 0 | 0 | 0 | 0 | 0 | 0 | 0 | 0 | 0 | 0 | 0 | 0 | 0 | 0 | 0 | 0 | 0 | 0 | 0 | 0 | 0 | 0 | 0 | 0
| Total Demand + Target Headroom |  | Ml/d | 2 | 10.22 | 10.15 | 9.9598 | 9.9298 | 9.9098 | 9.7798 | 9.7898 | 9.7791 | 9.7414 | 9.7321 | 9.7465 | 9.7071 | 9.7211 | 9.7405 | 9.7839 | 9.8299 | 9.8107 | 9.7976 | 9.8522 | 9.9299 | 9.8818 | 9.9225 | 9.9942 | 10.0614 | 10.1138 | 10.1652 | 10.1534 | 10.2041 | 10.26 | 10.317 | 10.3492 | 0 | 0 | 0 | 0 | 0 | 0 | 0 | 0 | 0 | 0 | 0 | 0 | 0 | 0 | 0 | 0 | 0 | 0 | 0 | 0 | 0 | 0 | 0 | 0 | 0 | 0 | 0 | 0 | 0 | 0 | 0 | 0 | 0 | 0 | 0 | 0 | 0 | 0 | 0 | 0 | 0 | 0 | 0 | 0 | 0 | 0 | 0 | 0 | 0 | 0
DYAA Final Plan |  |  |  |  | 2019-20 | 2020-21 | 2021-22 | 2022-23 | 2023-24 | 2024-25 | 2025-26 | 2026-27 | 2027-28 | 2028-29 | 2029-30 | 2030-31 | 2031-32 | 2032-33 | 2033-34 | 2034-35 | 2035-36 | 2036-37 | 2037-38 | 2038-39 | 2039-40 | 2040-41 | 2041-42 | 2042-43 | 2043-44 | 2044-45 | 2045-46 | 2046-47 | 2047-48 | 2048-49 | 2049-50 | 2050-51 | 2051-52 | 2052-53 | 2053-54 | 2054-55 | 2055-56 | 2056-57 | 2057-58 | 2058-59 | 2059-60 | 2060-61 | 2061-62 | 2062-63 | 2063-64 | 2064-65 | 2065-66 | 2066-67 | 2067-68 | 2068-69 | 2069-70 | 2070-71 | 2071-72 | 2072-73 | 2073-74 | 2074-75 | 2075-76 | 2076-77 | 2077-78 | 2078-79 | 2079-80 | 2080-81 | 2081-82 | 2082-83 | 2083-84 | 2084-85 | 2085-86 | 2086-87 | 2087-88 | 2088-89 | 2089-90 | 2090-91 | 2091-92 | 2092-93 | 2093-94 | 2094-95 | 2095-96 | 2096-97 | 2097-98 | 2098-99 | 2099-100
| Measured HH consumption |  | Ml/d | 2 | 3.47 | 3.53 | 3.56 | 3.65 | 3.74 | 3.72 | 3.75 | 3.78 | 3.79 | 3.79 | 3.8 | 3.81 | 3.83 | 3.84 | 3.88 | 3.9 | 3.91 | 3.91 | 3.94 | 3.96 | 3.97 | 3.97 | 3.97 | 3.98 | 3.99 | 4.02 | 4.04 | 4.06 | 4.08 | 4.09 | 4.11 | 0 | 0 | 0 | 0 | 0 | 0 | 0 | 0 | 0 | 0 | 0 | 0 | 0 | 0 | 0 | 0 | 0 | 0 | 0 | 0 | 0 | 0 | 0 | 0 | 0 | 0 | 0 | 0 | 0 | 0 | 0 | 0 | 0 | 0 | 0 | 0 | 0 | 0 | 0 | 0 | 0 | 0 | 0 | 0 | 0 | 0 | 0 | 0 | 0 | 0
| Unmeasured HH consumption |  | Ml/d | 2 | 2.29 | 2.2 | 2.14 | 2.05 | 1.97 | 1.89 | 1.84 | 1.78 | 1.73 | 1.68 | 1.63 | 1.59 | 1.56 | 1.51 | 1.47 | 1.42 | 1.39 | 1.35 | 1.31 | 1.28 | 1.25 | 1.22 | 1.19 | 1.16 | 1.13 | 1.11 | 1.11 | 1.1 | 1.09 | 1.09 | 1.09 | 0 | 0 | 0 | 0 | 0 | 0 | 0 | 0 | 0 | 0 | 0 | 0 | 0 | 0 | 0 | 0 | 0 | 0 | 0 | 0 | 0 | 0 | 0 | 0 | 0 | 0 | 0 | 0 | 0 | 0 | 0 | 0 | 0 | 0 | 0 | 0 | 0 | 0 | 0 | 0 | 0 | 0 | 0 | 0 | 0 | 0 | 0 | 0 | 0 | 0
| Non-HH consumption |  | Ml/d | 2 | 0.9 | 0.92 | 0.94 | 0.95 | 0.98 | 1 | 1 | 1 | 1 | 1 | 1 | 1.01 | 1.01 | 1.02 | 1.01 | 1.02 | 1.01 | 1.02 | 1.02 | 1.03 | 1.02 | 1.03 | 1.04 | 1.04 | 1.05 | 1.05 | 1.06 | 1.05 | 1.06 | 1.06 | 1.07 | 0 | 0 | 0 | 0 | 0 | 0 | 0 | 0 | 0 | 0 | 0 | 0 | 0 | 0 | 0 | 0 | 0 | 0 | 0 | 0 | 0 | 0 | 0 | 0 | 0 | 0 | 0 | 0 | 0 | 0 | 0 | 0 | 0 | 0 | 0 | 0 | 0 | 0 | 0 | 0 | 0 | 0 | 0 | 0 | 0 | 0 | 0 | 0 | 0 | 0
| Total Leakage |  | Ml/d | 2 | 2.83 | 2.78 | 2.73 | 2.69 | 2.63 | 2.57 | 2.52 | 2.51 | 2.51 | 2.5 | 2.47 | 2.47 | 2.45 | 2.46 | 2.46 | 2.46 | 2.45 | 2.46 | 2.46 | 2.45 | 2.44 | 2.33 | 2.33 | 2.24 | 2.22 | 2.11 | 2.11 | 2.06 | 2.06 | 2.05 | 2.06 | 0 | 0 | 0 | 0 | 0 | 0 | 0 | 0 | 0 | 0 | 0 | 0 | 0 | 0 | 0 | 0 | 0 | 0 | 0 | 0 | 0 | 0 | 0 | 0 | 0 | 0 | 0 | 0 | 0 | 0 | 0 | 0 | 0 | 0 | 0 | 0 | 0 | 0 | 0 | 0 | 0 | 0 | 0 | 0 | 0 | 0 | 0 | 0 | 0 | 0
| Other demand components |  | Ml/d | 2 | 0.21 | 0.21 | 0.22 | 0.22 | 0.22 | 0.23 | 0.22 | 0.22 | 0.21 | 0.22 | 0.24 | 0.21 | 0.21 | 0.21 | 0.22 | 0.21 | 0.22 | 0.21 | 0.2 | 0.2 | 0.22 | 0.2 | 0.2 | 0.21 | 0.21 | 0.21 | 0.19 | 0.21 | 0.21 | 0.22 | 0.19 | 0 | 0 | 0 | 0 | 0 | 0 | 0 | 0 | 0 | 0 | 0 | 0 | 0 | 0 | 0 | 0 | 0 | 0 | 0 | 0 | 0 | 0 | 0 | 0 | 0 | 0 | 0 | 0 | 0 | 0 | 0 | 0 | 0 | 0 | 0 | 0 | 0 | 0 | 0 | 0 | 0 | 0 | 0 | 0 | 0 | 0 | 0 | 0 | 0 | 0
| Total Water Available for use |  | Ml/d | 2 | 9.56 | 9.56 | 9.56 | 9.56 | 9.56 | 9.56 | 9.708 | 9.66 | 9.59 | 9.55 | 9.51 | 9.44 | 9.41 | 9.4 | 9.4 | 9.39 | 9.3 | 9.23 | 9.22 | 9.23 | 9.19 | 8.97 | 8.97 | 8.88 | 8.86 | 8.77 | 8.72 | 8.68 | 8.71 | 8.72 | 8.72 | 0 | 0 | 0 | 0 | 0 | 0 | 0 | 0 | 0 | 0 | 0 | 0 | 0 | 0 | 0 | 0 | 0 | 0 | 0 | 0 | 0 | 0 | 0 | 0 | 0 | 0 | 0 | 0 | 0 | 0 | 0 | 0 | 0 | 0 | 0 | 0 | 0 | 0 | 0 | 0 | 0 | 0 | 0 | 0 | 0 | 0 | 0 | 0 | 0 | 0
| Total Demand + Target Headroom |  | Ml/d | 2 | 10.22 | 10.15 | 9.9598 | 9.9298 | 9.9098 | 9.7798 | 9.6998 | 9.6591 | 9.5914 | 9.5521 | 9.5065 | 9.4371 | 9.4111 | 9.4005 | 9.4039 | 9.3899 | 9.3007 | 9.2276 | 9.2222 | 9.2299 | 9.1118 | 8.9725 | 8.9742 | 8.8814 | 8.8638 | 8.7652 | 8.7234 | 8.6841 | 8.71 | 8.717 | 8.7192 | 0 | 0 | 0 | 0 | 0 | 0 | 0 | 0 | 0 | 0 | 0 | 0 | 0 | 0 | 0 | 0 | 0 | 0 | 0 | 0 | 0 | 0 | 0 | 0 | 0 | 0 | 0 | 0 | 0 | 0 | 0 | 0 | 0 | 0 | 0 | 0 | 0 | 0 | 0 | 0 | 0 | 0 | 0 | 0 | 0 | 0 | 0 | 0 | 0 | 0
DYCP Baseline |  |  |  |  | 2019-20 | 2020-21 | 2021-22 | 2022-23 | 2023-24 | 2024-25 | 2025-26 | 2026-27 | 2027-28 | 2028-29 | 2029-30 | 2030-31 | 2031-32 | 2032-33 | 2033-34 | 2034-35 | 2035-36 | 2036-37 | 2037-38 | 2038-39 | 2039-40 | 2040-41 | 2041-42 | 2042-43 | 2043-44 | 2044-45 | 2045-46 | 2046-47 | 2047-48 | 2048-49 | 2049-50 | 2050-51 | 2051-52 | 2052-53 | 2053-54 | 2054-55 | 2055-56 | 2056-57 | 2057-58 | 2058-59 | 2059-60 | 2060-61 | 2061-62 | 2062-63 | 2063-64 | 2064-65 | 2065-66 | 2066-67 | 2067-68 | 2068-69 | 2069-70 | 2070-71 | 2071-72 | 2072-73 | 2073-74 | 2074-75 | 2075-76 | 2076-77 | 2077-78 | 2078-79 | 2079-80 | 2080-81 | 2081-82 | 2082-83 | 2083-84 | 2084-85 | 2085-86 | 2086-87 | 2087-88 | 2088-89 | 2089-90 | 2090-91 | 2091-92 | 2092-93 | 2093-94 | 2094-95 | 2095-96 | 2096-97 | 2097-98 | 2098-99 | 2099-100
| Measured HH consumption |  | Ml/d | 2 | 4.44 | 4.52 | 4.55 | 4.66 | 4.78 | 4.75 | 4.83 | 4.88 | 4.91 | 4.94 | 4.99 | 5.02 | 5.07 | 5.12 | 5.2 | 5.28 | 5.37 | 5.43 | 5.53 | 5.62 | 5.71 | 5.78 | 5.86 | 5.94 | 6.02 | 6.08 | 6.14 | 6.2 | 6.25 | 6.3 | 6.35 | 0 | 0 | 0 | 0 | 0 | 0 | 0 | 0 | 0 | 0 | 0 | 0 | 0 | 0 | 0 | 0 | 0 | 0 | 0 | 0 | 0 | 0 | 0 | 0 | 0 | 0 | 0 | 0 | 0 | 0 | 0 | 0 | 0 | 0 | 0 | 0 | 0 | 0 | 0 | 0 | 0 | 0 | 0 | 0 | 0 | 0 | 0 | 0 | 0 | 0
| Unmeasured HH consumption |  | Ml/d | 2 | 3.09 | 2.97 | 2.88 | 2.76 | 2.65 | 2.55 | 2.47 | 2.4 | 2.33 | 2.27 | 2.2 | 2.14 | 2.1 | 2.04 | 1.98 | 1.93 | 1.88 | 1.83 | 1.78 | 1.73 | 1.7 | 1.65 | 1.61 | 1.57 | 1.54 | 1.51 | 1.51 | 1.5 | 1.49 | 1.49 | 1.49 | 0 | 0 | 0 | 0 | 0 | 0 | 0 | 0 | 0 | 0 | 0 | 0 | 0 | 0 | 0 | 0 | 0 | 0 | 0 | 0 | 0 | 0 | 0 | 0 | 0 | 0 | 0 | 0 | 0 | 0 | 0 | 0 | 0 | 0 | 0 | 0 | 0 | 0 | 0 | 0 | 0 | 0 | 0 | 0 | 0 | 0 | 0 | 0 | 0 | 0
| Non-HH consumption |  | Ml/d | 2 | 1.09 | 1.12 | 1.15 | 1.18 | 1.21 | 1.24 | 1.26 | 1.28 | 1.3 | 1.32 | 1.35 | 1.37 | 1.38 | 1.4 | 1.43 | 1.45 | 1.47 | 1.49 | 1.51 | 1.53 | 1.56 | 1.58 | 1.6 | 1.62 | 1.65 | 1.67 | 1.69 | 1.72 | 1.74 | 1.76 | 1.79 | 0 | 0 | 0 | 0 | 0 | 0 | 0 | 0 | 0 | 0 | 0 | 0 | 0 | 0 | 0 | 0 | 0 | 0 | 0 | 0 | 0 | 0 | 0 | 0 | 0 | 0 | 0 | 0 | 0 | 0 | 0 | 0 | 0 | 0 | 0 | 0 | 0 | 0 | 0 | 0 | 0 | 0 | 0 | 0 | 0 | 0 | 0 | 0 | 0 | 0
| Total Leakage |  | Ml/d | 2 | 2.83 | 2.78 | 2.73 | 2.69 | 2.63 | 2.57 | 2.56 | 2.55 | 2.55 | 2.54 | 2.53 | 2.53 | 2.51 | 2.52 | 2.52 | 2.52 | 2.51 | 2.52 | 2.52 | 2.52 | 2.51 | 2.52 | 2.52 | 2.52 | 2.52 | 2.52 | 2.52 | 2.52 | 2.52 | 2.52 | 2.53 | 0 | 0 | 0 | 0 | 0 | 0 | 0 | 0 | 0 | 0 | 0 | 0 | 0 | 0 | 0 | 0 | 0 | 0 | 0 | 0 | 0 | 0 | 0 | 0 | 0 | 0 | 0 | 0 | 0 | 0 | 0 | 0 | 0 | 0 | 0 | 0 | 0 | 0 | 0 | 0 | 0 | 0 | 0 | 0 | 0 | 0 | 0 | 0 | 0 | 0
| Other demand components |  | Ml/d | 2 | 0.21 | 0.21 | 0.22 | 0.22 | 0.22 | 0.23 | 0.22 | 0.22 | 0.21 | 0.22 | 0.24 | 0.21 | 0.21 | 0.21 | 0.22 | 0.21 | 0.22 | 0.21 | 0.2 | 0.2 | 0.22 | 0.2 | 0.2 | 0.21 | 0.21 | 0.21 | 0.19 | 0.21 | 0.21 | 0.22 | 0.19 | 0 | 0 | 0 | 0 | 0 | 0 | 0 | 0 | 0 | 0 | 0 | 0 | 0 | 0 | 0 | 0 | 0 | 0 | 0 | 0 | 0 | 0 | 0 | 0 | 0 | 0 | 0 | 0 | 0 | 0 | 0 | 0 | 0 | 0 | 0 | 0 | 0 | 0 | 0 | 0 | 0 | 0 | 0 | 0 | 0 | 0 | 0 | 0 | 0 | 0
| Total Water Available for use |  | Ml/d | 2 | 15.64 | 15.64 | 15.64 | 15.64 | 15.64 | 15.64 | 15.64 | 15.64 | 15.64 | 15.64 | 15.64 | 15.64 | 15.64 | 15.64 | 15.64 | 15.64 | 15.64 | 15.64 | 15.64 | 15.64 | 15.64 | 15.64 | 15.64 | 15.64 | 15.64 | 15.64 | 15.64 | 15.64 | 15.64 | 15.64 | 15.64 | 0 | 0 | 0 | 0 | 0 | 0 | 0 | 0 | 0 | 0 | 0 | 0 | 0 | 0 | 0 | 0 | 0 | 0 | 0 | 0 | 0 | 0 | 0 | 0 | 0 | 0 | 0 | 0 | 0 | 0 | 0 | 0 | 0 | 0 | 0 | 0 | 0 | 0 | 0 | 0 | 0 | 0 | 0 | 0 | 0 | 0 | 0 | 0 | 0 | 0
| Total Demand + Target Headroom |  | Ml/d | 2 | 12.1055 | 12.0455 | 11.9755 | 11.9555 | 11.9355 | 11.7855 | 11.7855 | 11.7742 | 11.7232 | 11.7258 | 11.7511 | 11.6882 | 11.6924 | 11.7239 | 11.788 | 11.847 | 11.8361 | 11.8143 | 11.8921 | 11.9731 | 11.9551 | 11.9988 | 12.0851 | 12.1641 | 12.2593 | 12.3119 | 12.3096 | 12.3984 | 12.4655 | 12.5423 | 12.5929 | 0 | 0 | 0 | 0 | 0 | 0 | 0 | 0 | 0 | 0 | 0 | 0 | 0 | 0 | 0 | 0 | 0 | 0 | 0 | 0 | 0 | 0 | 0 | 0 | 0 | 0 | 0 | 0 | 0 | 0 | 0 | 0 | 0 | 0 | 0 | 0 | 0 | 0 | 0 | 0 | 0 | 0 | 0 | 0 | 0 | 0 | 0 | 0 | 0 | 0
DYCP Final Plan |  |  |  |  | 2019-20 | 2020-21 | 2021-22 | 2022-23 | 2023-24 | 2024-25 | 2025-26 | 2026-27 | 2027-28 | 2028-29 | 2029-30 | 2030-31 | 2031-32 | 2032-33 | 2033-34 | 2034-35 | 2035-36 | 2036-37 | 2037-38 | 2038-39 | 2039-40 | 2040-41 | 2041-42 | 2042-43 | 2043-44 | 2044-45 | 2045-46 | 2046-47 | 2047-48 | 2048-49 | 2049-50 | 2050-51 | 2051-52 | 2052-53 | 2053-54 | 2054-55 | 2055-56 | 2056-57 | 2057-58 | 2058-59 | 2059-60 | 2060-61 | 2061-62 | 2062-63 | 2063-64 | 2064-65 | 2065-66 | 2066-67 | 2067-68 | 2068-69 | 2069-70 | 2070-71 | 2071-72 | 2072-73 | 2073-74 | 2074-75 | 2075-76 | 2076-77 | 2077-78 | 2078-79 | 2079-80 | 2080-81 | 2081-82 | 2082-83 | 2083-84 | 2084-85 | 2085-86 | 2086-87 | 2087-88 | 2088-89 | 2089-90 | 2090-91 | 2091-92 | 2092-93 | 2093-94 | 2094-95 | 2095-96 | 2096-97 | 2097-98 | 2098-99 | 2099-100
| Measured HH consumption |  | Ml/d | 2 | 4.44 | 4.52 | 4.55 | 4.66 | 4.78 | 4.75 | 4.79 | 4.83 | 4.85 | 4.85 | 4.88 | 4.88 | 4.9 | 4.93 | 4.98 | 5 | 5.03 | 5.02 | 5.06 | 5.09 | 5.11 | 5.12 | 5.13 | 5.15 | 5.17 | 5.2 | 5.23 | 5.26 | 5.29 | 5.31 | 5.33 | 0 | 0 | 0 | 0 | 0 | 0 | 0 | 0 | 0 | 0 | 0 | 0 | 0 | 0 | 0 | 0 | 0 | 0 | 0 | 0 | 0 | 0 | 0 | 0 | 0 | 0 | 0 | 0 | 0 | 0 | 0 | 0 | 0 | 0 | 0 | 0 | 0 | 0 | 0 | 0 | 0 | 0 | 0 | 0 | 0 | 0 | 0 | 0 | 0 | 0
| Unmeasured HH consumption |  | Ml/d | 2 | 3.09 | 2.97 | 2.88 | 2.76 | 2.65 | 2.55 | 2.47 | 2.4 | 2.33 | 2.27 | 2.2 | 2.14 | 2.1 | 2.04 | 1.98 | 1.93 | 1.88 | 1.83 | 1.78 | 1.73 | 1.7 | 1.65 | 1.61 | 1.57 | 1.54 | 1.51 | 1.51 | 1.5 | 1.49 | 1.49 | 1.49 | 0 | 0 | 0 | 0 | 0 | 0 | 0 | 0 | 0 | 0 | 0 | 0 | 0 | 0 | 0 | 0 | 0 | 0 | 0 | 0 | 0 | 0 | 0 | 0 | 0 | 0 | 0 | 0 | 0 | 0 | 0 | 0 | 0 | 0 | 0 | 0 | 0 | 0 | 0 | 0 | 0 | 0 | 0 | 0 | 0 | 0 | 0 | 0 | 0 | 0
| Non-HH consumption |  | Ml/d | 2 | 1.09 | 1.12 | 1.15 | 1.18 | 1.21 | 1.24 | 1.24 | 1.23 | 1.23 | 1.23 | 1.24 | 1.25 | 1.24 | 1.24 | 1.25 | 1.25 | 1.25 | 1.26 | 1.26 | 1.26 | 1.27 | 1.27 | 1.27 | 1.28 | 1.29 | 1.29 | 1.29 | 1.3 | 1.3 | 1.31 | 1.32 | 0 | 0 | 0 | 0 | 0 | 0 | 0 | 0 | 0 | 0 | 0 | 0 | 0 | 0 | 0 | 0 | 0 | 0 | 0 | 0 | 0 | 0 | 0 | 0 | 0 | 0 | 0 | 0 | 0 | 0 | 0 | 0 | 0 | 0 | 0 | 0 | 0 | 0 | 0 | 0 | 0 | 0 | 0 | 0 | 0 | 0 | 0 | 0 | 0 | 0
| Total Leakage |  | Ml/d | 2 | 2.83 | 2.78 | 2.73 | 2.69 | 2.63 | 2.57 | 2.52 | 2.51 | 2.51 | 2.5 | 2.47 | 2.47 | 2.45 | 2.46 | 2.46 | 2.46 | 2.45 | 2.46 | 2.46 | 2.45 | 2.44 | 2.33 | 2.33 | 2.24 | 2.22 | 2.11 | 2.11 | 2.06 | 2.06 | 2.05 | 2.06 | 0 | 0 | 0 | 0 | 0 | 0 | 0 | 0 | 0 | 0 | 0 | 0 | 0 | 0 | 0 | 0 | 0 | 0 | 0 | 0 | 0 | 0 | 0 | 0 | 0 | 0 | 0 | 0 | 0 | 0 | 0 | 0 | 0 | 0 | 0 | 0 | 0 | 0 | 0 | 0 | 0 | 0 | 0 | 0 | 0 | 0 | 0 | 0 | 0 | 0
| Other demand components |  | Ml/d | 2 | 0.21 | 0.21 | 0.22 | 0.22 | 0.22 | 0.23 | 0.22 | 0.22 | 0.21 | 0.22 | 0.24 | 0.21 | 0.21 | 0.21 | 0.22 | 0.21 | 0.22 | 0.21 | 0.2 | 0.2 | 0.22 | 0.2 | 0.2 | 0.21 | 0.21 | 0.21 | 0.19 | 0.21 | 0.21 | 0.22 | 0.19 | 0 | 0 | 0 | 0 | 0 | 0 | 0 | 0 | 0 | 0 | 0 | 0 | 0 | 0 | 0 | 0 | 0 | 0 | 0 | 0 | 0 | 0 | 0 | 0 | 0 | 0 | 0 | 0 | 0 | 0 | 0 | 0 | 0 | 0 | 0 | 0 | 0 | 0 | 0 | 0 | 0 | 0 | 0 | 0 | 0 | 0 | 0 | 0 | 0 | 0
| Total Water Available for use |  | Ml/d | 2 | 15.64 | 15.64 | 15.64 | 15.64 | 15.64 | 15.64 | 15.639 | 15.639 | 15.639 | 15.639 | 15.639 | 16.229 | 16.229 | 16.229 | 16.229 | 16.229 | 16.229 | 16.229 | 16.229 | 16.229 | 16.229 | 16.229 | 16.229 | 16.229 | 16.229 | 16.229 | 16.229 | 16.229 | 16.229 | 16.229 | 16.229 | 0 | 0 | 0 | 0 | 0 | 0 | 0 | 0 | 0 | 0 | 0 | 0 | 0 | 0 | 0 | 0 | 0 | 0 | 0 | 0 | 0 | 0 | 0 | 0 | 0 | 0 | 0 | 0 | 0 | 0 | 0 | 0 | 0 | 0 | 0 | 0 | 0 | 0 | 0 | 0 | 0 | 0 | 0 | 0 | 0 | 0 | 0 | 0 | 0 | 0
| Total Demand + Target Headroom |  | Ml/d | 2 | 12.1055 | 12.0455 | 11.9755 | 11.9555 | 11.9355 | 11.7855 | 11.6855 | 11.6342 | 11.5532 | 11.5058 | 11.4711 | 11.3682 | 11.3224 | 11.3139 | 11.328 | 11.307 | 11.2161 | 11.1143 | 11.1121 | 11.1031 | 10.9951 | 10.8388 | 10.8351 | 10.7541 | 10.7493 | 10.6419 | 10.5896 | 10.5784 | 10.6055 | 10.6323 | 10.6329 | 0 | 0 | 0 | 0 | 0 | 0 | 0 | 0 | 0 | 0 | 0 | 0 | 0 | 0 | 0 | 0 | 0 | 0 | 0 | 0 | 0 | 0 | 0 | 0 | 0 | 0 | 0 | 0 | 0 | 0 | 0 | 0 | 0 | 0 | 0 | 0 | 0 | 0 | 0 | 0 | 0 | 0 | 0 | 0 | 0 | 0 | 0 | 0 | 0 | 0

## AWSEXS
Back to title page
Table 3a: DYAA - Baseline
Table 3b: DYAA - Final plan Options
Table 3c: DYAA - Final plan
Table 3d: DYCP - Baseline
Table 3e: DYCP - Final plan Options
Table 3f: DYCP - Final plan
Water Company | Anglian Water | Version | V3.2
WRZ | AWSEXS | Planning Scenario | DYAA
Table 3a: DYAA - Baseline | Back to top of sheet
WRMP24 reference | Component | Derivation | Unit | Decimal places | 2019-20 | 2020-21 | 2021-22 | 2022-23 | 2023-24 | 2024-25 | 2025-26 | 2026-27 | 2027-28 | 2028-29 | 2029-30 | 2030-31 | 2031-32 | 2032-33 | 2033-34 | 2034-35 | 2035-36 | 2036-37 | 2037-38 | 2038-39 | 2039-40 | 2040-41 | 2041-42 | 2042-43 | 2043-44 | 2044-45 | 2045-46 | 2046-47 | 2047-48 | 2048-49 | 2049-50 | 2050-51 | 2051-52 | 2052-53 | 2053-54 | 2054-55 | 2055-56 | 2056-57 | 2057-58 | 2058-59 | 2059-60 | 2060-61 | 2061-62 | 2062-63 | 2063-64 | 2064-65 | 2065-66 | 2066-67 | 2067-68 | 2068-69 | 2069-70 | 2070-71 | 2071-72 | 2072-73 | 2073-74 | 2074-75 | 2075-76 | 2076-77 | 2077-78 | 2078-79 | 2079-80 | 2080-81 | 2081-82 | 2082-83 | 2083-84 | 2084-85 | 2085-86 | 2086-87 | 2087-88 | 2088-89 | 2089-90 | 2090-91 | 2091-92 | 2092-93 | 2093-94 | 2094-95 | 2095-96 | 2096-97 | 2097-98 | 2098-99 | 2099-100
1BL | Raw water abstracted | Input | Ml/d | 2 | 2019-20: 0; 2020-21: 0; 2021-22: 0; 2022-23: 0; 2023-24: 0; 2024-25: 0; 2025-26: 0; 2026-27: 0; 2027-28: 0; 2028-29: 0; 2029-30: 0; 2030-31: 0; 2031-32: 0; 2032-33: 0; 2033-34: 0; 2034-35: 0; 2035-36: 0; 2036-37: 0; 2037-38: 0; 2038-39: 0; 2039-40: 0; 2040-41: 0; 2041-42: 0; 2042-43: 0; 2043-44: 0; 2044-45: 0; 2045-46: 0; 2046-47: 0; 2047-48: 0; 2048-49: 0; 2049-50: 0
1.1BL | Non-potable water supplies (if applicable) | Input | Ml/d | 2 | 2019-20: 0; 2020-21: 0; 2021-22: 0; 2022-23: 0; 2023-24: 0; 2024-25: 0; 2025-26: 0; 2026-27: 0; 2027-28: 0; 2028-29: 0; 2029-30: 0; 2030-31: 0; 2031-32: 0; 2032-33: 0; 2033-34: 0; 2034-35: 0; 2035-36: 0; 2036-37: 0; 2037-38: 0; 2038-39: 0; 2039-40: 0; 2040-41: 0; 2041-42: 0; 2042-43: 0; 2043-44: 0; 2044-45: 0; 2045-46: 0; 2046-47: 0; 2047-48: 0; 2048-49: 0; 2049-50: 0
2BL | Raw water imported | Input | Ml/d | 2 | 2019-20: 0; 2020-21: 0; 2021-22: 0; 2022-23: 0; 2023-24: 0; 2024-25: 0; 2025-26: 0; 2026-27: 0; 2027-28: 0; 2028-29: 0; 2029-30: 0; 2030-31: 0; 2031-32: 0; 2032-33: 0; 2033-34: 0; 2034-35: 0; 2035-36: 0; 2036-37: 0; 2037-38: 0; 2038-39: 0; 2039-40: 0; 2040-41: 0; 2041-42: 0; 2042-43: 0; 2043-44: 0; 2044-45: 0; 2045-46: 0; 2046-47: 0; 2047-48: 0; 2048-49: 0; 2049-50: 0
3BL | Potable water imported | Input | Ml/d | 2 | 2019-20: 3; 2020-21: 3; 2021-22: 3; 2022-23: 3; 2023-24: 3; 2024-25: 3; 2025-26: 18; 2026-27: 18; 2027-28: 18; 2028-29: 18; 2029-30: 18; 2030-31: 18; 2031-32: 18; 2032-33: 18; 2033-34: 18; 2034-35: 18; 2035-36: 18; 2036-37: 18; 2037-38: 18; 2038-39: 18; 2039-40: 18; 2040-41: 18; 2041-42: 18; 2042-43: 18; 2043-44: 18; 2044-45: 18; 2045-46: 18; 2046-47: 18; 2047-48: 18; 2048-49: 18; 2049-50: 18
4BL | Raw water exported enter as -ve | Input | Ml/d | 2 | 2019-20: 0; 2020-21: 0; 2021-22: 0; 2022-23: 0; 2023-24: 0; 2024-25: 0; 2025-26: 0; 2026-27: 0; 2027-28: 0; 2028-29: 0; 2029-30: 0; 2030-31: 0; 2031-32: 0; 2032-33: 0; 2033-34: 0; 2034-35: 0; 2035-36: 0; 2036-37: 0; 2037-38: 0; 2038-39: 0; 2039-40: 0; 2040-41: 0; 2041-42: 0; 2042-43: 0; 2043-44: 0; 2044-45: 0; 2045-46: 0; 2046-47: 0; 2047-48: 0; 2048-49: 0; 2049-50: 0
5BL | Potable water exported enter as -ve | Input | Ml/d | 2 | 2019-20: -7.86; 2020-21: -7.86; 2021-22: -7.86; 2022-23: -7.86; 2023-24: -7.86; 2024-25: -7.86; 2025-26: -10.15; 2026-27: -10.14; 2027-28: -10.13; 2028-29: -10.12; 2029-30: -10.11; 2030-31: -10.1; 2031-32: -10.09; 2032-33: -10.08; 2033-34: -10.07; 2034-35: -10.06; 2035-36: -10.05; 2036-37: -10.04; 2037-38: -10.03; 2038-39: -10.02; 2039-40: -10.01; 2040-41: -8.5; 2041-42: -8.49; 2042-43: -8.48; 2043-44: -8.47; 2044-45: -8.46; 2045-46: -8.45; 2046-47: -8.44; 2047-48: -8.43; 2048-49: -8.42; 2049-50: -8.41
6BL | Deployable Output before forecast changes | Input | Ml/d | 2 | 2019-20: 65.5; 2020-21: 65.5; 2021-22: 65.5; 2022-23: 65.5; 2023-24: 65.5; 2024-25: 65.5; 2025-26: 60.2; 2026-27: 60.2; 2027-28: 60.2; 2028-29: 60.2; 2029-30: 60.2; 2030-31: 60.2; 2031-32: 60.2; 2032-33: 60.2; 2033-34: 60.2; 2034-35: 60.2; 2035-36: 60.2; 2036-37: 60.2; 2037-38: 60.2; 2038-39: 60.2; 2039-40: 60.2; 2040-41: 60.2; 2041-42: 60.2; 2042-43: 60.2; 2043-44: 60.2; 2044-45: 60.2; 2045-46: 60.2; 2046-47: 60.2; 2047-48: 60.2; 2048-49: 60.2; 2049-50: 60.2
6.1BL | Deployable Output post forecast changes | 6BL + 7BL | Ml/d | 2 | 2019-20: 65.5; 2020-21: 65.5; 2021-22: 65.5; 2022-23: 65.5; 2023-24: 65.5; 2024-25: 65.5; 2025-26: 55.6; 2026-27: 55.58; 2027-28: 55.56; 2028-29: 55.54; 2029-30: 55.52; 2030-31: 55.5; 2031-32: 55.48; 2032-33: 55.46; 2033-34: 55.44; 2034-35: 55.42; 2035-36: 55.4; 2036-37: 55.38; 2037-38: 55.36; 2038-39: 55.34; 2039-40: 55.32; 2040-41: 28.3; 2041-42: 28.28; 2042-43: 28.26; 2043-44: 28.24; 2044-45: 28.22; 2045-46: 28.2; 2046-47: 28.18; 2047-48: 28.16; 2048-49: 28.14; 2049-50: 28.12
7BL | Baseline forecast changes to Deployable Output | sum (7.1BL:7.6BL) | Ml/d | 2 | 2019-20: 0; 2020-21: 0; 2021-22: 0; 2022-23: 0; 2023-24: 0; 2024-25: 0; 2025-26: -4.6; 2026-27: -4.62; 2027-28: -4.64; 2028-29: -4.66; 2029-30: -4.68; 2030-31: -4.7; 2031-32: -4.72; 2032-33: -4.74; 2033-34: -4.76; 2034-35: -4.78; 2035-36: -4.8; 2036-37: -4.82; 2037-38: -4.84; 2038-39: -4.86; 2039-40: -4.88; 2040-41: -31.9; 2041-42: -31.92; 2042-43: -31.94; 2043-44: -31.96; 2044-45: -31.98; 2045-46: -32; 2046-47: -32.02; 2047-48: -32.04; 2048-49: -32.06; 2049-50: -32.08
7.1BL | Change in DO due to climate change | Input | Ml/d | 2 | 2019-20: 0; 2020-21: 0; 2021-22: 0; 2022-23: 0; 2023-24: 0; 2024-25: 0; 2025-26: -0.7; 2026-27: -0.72; 2027-28: -0.74; 2028-29: -0.76; 2029-30: -0.78; 2030-31: -0.8; 2031-32: -0.82; 2032-33: -0.84; 2033-34: -0.86; 2034-35: -0.88; 2035-36: -0.9; 2036-37: -0.92; 2037-38: -0.94; 2038-39: -0.96; 2039-40: -0.98; 2040-41: -1; 2041-42: -1.02; 2042-43: -1.04; 2043-44: -1.06; 2044-45: -1.08; 2045-46: -1.1; 2046-47: -1.12; 2047-48: -1.14; 2048-49: -1.16; 2049-50: -1.18
7.2BL | Total confirmed DO reductions to restore sustainable abstraction enter as -ve | Input | Ml/d | 2 | 2019-20: 0; 2020-21: 0; 2021-22: 0; 2022-23: 0; 2023-24: 0; 2024-25: 0; 2025-26: -3.9; 2026-27: -3.9; 2027-28: -3.9; 2028-29: -3.9; 2029-30: -3.9; 2030-31: -3.9; 2031-32: -3.9; 2032-33: -3.9; 2033-34: -3.9; 2034-35: -3.9; 2035-36: -3.9; 2036-37: -3.9; 2037-38: -3.9; 2038-39: -3.9; 2039-40: -3.9; 2040-41: -3.9; 2041-42: -3.9; 2042-43: -3.9; 2043-44: -3.9; 2044-45: -3.9; 2045-46: -3.9; 2046-47: -3.9; 2047-48: -3.9; 2048-49: -3.9; 2049-50: -3.9
7.3BL | Total additional DO reductions for Environmental Destination (excl. any confirmed reductions) enter as -ve | Input | Ml/d | 2 | 2019-20: 0; 2020-21: 0; 2021-22: 0; 2022-23: 0; 2023-24: 0; 2024-25: 0; 2025-26: 0; 2026-27: 0; 2027-28: 0; 2028-29: 0; 2029-30: 0; 2030-31: 0; 2031-32: 0; 2032-33: 0; 2033-34: 0; 2034-35: 0; 2035-36: 0; 2036-37: 0; 2037-38: 0; 2038-39: 0; 2039-40: 0; 2040-41: -27; 2041-42: -27; 2042-43: -27; 2043-44: -27; 2044-45: -27; 2045-46: -27; 2046-47: -27; 2047-48: -27; 2048-49: -27; 2049-50: -27
7.4BL | Change in DO from prolonged Outage reduction enter as -ve | Input | Ml/d | 2 | 2019-20: 0; 2020-21: 0; 2021-22: 0; 2022-23: 0; 2023-24: 0; 2024-25: 0; 2025-26: 0; 2026-27: 0; 2027-28: 0; 2028-29: 0; 2029-30: 0; 2030-31: 0; 2031-32: 0; 2032-33: 0; 2033-34: 0; 2034-35: 0; 2035-36: 0; 2036-37: 0; 2037-38: 0; 2038-39: 0; 2039-40: 0; 2040-41: 0; 2041-42: 0; 2042-43: 0; 2043-44: 0; 2044-45: 0; 2045-46: 0; 2046-47: 0; 2047-48: 0; 2048-49: 0; 2049-50: 0
7.5BL | Change in DO from drought measures | Zero for baseline | Ml/d | 2 | 2019-20: 0; 2020-21: 0; 2021-22: 0; 2022-23: 0; 2023-24: 0; 2024-25: 0; 2025-26: 0; 2026-27: 0; 2027-28: 0; 2028-29: 0; 2029-30: 0; 2030-31: 0; 2031-32: 0; 2032-33: 0; 2033-34: 0; 2034-35: 0; 2035-36: 0; 2036-37: 0; 2037-38: 0; 2038-39: 0; 2039-40: 0; 2040-41: 0; 2041-42: 0; 2042-43: 0; 2043-44: 0; 2044-45: 0; 2045-46: 0; 2046-47: 0; 2047-48: 0; 2048-49: 0; 2049-50: 0
7.6BL | Total other changes to DO (e.g. nitrates/operational decline) | Input | Ml/d | 2 | 2019-20: 0; 2020-21: 0; 2021-22: 0; 2022-23: 0; 2023-24: 0; 2024-25: 0; 2025-26: 0; 2026-27: 0; 2027-28: 0; 2028-29: 0; 2029-30: 0; 2030-31: 0; 2031-32: 0; 2032-33: 0; 2033-34: 0; 2034-35: 0; 2035-36: 0; 2036-37: 0; 2037-38: 0; 2038-39: 0; 2039-40: 0; 2040-41: 0; 2041-42: 0; 2042-43: 0; 2043-44: 0; 2044-45: 0; 2045-46: 0; 2046-47: 0; 2047-48: 0; 2048-49: 0; 2049-50: 0
8BL | Raw water losses, treatment works losses and operational use | Input | Ml/d | 2 | 2019-20: 0.6; 2020-21: 0.6; 2021-22: 0.6; 2022-23: 0.6; 2023-24: 0.6; 2024-25: 0.6; 2025-26: 0.6; 2026-27: 0.6; 2027-28: 0.6; 2028-29: 0.6; 2029-30: 0.6; 2030-31: 0.6; 2031-32: 0.6; 2032-33: 0.6; 2033-34: 0.6; 2034-35: 0.6; 2035-36: 0.6; 2036-37: 0.6; 2037-38: 0.6; 2038-39: 0.6; 2039-40: 0.6; 2040-41: 0.6; 2041-42: 0.6; 2042-43: 0.6; 2043-44: 0.6; 2044-45: 0.6; 2045-46: 0.6; 2046-47: 0.6; 2047-48: 0.6; 2048-49: 0.6; 2049-50: 0.6
9BL | Total Outage Allowance | Input | Ml/d | 2 | 2019-20: 0.38; 2020-21: 0.38; 2021-22: 0.38; 2022-23: 0.38; 2023-24: 0.38; 2024-25: 0.38; 2025-26: 0.38; 2026-27: 0.38; 2027-28: 0.38; 2028-29: 0.38; 2029-30: 0.38; 2030-31: 0.38; 2031-32: 0.38; 2032-33: 0.38; 2033-34: 0.38; 2034-35: 0.38; 2035-36: 0.38; 2036-37: 0.38; 2037-38: 0.38; 2038-39: 0.38; 2039-40: 0.36; 2040-41: 0.36; 2041-42: 0.36; 2042-43: 0.36; 2043-44: 0.36; 2044-45: 0.36; 2045-46: 0.36; 2046-47: 0.36; 2047-48: 0.36; 2048-49: 0.36; 2049-50: 0.36
10BL | Water Available For Use (own sources) | (6BL + 7BL) - (8BL + 9BL) | Ml/d | 2 | 2019-20: 64.52; 2020-21: 64.52; 2021-22: 64.52; 2022-23: 64.52; 2023-24: 64.52; 2024-25: 64.52; 2025-26: 54.62; 2026-27: 54.6; 2027-28: 54.58; 2028-29: 54.56; 2029-30: 54.54; 2030-31: 54.52; 2031-32: 54.5; 2032-33: 54.48; 2033-34: 54.46; 2034-35: 54.44; 2035-36: 54.42; 2036-37: 54.4; 2037-38: 54.38; 2038-39: 54.36; 2039-40: 54.36; 2040-41: 27.34; 2041-42: 27.32; 2042-43: 27.3; 2043-44: 27.28; 2044-45: 27.26; 2045-46: 27.24; 2046-47: 27.22; 2047-48: 27.2; 2048-49: 27.18; 2049-50: 27.16
11BL | Total Water Available For Use | 10BL + sum (2BL:5BL) | Ml/d | 2 | 2019-20: 59.66; 2020-21: 59.66; 2021-22: 59.66; 2022-23: 59.66; 2023-24: 59.66; 2024-25: 59.66; 2025-26: 62.47; 2026-27: 62.46; 2027-28: 62.45; 2028-29: 62.44; 2029-30: 62.43; 2030-31: 62.42; 2031-32: 62.41; 2032-33: 62.4; 2033-34: 62.39; 2034-35: 62.38; 2035-36: 62.37; 2036-37: 62.36; 2037-38: 62.35; 2038-39: 62.34; 2039-40: 62.35; 2040-41: 36.84; 2041-42: 36.83; 2042-43: 36.82; 2043-44: 36.81; 2044-45: 36.8; 2045-46: 36.79; 2046-47: 36.78; 2047-48: 36.77; 2048-49: 36.76; 2049-50: 36.75
12BL | Water delivered measured non-household | Input | Ml/d | 2 | 2019-20: 10.61; 2020-21: 10.66; 2021-22: 10.69; 2022-23: 10.77; 2023-24: 10.81; 2024-25: 10.85; 2025-26: 10.89; 2026-27: 10.94; 2027-28: 10.99; 2028-29: 11.03; 2029-30: 11.09; 2030-31: 11.14; 2031-32: 11.18; 2032-33: 11.2; 2033-34: 11.21; 2034-35: 11.23; 2035-36: 11.26; 2036-37: 11.29; 2037-38: 11.33; 2038-39: 11.37; 2039-40: 11.44; 2040-41: 11.5; 2041-42: 11.57; 2042-43: 11.65; 2043-44: 11.74; 2044-45: 11.84; 2045-46: 11.93; 2046-47: 12.04; 2047-48: 12.15; 2048-49: 12.27; 2049-50: 12.39
12.1BL | Non-potable water consumption (if applicable) | Input | Ml/d | 2 | 2019-20: 0; 2020-21: 0; 2021-22: 0; 2022-23: 0; 2023-24: 0; 2024-25: 0; 2025-26: 0; 2026-27: 0; 2027-28: 0; 2028-29: 0; 2029-30: 0; 2030-31: 0; 2031-32: 0; 2032-33: 0; 2033-34: 0; 2034-35: 0; 2035-36: 0; 2036-37: 0; 2037-38: 0; 2038-39: 0; 2039-40: 0; 2040-41: 0; 2041-42: 0; 2042-43: 0; 2043-44: 0; 2044-45: 0; 2045-46: 0; 2046-47: 0; 2047-48: 0; 2048-49: 0; 2049-50: 0
13BL | Water delivered unmeasured non-household | Input | Ml/d | 2 | 2019-20: 0.04; 2020-21: 0.04; 2021-22: 0.04; 2022-23: 0.04; 2023-24: 0.04; 2024-25: 0.04; 2025-26: 0.04; 2026-27: 0.05; 2027-28: 0.05; 2028-29: 0.05; 2029-30: 0.05; 2030-31: 0.05; 2031-32: 0.05; 2032-33: 0.05; 2033-34: 0.05; 2034-35: 0.05; 2035-36: 0.05; 2036-37: 0.05; 2037-38: 0.05; 2038-39: 0.05; 2039-40: 0.05; 2040-41: 0.05; 2041-42: 0.05; 2042-43: 0.05; 2043-44: 0.05; 2044-45: 0.05; 2045-46: 0.05; 2046-47: 0.05; 2047-48: 0.05; 2048-49: 0.05; 2049-50: 0.05
14BL | Water delivered measured household | Input | Ml/d | 2 | 2019-20: 29.72; 2020-21: 30.14; 2021-22: 30.51; 2022-23: 30.99; 2023-24: 31.49; 2024-25: 31.73; 2025-26: 32.23; 2026-27: 32.69; 2027-28: 33.11; 2028-29: 33.46; 2029-30: 33.77; 2030-31: 34.12; 2031-32: 34.5; 2032-33: 34.93; 2033-34: 35.34; 2034-35: 35.75; 2035-36: 36.14; 2036-37: 36.52; 2037-38: 36.92; 2038-39: 37.33; 2039-40: 37.78; 2040-41: 38.2; 2041-42: 38.61; 2042-43: 39.02; 2043-44: 39.43; 2044-45: 39.84; 2045-46: 40.18; 2046-47: 40.51; 2047-48: 40.84; 2048-49: 41.17; 2049-50: 41.47
15BL | Water delivered unmeasured household | Input | Ml/d | 2 | 2019-20: 8.59; 2020-21: 8.27; 2021-22: 7.99; 2022-23: 7.67; 2023-24: 7.35; 2024-25: 7.05; 2025-26: 6.8; 2026-27: 6.55; 2027-28: 6.32; 2028-29: 6.09; 2029-30: 5.87; 2030-31: 5.67; 2031-32: 5.48; 2032-33: 5.3; 2033-34: 5.14; 2034-35: 4.98; 2035-36: 4.83; 2036-37: 4.68; 2037-38: 4.54; 2038-39: 4.4; 2039-40: 4.28; 2040-41: 4.16; 2041-42: 4.05; 2042-43: 3.94; 2043-44: 3.83; 2044-45: 3.73; 2045-46: 3.69; 2046-47: 3.66; 2047-48: 3.63; 2048-49: 3.6; 2049-50: 3.6
16BL | Percentage of consumption driven by climate change | Input | % | 1 | 2019-20: 0%; 2020-21: 0%; 2021-22: 0%; 2022-23: 0.1%; 2023-24: 0.1%; 2024-25: 0.1%; 2025-26: 0.1%; 2026-27: 0.1%; 2027-28: 0.1%; 2028-29: 0.2%; 2029-30: 0.2%; 2030-31: 0.2%; 2031-32: 0.2%; 2032-33: 0.3%; 2033-34: 0.3%; 2034-35: 0.3%; 2035-36: 0.4%; 2036-37: 0.4%; 2037-38: 0.4%; 2038-39: 0.5%; 2039-40: 0.5%; 2040-41: 0.6%; 2041-42: 0.6%; 2042-43: 0.6%; 2043-44: 0.7%; 2044-45: 0.7%; 2045-46: 0.8%; 2046-47: 0.8%; 2047-48: 0.8%; 2048-49: 0.8%; 2049-50: 0.9%
17BL | Volume of consumption driven by climate change | 16BL * (12BL + sum(13BL:15BL) - sum (23BL:26BL)) | Ml/d | 2 | 2019-20: 0; 2020-21: 0; 2021-22: 0; 2022-23: 0.04763; 2023-24: 0.04788; 2024-25: 0.04792; 2025-26: 0.04825; 2026-27: 0.04856; 2027-28: 0.04884; 2028-29: 0.09808; 2029-30: 0.09846; 2030-31: 0.09894; 2031-32: 0.0995; 2032-33: 0.15003; 2033-34: 0.15078; 2034-35: 0.15156; 2035-36: 0.20316; 2036-37: 0.20416; 2037-38: 0.20536; 2038-39: 0.2582; 2039-40: 0.26015; 2040-41: 0.31434; 2041-42: 0.3165; 2042-43: 0.31872; 2043-44: 0.37457; 2044-45: 0.3773; 2045-46: 0.43424; 2046-47: 0.43744; 2047-48: 0.44064; 2048-49: 0.444; 2049-50: 0.50319
18BL | Measured Household - PCC | ((14BL - 25BL) * 1,000,000) / (39BL *1,000) | l/h/d | 1 | 2019-20: 137.111; 2020-21: 136.0346; 2021-22: 134.7312; 2022-23: 134.1145; 2023-24: 133.4743; 2024-25: 131.7116; 2025-26: 131.2756; 2026-27: 130.9716; 2027-28: 130.6731; 2028-29: 130.4122; 2029-30: 130.0606; 2030-31: 129.9767; 2031-32: 130.0349; 2032-33: 130.1905; 2033-34: 130.3214; 2034-35: 130.4637; 2035-36: 130.59; 2036-37: 130.7339; 2037-38: 131.0314; 2038-39: 131.3042; 2039-40: 131.4963; 2040-41: 131.6612; 2041-42: 131.7827; 2042-43: 131.8922; 2043-44: 132.0228; 2044-45: 132.1348; 2045-46: 132.2153; 2046-47: 132.2768; 2047-48: 132.3388; 2048-49: 132.4147; 2049-50: 132.4907
19BL | Unmeasured Household - PCC | ((15BL - 26BL) * 1,000,000) / (40BL *1,000) | l/h/d | 1 | 2019-20: 186.4698; 2020-21: 185.812; 2021-22: 185.2876; 2022-23: 184.895; 2023-24: 184.0391; 2024-25: 183.2845; 2025-26: 182.7243; 2026-27: 181.5445; 2027-28: 181.0997; 2028-29: 180.2208; 2029-30: 179.6467; 2030-31: 179.1856; 2031-32: 179.1554; 2032-33: 178.8797; 2033-34: 178.8353; 2034-35: 178.5435; 2035-36: 178.852; 2036-37: 178.5788; 2037-38: 178.5103; 2038-39: 178.1619; 2039-40: 178.1909; 2040-41: 178.0637; 2041-42: 178.2292; 2042-43: 178.1847; 2043-44: 177.9126; 2044-45: 177.4411; 2045-46: 177.4776; 2046-47: 177.4492; 2047-48: 177.3446; 2048-49: 177.7086; 2049-50: 177.7468
20BL | Average Household - PCC | (((14BL - 25BL) + (15BL - 26BL)) * 1,000,000) / ((39BL + 40BL) *1,000) | l/h/d | 1 | 2019-20: 145.5041; 2020-21: 144.0974; 2021-22: 142.5484; 2022-23: 141.5835; 2023-24: 140.5364; 2024-25: 138.5473; 2025-26: 137.7866; 2026-27: 137.0947; 2027-28: 136.5198; 2028-29: 135.9493; 2029-30: 135.3515; 2030-31: 135.018; 2031-32: 134.8681; 2032-33: 134.7957; 2033-34: 134.7406; 2034-35: 134.6834; 2035-36: 134.6728; 2036-37: 134.637; 2037-38: 134.7682; 2038-39: 134.8635; 2039-40: 134.9204; 2040-41: 134.9473; 2041-42: 134.9606; 2042-43: 134.9535; 2043-44: 134.957; 2044-45: 134.937; 2045-46: 134.9706; 2046-47: 134.9846; 2047-48: 134.9962; 2048-49: 135.0503; 2049-50: 135.107
21BL | Water taken unbilled | Input | Ml/d | 2 | 2019-20: 1.22; 2020-21: 1.22; 2021-22: 1.24; 2022-23: 1.21; 2023-24: 1.22; 2024-25: 1.23; 2025-26: 1.23; 2026-27: 1.22; 2027-28: 1.22; 2028-29: 1.2; 2029-30: 1.22; 2030-31: 1.21; 2031-32: 1.21; 2032-33: 1.22; 2033-34: 1.22; 2034-35: 1.22; 2035-36: 1.22; 2036-37: 1.22; 2037-38: 1.23; 2038-39: 1.24; 2039-40: 1.21; 2040-41: 1.21; 2041-42: 1.22; 2042-43: 1.21; 2043-44: 1.22; 2044-45: 1.21; 2045-46: 1.23; 2046-47: 1.22; 2047-48: 1.24; 2048-49: 1.23; 2049-50: 1.22
22BL | Distribution system operational use | Input | Ml/d | 2 | 2019-20: 0.3; 2020-21: 0.3; 2021-22: 0.3; 2022-23: 0.3; 2023-24: 0.3; 2024-25: 0.3; 2025-26: 0.3; 2026-27: 0.3; 2027-28: 0.3; 2028-29: 0.3; 2029-30: 0.3; 2030-31: 0.3; 2031-32: 0.3; 2032-33: 0.3; 2033-34: 0.3; 2034-35: 0.3; 2035-36: 0.3; 2036-37: 0.3; 2037-38: 0.3; 2038-39: 0.3; 2039-40: 0.3; 2040-41: 0.3; 2041-42: 0.3; 2042-43: 0.3; 2043-44: 0.3; 2044-45: 0.3; 2045-46: 0.3; 2046-47: 0.3; 2047-48: 0.3; 2048-49: 0.3; 2049-50: 0.3
23BL | Measured Non Household - USPL | Input | Ml/d | 2 | 2019-20: 0.04; 2020-21: 0.04; 2021-22: 0.04; 2022-23: 0.04; 2023-24: 0.04; 2024-25: 0.04; 2025-26: 0.04; 2026-27: 0.04; 2027-28: 0.04; 2028-29: 0.04; 2029-30: 0.04; 2030-31: 0.04; 2031-32: 0.04; 2032-33: 0.04; 2033-34: 0.04; 2034-35: 0.04; 2035-36: 0.04; 2036-37: 0.04; 2037-38: 0.04; 2038-39: 0.04; 2039-40: 0.04; 2040-41: 0.04; 2041-42: 0.04; 2042-43: 0.04; 2043-44: 0.04; 2044-45: 0.04; 2045-46: 0.05; 2046-47: 0.05; 2047-48: 0.05; 2048-49: 0.05; 2049-50: 0.05
24BL | Unmeasured Non Household - USPL | Input | Ml/d | 2 | 2019-20: 0; 2020-21: 0; 2021-22: 0; 2022-23: 0; 2023-24: 0; 2024-25: 0; 2025-26: 0; 2026-27: 0; 2027-28: 0; 2028-29: 0; 2029-30: 0; 2030-31: 0; 2031-32: 0; 2032-33: 0; 2033-34: 0; 2034-35: 0; 2035-36: 0; 2036-37: 0; 2037-38: 0; 2038-39: 0; 2039-40: 0; 2040-41: 0; 2041-42: 0; 2042-43: 0; 2043-44: 0; 2044-45: 0; 2045-46: 0; 2046-47: 0; 2047-48: 0; 2048-49: 0; 2049-50: 0
25BL | Measured Household - USPL | Input | Ml/d | 2 | 2019-20: 1.26; 2020-21: 1.24; 2021-22: 1.21; 2022-23: 1.21; 2023-24: 1.2; 2024-25: 1.16; 2025-26: 1.14; 2026-27: 1.11; 2027-28: 1.09; 2028-29: 1.06; 2029-30: 1.04; 2030-31: 1.01; 2031-32: 0.98; 2032-33: 1; 2033-34: 1.02; 2034-35: 1.04; 2035-36: 1.06; 2036-37: 1.08; 2037-38: 1.09; 2038-39: 1.11; 2039-40: 1.13; 2040-41: 1.14; 2041-42: 1.16; 2042-43: 1.18; 2043-44: 1.19; 2044-45: 1.21; 2045-46: 1.22; 2046-47: 1.23; 2047-48: 1.24; 2048-49: 1.25; 2049-50: 1.26
26BL | Unmeasured Household - USPL | Input | Ml/d | 2 | 2019-20: 0.66; 2020-21: 0.64; 2021-22: 0.62; 2022-23: 0.59; 2023-24: 0.57; 2024-25: 0.55; 2025-26: 0.53; 2026-27: 0.52; 2027-28: 0.5; 2028-29: 0.49; 2029-30: 0.47; 2030-31: 0.46; 2031-32: 0.44; 2032-33: 0.43; 2033-34: 0.42; 2034-35: 0.41; 2035-36: 0.39; 2036-37: 0.38; 2037-38: 0.37; 2038-39: 0.36; 2039-40: 0.35; 2040-41: 0.34; 2041-42: 0.33; 2042-43: 0.32; 2043-44: 0.31; 2044-45: 0.31; 2045-46: 0.3; 2046-47: 0.3; 2047-48: 0.3; 2048-49: 0.29; 2049-50: 0.29
27BL | Void Properties - USPL | Input | Ml/d | 2 | 2019-20: 0.11; 2020-21: 0.11; 2021-22: 0.11; 2022-23: 0.12; 2023-24: 0.12; 2024-25: 0.12; 2025-26: 0.12; 2026-27: 0.12; 2027-28: 0.12; 2028-29: 0.13; 2029-30: 0.13; 2030-31: 0.13; 2031-32: 0.13; 2032-33: 0.13; 2033-34: 0.13; 2034-35: 0.13; 2035-36: 0.13; 2036-37: 0.13; 2037-38: 0.13; 2038-39: 0.13; 2039-40: 0.14; 2040-41: 0.14; 2041-42: 0.14; 2042-43: 0.14; 2043-44: 0.14; 2044-45: 0.14; 2045-46: 0.14; 2046-47: 0.14; 2047-48: 0.14; 2048-49: 0.14; 2049-50: 0.14
28BL | Distribution losses | Input | Ml/d | 2 | 2019-20: 10.83; 2020-21: 10.6; 2021-22: 10.47; 2022-23: 10.26; 2023-24: 10.05; 2024-25: 9.83; 2025-26: 9.83; 2026-27: 9.83; 2027-28: 9.83; 2028-29: 9.83; 2029-30: 9.83; 2030-31: 9.83; 2031-32: 9.83; 2032-33: 9.83; 2033-34: 9.83; 2034-35: 9.83; 2035-36: 9.83; 2036-37: 9.83; 2037-38: 9.83; 2038-39: 9.83; 2039-40: 9.83; 2040-41: 9.83; 2041-42: 9.83; 2042-43: 9.83; 2043-44: 9.83; 2044-45: 9.83; 2045-46: 9.83; 2046-47: 9.83; 2047-48: 9.83; 2048-49: 9.83; 2049-50: 9.83
29BL | Total Leakage | sum (23BL:28BL) | Ml/d | 2 | 2019-20: 12.9; 2020-21: 12.63; 2021-22: 12.45; 2022-23: 12.22; 2023-24: 11.98; 2024-25: 11.7; 2025-26: 11.66; 2026-27: 11.62; 2027-28: 11.58; 2028-29: 11.55; 2029-30: 11.51; 2030-31: 11.47; 2031-32: 11.42; 2032-33: 11.43; 2033-34: 11.44; 2034-35: 11.45; 2035-36: 11.45; 2036-37: 11.46; 2037-38: 11.46; 2038-39: 11.47; 2039-40: 11.49; 2040-41: 11.49; 2041-42: 11.5; 2042-43: 11.51; 2043-44: 11.51; 2044-45: 11.53; 2045-46: 11.54; 2046-47: 11.55; 2047-48: 11.56; 2048-49: 11.56; 2049-50: 11.57
30BL | Leakage/property | (29BL * 1,000,000) / (36BL * 1,000) | l/prop/d | 2 | 2019-20: 118.1936; 2020-21: 114.1179; 2021-22: 110.7839; 2022-23: 107.305; 2023-24: 103.6234; 2024-25: 99.6118; 2025-26: 97.7212; 2026-27: 96.045; 2027-28: 94.4535; 2028-29: 93.0634; 2029-30: 91.6847; 2030-31: 90.3384; 2031-32: 88.9394; 2032-33: 88.0782; 2033-34: 87.3643; 2034-35: 86.6761; 2035-36: 85.9345; 2036-37: 85.2888; 2037-38: 84.5919; 2038-39: 83.9899; 2039-40: 83.4805; 2040-41: 82.8436; 2041-42: 82.2957; 2042-43: 81.7663; 2043-44: 81.1833; 2044-45: 80.7559; 2045-46: 80.2738; 2046-47: 79.806; 2047-48: 79.3504; 2048-49: 78.8417; 2049-50: 78.4136
31BL | Measured Non Household - properties | Input | 000's | 2 | 2019-20: 5.39; 2020-21: 5.431; 2021-22: 5.468; 2022-23: 5.512; 2023-24: 5.552; 2024-25: 5.59; 2025-26: 5.626; 2026-27: 5.661; 2027-28: 5.698; 2028-29: 5.734; 2029-30: 5.764; 2030-31: 5.795; 2031-32: 5.824; 2032-33: 5.852; 2033-34: 5.878; 2034-35: 5.901; 2035-36: 5.924; 2036-37: 5.946; 2037-38: 5.966; 2038-39: 5.985; 2039-40: 6.003; 2040-41: 6.019; 2041-42: 6.034; 2042-43: 6.048; 2043-44: 6.061; 2044-45: 6.074; 2045-46: 6.086; 2046-47: 6.097; 2047-48: 6.107; 2048-49: 6.116; 2049-50: 6.125
32BL | Unmeasured Non Household - properties | Input | 000's | 2 | 2019-20: 0.022; 2020-21: 0.022; 2021-22: 0.022; 2022-23: 0.022; 2023-24: 0.022; 2024-25: 0.022; 2025-26: 0.023; 2026-27: 0.023; 2027-28: 0.023; 2028-29: 0.023; 2029-30: 0.023; 2030-31: 0.023; 2031-32: 0.023; 2032-33: 0.024; 2033-34: 0.024; 2034-35: 0.024; 2035-36: 0.024; 2036-37: 0.024; 2037-38: 0.024; 2038-39: 0.024; 2039-40: 0.024; 2040-41: 0.024; 2041-42: 0.024; 2042-43: 0.024; 2043-44: 0.024; 2044-45: 0.024; 2045-46: 0.024; 2046-47: 0.024; 2047-48: 0.025; 2048-49: 0.025; 2049-50: 0.025
33BL | All void non-households - properties | Input | 000's | 2 | 2019-20: 0; 2020-21: 0; 2021-22: 0; 2022-23: 0; 2023-24: 0; 2024-25: 0; 2025-26: 0; 2026-27: 0; 2027-28: 0; 2028-29: 0; 2029-30: 0; 2030-31: 0; 2031-32: 0; 2032-33: 0; 2033-34: 0; 2034-35: 0; 2035-36: 0; 2036-37: 0; 2037-38: 0; 2038-39: 0; 2039-40: 0; 2040-41: 0; 2041-42: 0; 2042-43: 0; 2043-44: 0; 2044-45: 0; 2045-46: 0; 2046-47: 0; 2047-48: 0; 2048-49: 0; 2049-50: 0
34BL | Measured households - properties (excl. void) | Year before + sum (34.1BL:34.6BL) | 000's | 2 | 2019-20: 85.633; 2020-21: 87.632; 2021-22: 89.741; 2022-23: 91.712; 2023-24: 93.902; 2024-25: 96.188; 2025-26: 98.397; 2026-27: 100.397; 2027-28: 102.33; 2028-29: 104.148; 2029-30: 105.875; 2030-31: 107.59; 2031-32: 109.305; 2032-33: 110.945; 2033-34: 112.386; 2034-35: 113.798; 2035-36: 115.185; 2036-37: 116.547; 2037-38: 117.884; 2038-39: 119.194; 2039-40: 120.479; 2040-41: 121.741; 2041-42: 122.983; 2042-43: 124.2; 2043-44: 125.393; 2044-45: 126.565; 2045-46: 127.586; 2046-47: 128.59; 2047-48: 129.579; 2048-49: 130.552; 2049-50: 131.451
34.1BL | New build properties - properties | Input (new builds in each year) | 000's | 2 | 2019-20: 1.225; 2020-21: 1.339; 2021-22: 1.495; 2022-23: 1.416; 2023-24: 1.658; 2024-25: 1.777; 2025-26: 1.798; 2026-27: 1.605; 2027-28: 1.552; 2028-29: 1.451; 2029-30: 1.373; 2030-31: 1.373; 2031-32: 1.386; 2032-33: 1.323; 2033-34: 1.134; 2034-35: 1.117; 2035-36: 1.102; 2036-37: 1.087; 2037-38: 1.072; 2038-39: 1.055; 2039-40: 1.04; 2040-41: 1.025; 2041-42: 1.013; 2042-43: 0.997; 2043-44: 0.981; 2044-45: 0.967; 2045-46: 0.953; 2046-47: 0.939; 2047-48: 0.927; 2048-49: 0.913; 2049-50: 0.899
34.2BL | Meter optants - properties | Input (meter optants in each year) | 000's | 2 | 2019-20: 0.48; 2020-21: 0.458; 2021-22: 0.419; 2022-23: 0.368; 2023-24: 0.352; 2024-25: 0.337; 2025-26: 0.245; 2026-27: 0.237; 2027-28: 0.229; 2028-29: 0.221; 2029-30: 0.214; 2030-31: 0.207; 2031-32: 0.2; 2032-33: 0.193; 2033-34: 0.187; 2034-35: 0.181; 2035-36: 0.175; 2036-37: 0.169; 2037-38: 0.163; 2038-39: 0.158; 2039-40: 0.152; 2040-41: 0.147; 2041-42: 0.142; 2042-43: 0.138; 2043-44: 0.133; 2044-45: 0.129; 2045-46: 0; 2046-47: 0; 2047-48: 0; 2048-49: 0; 2049-50: 0
34.3BL | Compulsory metering - properties | Input (compulsory meters in each year) | 000's | 2 | 2019-20: 0; 2020-21: 0; 2021-22: 0; 2022-23: 0; 2023-24: 0; 2024-25: 0; 2025-26: 0; 2026-27: 0; 2027-28: 0; 2028-29: 0; 2029-30: 0; 2030-31: 0; 2031-32: 0; 2032-33: 0; 2033-34: 0; 2034-35: 0; 2035-36: 0; 2036-37: 0; 2037-38: 0; 2038-39: 0; 2039-40: 0; 2040-41: 0; 2041-42: 0; 2042-43: 0; 2043-44: 0; 2044-45: 0; 2045-46: 0; 2046-47: 0; 2047-48: 0; 2048-49: 0; 2049-50: 0
34.4BL | Metering on change of occupancy - properties | Input (change of occupancy meters in each year) | 000's | 2 | 2019-20: 0.195; 2020-21: 0.188; 2021-22: 0.181; 2022-23: 0.174; 2023-24: 0.167; 2024-25: 0.16; 2025-26: 0.154; 2026-27: 0.147; 2027-28: 0.141; 2028-29: 0.136; 2029-30: 0.13; 2030-31: 0.125; 2031-32: 0.12; 2032-33: 0.115; 2033-34: 0.111; 2034-35: 0.106; 2035-36: 0.102; 2036-37: 0.098; 2037-38: 0.094; 2038-39: 0.09; 2039-40: 0.086; 2040-41: 0.083; 2041-42: 0.08; 2042-43: 0.076; 2043-44: 0.073; 2044-45: 0.07; 2045-46: 0.068; 2046-47: 0.065; 2047-48: 0.062; 2048-49: 0.06; 2049-50: 0
34.5BL | Selective metering - properties | Input (selective meters in each year) | 000's | 2 | 2019-20: 0.015; 2020-21: 0.014; 2021-22: 0.014; 2022-23: 0.013; 2023-24: 0.013; 2024-25: 0.012; 2025-26: 0.012; 2026-27: 0.011; 2027-28: 0.011; 2028-29: 0.01; 2029-30: 0.01; 2030-31: 0.01; 2031-32: 0.009; 2032-33: 0.009; 2033-34: 0.009; 2034-35: 0.008; 2035-36: 0.008; 2036-37: 0.008; 2037-38: 0.008; 2038-39: 0.007; 2039-40: 0.007; 2040-41: 0.007; 2041-42: 0.007; 2042-43: 0.006; 2043-44: 0.006; 2044-45: 0.006; 2045-46: 0; 2046-47: 0; 2047-48: 0; 2048-49: 0; 2049-50: 0
34.6BL | Other changes to existing metering - properties | Input (other changes to meters in each year) | 000's | 2 | 2019-20: 0; 2020-21: 0; 2021-22: 0; 2022-23: 0; 2023-24: 0; 2024-25: 0; 2025-26: 0; 2026-27: 0; 2027-28: 0; 2028-29: 0; 2029-30: 0; 2030-31: 0; 2031-32: 0; 2032-33: 0; 2033-34: 0; 2034-35: 0; 2035-36: 0; 2036-37: 0; 2037-38: 0; 2038-39: 0; 2039-40: 0; 2040-41: 0; 2041-42: 0; 2042-43: 0; 2043-44: 0; 2044-45: 0; 2045-46: 0; 2046-47: 0; 2047-48: 0; 2048-49: 0; 2049-50: 0
34.7BL | Measured household void properties | Input | 000's | 2 | 2019-20: 1.808; 2020-21: 1.853; 2021-22: 1.891; 2022-23: 1.941; 2023-24: 1.983; 2024-25: 2.024; 2025-26: 2.061; 2026-27: 2.097; 2027-28: 2.131; 2028-29: 2.163; 2029-30: 2.197; 2030-31: 2.228; 2031-32: 2.256; 2032-33: 2.281; 2033-34: 2.302; 2034-35: 2.324; 2035-36: 2.345; 2036-37: 2.367; 2037-38: 2.388; 2038-39: 2.409; 2039-40: 2.43; 2040-41: 2.452; 2041-42: 2.473; 2042-43: 2.495; 2043-44: 2.516; 2044-45: 2.538; 2045-46: 2.557; 2046-47: 2.576; 2047-48: 2.596; 2048-49: 2.616; 2049-50: 2.635
35BL | Unmeasured households - properties (excl. void) | Input | 000's | 2 | 2019-20: 15.957; 2020-21: 15.415; 2021-22: 14.948; 2022-23: 14.393; 2023-24: 13.862; 2024-25: 13.353; 2025-26: 12.943; 2026-27: 12.547; 2027-28: 12.166; 2028-29: 11.798; 2029-30: 11.444; 2030-31: 11.102; 2031-32: 10.773; 2032-33: 10.455; 2033-34: 10.149; 2034-35: 9.854; 2035-36: 9.569; 2036-37: 9.295; 2037-38: 9.03; 2038-39: 8.775; 2039-40: 8.529; 2040-41: 8.292; 2041-42: 8.064; 2042-43: 7.843; 2043-44: 7.631; 2044-45: 7.426; 2045-46: 7.358; 2046-47: 7.293; 2047-48: 7.231; 2048-49: 7.171; 2049-50: 7.171
35.1BL | Unmeasured household void properties | Input | 000's | 2 | 2019-20: 0.333; 2020-21: 0.322; 2021-22: 0.311; 2022-23: 0.301; 2023-24: 0.29; 2024-25: 0.279; 2025-26: 0.269; 2026-27: 0.26; 2027-28: 0.252; 2028-29: 0.243; 2029-30: 0.236; 2030-31: 0.229; 2031-32: 0.221; 2032-33: 0.214; 2033-34: 0.207; 2034-35: 0.2; 2035-36: 0.194; 2036-37: 0.188; 2037-38: 0.182; 2038-39: 0.177; 2039-40: 0.172; 2040-41: 0.167; 2041-42: 0.162; 2042-43: 0.157; 2043-44: 0.153; 2044-45: 0.149; 2045-46: 0.147; 2046-47: 0.146; 2047-48: 0.145; 2048-49: 0.143; 2049-50: 0.144
36BL | Total Resource Zone Properties (incl. voids) | sum (31BL:34BL) + 34.7BL + 35BL + 35.1BL | 000's | 2 | 2019-20: 109.143; 2020-21: 110.675; 2021-22: 112.381; 2022-23: 113.881; 2023-24: 115.611; 2024-25: 117.456; 2025-26: 119.319; 2026-27: 120.985; 2027-28: 122.6; 2028-29: 124.109; 2029-30: 125.539; 2030-31: 126.967; 2031-32: 128.402; 2032-33: 129.771; 2033-34: 130.946; 2034-35: 132.101; 2035-36: 133.241; 2036-37: 134.367; 2037-38: 135.474; 2038-39: 136.564; 2039-40: 137.637; 2040-41: 138.695; 2041-42: 139.74; 2042-43: 140.767; 2043-44: 141.778; 2044-45: 142.776; 2045-46: 143.758; 2046-47: 144.726; 2047-48: 145.683; 2048-49: 146.623; 2049-50: 147.551
37BL | Measured Non Household - Population | Input | 000's | 2 | 2019-20: 3.831; 2020-21: 3.871; 2021-22: 3.906; 2022-23: 3.946; 2023-24: 3.986; 2024-25: 4.024; 2025-26: 4.053; 2026-27: 4.102; 2027-28: 4.154; 2028-29: 4.204; 2029-30: 4.246; 2030-31: 4.286; 2031-32: 4.351; 2032-33: 4.403; 2033-34: 4.441; 2034-35: 4.471; 2035-36: 4.501; 2036-37: 4.524; 2037-38: 4.556; 2038-39: 4.585; 2039-40: 4.613; 2040-41: 4.645; 2041-42: 4.681; 2042-43: 4.725; 2043-44: 4.769; 2044-45: 4.816; 2045-46: 4.868; 2046-47: 4.922; 2047-48: 4.976; 2048-49: 5.029; 2049-50: 5.079
38BL | Unmeasured Non Household - Population | Input | 000's | 2 | 2019-20: 0.016; 2020-21: 0.016; 2021-22: 0.016; 2022-23: 0.016; 2023-24: 0.016; 2024-25: 0.016; 2025-26: 0.016; 2026-27: 0.016; 2027-28: 0.017; 2028-29: 0.017; 2029-30: 0.017; 2030-31: 0.017; 2031-32: 0.017; 2032-33: 0.018; 2033-34: 0.018; 2034-35: 0.018; 2035-36: 0.018; 2036-37: 0.018; 2037-38: 0.018; 2038-39: 0.018; 2039-40: 0.019; 2040-41: 0.019; 2041-42: 0.019; 2042-43: 0.019; 2043-44: 0.019; 2044-45: 0.019; 2045-46: 0.02; 2046-47: 0.02; 2047-48: 0.02; 2048-49: 0.02; 2049-50: 0.02
39BL | Measured Household - Population | Input | 000's | 2 | 2019-20: 207.569; 2020-21: 212.446; 2021-22: 217.47; 2022-23: 222.049; 2023-24: 226.935; 2024-25: 232.098; 2025-26: 236.83; 2026-27: 241.121; 2027-28: 245.039; 2028-29: 248.443; 2029-30: 251.652; 2030-31: 254.738; 2031-32: 257.777; 2032-33: 260.618; 2033-34: 263.349; 2034-35: 266.051; 2035-36: 268.627; 2036-37: 271.085; 2037-38: 273.446; 2038-39: 275.848; 2039-40: 278.715; 2040-41: 281.48; 2041-42: 284.18; 2042-43: 286.901; 2043-44: 289.647; 2044-45: 292.353; 2045-46: 294.671; 2046-47: 296.953; 2047-48: 299.232; 2048-49: 301.477; 2049-50: 303.493
40BL | Unmeasured Household - Population | Input | 000's | 2 | 2019-20: 42.527; 2020-21: 41.063; 2021-22: 39.776; 2022-23: 38.292; 2023-24: 36.84; 2024-25: 35.464; 2025-26: 34.314; 2026-27: 33.215; 2027-28: 32.137; 2028-29: 31.073; 2029-30: 30.059; 2030-31: 29.076; 2031-32: 28.132; 2032-33: 27.225; 2033-34: 26.393; 2034-35: 25.596; 2035-36: 24.825; 2036-37: 24.079; 2037-38: 23.36; 2038-39: 22.676; 2039-40: 22.055; 2040-41: 21.453; 2041-42: 20.872; 2042-43: 20.316; 2043-44: 19.785; 2044-45: 19.274; 2045-46: 19.101; 2046-47: 18.935; 2047-48: 18.777; 2048-49: 18.626; 2049-50: 18.622
41BL | Total Resource Zone Population | sum (37BL:40BL) | 000's | 2 | 2019-20: 253.943; 2020-21: 257.396; 2021-22: 261.168; 2022-23: 264.303; 2023-24: 267.777; 2024-25: 271.602; 2025-26: 275.213; 2026-27: 278.454; 2027-28: 281.347; 2028-29: 283.737; 2029-30: 285.974; 2030-31: 288.117; 2031-32: 290.277; 2032-33: 292.264; 2033-34: 294.201; 2034-35: 296.136; 2035-36: 297.971; 2036-37: 299.706; 2037-38: 301.38; 2038-39: 303.127; 2039-40: 305.402; 2040-41: 307.597; 2041-42: 309.752; 2042-43: 311.961; 2043-44: 314.22; 2044-45: 316.462; 2045-46: 318.66; 2046-47: 320.83; 2047-48: 323.005; 2048-49: 325.152; 2049-50: 327.214
42BL | Average household occupancy rate (excl. voids) | (39BL + 40BL) / (34BL + 35BL) | h/prop | 1 | 2019-20: 2.4618; 2020-21: 2.4601; 2021-22: 2.4572; 2022-23: 2.4536; 2023-24: 2.4477; 2024-25: 2.4426; 2025-26: 2.4353; 2026-27: 2.429; 2027-28: 2.4208; 2028-29: 2.4107; 2029-30: 2.4012; 2030-31: 2.3912; 2031-32: 2.381; 2032-33: 2.371; 2033-34: 2.3646; 2034-35: 2.3586; 2035-36: 2.3522; 2036-37: 2.3455; 2037-38: 2.3386; 2038-39: 2.3328; 2039-40: 2.3314; 2040-41: 2.3297; 2041-42: 2.3278; 2042-43: 2.3266; 2043-44: 2.3261; 2044-45: 2.3257; 2045-46: 2.3252; 2046-47: 2.3247; 2047-48: 2.3245; 2048-49: 2.3243; 2049-50: 2.3237
43BL | Total Household Metering penetration (excl. voids) | 34BL / (34BL + 35BL) | % | 1 | 2019-20: 84.29%; 2020-21: 85.04%; 2021-22: 85.72%; 2022-23: 86.44%; 2023-24: 87.14%; 2024-25: 87.81%; 2025-26: 88.38%; 2026-27: 88.89%; 2027-28: 89.37%; 2028-29: 89.82%; 2029-30: 90.25%; 2030-31: 90.65%; 2031-32: 91.03%; 2032-33: 91.39%; 2033-34: 91.72%; 2034-35: 92.03%; 2035-36: 92.33%; 2036-37: 92.61%; 2037-38: 92.88%; 2038-39: 93.14%; 2039-40: 93.39%; 2040-41: 93.62%; 2041-42: 93.85%; 2042-43: 94.06%; 2043-44: 94.26%; 2044-45: 94.46%; 2045-46: 94.55%; 2046-47: 94.63%; 2047-48: 94.71%; 2048-49: 94.79%; 2049-50: 94.83%
44BL | Total Household Metering penetration (incl. voids) | (34BL) / (34BL + 34.7BL + 35BL + 35.1BL) | % | 1 | 2019-20: 82.55%; 2020-21: 83.28%; 2021-22: 83.96%; 2022-23: 84.65%; 2023-24: 85.34%; 2024-25: 86%; 2025-26: 86.56%; 2026-27: 87.07%; 2027-28: 87.55%; 2028-29: 88%; 2029-30: 88.41%; 2030-31: 88.81%; 2031-32: 89.19%; 2032-33: 89.55%; 2033-34: 89.88%; 2034-35: 90.19%; 2035-36: 90.49%; 2036-37: 90.77%; 2037-38: 91.04%; 2038-39: 91.3%; 2039-40: 91.54%; 2040-41: 91.77%; 2041-42: 92%; 2042-43: 92.21%; 2043-44: 92.41%; 2044-45: 92.6%; 2045-46: 92.69%; 2046-47: 92.77%; 2047-48: 92.85%; 2048-49: 92.93%; 2049-50: 92.96%
45BL | Distribution input | sum (12BL:15BL) +21BL + 22BL + 27BL + 28BL | Ml/d | 2 | 2019-20: 61.42; 2020-21: 61.34; 2021-22: 61.35; 2022-23: 61.36; 2023-24: 61.38; 2024-25: 61.15; 2025-26: 61.44; 2026-27: 61.7; 2027-28: 61.94; 2028-29: 62.09; 2029-30: 62.26; 2030-31: 62.45; 2031-32: 62.68; 2032-33: 62.96; 2033-34: 63.22; 2034-35: 63.49; 2035-36: 63.76; 2036-37: 64.02; 2037-38: 64.33; 2038-39: 64.65; 2039-40: 65.03; 2040-41: 65.39; 2041-42: 65.77; 2042-43: 66.14; 2043-44: 66.54; 2044-45: 66.94; 2045-46: 67.35; 2046-47: 67.75; 2047-48: 68.18; 2048-49: 68.59; 2049-50: 69
46BL | Target headroom (climate change component) | Input | Ml/d | 2 | 2019-20: 0.7335; 2020-21: 0.7335; 2021-22: 0.7335; 2022-23: 0.7335; 2023-24: 0.7335; 2024-25: 0.7335; 2025-26: 0.7335; 2026-27: 0.75721; 2027-28: 0.78068; 2028-29: 0.80231; 2029-30: 0.79775; 2030-31: 0.83636; 2031-32: 0.85012; 2032-33: 0.87149; 2033-34: 0.86678; 2034-35: 0.91838; 2035-36: 0.92631; 2036-37: 0.90992; 2037-38: 0.9292; 2038-39: -0.56181; 2039-40: 0; 2040-41: 0; 2041-42: 0; 2042-43: 0; 2043-44: 0; 2044-45: 0; 2045-46: 0; 2046-47: 0; 2047-48: 0; 2048-49: 0; 2049-50: 0
47BL | Target headroom (All other components) | Input | Ml/d | 2 | 2019-20: 2.3232; 2020-21: 2.3232; 2021-22: 2.3232; 2022-23: 2.3232; 2023-24: 2.3232; 2024-25: 2.3232; 2025-26: 2.3232; 2026-27: 2.3002; 2027-28: 2.2784; 2028-29: 2.3393; 2029-30: 2.3528; 2030-31: 2.4; 2031-32: 2.4783; 2032-33: 2.5242; 2033-34: 2.5727; 2034-35: 2.7302; 2035-36: 2.2795; 2036-37: 2.0016; 2037-38: 2.177; 2038-39: 2.3002; 2039-40: 0.9751; 2040-41: 1.0907; 2041-42: 1.2008; 2042-43: 1.3009; 2043-44: 1.4251; 2044-45: 1.4365; 2045-46: 1.0238; 2046-47: 1.1361; 2047-48: 1.0954; 2048-49: 1.0943; 2049-50: 1.0735
48BL | Target Headroom | 46BL + 47BL | Ml/d | 2 | 2019-20: 3.0567; 2020-21: 3.0567; 2021-22: 3.0567; 2022-23: 3.0567; 2023-24: 3.0567; 2024-25: 3.0567; 2025-26: 3.0567; 2026-27: 3.0574; 2027-28: 3.0591; 2028-29: 3.1416; 2029-30: 3.1505; 2030-31: 3.2364; 2031-32: 3.3284; 2032-33: 3.3957; 2033-34: 3.4395; 2034-35: 3.6486; 2035-36: 3.2059; 2036-37: 2.9115; 2037-38: 3.1062; 2038-39: 1.7383; 2039-40: 0.9751; 2040-41: 1.0907; 2041-42: 1.2008; 2042-43: 1.3009; 2043-44: 1.4251; 2044-45: 1.4365; 2045-46: 1.0238; 2046-47: 1.1361; 2047-48: 1.0954; 2048-49: 1.0943; 2049-50: 1.0735
49BL | Available Headroom | 11BL - 45BL | Ml/d | 2 | 2019-20: -1.76; 2020-21: -1.68; 2021-22: -1.69; 2022-23: -1.7; 2023-24: -1.72; 2024-25: -1.49; 2025-26: 1.03; 2026-27: 0.76; 2027-28: 0.51; 2028-29: 0.35; 2029-30: 0.17; 2030-31: -0.03; 2031-32: -0.27; 2032-33: -0.56; 2033-34: -0.83; 2034-35: -1.11; 2035-36: -1.39; 2036-37: -1.66; 2037-38: -1.98; 2038-39: -2.31; 2039-40: -2.68; 2040-41: -28.55; 2041-42: -28.94; 2042-43: -29.32; 2043-44: -29.73; 2044-45: -30.14; 2045-46: -30.56; 2046-47: -30.97; 2047-48: -31.41; 2048-49: -31.83; 2049-50: -32.25
49.1BL | Available non-potable balance (if applicable) | 1.1BL -12.1BL | Ml/d | 2 | 2019-20: 0; 2020-21: 0; 2021-22: 0; 2022-23: 0; 2023-24: 0; 2024-25: 0; 2025-26: 0; 2026-27: 0; 2027-28: 0; 2028-29: 0; 2029-30: 0; 2030-31: 0; 2031-32: 0; 2032-33: 0; 2033-34: 0; 2034-35: 0; 2035-36: 0; 2036-37: 0; 2037-38: 0; 2038-39: 0; 2039-40: 0; 2040-41: 0; 2041-42: 0; 2042-43: 0; 2043-44: 0; 2044-45: 0; 2045-46: 0; 2046-47: 0; 2047-48: 0; 2048-49: 0; 2049-50: 0
50BL | Supply Demand Balance | 49BL - 48BL | Ml/d | 2 | 2019-20: -4.8167; 2020-21: -4.7367; 2021-22: -4.7467; 2022-23: -4.7567; 2023-24: -4.7767; 2024-25: -4.5467; 2025-26: -2.0267; 2026-27: -2.2974; 2027-28: -2.5491; 2028-29: -2.7916; 2029-30: -2.9805; 2030-31: -3.2664; 2031-32: -3.5984; 2032-33: -3.9557; 2033-34: -4.2695; 2034-35: -4.7586; 2035-36: -4.5959; 2036-37: -4.5715; 2037-38: -5.0862; 2038-39: -4.0483; 2039-40: -3.6551; 2040-41: -29.6407; 2041-42: -30.1408; 2042-43: -30.6209; 2043-44: -31.1551; 2044-45: -31.5765; 2045-46: -31.5838; 2046-47: -32.1061; 2047-48: -32.5054; 2048-49: -32.9243; 2049-50: -33.3235
Table 3b: DYAA - Final plan Options | Back to top of sheet |  |  |  | 2019-20: 0.1
WRMP24 reference | Option type | Cat ID | Unit | Decimal places | 2019-20 | 2020-21 | 2021-22 | 2022-23 | 2023-24 | 2024-25 | 2025-26 | 2026-27 | 2027-28 | 2028-29 | 2029-30 | 2030-31 | 2031-32 | 2032-33 | 2033-34 | 2034-35 | 2035-36 | 2036-37 | 2037-38 | 2038-39 | 2039-40 | 2040-41 | 2041-42 | 2042-43 | 2043-44 | 2044-45 | 2045-46 | 2046-47 | 2047-48 | 2048-49 | 2049-50 | 2050-51 | 2051-52 | 2052-53 | 2053-54 | 2054-55 | 2055-56 | 2056-57 | 2057-58 | 2058-59 | 2059-60 | 2060-61 | 2061-62 | 2062-63 | 2063-64 | 2064-65 | 2065-66 | 2066-67 | 2067-68 | 2068-69 | 2069-70 | 2070-71 | 2071-72 | 2072-73 | 2073-74 | 2074-75 | 2075-76 | 2076-77 | 2077-78 | 2078-79 | 2079-80 | 2080-81 | 2081-82 | 2082-83 | 2083-84 | 2084-85 | 2085-86 | 2086-87 | 2087-88 | 2088-89 | 2089-90 | 2090-91 | 2091-92 | 2092-93 | 2093-94 | 2094-95 | 2095-96 | 2096-97 | 2097-98 | 2098-99 | 2099-100
1.11FP | Non potable supplies input reductions as -ve and increases as +ve | RSNPS | Ml/d | 2 | 0.1 2019-20: 0; 0.1 2020-21: 0; 0.1 2021-22: 0; 0.1 2022-23: 0; 0.1 2023-24: 0; 0.1 2024-25: 0; 0.1 2025-26: 0; 0.1 2026-27: 0; 0.1 2027-28: 0; 0.1 2028-29: 0; 0.1 2029-30: 0; 0.1 2030-31: 0; 0.1 2031-32: 0; 0.1 2032-33: 0; 0.1 2033-34: 0; 0.1 2034-35: 0; 0.1 2035-36: 0; 0.1 2036-37: 0; 0.1 2037-38: 0; 0.1 2038-39: 0; 0.1 2039-40: 0; 0.1 2040-41: 0; 0.1 2041-42: 0; 0.1 2042-43: 0; 0.1 2043-44: 0; 0.1 2044-45: 0; 0.1 2045-46: 0; 0.1 2046-47: 0; 0.1 2047-48: 0; 0.1 2048-49: 0; 0.1 2049-50: 0
2.1FP | Raw water imports input reductions as -ve | RSRWI | Ml/d | 2 | 0.1 2019-20: 0; 0.1 2020-21: 0; 0.1 2021-22: 0; 0.1 2022-23: 0; 0.1 2023-24: 0; 0.1 2024-25: 0; 0.1 2025-26: 0; 0.1 2026-27: 0; 0.1 2027-28: 0; 0.1 2028-29: 0; 0.1 2029-30: 0; 0.1 2030-31: 0; 0.1 2031-32: 0; 0.1 2032-33: 0; 0.1 2033-34: 0; 0.1 2034-35: 0; 0.1 2035-36: 0; 0.1 2036-37: 0; 0.1 2037-38: 0; 0.1 2038-39: 0; 0.1 2039-40: 0; 0.1 2040-41: 0; 0.1 2041-42: 0; 0.1 2042-43: 0; 0.1 2043-44: 0; 0.1 2044-45: 0; 0.1 2045-46: 0; 0.1 2046-47: 0; 0.1 2047-48: 0; 0.1 2048-49: 0; 0.1 2049-50: 0
3.1FP | Potable water imports input reductions as -ve | RSPWI | Ml/d | 2 | 0.1 2019-20: 0; 0.1 2020-21: 0; 0.1 2021-22: 0; 0.1 2022-23: 0; 0.1 2023-24: 0; 0.1 2024-25: 0; 0.1 2025-26: -5.602; 0.1 2026-27: -5.28; 0.1 2027-28: -5.33; 0.1 2028-29: -5.42; 0.1 2029-30: -5.59; 0.1 2030-31: -1.16; 0.1 2031-32: -1.17; 0.1 2032-33: -12.48; 0.1 2033-34: -12.42; 0.1 2034-35: -12.39; 0.1 2035-36: -13.1; 0.1 2036-37: -13.84; 0.1 2037-38: -13.8; 0.1 2038-39: -14.52; 0.1 2039-40: -14.52; 0.1 2040-41: -9.52; 0.1 2041-42: -9.58; 0.1 2042-43: -9.74; 0.1 2043-44: -9.76; 0.1 2044-45: -9.69; 0.1 2045-46: -10.05; 0.1 2046-47: -9.88; 0.1 2047-48: -9.74; 0.1 2048-49: -9.62; 0.1 2049-50: -9.77
4.1FP | Raw water exports input reductions as +ve and increases as -ve | RSRWE | Ml/d | 2 | 0.1 2019-20: 0; 0.1 2020-21: 0; 0.1 2021-22: 0; 0.1 2022-23: 0; 0.1 2023-24: 0; 0.1 2024-25: 0; 0.1 2025-26: 0; 0.1 2026-27: 0; 0.1 2027-28: 0; 0.1 2028-29: 0; 0.1 2029-30: 0; 0.1 2030-31: 0; 0.1 2031-32: 0; 0.1 2032-33: 0; 0.1 2033-34: 0; 0.1 2034-35: 0; 0.1 2035-36: 0; 0.1 2036-37: 0; 0.1 2037-38: 0; 0.1 2038-39: 0; 0.1 2039-40: 0; 0.1 2040-41: 0; 0.1 2041-42: 0; 0.1 2042-43: 0; 0.1 2043-44: 0; 0.1 2044-45: 0; 0.1 2045-46: 0; 0.1 2046-47: 0; 0.1 2047-48: 0; 0.1 2048-49: 0; 0.1 2049-50: 0
5.1FP | Potable water exports input reductions as +ve and increases as -ve | RSPWE | Ml/d | 2 | 0.1 2019-20: 0; 0.1 2020-21: 0; 0.1 2021-22: 0; 0.1 2022-23: 0; 0.1 2023-24: 0; 0.1 2024-25: 0; 0.1 2025-26: -1.798; 0.1 2026-27: -1.82; 0.1 2027-28: -1.76; 0.1 2028-29: -1.73; 0.1 2029-30: -1.7; 0.1 2030-31: -2.24; 0.1 2031-32: -2.22; 0.1 2032-33: -2.22; 0.1 2033-34: -2.23; 0.1 2034-35: -2.23; 0.1 2035-36: -2.15; 0.1 2036-37: -2.09; 0.1 2037-38: -2.09; 0.1 2038-39: -2.11; 0.1 2039-40: 0.41; 0.1 2040-41: -6.92; 0.1 2041-42: -6.92; 0.1 2042-43: -6.83; 0.1 2043-44: -6.81; 0.1 2044-45: -6.72; 0.1 2045-46: -6.67; 0.1 2046-47: -6.63; 0.1 2047-48: -6.66; 0.1 2048-49: -6.67; 0.1 2049-50: -6.67
6.2FP | DO benefit from increase raw water abstractions | RSRWA | Ml/d | 2 | 0.1 2019-20: 0; 0.1 2020-21: 0; 0.1 2021-22: 0; 0.1 2022-23: 0; 0.1 2023-24: 0; 0.1 2024-25: 0; 0.1 2025-26: 0; 0.1 2026-27: 0; 0.1 2027-28: 0; 0.1 2028-29: 0; 0.1 2029-30: 0; 0.1 2030-31: 0; 0.1 2031-32: 0; 0.1 2032-33: 0; 0.1 2033-34: 0; 0.1 2034-35: 0; 0.1 2035-36: 0; 0.1 2036-37: 0; 0.1 2037-38: 0; 0.1 2038-39: 0; 0.1 2039-40: 0; 0.1 2040-41: 0; 0.1 2041-42: 0; 0.1 2042-43: 0; 0.1 2043-44: 0; 0.1 2044-45: 0; 0.1 2045-46: 0; 0.1 2046-47: 0; 0.1 2047-48: 0; 0.1 2048-49: 0; 0.1 2049-50: 0
6.3FP | Other options to increase deployable output | RSIPO | Ml/d | 2 | 0.1 2019-20: 0; 0.1 2020-21: 0; 0.1 2021-22: 0; 0.1 2022-23: 0; 0.1 2023-24: 0; 0.1 2024-25: 0; 0.1 2025-26: 8.85; 0.1 2026-27: 8.62; 0.1 2027-28: 8.64; 0.1 2028-29: 8.66; 0.1 2029-30: 8.68; 0.1 2030-31: 5.1; 0.1 2031-32: 5.12; 0.1 2032-33: 16.54; 0.1 2033-34: 16.56; 0.1 2034-35: 16.58; 0.1 2035-36: 16.6; 0.1 2036-37: 16.62; 0.1 2037-38: 16.64; 0.1 2038-39: 16.66; 0.1 2039-40: 14.2; 0.1 2040-41: 40.2; 0.1 2041-42: 40.2; 0.1 2042-43: 40.2; 0.1 2043-44: 40.2; 0.1 2044-45: 40.2; 0.1 2045-46: 40.2; 0.1 2046-47: 40.2; 0.1 2047-48: 40.2; 0.1 2048-49: 40.2; 0.1 2049-50: 40.2
7.01FP | DO benefit from supply side drought measures | RSDPS | Ml/d | 2 | 0.1 2019-20: 0; 0.1 2020-21: 0; 0.1 2021-22: 0; 0.1 2022-23: 0; 0.1 2023-24: 0; 0.1 2024-25: 0; 0.1 2025-26: 0; 0.1 2026-27: 0; 0.1 2027-28: 0; 0.1 2028-29: 0; 0.1 2029-30: 0; 0.1 2030-31: 0; 0.1 2031-32: 0; 0.1 2032-33: 0; 0.1 2033-34: 0; 0.1 2034-35: 0; 0.1 2035-36: 0; 0.1 2036-37: 0; 0.1 2037-38: 0; 0.1 2038-39: 0; 0.1 2039-40: 0; 0.1 2040-41: 0; 0.1 2041-42: 0; 0.1 2042-43: 0; 0.1 2043-44: 0; 0.1 2044-45: 0; 0.1 2045-46: 0; 0.1 2046-47: 0; 0.1 2047-48: 0; 0.1 2048-49: 0; 0.1 2049-50: 0
7.02FP | Benefit from demand side drought measures | RSDPD | Ml/d | 2 | 0.1 2019-20: 0; 0.1 2020-21: 0; 0.1 2021-22: 0; 0.1 2022-23: 0; 0.1 2023-24: 0; 0.1 2024-25: 0; 0.1 2025-26: 0; 0.1 2026-27: 0; 0.1 2027-28: 0; 0.1 2028-29: 0; 0.1 2029-30: 0; 0.1 2030-31: 0; 0.1 2031-32: 0; 0.1 2032-33: 0; 0.1 2033-34: 0; 0.1 2034-35: 0; 0.1 2035-36: 0; 0.1 2036-37: 0; 0.1 2037-38: 0; 0.1 2038-39: 0; 0.1 2039-40: 0; 0.1 2040-41: 0; 0.1 2041-42: 0; 0.1 2042-43: 0; 0.1 2043-44: 0; 0.1 2044-45: 0; 0.1 2045-46: 0; 0.1 2046-47: 0; 0.1 2047-48: 0; 0.1 2048-49: 0; 0.1 2049-50: 0
8.1FP | Reduce raw water losses and operational use input as -ve | RSLOU | Ml/d | 2 | 0.1 2019-20: 0; 0.1 2020-21: 0; 0.1 2021-22: 0; 0.1 2022-23: 0; 0.1 2023-24: 0; 0.1 2024-25: 0; 0.1 2025-26: 0; 0.1 2026-27: 0; 0.1 2027-28: 0; 0.1 2028-29: 0; 0.1 2029-30: 0; 0.1 2030-31: 0; 0.1 2031-32: 0; 0.1 2032-33: 0; 0.1 2033-34: 0; 0.1 2034-35: 0; 0.1 2035-36: 0; 0.1 2036-37: 0; 0.1 2037-38: 0; 0.1 2038-39: 0; 0.1 2039-40: 0; 0.1 2040-41: 0; 0.1 2041-42: 0; 0.1 2042-43: 0; 0.1 2043-44: 0; 0.1 2044-45: 0; 0.1 2045-46: 0; 0.1 2046-47: 0; 0.1 2047-48: 0; 0.1 2048-49: 0; 0.1 2049-50: 0
8.2FP | Reduce treatment works losses input as -ve | PSTWL | Ml/d | 2 | 0.1 2019-20: 0; 0.1 2020-21: 0; 0.1 2021-22: 0; 0.1 2022-23: 0; 0.1 2023-24: 0; 0.1 2024-25: 0; 0.1 2025-26: 0; 0.1 2026-27: 0; 0.1 2027-28: 0; 0.1 2028-29: 0; 0.1 2029-30: 0; 0.1 2030-31: 0; 0.1 2031-32: 0; 0.1 2032-33: 0; 0.1 2033-34: 0; 0.1 2034-35: 0; 0.1 2035-36: 0; 0.1 2036-37: 0; 0.1 2037-38: 0; 0.1 2038-39: 0; 0.1 2039-40: 0; 0.1 2040-41: 0; 0.1 2041-42: 0; 0.1 2042-43: 0; 0.1 2043-44: 0; 0.1 2044-45: 0; 0.1 2045-46: 0; 0.1 2046-47: 0; 0.1 2047-48: 0; 0.1 2048-49: 0; 0.1 2049-50: 0
9.1FP | Reduce outages input as -ve | PSROU | Ml/d | 2 | 0.1 2019-20: 0; 0.1 2020-21: 0; 0.1 2021-22: 0; 0.1 2022-23: 0; 0.1 2023-24: 0; 0.1 2024-25: 0; 0.1 2025-26: 0; 0.1 2026-27: 0; 0.1 2027-28: 0; 0.1 2028-29: 0; 0.1 2029-30: 0; 0.1 2030-31: 0; 0.1 2031-32: 0; 0.1 2032-33: 0; 0.1 2033-34: 0; 0.1 2034-35: 0; 0.1 2035-36: 0; 0.1 2036-37: 0; 0.1 2037-38: 0; 0.1 2038-39: 0; 0.1 2039-40: 0; 0.1 2040-41: 0; 0.1 2041-42: 0; 0.1 2042-43: 0; 0.1 2043-44: 0; 0.1 2044-45: 0; 0.1 2045-46: 0; 0.1 2046-47: 0; 0.1 2047-48: 0; 0.1 2048-49: 0; 0.1 2049-50: 0
12.2FP | Change volume delivered to measured non households input reductions as -ve, line to include both measured non-household consumption and USPL options | CVMNH | Ml/d | 2 | 0.1 2019-20: 0; 0.1 2020-21: 0; 0.1 2021-22: 0; 0.1 2022-23: 0; 0.1 2023-24: 0; 0.1 2024-25: 0; 0.1 2025-26: -0.12; 0.1 2026-27: -0.22; 0.1 2027-28: -0.32; 0.1 2028-29: -0.4; 0.1 2029-30: -0.49; 0.1 2030-31: -0.57; 0.1 2031-32: -0.66; 0.1 2032-33: -0.74; 0.1 2033-34: -0.83; 0.1 2034-35: -0.91; 0.1 2035-36: -1; 0.1 2036-37: -1.08; 0.1 2037-38: -1.17; 0.1 2038-39: -1.25; 0.1 2039-40: -1.33; 0.1 2040-41: -1.42; 0.1 2041-42: -1.5; 0.1 2042-43: -1.59; 0.1 2043-44: -1.67; 0.1 2044-45: -1.76; 0.1 2045-46: -1.84; 0.1 2046-47: -1.92; 0.1 2047-48: -2.01; 0.1 2048-49: -2.09; 0.1 2049-50: -2.17
13.1FP | Change volume delivered to unmeasured non households input reductions as -ve, line to include both unmeasured non-household consumption and USPL options | CVUNH | Ml/d | 2 | 0.1 2019-20: 0; 0.1 2020-21: 0; 0.1 2021-22: 0; 0.1 2022-23: 0; 0.1 2023-24: 0; 0.1 2024-25: 0; 0.1 2025-26: 0; 0.1 2026-27: 0; 0.1 2027-28: 0; 0.1 2028-29: 0; 0.1 2029-30: 0; 0.1 2030-31: 0; 0.1 2031-32: 0; 0.1 2032-33: 0; 0.1 2033-34: 0; 0.1 2034-35: 0; 0.1 2035-36: 0; 0.1 2036-37: 0; 0.1 2037-38: 0; 0.1 2038-39: 0; 0.1 2039-40: 0; 0.1 2040-41: 0; 0.1 2041-42: 0; 0.1 2042-43: 0; 0.1 2043-44: 0; 0.1 2044-45: 0; 0.1 2045-46: 0; 0.1 2046-47: 0; 0.1 2047-48: 0; 0.1 2048-49: 0; 0.1 2049-50: 0
14.1FP | Change volume delivered to measured households input reductions as -ve, line to include both measured household consumption and USPL options | CVMHH | Ml/d | 2 | 0.1 2019-20: 0; 0.1 2020-21: 0; 0.1 2021-22: 0; 0.1 2022-23: 0; 0.1 2023-24: 0; 0.1 2024-25: 0; 0.1 2025-26: -0.46; 0.1 2026-27: -0.56; 0.1 2027-28: -0.67; 0.1 2028-29: -0.87; 0.1 2029-30: -1.09; 0.1 2030-31: -1.29; 0.1 2031-32: -1.5; 0.1 2032-33: -1.66; 0.1 2033-34: -1.81; 0.1 2034-35: -2.17; 0.1 2035-36: -2.53; 0.1 2036-37: -2.9; 0.1 2037-38: -3.27; 0.1 2038-39: -3.64; 0.1 2039-40: -4.02; 0.1 2040-41: -4.39; 0.1 2041-42: -4.78; 0.1 2042-43: -5.16; 0.1 2043-44: -5.55; 0.1 2044-45: -5.72; 0.1 2045-46: -5.89; 0.1 2046-47: -6.06; 0.1 2047-48: -6.23; 0.1 2048-49: -6.4; 0.1 2049-50: -6.56
15.1FP | Change volume delivered to unmeasured households input reductions as -ve, line to include both unmeasured household consumption and USPL options | CVUHH | Ml/d | 2 | 0.1 2019-20: 0; 0.1 2020-21: 0; 0.1 2021-22: 0; 0.1 2022-23: 0; 0.1 2023-24: 0; 0.1 2024-25: 0; 0.1 2025-26: 0; 0.1 2026-27: 0; 0.1 2027-28: 0; 0.1 2028-29: 0; 0.1 2029-30: 0; 0.1 2030-31: 0; 0.1 2031-32: 0; 0.1 2032-33: 0; 0.1 2033-34: 0; 0.1 2034-35: 0; 0.1 2035-36: 0; 0.1 2036-37: 0; 0.1 2037-38: 0; 0.1 2038-39: 0; 0.1 2039-40: 0; 0.1 2040-41: 0; 0.1 2041-42: 0; 0.1 2042-43: 0; 0.1 2043-44: 0; 0.1 2044-45: 0; 0.1 2045-46: 0; 0.1 2046-47: 0; 0.1 2047-48: 0; 0.1 2048-49: 0; 0.1 2049-50: 0
21.1FP | Options to reduce water taken unbilled input as -ve | CSWTU | Ml/d | 2 | 0.1 2019-20: 0; 0.1 2020-21: 0; 0.1 2021-22: 0; 0.1 2022-23: 0; 0.1 2023-24: 0; 0.1 2024-25: 0; 0.1 2025-26: 0; 0.1 2026-27: 0; 0.1 2027-28: 0; 0.1 2028-29: 0; 0.1 2029-30: 0; 0.1 2030-31: 0; 0.1 2031-32: 0; 0.1 2032-33: 0; 0.1 2033-34: 0; 0.1 2034-35: 0; 0.1 2035-36: 0; 0.1 2036-37: 0; 0.1 2037-38: 0; 0.1 2038-39: 0; 0.1 2039-40: 0; 0.1 2040-41: 0; 0.1 2041-42: 0; 0.1 2042-43: 0; 0.1 2043-44: 0; 0.1 2044-45: 0; 0.1 2045-46: 0; 0.1 2046-47: 0; 0.1 2047-48: 0; 0.1 2048-49: 0; 0.1 2049-50: 0
22.1FP | Reduce distribution system operational use (DSOU) input as -ve | DSDOU | Ml/d | 2 | 0.1 2019-20: 0; 0.1 2020-21: 0; 0.1 2021-22: 0; 0.1 2022-23: 0; 0.1 2023-24: 0; 0.1 2024-25: 0; 0.1 2025-26: 0; 0.1 2026-27: 0; 0.1 2027-28: 0; 0.1 2028-29: 0; 0.1 2029-30: 0; 0.1 2030-31: 0; 0.1 2031-32: 0; 0.1 2032-33: 0; 0.1 2033-34: 0; 0.1 2034-35: 0; 0.1 2035-36: 0; 0.1 2036-37: 0; 0.1 2037-38: 0; 0.1 2038-39: 0; 0.1 2039-40: 0; 0.1 2040-41: 0; 0.1 2041-42: 0; 0.1 2042-43: 0; 0.1 2043-44: 0; 0.1 2044-45: 0; 0.1 2045-46: 0; 0.1 2046-47: 0; 0.1 2047-48: 0; 0.1 2048-49: 0; 0.1 2049-50: 0
23.1FP | Options impacting on measured Non Household - USPL input reductions as -ve | CUMNH | Ml/d | 2 | 0.1 2019-20: 0; 0.1 2020-21: 0; 0.1 2021-22: 0; 0.1 2022-23: 0; 0.1 2023-24: 0; 0.1 2024-25: 0; 0.1 2025-26: 0; 0.1 2026-27: 0; 0.1 2027-28: 0; 0.1 2028-29: -0.01; 0.1 2029-30: -0.01; 0.1 2030-31: -0.01; 0.1 2031-32: -0.01; 0.1 2032-33: -0.01; 0.1 2033-34: -0.01; 0.1 2034-35: -0.01; 0.1 2035-36: -0.01; 0.1 2036-37: -0.01; 0.1 2037-38: -0.02; 0.1 2038-39: -0.02; 0.1 2039-40: -0.02; 0.1 2040-41: -0.02; 0.1 2041-42: -0.02; 0.1 2042-43: -0.02; 0.1 2043-44: -0.02; 0.1 2044-45: -0.02; 0.1 2045-46: -0.02; 0.1 2046-47: -0.03; 0.1 2047-48: -0.03; 0.1 2048-49: -0.03; 0.1 2049-50: -0.03
24.1FP | Options impacting on unmeasured Non Household - USPL input reductions as -ve | CUUNH | Ml/d | 2 | 0.1 2019-20: 0; 0.1 2020-21: 0; 0.1 2021-22: 0; 0.1 2022-23: 0; 0.1 2023-24: 0; 0.1 2024-25: 0; 0.1 2025-26: 0; 0.1 2026-27: 0; 0.1 2027-28: 0; 0.1 2028-29: 0; 0.1 2029-30: 0; 0.1 2030-31: 0; 0.1 2031-32: 0; 0.1 2032-33: 0; 0.1 2033-34: 0; 0.1 2034-35: 0; 0.1 2035-36: 0; 0.1 2036-37: 0; 0.1 2037-38: 0; 0.1 2038-39: 0; 0.1 2039-40: 0; 0.1 2040-41: 0; 0.1 2041-42: 0; 0.1 2042-43: 0; 0.1 2043-44: 0; 0.1 2044-45: 0; 0.1 2045-46: 0; 0.1 2046-47: 0; 0.1 2047-48: 0; 0.1 2048-49: 0; 0.1 2049-50: 0
25.1FP | Options impacting on measured Household - USPL input reductions as -ve | CUMHH | Ml/d | 2 | 0.1 2019-20: 0; 0.1 2020-21: 0; 0.1 2021-22: 0; 0.1 2022-23: 0; 0.1 2023-24: 0; 0.1 2024-25: 0; 0.1 2025-26: -0.25; 0.1 2026-27: -0.26; 0.1 2027-28: -0.27; 0.1 2028-29: -0.28; 0.1 2029-30: -0.29; 0.1 2030-31: -0.3; 0.1 2031-32: -0.32; 0.1 2032-33: -0.33; 0.1 2033-34: -0.33; 0.1 2034-35: -0.34; 0.1 2035-36: -0.35; 0.1 2036-37: -0.35; 0.1 2037-38: -0.36; 0.1 2038-39: -0.37; 0.1 2039-40: -0.37; 0.1 2040-41: -0.38; 0.1 2041-42: -0.39; 0.1 2042-43: -0.39; 0.1 2043-44: -0.4; 0.1 2044-45: -0.41; 0.1 2045-46: -0.41; 0.1 2046-47: -0.42; 0.1 2047-48: -0.42; 0.1 2048-49: -0.43; 0.1 2049-50: -0.43
26.1FP | Options impacting on unmeasured Household - USPL input reductions as -ve | CUUHH | Ml/d | 2 | 0.1 2019-20: 0; 0.1 2020-21: 0; 0.1 2021-22: 0; 0.1 2022-23: 0; 0.1 2023-24: 0; 0.1 2024-25: 0; 0.1 2025-26: 0; 0.1 2026-27: 0; 0.1 2027-28: 0; 0.1 2028-29: 0; 0.1 2029-30: 0; 0.1 2030-31: 0; 0.1 2031-32: 0; 0.1 2032-33: 0; 0.1 2033-34: 0; 0.1 2034-35: 0; 0.1 2035-36: 0; 0.1 2036-37: 0; 0.1 2037-38: 0; 0.1 2038-39: 0; 0.1 2039-40: 0; 0.1 2040-41: 0; 0.1 2041-42: 0; 0.1 2042-43: 0; 0.1 2043-44: 0; 0.1 2044-45: 0; 0.1 2045-46: 0; 0.1 2046-47: 0; 0.1 2047-48: 0; 0.1 2048-49: 0; 0.1 2049-50: 0
27.1FP | Options impacting on Void properties - USPL input reductions as -ve | CUVPP | Ml/d | 2 | 0.1 2019-20: 0; 0.1 2020-21: 0; 0.1 2021-22: 0; 0.1 2022-23: 0; 0.1 2023-24: 0; 0.1 2024-25: 0; 0.1 2025-26: 0; 0.1 2026-27: 0; 0.1 2027-28: 0; 0.1 2028-29: 0; 0.1 2029-30: 0; 0.1 2030-31: 0; 0.1 2031-32: 0; 0.1 2032-33: 0; 0.1 2033-34: 0; 0.1 2034-35: 0; 0.1 2035-36: 0; 0.1 2036-37: 0; 0.1 2037-38: 0; 0.1 2038-39: 0; 0.1 2039-40: 0; 0.1 2040-41: 0; 0.1 2041-42: 0; 0.1 2042-43: 0; 0.1 2043-44: 0; 0.1 2044-45: 0; 0.1 2045-46: 0; 0.1 2046-47: 0; 0.1 2047-48: 0; 0.1 2048-49: 0; 0.1 2049-50: 0
28.1FP | Reduce distribution losses input as -ve | DSRDL | Ml/d | 2 | 0.1 2019-20: 0; 0.1 2020-21: 0; 0.1 2021-22: 0; 0.1 2022-23: 0; 0.1 2023-24: 0; 0.1 2024-25: 0; 0.1 2025-26: 0; 0.1 2026-27: 0; 0.1 2027-28: -0.01; 0.1 2028-29: -0.01; 0.1 2029-30: -0.01; 0.1 2030-31: -0.01; 0.1 2031-32: -0.01; 0.1 2032-33: -0.02; 0.1 2033-34: -0.02; 0.1 2034-35: -0.02; 0.1 2035-36: -0.02; 0.1 2036-37: -0.2; 0.1 2037-38: -0.2; 0.1 2038-39: -0.37; 0.1 2039-40: -0.37; 0.1 2040-41: -0.37; 0.1 2041-42: -0.46; 0.1 2042-43: -0.54; 0.1 2043-44: -0.61; 0.1 2044-45: -0.61; 0.1 2045-46: -0.67; 0.1 2046-47: -0.74; 0.1 2047-48: -0.77; 0.1 2048-49: -0.82; 0.1 2049-50: -0.83
Table 3c: DYAA - Final plan | Back to top of sheet
WRMP24 reference | Component | Derivation | Unit | Decimal places | 2019-20 | 2020-21 | 2021-22 | 2022-23 | 2023-24 | 2024-25 | 2025-26 | 2026-27 | 2027-28 | 2028-29 | 2029-30 | 2030-31 | 2031-32 | 2032-33 | 2033-34 | 2034-35 | 2035-36 | 2036-37 | 2037-38 | 2038-39 | 2039-40 | 2040-41 | 2041-42 | 2042-43 | 2043-44 | 2044-45 | 2045-46 | 2046-47 | 2047-48 | 2048-49 | 2049-50 | 2050-51 | 2051-52 | 2052-53 | 2053-54 | 2054-55 | 2055-56 | 2056-57 | 2057-58 | 2058-59 | 2059-60 | 2060-61 | 2061-62 | 2062-63 | 2063-64 | 2064-65 | 2065-66 | 2066-67 | 2067-68 | 2068-69 | 2069-70 | 2070-71 | 2071-72 | 2072-73 | 2073-74 | 2074-75 | 2075-76 | 2076-77 | 2077-78 | 2078-79 | 2079-80 | 2080-81 | 2081-82 | 2082-83 | 2083-84 | 2084-85 | 2085-86 | 2086-87 | 2087-88 | 2088-89 | 2089-90 | 2090-91 | 2091-92 | 2092-93 | 2093-94 | 2094-95 | 2095-96 | 2096-97 | 2097-98 | 2098-99 | 2099-100
1FP | Raw water abstracted | Input | Ml/d | 2 | 2019-20: 0; 2020-21: 0; 2021-22: 0; 2022-23: 0; 2023-24: 0; 2024-25: 0; 2025-26: 0; 2026-27: 0; 2027-28: 0; 2028-29: 0; 2029-30: 0; 2030-31: 0; 2031-32: 0; 2032-33: 0; 2033-34: 0; 2034-35: 0; 2035-36: 0; 2036-37: 0; 2037-38: 0; 2038-39: 0; 2039-40: 0; 2040-41: 0; 2041-42: 0; 2042-43: 0; 2043-44: 0; 2044-45: 0; 2045-46: 0; 2046-47: 0; 2047-48: 0; 2048-49: 0; 2049-50: 0
1.1FP | Non-potable water supplies | 1.1BL + 1.11FP | Ml/d | 2 | 2019-20: 0; 2020-21: 0; 2021-22: 0; 2022-23: 0; 2023-24: 0; 2024-25: 0; 2025-26: 0; 2026-27: 0; 2027-28: 0; 2028-29: 0; 2029-30: 0; 2030-31: 0; 2031-32: 0; 2032-33: 0; 2033-34: 0; 2034-35: 0; 2035-36: 0; 2036-37: 0; 2037-38: 0; 2038-39: 0; 2039-40: 0; 2040-41: 0; 2041-42: 0; 2042-43: 0; 2043-44: 0; 2044-45: 0; 2045-46: 0; 2046-47: 0; 2047-48: 0; 2048-49: 0; 2049-50: 0
2FP | Raw water imported | 2BL + 2.1FP | Ml/d | 2 | 2019-20: 0; 2020-21: 0; 2021-22: 0; 2022-23: 0; 2023-24: 0; 2024-25: 0; 2025-26: 0; 2026-27: 0; 2027-28: 0; 2028-29: 0; 2029-30: 0; 2030-31: 0; 2031-32: 0; 2032-33: 0; 2033-34: 0; 2034-35: 0; 2035-36: 0; 2036-37: 0; 2037-38: 0; 2038-39: 0; 2039-40: 0; 2040-41: 0; 2041-42: 0; 2042-43: 0; 2043-44: 0; 2044-45: 0; 2045-46: 0; 2046-47: 0; 2047-48: 0; 2048-49: 0; 2049-50: 0
3FP | Potable water imported | 3BL + 3.1FP | Ml/d | 2 | 2019-20: 3; 2020-21: 3; 2021-22: 3; 2022-23: 3; 2023-24: 3; 2024-25: 3; 2025-26: 12.398; 2026-27: 12.72; 2027-28: 12.67; 2028-29: 12.58; 2029-30: 12.41; 2030-31: 16.84; 2031-32: 16.83; 2032-33: 5.52; 2033-34: 5.58; 2034-35: 5.61; 2035-36: 4.9; 2036-37: 4.16; 2037-38: 4.2; 2038-39: 3.48; 2039-40: 3.48; 2040-41: 8.48; 2041-42: 8.42; 2042-43: 8.26; 2043-44: 8.24; 2044-45: 8.31; 2045-46: 7.95; 2046-47: 8.12; 2047-48: 8.26; 2048-49: 8.38; 2049-50: 8.23
4FP | Raw water exported enter as -ve | 4BL + 4.1FP | Ml/d | 2 | 2019-20: 0; 2020-21: 0; 2021-22: 0; 2022-23: 0; 2023-24: 0; 2024-25: 0; 2025-26: 0; 2026-27: 0; 2027-28: 0; 2028-29: 0; 2029-30: 0; 2030-31: 0; 2031-32: 0; 2032-33: 0; 2033-34: 0; 2034-35: 0; 2035-36: 0; 2036-37: 0; 2037-38: 0; 2038-39: 0; 2039-40: 0; 2040-41: 0; 2041-42: 0; 2042-43: 0; 2043-44: 0; 2044-45: 0; 2045-46: 0; 2046-47: 0; 2047-48: 0; 2048-49: 0; 2049-50: 0
5FP | Potable water exported enter as -ve | 5BL + 5.1FP | Ml/d | 2 | 2019-20: -7.86; 2020-21: -7.86; 2021-22: -7.86; 2022-23: -7.86; 2023-24: -7.86; 2024-25: -7.86; 2025-26: -11.948; 2026-27: -11.96; 2027-28: -11.89; 2028-29: -11.85; 2029-30: -11.81; 2030-31: -12.34; 2031-32: -12.31; 2032-33: -12.3; 2033-34: -12.3; 2034-35: -12.29; 2035-36: -12.2; 2036-37: -12.13; 2037-38: -12.12; 2038-39: -12.13; 2039-40: -9.6; 2040-41: -15.42; 2041-42: -15.41; 2042-43: -15.31; 2043-44: -15.28; 2044-45: -15.18; 2045-46: -15.12; 2046-47: -15.07; 2047-48: -15.09; 2048-49: -15.09; 2049-50: -15.08
6.1FP | Deployable Output post forecast changes | 6.1BL + 6.2FP + 6.3FP +7.01FP +7.02FP | Ml/d | 2 | 2019-20: 65.5; 2020-21: 65.5; 2021-22: 65.5; 2022-23: 65.5; 2023-24: 65.5; 2024-25: 65.5; 2025-26: 64.45; 2026-27: 64.2; 2027-28: 64.2; 2028-29: 64.2; 2029-30: 64.2; 2030-31: 60.6; 2031-32: 60.6; 2032-33: 72; 2033-34: 72; 2034-35: 72; 2035-36: 72; 2036-37: 72; 2037-38: 72; 2038-39: 72; 2039-40: 69.52; 2040-41: 68.5; 2041-42: 68.48; 2042-43: 68.46; 2043-44: 68.44; 2044-45: 68.42; 2045-46: 68.4; 2046-47: 68.38; 2047-48: 68.36; 2048-49: 68.34; 2049-50: 68.32
8FP | Raw water losses, treatment works losses and operational use | 8BL + 8.1FP + 8.2FP | Ml/d | 2 | 2019-20: 0.6; 2020-21: 0.6; 2021-22: 0.6; 2022-23: 0.6; 2023-24: 0.6; 2024-25: 0.6; 2025-26: 0.6; 2026-27: 0.6; 2027-28: 0.6; 2028-29: 0.6; 2029-30: 0.6; 2030-31: 0.6; 2031-32: 0.6; 2032-33: 0.6; 2033-34: 0.6; 2034-35: 0.6; 2035-36: 0.6; 2036-37: 0.6; 2037-38: 0.6; 2038-39: 0.6; 2039-40: 0.6; 2040-41: 0.6; 2041-42: 0.6; 2042-43: 0.6; 2043-44: 0.6; 2044-45: 0.6; 2045-46: 0.6; 2046-47: 0.6; 2047-48: 0.6; 2048-49: 0.6; 2049-50: 0.6
9FP | Total Outage Allowance | 9BL + 9.1FP | Ml/d | 2 | 2019-20: 0.38; 2020-21: 0.38; 2021-22: 0.38; 2022-23: 0.38; 2023-24: 0.38; 2024-25: 0.38; 2025-26: 0.38; 2026-27: 0.38; 2027-28: 0.38; 2028-29: 0.38; 2029-30: 0.38; 2030-31: 0.38; 2031-32: 0.38; 2032-33: 0.38; 2033-34: 0.38; 2034-35: 0.38; 2035-36: 0.38; 2036-37: 0.38; 2037-38: 0.38; 2038-39: 0.38; 2039-40: 0.36; 2040-41: 0.36; 2041-42: 0.36; 2042-43: 0.36; 2043-44: 0.36; 2044-45: 0.36; 2045-46: 0.36; 2046-47: 0.36; 2047-48: 0.36; 2048-49: 0.36; 2049-50: 0.36
10FP | Water Available For Use (own sources) | (6.1FP) - (8FP + 9FP) | Ml/d | 2 | 2019-20: 64.52; 2020-21: 64.52; 2021-22: 64.52; 2022-23: 64.52; 2023-24: 64.52; 2024-25: 64.52; 2025-26: 63.47; 2026-27: 63.22; 2027-28: 63.22; 2028-29: 63.22; 2029-30: 63.22; 2030-31: 59.62; 2031-32: 59.62; 2032-33: 71.02; 2033-34: 71.02; 2034-35: 71.02; 2035-36: 71.02; 2036-37: 71.02; 2037-38: 71.02; 2038-39: 71.02; 2039-40: 68.56; 2040-41: 67.54; 2041-42: 67.52; 2042-43: 67.5; 2043-44: 67.48; 2044-45: 67.46; 2045-46: 67.44; 2046-47: 67.42; 2047-48: 67.4; 2048-49: 67.38; 2049-50: 67.36
11FP | Total Water Available For Use | 10FP + sum (2FP:5FP) | Ml/d | 2 | 2019-20: 59.66; 2020-21: 59.66; 2021-22: 59.66; 2022-23: 59.66; 2023-24: 59.66; 2024-25: 59.66; 2025-26: 63.92; 2026-27: 63.98; 2027-28: 64; 2028-29: 63.95; 2029-30: 63.82; 2030-31: 64.12; 2031-32: 64.14; 2032-33: 64.24; 2033-34: 64.3; 2034-35: 64.34; 2035-36: 63.72; 2036-37: 63.05; 2037-38: 63.1; 2038-39: 62.37; 2039-40: 62.44; 2040-41: 60.6; 2041-42: 60.53; 2042-43: 60.45; 2043-44: 60.44; 2044-45: 60.59; 2045-46: 60.27; 2046-47: 60.47; 2047-48: 60.57; 2048-49: 60.67; 2049-50: 60.51
12FP | Water delivered measured non-household | 12BL + 12.2FP | Ml/d | 2 | 2019-20: 10.61; 2020-21: 10.66; 2021-22: 10.69; 2022-23: 10.77; 2023-24: 10.81; 2024-25: 10.85; 2025-26: 10.77; 2026-27: 10.72; 2027-28: 10.67; 2028-29: 10.63; 2029-30: 10.6; 2030-31: 10.57; 2031-32: 10.52; 2032-33: 10.46; 2033-34: 10.38; 2034-35: 10.32; 2035-36: 10.26; 2036-37: 10.21; 2037-38: 10.16; 2038-39: 10.12; 2039-40: 10.11; 2040-41: 10.08; 2041-42: 10.07; 2042-43: 10.06; 2043-44: 10.07; 2044-45: 10.08; 2045-46: 10.09; 2046-47: 10.12; 2047-48: 10.14; 2048-49: 10.18; 2049-50: 10.22
12.1FP | Non-potable water consumption | Input | Ml/d | 2 | 2019-20: 0; 2020-21: 0; 2021-22: 0; 2022-23: 0; 2023-24: 0; 2024-25: 0; 2025-26: 0; 2026-27: 0; 2027-28: 0; 2028-29: 0; 2029-30: 0; 2030-31: 0; 2031-32: 0; 2032-33: 0; 2033-34: 0; 2034-35: 0; 2035-36: 0; 2036-37: 0; 2037-38: 0; 2038-39: 0; 2039-40: 0; 2040-41: 0; 2041-42: 0; 2042-43: 0; 2043-44: 0; 2044-45: 0; 2045-46: 0; 2046-47: 0; 2047-48: 0; 2048-49: 0; 2049-50: 0
13FP | Water delivered unmeasured non-household | 13BL + 13.1FP | Ml/d | 2 | 2019-20: 0.04; 2020-21: 0.04; 2021-22: 0.04; 2022-23: 0.04; 2023-24: 0.04; 2024-25: 0.04; 2025-26: 0.04; 2026-27: 0.05; 2027-28: 0.05; 2028-29: 0.05; 2029-30: 0.05; 2030-31: 0.05; 2031-32: 0.05; 2032-33: 0.05; 2033-34: 0.05; 2034-35: 0.05; 2035-36: 0.05; 2036-37: 0.05; 2037-38: 0.05; 2038-39: 0.05; 2039-40: 0.05; 2040-41: 0.05; 2041-42: 0.05; 2042-43: 0.05; 2043-44: 0.05; 2044-45: 0.05; 2045-46: 0.05; 2046-47: 0.05; 2047-48: 0.05; 2048-49: 0.05; 2049-50: 0.05
14FP | Water delivered measured household | 14BL + 14.1FP | Ml/d | 2 | 2019-20: 29.72; 2020-21: 30.14; 2021-22: 30.51; 2022-23: 30.99; 2023-24: 31.49; 2024-25: 31.73; 2025-26: 31.77; 2026-27: 32.13; 2027-28: 32.44; 2028-29: 32.59; 2029-30: 32.68; 2030-31: 32.83; 2031-32: 33; 2032-33: 33.27; 2033-34: 33.53; 2034-35: 33.58; 2035-36: 33.61; 2036-37: 33.62; 2037-38: 33.65; 2038-39: 33.69; 2039-40: 33.76; 2040-41: 33.81; 2041-42: 33.83; 2042-43: 33.86; 2043-44: 33.88; 2044-45: 34.12; 2045-46: 34.29; 2046-47: 34.45; 2047-48: 34.61; 2048-49: 34.77; 2049-50: 34.91
15FP | Water delivered unmeasured household | 15BL + 15.1FP | Ml/d | 2 | 2019-20: 8.59; 2020-21: 8.27; 2021-22: 7.99; 2022-23: 7.67; 2023-24: 7.35; 2024-25: 7.05; 2025-26: 6.8; 2026-27: 6.55; 2027-28: 6.32; 2028-29: 6.09; 2029-30: 5.87; 2030-31: 5.67; 2031-32: 5.48; 2032-33: 5.3; 2033-34: 5.14; 2034-35: 4.98; 2035-36: 4.83; 2036-37: 4.68; 2037-38: 4.54; 2038-39: 4.4; 2039-40: 4.28; 2040-41: 4.16; 2041-42: 4.05; 2042-43: 3.94; 2043-44: 3.83; 2044-45: 3.73; 2045-46: 3.69; 2046-47: 3.66; 2047-48: 3.63; 2048-49: 3.6; 2049-50: 3.6
16FP | Percentage of consumption driven by climate change | 16BL | % | 1 | 2019-20: 0%; 2020-21: 0%; 2021-22: 0%; 2022-23: 0.1%; 2023-24: 0.1%; 2024-25: 0.1%; 2025-26: 0.1%; 2026-27: 0.1%; 2027-28: 0.1%; 2028-29: 0.2%; 2029-30: 0.2%; 2030-31: 0.2%; 2031-32: 0.2%; 2032-33: 0.3%; 2033-34: 0.3%; 2034-35: 0.3%; 2035-36: 0.4%; 2036-37: 0.4%; 2037-38: 0.4%; 2038-39: 0.5%; 2039-40: 0.5%; 2040-41: 0.6%; 2041-42: 0.6%; 2042-43: 0.6%; 2043-44: 0.7%; 2044-45: 0.7%; 2045-46: 0.8%; 2046-47: 0.8%; 2047-48: 0.8%; 2048-49: 0.8%; 2049-50: 0.9%
17FP | Volume of consumption driven by climate change | 16FP * (12FP + sum(13FP:15FP) - sum (23FP:26FP)) | Ml/d | 2 | 2019-20: 0; 2020-21: 0; 2021-22: 0; 2022-23: 0.04763; 2023-24: 0.04788; 2024-25: 0.04792; 2025-26: 0.04792; 2026-27: 0.04804; 2027-28: 0.04812; 2028-29: 0.09612; 2029-30: 0.0959; 2030-31: 0.09584; 2031-32: 0.09584; 2032-33: 0.14385; 2033-34: 0.14388; 2034-35: 0.14337; 2035-36: 0.19048; 2036-37: 0.18968; 2037-38: 0.18912; 2038-39: 0.2357; 2039-40: 0.23535; 2040-41: 0.28188; 2041-42: 0.28128; 2042-43: 0.28068; 2043-44: 0.32697; 2044-45: 0.32795; 2045-46: 0.37584; 2046-47: 0.3772; 2047-48: 0.37832; 2048-49: 0.37976; 2049-50: 0.42876
18FP | Measured Household - PCC | ((14FP - 25FP) * 1,000,000) / (39FP * 1000) | l/h/d | 1 | 2019-20: 137.111; 2020-21: 136.0346; 2021-22: 134.7312; 2022-23: 134.1145; 2023-24: 133.4743; 2024-25: 131.7116; 2025-26: 130.3889; 2026-27: 129.7274; 2027-28: 129.0407; 2028-29: 128.0374; 2029-30: 126.8816; 2030-31: 126.0903; 2031-32: 125.4573; 2032-33: 125.0873; 2033-34: 124.7014; 2034-35: 123.5853; 2035-36: 122.4747; 2036-37: 121.3273; 2037-38: 120.3894; 2038-39: 119.4498; 2039-40: 118.4005; 2040-41: 117.4151; 2041-42: 116.3347; 2042-43: 115.2662; 2043-44: 114.2425; 2044-45: 113.9718; 2045-46: 113.6182; 2046-47: 113.2839; 2047-48: 112.9224; 2048-49: 112.6122; 2049-50: 112.2925
19FP | Unmeasured Household - PCC | ((15FP - 26FP) * 1,000,000) / (40FP * 1000) | l/h/d | 1 | 2019-20: 186.4698; 2020-21: 185.812; 2021-22: 185.2876; 2022-23: 184.895; 2023-24: 184.0391; 2024-25: 183.2845; 2025-26: 182.7243; 2026-27: 181.5445; 2027-28: 181.0997; 2028-29: 180.2208; 2029-30: 179.6467; 2030-31: 179.1856; 2031-32: 179.1554; 2032-33: 178.8797; 2033-34: 178.8353; 2034-35: 178.5435; 2035-36: 178.852; 2036-37: 178.5788; 2037-38: 178.5103; 2038-39: 178.1619; 2039-40: 178.1909; 2040-41: 178.0637; 2041-42: 178.2292; 2042-43: 178.1847; 2043-44: 177.9126; 2044-45: 177.4411; 2045-46: 177.4776; 2046-47: 177.4492; 2047-48: 177.3446; 2048-49: 177.7086; 2049-50: 177.7468
20FP | Average Household - PCC | (((14FP - 25FP) + (15FP - 26FP)) * 1,000,000)/ ((39FP + 40FP) * 1,000) | l/h/d | 1 | 2019-20: 145.5041; 2020-21: 144.0974; 2021-22: 142.5484; 2022-23: 141.5835; 2023-24: 140.5364; 2024-25: 138.5473; 2025-26: 137.0121; 2026-27: 136.0011; 2027-28: 135.0766; 2028-29: 133.8385; 2029-30: 132.5117; 2030-31: 131.5298; 2031-32: 130.7409; 2032-33: 130.1751; 2033-34: 129.6326; 2034-35: 128.4087; 2035-36: 127.244; 2036-37: 125.9978; 2037-38: 124.9638; 2038-39: 123.9096; 2039-40: 122.7849; 2040-41: 121.7101; 2041-42: 120.5696; 2042-43: 119.427; 2043-44: 118.3136; 2044-45: 117.8974; 2045-46: 117.5057; 2046-47: 117.1301; 2047-48: 116.7263; 2048-49: 116.4; 2049-50: 116.0766
21FP | Water taken unbilled | 21BL + 21.1FP | Ml/d | 2 | 2019-20: 1.22; 2020-21: 1.22; 2021-22: 1.24; 2022-23: 1.21; 2023-24: 1.22; 2024-25: 1.23; 2025-26: 1.23; 2026-27: 1.22; 2027-28: 1.22; 2028-29: 1.2; 2029-30: 1.22; 2030-31: 1.21; 2031-32: 1.21; 2032-33: 1.22; 2033-34: 1.22; 2034-35: 1.22; 2035-36: 1.22; 2036-37: 1.22; 2037-38: 1.23; 2038-39: 1.24; 2039-40: 1.21; 2040-41: 1.21; 2041-42: 1.22; 2042-43: 1.21; 2043-44: 1.22; 2044-45: 1.21; 2045-46: 1.23; 2046-47: 1.22; 2047-48: 1.24; 2048-49: 1.23; 2049-50: 1.22
22FP | Distribution system operational use | 22BL + 22.1FP | Ml/d | 2 | 2019-20: 0.3; 2020-21: 0.3; 2021-22: 0.3; 2022-23: 0.3; 2023-24: 0.3; 2024-25: 0.3; 2025-26: 0.3; 2026-27: 0.3; 2027-28: 0.3; 2028-29: 0.3; 2029-30: 0.3; 2030-31: 0.3; 2031-32: 0.3; 2032-33: 0.3; 2033-34: 0.3; 2034-35: 0.3; 2035-36: 0.3; 2036-37: 0.3; 2037-38: 0.3; 2038-39: 0.3; 2039-40: 0.3; 2040-41: 0.3; 2041-42: 0.3; 2042-43: 0.3; 2043-44: 0.3; 2044-45: 0.3; 2045-46: 0.3; 2046-47: 0.3; 2047-48: 0.3; 2048-49: 0.3; 2049-50: 0.3
23FP | Measured Non Household - USPL | 23BL + 23.1FP | Ml/d | 2 | 2019-20: 0.04; 2020-21: 0.04; 2021-22: 0.04; 2022-23: 0.04; 2023-24: 0.04; 2024-25: 0.04; 2025-26: 0.04; 2026-27: 0.04; 2027-28: 0.04; 2028-29: 0.03; 2029-30: 0.03; 2030-31: 0.03; 2031-32: 0.03; 2032-33: 0.03; 2033-34: 0.03; 2034-35: 0.03; 2035-36: 0.03; 2036-37: 0.03; 2037-38: 0.02; 2038-39: 0.02; 2039-40: 0.02; 2040-41: 0.02; 2041-42: 0.02; 2042-43: 0.02; 2043-44: 0.02; 2044-45: 0.02; 2045-46: 0.03; 2046-47: 0.02; 2047-48: 0.02; 2048-49: 0.02; 2049-50: 0.02
24FP | Unmeasured Non Household - USPL | 24BL + 24.1FP | Ml/d | 2 | 2019-20: 0; 2020-21: 0; 2021-22: 0; 2022-23: 0; 2023-24: 0; 2024-25: 0; 2025-26: 0; 2026-27: 0; 2027-28: 0; 2028-29: 0; 2029-30: 0; 2030-31: 0; 2031-32: 0; 2032-33: 0; 2033-34: 0; 2034-35: 0; 2035-36: 0; 2036-37: 0; 2037-38: 0; 2038-39: 0; 2039-40: 0; 2040-41: 0; 2041-42: 0; 2042-43: 0; 2043-44: 0; 2044-45: 0; 2045-46: 0; 2046-47: 0; 2047-48: 0; 2048-49: 0; 2049-50: 0
25FP | Measured Household - USPL | 25BL + 25.1FP | Ml/d | 2 | 2019-20: 1.26; 2020-21: 1.24; 2021-22: 1.21; 2022-23: 1.21; 2023-24: 1.2; 2024-25: 1.16; 2025-26: 0.89; 2026-27: 0.85; 2027-28: 0.82; 2028-29: 0.78; 2029-30: 0.75; 2030-31: 0.71; 2031-32: 0.66; 2032-33: 0.67; 2033-34: 0.69; 2034-35: 0.7; 2035-36: 0.71; 2036-37: 0.73; 2037-38: 0.73; 2038-39: 0.74; 2039-40: 0.76; 2040-41: 0.76; 2041-42: 0.77; 2042-43: 0.79; 2043-44: 0.79; 2044-45: 0.8; 2045-46: 0.81; 2046-47: 0.81; 2047-48: 0.82; 2048-49: 0.82; 2049-50: 0.83
26FP | Unmeasured Household - USPL | 26BL + 26.1BL | Ml/d | 2 | 2019-20: 0.66; 2020-21: 0.64; 2021-22: 0.62; 2022-23: 0.59; 2023-24: 0.57; 2024-25: 0.55; 2025-26: 0.53; 2026-27: 0.52; 2027-28: 0.5; 2028-29: 0.49; 2029-30: 0.47; 2030-31: 0.46; 2031-32: 0.44; 2032-33: 0.43; 2033-34: 0.42; 2034-35: 0.41; 2035-36: 0.39; 2036-37: 0.38; 2037-38: 0.37; 2038-39: 0.36; 2039-40: 0.35; 2040-41: 0.34; 2041-42: 0.33; 2042-43: 0.32; 2043-44: 0.31; 2044-45: 0.31; 2045-46: 0.3; 2046-47: 0.3; 2047-48: 0.3; 2048-49: 0.29; 2049-50: 0.29
27FP | Void Properties - USPL | 27BL + 27.1FP | Ml/d | 2 | 2019-20: 0.11; 2020-21: 0.11; 2021-22: 0.11; 2022-23: 0.12; 2023-24: 0.12; 2024-25: 0.12; 2025-26: 0.12; 2026-27: 0.12; 2027-28: 0.12; 2028-29: 0.13; 2029-30: 0.13; 2030-31: 0.13; 2031-32: 0.13; 2032-33: 0.13; 2033-34: 0.13; 2034-35: 0.13; 2035-36: 0.13; 2036-37: 0.13; 2037-38: 0.13; 2038-39: 0.13; 2039-40: 0.14; 2040-41: 0.14; 2041-42: 0.14; 2042-43: 0.14; 2043-44: 0.14; 2044-45: 0.14; 2045-46: 0.14; 2046-47: 0.14; 2047-48: 0.14; 2048-49: 0.14; 2049-50: 0.14
28FP | Distribution losses | 28BL + 28.1FP | Ml/d | 2 | 2019-20: 10.83; 2020-21: 10.6; 2021-22: 10.47; 2022-23: 10.26; 2023-24: 10.05; 2024-25: 9.83; 2025-26: 9.83; 2026-27: 9.83; 2027-28: 9.82; 2028-29: 9.82; 2029-30: 9.82; 2030-31: 9.82; 2031-32: 9.82; 2032-33: 9.81; 2033-34: 9.81; 2034-35: 9.81; 2035-36: 9.81; 2036-37: 9.63; 2037-38: 9.63; 2038-39: 9.46; 2039-40: 9.46; 2040-41: 9.46; 2041-42: 9.37; 2042-43: 9.29; 2043-44: 9.22; 2044-45: 9.22; 2045-46: 9.16; 2046-47: 9.09; 2047-48: 9.06; 2048-49: 9.01; 2049-50: 9
29FP | Total Leakage | sum (23FP:28FP) | Ml/d | 2 | 2019-20: 12.9; 2020-21: 12.63; 2021-22: 12.45; 2022-23: 12.22; 2023-24: 11.98; 2024-25: 11.7; 2025-26: 11.41; 2026-27: 11.36; 2027-28: 11.3; 2028-29: 11.25; 2029-30: 11.2; 2030-31: 11.15; 2031-32: 11.08; 2032-33: 11.07; 2033-34: 11.08; 2034-35: 11.08; 2035-36: 11.07; 2036-37: 10.9; 2037-38: 10.88; 2038-39: 10.71; 2039-40: 10.73; 2040-41: 10.72; 2041-42: 10.63; 2042-43: 10.56; 2043-44: 10.48; 2044-45: 10.49; 2045-46: 10.44; 2046-47: 10.36; 2047-48: 10.34; 2048-49: 10.28; 2049-50: 10.28
30FP | Leakage/property | (29FP * 1,000,000) / (36FP * 1,000) | l/prop/d | 2 | 2019-20: 118.1936; 2020-21: 114.1179; 2021-22: 110.7839; 2022-23: 107.305; 2023-24: 103.6234; 2024-25: 99.6118; 2025-26: 95.626; 2026-27: 93.8959; 2027-28: 92.1697; 2028-29: 90.6461; 2029-30: 89.2153; 2030-31: 87.8181; 2031-32: 86.2915; 2032-33: 85.3041; 2033-34: 84.615; 2034-35: 83.8752; 2035-36: 83.0825; 2036-37: 81.1211; 2037-38: 80.3106; 2038-39: 78.4248; 2039-40: 77.9587; 2040-41: 77.2919; 2041-42: 76.0698; 2042-43: 75.0176; 2043-44: 73.9184; 2044-45: 73.4717; 2045-46: 72.622; 2046-47: 71.5835; 2047-48: 70.976; 2048-49: 70.1118; 2049-50: 69.6708
31FP | Measured Non Household - properties | Input | 000's | 2 | 2019-20: 5.39; 2020-21: 5.431; 2021-22: 5.468; 2022-23: 5.512; 2023-24: 5.552; 2024-25: 5.59; 2025-26: 5.626; 2026-27: 5.661; 2027-28: 5.698; 2028-29: 5.734; 2029-30: 5.764; 2030-31: 5.795; 2031-32: 5.824; 2032-33: 5.852; 2033-34: 5.878; 2034-35: 5.901; 2035-36: 5.924; 2036-37: 5.946; 2037-38: 5.966; 2038-39: 5.985; 2039-40: 6.003; 2040-41: 6.019; 2041-42: 6.034; 2042-43: 6.048; 2043-44: 6.061; 2044-45: 6.074; 2045-46: 6.086; 2046-47: 6.097; 2047-48: 6.107; 2048-49: 6.116; 2049-50: 6.125
32FP | Unmeasured Non Household - properties | Input | 000's | 2 | 2019-20: 0.022; 2020-21: 0.022; 2021-22: 0.022; 2022-23: 0.022; 2023-24: 0.022; 2024-25: 0.022; 2025-26: 0.023; 2026-27: 0.023; 2027-28: 0.023; 2028-29: 0.023; 2029-30: 0.023; 2030-31: 0.023; 2031-32: 0.023; 2032-33: 0.024; 2033-34: 0.024; 2034-35: 0.024; 2035-36: 0.024; 2036-37: 0.024; 2037-38: 0.024; 2038-39: 0.024; 2039-40: 0.024; 2040-41: 0.024; 2041-42: 0.024; 2042-43: 0.024; 2043-44: 0.024; 2044-45: 0.024; 2045-46: 0.024; 2046-47: 0.024; 2047-48: 0.025; 2048-49: 0.025; 2049-50: 0.025
33FP | All void non-households - properties | Input | 000's | 2 | 2019-20: 0; 2020-21: 0; 2021-22: 0; 2022-23: 0; 2023-24: 0; 2024-25: 0; 2025-26: 0; 2026-27: 0; 2027-28: 0; 2028-29: 0; 2029-30: 0; 2030-31: 0; 2031-32: 0; 2032-33: 0; 2033-34: 0; 2034-35: 0; 2035-36: 0; 2036-37: 0; 2037-38: 0; 2038-39: 0; 2039-40: 0; 2040-41: 0; 2041-42: 0; 2042-43: 0; 2043-44: 0; 2044-45: 0; 2045-46: 0; 2046-47: 0; 2047-48: 0; 2048-49: 0; 2049-50: 0
34FP | Measured households - properties (excl. void) | Year before + sum (34.1BL:34.6BL) | 000's | 2 | 2019-20: 85.633; 2020-21: 87.632; 2021-22: 89.741; 2022-23: 91.712; 2023-24: 93.902; 2024-25: 96.188; 2025-26: 98.397; 2026-27: 100.397; 2027-28: 102.33; 2028-29: 104.148; 2029-30: 105.875; 2030-31: 107.59; 2031-32: 109.305; 2032-33: 110.945; 2033-34: 112.386; 2034-35: 113.798; 2035-36: 115.185; 2036-37: 116.547; 2037-38: 117.884; 2038-39: 119.194; 2039-40: 120.479; 2040-41: 121.741; 2041-42: 122.983; 2042-43: 124.2; 2043-44: 125.393; 2044-45: 126.565; 2045-46: 127.586; 2046-47: 128.59; 2047-48: 129.579; 2048-49: 130.552; 2049-50: 131.451
34.1FP | New build properties - properties | Input (new builds in each year) | 000's | 2 | 2019-20: 1.225; 2020-21: 1.339; 2021-22: 1.495; 2022-23: 1.416; 2023-24: 1.658; 2024-25: 1.777; 2025-26: 1.798; 2026-27: 1.605; 2027-28: 1.552; 2028-29: 1.451; 2029-30: 1.373; 2030-31: 1.373; 2031-32: 1.386; 2032-33: 1.323; 2033-34: 1.134; 2034-35: 1.117; 2035-36: 1.102; 2036-37: 1.087; 2037-38: 1.072; 2038-39: 1.055; 2039-40: 1.04; 2040-41: 1.025; 2041-42: 1.013; 2042-43: 0.997; 2043-44: 0.981; 2044-45: 0.967; 2045-46: 0.953; 2046-47: 0.939; 2047-48: 0.927; 2048-49: 0.913; 2049-50: 0.899
34.2FP | Meter optants - properties | Input (meter optants in each year) | 000's | 2 | 2019-20: 0.48; 2020-21: 0.458; 2021-22: 0.419; 2022-23: 0.368; 2023-24: 0.352; 2024-25: 0.337; 2025-26: 0.245; 2026-27: 0.237; 2027-28: 0.229; 2028-29: 0.221; 2029-30: 0.214; 2030-31: 0.207; 2031-32: 0.2; 2032-33: 0.193; 2033-34: 0.187; 2034-35: 0.181; 2035-36: 0.175; 2036-37: 0.169; 2037-38: 0.163; 2038-39: 0.158; 2039-40: 0.152; 2040-41: 0.147; 2041-42: 0.142; 2042-43: 0.138; 2043-44: 0.133; 2044-45: 0.129; 2045-46: 0; 2046-47: 0; 2047-48: 0; 2048-49: 0; 2049-50: 0
34.3FP | Compulsory metering - properties | Input (compulsory meters in each year) | 000's | 2 | 2019-20: 0; 2020-21: 0; 2021-22: 0; 2022-23: 0; 2023-24: 0; 2024-25: 0; 2025-26: 0; 2026-27: 0; 2027-28: 0; 2028-29: 0; 2029-30: 0; 2030-31: 0; 2031-32: 0; 2032-33: 0; 2033-34: 0; 2034-35: 0; 2035-36: 0; 2036-37: 0; 2037-38: 0; 2038-39: 0; 2039-40: 0; 2040-41: 0; 2041-42: 0; 2042-43: 0; 2043-44: 0; 2044-45: 0; 2045-46: 0; 2046-47: 0; 2047-48: 0; 2048-49: 0; 2049-50: 0
34.4FP | Metering on change of occupancy - properties | Input (change of occupancy meters in each year) | 000's | 2 | 2019-20: 0.195; 2020-21: 0.188; 2021-22: 0.181; 2022-23: 0.174; 2023-24: 0.167; 2024-25: 0.16; 2025-26: 0.154; 2026-27: 0.147; 2027-28: 0.141; 2028-29: 0.136; 2029-30: 0.13; 2030-31: 0.125; 2031-32: 0.12; 2032-33: 0.115; 2033-34: 0.111; 2034-35: 0.106; 2035-36: 0.102; 2036-37: 0.098; 2037-38: 0.094; 2038-39: 0.09; 2039-40: 0.086; 2040-41: 0.083; 2041-42: 0.08; 2042-43: 0.076; 2043-44: 0.073; 2044-45: 0.07; 2045-46: 0.068; 2046-47: 0.065; 2047-48: 0.062; 2048-49: 0.06; 2049-50: 0
34.5FP | Selective metering - properties | Input (selective meters in each year) | 000's | 2 | 2019-20: 0.015; 2020-21: 0.014; 2021-22: 0.014; 2022-23: 0.013; 2023-24: 0.013; 2024-25: 0.012; 2025-26: 0.012; 2026-27: 0.011; 2027-28: 0.011; 2028-29: 0.01; 2029-30: 0.01; 2030-31: 0.01; 2031-32: 0.009; 2032-33: 0.009; 2033-34: 0.009; 2034-35: 0.008; 2035-36: 0.008; 2036-37: 0.008; 2037-38: 0.008; 2038-39: 0.007; 2039-40: 0.007; 2040-41: 0.007; 2041-42: 0.007; 2042-43: 0.006; 2043-44: 0.006; 2044-45: 0.006; 2045-46: 0; 2046-47: 0; 2047-48: 0; 2048-49: 0; 2049-50: 0
34.6FP | Other changes to existing metering - properties | Input (other changes to meters in each year) | 000's | 2 | 2019-20: 0; 2020-21: 0; 2021-22: 0; 2022-23: 0; 2023-24: 0; 2024-25: 0; 2025-26: 0; 2026-27: 0; 2027-28: 0; 2028-29: 0; 2029-30: 0; 2030-31: 0; 2031-32: 0; 2032-33: 0; 2033-34: 0; 2034-35: 0; 2035-36: 0; 2036-37: 0; 2037-38: 0; 2038-39: 0; 2039-40: 0; 2040-41: 0; 2041-42: 0; 2042-43: 0; 2043-44: 0; 2044-45: 0; 2045-46: 0; 2046-47: 0; 2047-48: 0; 2048-49: 0; 2049-50: 0
34.7FP | Measured household void properties | Input | 000's | 2 | 2019-20: 1.808; 2020-21: 1.853; 2021-22: 1.891; 2022-23: 1.941; 2023-24: 1.983; 2024-25: 2.024; 2025-26: 2.061; 2026-27: 2.097; 2027-28: 2.131; 2028-29: 2.163; 2029-30: 2.197; 2030-31: 2.228; 2031-32: 2.256; 2032-33: 2.281; 2033-34: 2.302; 2034-35: 2.324; 2035-36: 2.345; 2036-37: 2.367; 2037-38: 2.388; 2038-39: 2.409; 2039-40: 2.43; 2040-41: 2.452; 2041-42: 2.473; 2042-43: 2.495; 2043-44: 2.516; 2044-45: 2.538; 2045-46: 2.557; 2046-47: 2.576; 2047-48: 2.596; 2048-49: 2.616; 2049-50: 2.635
35FP | Unmeasured households - properties (excl. void) | Input | 000's | 2 | 2019-20: 15.957; 2020-21: 15.415; 2021-22: 14.948; 2022-23: 14.393; 2023-24: 13.862; 2024-25: 13.353; 2025-26: 12.943; 2026-27: 12.547; 2027-28: 12.166; 2028-29: 11.798; 2029-30: 11.444; 2030-31: 11.102; 2031-32: 10.773; 2032-33: 10.455; 2033-34: 10.149; 2034-35: 9.854; 2035-36: 9.569; 2036-37: 9.295; 2037-38: 9.03; 2038-39: 8.775; 2039-40: 8.529; 2040-41: 8.292; 2041-42: 8.064; 2042-43: 7.843; 2043-44: 7.631; 2044-45: 7.426; 2045-46: 7.358; 2046-47: 7.293; 2047-48: 7.231; 2048-49: 7.171; 2049-50: 7.171
35.1FP | Unmeasured household void properties | Input | 000's | 2 | 2019-20: 0.333; 2020-21: 0.322; 2021-22: 0.311; 2022-23: 0.301; 2023-24: 0.29; 2024-25: 0.279; 2025-26: 0.269; 2026-27: 0.26; 2027-28: 0.252; 2028-29: 0.243; 2029-30: 0.236; 2030-31: 0.229; 2031-32: 0.221; 2032-33: 0.214; 2033-34: 0.207; 2034-35: 0.2; 2035-36: 0.194; 2036-37: 0.188; 2037-38: 0.182; 2038-39: 0.177; 2039-40: 0.172; 2040-41: 0.167; 2041-42: 0.162; 2042-43: 0.157; 2043-44: 0.153; 2044-45: 0.149; 2045-46: 0.147; 2046-47: 0.146; 2047-48: 0.145; 2048-49: 0.143; 2049-50: 0.144
36FP | Total Resource Zone Properties (incl. voids) | sum (31FP:34FP) + 34.7FP + 35BL + 35.1BL | 000's | 2 | 2019-20: 109.143; 2020-21: 110.675; 2021-22: 112.381; 2022-23: 113.881; 2023-24: 115.611; 2024-25: 117.456; 2025-26: 119.319; 2026-27: 120.985; 2027-28: 122.6; 2028-29: 124.109; 2029-30: 125.539; 2030-31: 126.967; 2031-32: 128.402; 2032-33: 129.771; 2033-34: 130.946; 2034-35: 132.101; 2035-36: 133.241; 2036-37: 134.367; 2037-38: 135.474; 2038-39: 136.564; 2039-40: 137.637; 2040-41: 138.695; 2041-42: 139.74; 2042-43: 140.767; 2043-44: 141.778; 2044-45: 142.776; 2045-46: 143.758; 2046-47: 144.726; 2047-48: 145.683; 2048-49: 146.623; 2049-50: 147.551
37FP | Measured Non Household - Population | Input | 000's | 2 | 2019-20: 3.831; 2020-21: 3.871; 2021-22: 3.906; 2022-23: 3.946; 2023-24: 3.986; 2024-25: 4.024; 2025-26: 4.053; 2026-27: 4.102; 2027-28: 4.154; 2028-29: 4.204; 2029-30: 4.246; 2030-31: 4.286; 2031-32: 4.351; 2032-33: 4.403; 2033-34: 4.441; 2034-35: 4.471; 2035-36: 4.501; 2036-37: 4.524; 2037-38: 4.556; 2038-39: 4.585; 2039-40: 4.613; 2040-41: 4.645; 2041-42: 4.681; 2042-43: 4.725; 2043-44: 4.769; 2044-45: 4.816; 2045-46: 4.868; 2046-47: 4.922; 2047-48: 4.976; 2048-49: 5.029; 2049-50: 5.079
38FP | Unmeasured Non Household - Population | Input | 000's | 2 | 2019-20: 0.016; 2020-21: 0.016; 2021-22: 0.016; 2022-23: 0.016; 2023-24: 0.016; 2024-25: 0.016; 2025-26: 0.016; 2026-27: 0.016; 2027-28: 0.017; 2028-29: 0.017; 2029-30: 0.017; 2030-31: 0.017; 2031-32: 0.017; 2032-33: 0.018; 2033-34: 0.018; 2034-35: 0.018; 2035-36: 0.018; 2036-37: 0.018; 2037-38: 0.018; 2038-39: 0.018; 2039-40: 0.019; 2040-41: 0.019; 2041-42: 0.019; 2042-43: 0.019; 2043-44: 0.019; 2044-45: 0.019; 2045-46: 0.02; 2046-47: 0.02; 2047-48: 0.02; 2048-49: 0.02; 2049-50: 0.02
39FP | Measured Household - Population | Input | 000's | 2 | 2019-20: 207.569; 2020-21: 212.446; 2021-22: 217.47; 2022-23: 222.049; 2023-24: 226.935; 2024-25: 232.098; 2025-26: 236.83; 2026-27: 241.121; 2027-28: 245.039; 2028-29: 248.443; 2029-30: 251.652; 2030-31: 254.738; 2031-32: 257.777; 2032-33: 260.618; 2033-34: 263.349; 2034-35: 266.051; 2035-36: 268.627; 2036-37: 271.085; 2037-38: 273.446; 2038-39: 275.848; 2039-40: 278.715; 2040-41: 281.48; 2041-42: 284.18; 2042-43: 286.901; 2043-44: 289.647; 2044-45: 292.353; 2045-46: 294.671; 2046-47: 296.953; 2047-48: 299.232; 2048-49: 301.477; 2049-50: 303.493
40FP | Unmeasured Household - Population | Input | 000's | 2 | 2019-20: 42.527; 2020-21: 41.063; 2021-22: 39.776; 2022-23: 38.292; 2023-24: 36.84; 2024-25: 35.464; 2025-26: 34.314; 2026-27: 33.215; 2027-28: 32.137; 2028-29: 31.073; 2029-30: 30.059; 2030-31: 29.076; 2031-32: 28.132; 2032-33: 27.225; 2033-34: 26.393; 2034-35: 25.596; 2035-36: 24.825; 2036-37: 24.079; 2037-38: 23.36; 2038-39: 22.676; 2039-40: 22.055; 2040-41: 21.453; 2041-42: 20.872; 2042-43: 20.316; 2043-44: 19.785; 2044-45: 19.274; 2045-46: 19.101; 2046-47: 18.935; 2047-48: 18.777; 2048-49: 18.626; 2049-50: 18.622
41FP | Total Resource Zone Population | sum (37FP:40FP) | 000's | 2 | 2019-20: 253.943; 2020-21: 257.396; 2021-22: 261.168; 2022-23: 264.303; 2023-24: 267.777; 2024-25: 271.602; 2025-26: 275.213; 2026-27: 278.454; 2027-28: 281.347; 2028-29: 283.737; 2029-30: 285.974; 2030-31: 288.117; 2031-32: 290.277; 2032-33: 292.264; 2033-34: 294.201; 2034-35: 296.136; 2035-36: 297.971; 2036-37: 299.706; 2037-38: 301.38; 2038-39: 303.127; 2039-40: 305.402; 2040-41: 307.597; 2041-42: 309.752; 2042-43: 311.961; 2043-44: 314.22; 2044-45: 316.462; 2045-46: 318.66; 2046-47: 320.83; 2047-48: 323.005; 2048-49: 325.152; 2049-50: 327.214
42FP | Average household occupancy rate (excl. voids) | (39FP + 40FP) / (34FP + 35FP) | h/prop | 1 | 2019-20: 2.4618; 2020-21: 2.4601; 2021-22: 2.4572; 2022-23: 2.4536; 2023-24: 2.4477; 2024-25: 2.4426; 2025-26: 2.4353; 2026-27: 2.429; 2027-28: 2.4208; 2028-29: 2.4107; 2029-30: 2.4012; 2030-31: 2.3912; 2031-32: 2.381; 2032-33: 2.371; 2033-34: 2.3646; 2034-35: 2.3586; 2035-36: 2.3522; 2036-37: 2.3455; 2037-38: 2.3386; 2038-39: 2.3328; 2039-40: 2.3314; 2040-41: 2.3297; 2041-42: 2.3278; 2042-43: 2.3266; 2043-44: 2.3261; 2044-45: 2.3257; 2045-46: 2.3252; 2046-47: 2.3247; 2047-48: 2.3245; 2048-49: 2.3243; 2049-50: 2.3237
43FP | Total Household Metering penetration (excl. voids) | 34FP / (34FP + 35FP) | % | 1 | 2019-20: 84.29%; 2020-21: 85.04%; 2021-22: 85.72%; 2022-23: 86.44%; 2023-24: 87.14%; 2024-25: 87.81%; 2025-26: 88.38%; 2026-27: 88.89%; 2027-28: 89.37%; 2028-29: 89.82%; 2029-30: 90.25%; 2030-31: 90.65%; 2031-32: 91.03%; 2032-33: 91.39%; 2033-34: 91.72%; 2034-35: 92.03%; 2035-36: 92.33%; 2036-37: 92.61%; 2037-38: 92.88%; 2038-39: 93.14%; 2039-40: 93.39%; 2040-41: 93.62%; 2041-42: 93.85%; 2042-43: 94.06%; 2043-44: 94.26%; 2044-45: 94.46%; 2045-46: 94.55%; 2046-47: 94.63%; 2047-48: 94.71%; 2048-49: 94.79%; 2049-50: 94.83%
44FP | Total Household Metering penetration (incl. voids) | (34FP) / (34FP + 34.7FP + 35FP + 35.1FP) | % | 1 | 2019-20: 82.55%; 2020-21: 83.28%; 2021-22: 83.96%; 2022-23: 84.65%; 2023-24: 85.34%; 2024-25: 86%; 2025-26: 86.56%; 2026-27: 87.07%; 2027-28: 87.55%; 2028-29: 88%; 2029-30: 88.41%; 2030-31: 88.81%; 2031-32: 89.19%; 2032-33: 89.55%; 2033-34: 89.88%; 2034-35: 90.19%; 2035-36: 90.49%; 2036-37: 90.77%; 2037-38: 91.04%; 2038-39: 91.3%; 2039-40: 91.54%; 2040-41: 91.77%; 2041-42: 92%; 2042-43: 92.21%; 2043-44: 92.41%; 2044-45: 92.6%; 2045-46: 92.69%; 2046-47: 92.77%; 2047-48: 92.85%; 2048-49: 92.93%; 2049-50: 92.96%
45FP | Distribution input | sum (12FP:15FP) + 21FP + 22FP + 27FP + 28FP | Ml/d | 2 | 2019-20: 61.42; 2020-21: 61.34; 2021-22: 61.35; 2022-23: 61.36; 2023-24: 61.38; 2024-25: 61.15; 2025-26: 60.86; 2026-27: 60.92; 2027-28: 60.94; 2028-29: 60.81; 2029-30: 60.67; 2030-31: 60.58; 2031-32: 60.51; 2032-33: 60.54; 2033-34: 60.56; 2034-35: 60.39; 2035-36: 60.21; 2036-37: 59.84; 2037-38: 59.69; 2038-39: 59.39; 2039-40: 59.31; 2040-41: 59.21; 2041-42: 59.03; 2042-43: 58.85; 2043-44: 58.71; 2044-45: 58.85; 2045-46: 58.95; 2046-47: 59.03; 2047-48: 59.17; 2048-49: 59.28; 2049-50: 59.44
46FP | Target headroom (climate change component) | Input | Ml/d | 2 | 2019-20: 0.7335; 2020-21: 0.7335; 2021-22: 0.7335; 2022-23: 0.7335; 2023-24: 0.7335; 2024-25: 0.7335; 2025-26: 0.7335; 2026-27: 0.75721; 2027-28: 0.78068; 2028-29: 0.80231; 2029-30: 0.79775; 2030-31: 0.83636; 2031-32: 0.85012; 2032-33: 0.87149; 2033-34: 0.86678; 2034-35: 0.91838; 2035-36: 0.92631; 2036-37: 0.90992; 2037-38: 0.9292; 2038-39: -0.56181; 2039-40: 0; 2040-41: 0; 2041-42: 0; 2042-43: 0; 2043-44: 0; 2044-45: 0; 2045-46: 0; 2046-47: 0; 2047-48: 0; 2048-49: 0; 2049-50: 0
47FP | Target headroom (All other components) | Input | Ml/d | 2 | 2019-20: 2.3232; 2020-21: 2.3232; 2021-22: 2.3232; 2022-23: 2.3232; 2023-24: 2.3232; 2024-25: 2.3232; 2025-26: 2.3232; 2026-27: 2.3002; 2027-28: 2.2784; 2028-29: 2.3393; 2029-30: 2.3528; 2030-31: 2.4; 2031-32: 2.4783; 2032-33: 2.5242; 2033-34: 2.5727; 2034-35: 2.7302; 2035-36: 2.2795; 2036-37: 2.0016; 2037-38: 2.177; 2038-39: 2.3002; 2039-40: 0.9751; 2040-41: 1.0907; 2041-42: 1.2008; 2042-43: 1.3009; 2043-44: 1.4251; 2044-45: 1.4365; 2045-46: 1.0238; 2046-47: 1.1361; 2047-48: 1.0954; 2048-49: 1.0943; 2049-50: 1.0735
48FP | Target Headroom | 46FP + 47FP | Ml/d | 2 | 2019-20: 3.0567; 2020-21: 3.0567; 2021-22: 3.0567; 2022-23: 3.0567; 2023-24: 3.0567; 2024-25: 3.0567; 2025-26: 3.0567; 2026-27: 3.0574; 2027-28: 3.0591; 2028-29: 3.1416; 2029-30: 3.1505; 2030-31: 3.2364; 2031-32: 3.3284; 2032-33: 3.3957; 2033-34: 3.4395; 2034-35: 3.6486; 2035-36: 3.2059; 2036-37: 2.9115; 2037-38: 3.1062; 2038-39: 1.7383; 2039-40: 0.9751; 2040-41: 1.0907; 2041-42: 1.2008; 2042-43: 1.3009; 2043-44: 1.4251; 2044-45: 1.4365; 2045-46: 1.0238; 2046-47: 1.1361; 2047-48: 1.0954; 2048-49: 1.0943; 2049-50: 1.0735
49FP | Available Headroom | 11FP - 45FP | Ml/d | 2 | 2019-20: -1.76; 2020-21: -1.68; 2021-22: -1.69; 2022-23: -1.7; 2023-24: -1.72; 2024-25: -1.49; 2025-26: 3.06; 2026-27: 3.06; 2027-28: 3.06; 2028-29: 3.14; 2029-30: 3.15; 2030-31: 3.54; 2031-32: 3.63; 2032-33: 3.7; 2033-34: 3.74; 2034-35: 3.95; 2035-36: 3.51; 2036-37: 3.21; 2037-38: 3.41; 2038-39: 2.98; 2039-40: 3.13; 2040-41: 1.39; 2041-42: 1.5; 2042-43: 1.6; 2043-44: 1.73; 2044-45: 1.74; 2045-46: 1.32; 2046-47: 1.44; 2047-48: 1.4; 2048-49: 1.39; 2049-50: 1.07
49.1FP | Available non-potable balance (if applicable) | 1.1FP - 12.1FP | Ml/d | 2 | 2019-20: 0; 2020-21: 0; 2021-22: 0; 2022-23: 0; 2023-24: 0; 2024-25: 0; 2025-26: 0; 2026-27: 0; 2027-28: 0; 2028-29: 0; 2029-30: 0; 2030-31: 0; 2031-32: 0; 2032-33: 0; 2033-34: 0; 2034-35: 0; 2035-36: 0; 2036-37: 0; 2037-38: 0; 2038-39: 0; 2039-40: 0; 2040-41: 0; 2041-42: 0; 2042-43: 0; 2043-44: 0; 2044-45: 0; 2045-46: 0; 2046-47: 0; 2047-48: 0; 2048-49: 0; 2049-50: 0
50FP | Supply Demand Balance | 49FP - 48FP | Ml/d | 2 | 2019-20: -4.8167; 2020-21: -4.7367; 2021-22: -4.7467; 2022-23: -4.7567; 2023-24: -4.7767; 2024-25: -4.5467; 2025-26: 0.0032643; 2026-27: 0.0025928; 2027-28: 0.00092525; 2028-29: -0.0016455; 2029-30: -0.00051351; 2030-31: 0.30362; 2031-32: 0.30162; 2032-33: 0.3043; 2033-34: 0.30052; 2034-35: 0.30144; 2035-36: 0.30414; 2036-37: 0.29852; 2037-38: 0.30384; 2038-39: 1.2417; 2039-40: 2.1549; 2040-41: 0.29931; 2041-42: 0.29924; 2042-43: 0.29913; 2043-44: 0.30493; 2044-45: 0.30352; 2045-46: 0.29621; 2046-47: 0.30391; 2047-48: 0.30465; 2048-49: 0.29572; 2049-50: -0.0034789
Water Company | Anglian Water | Version | V3.1
WRZ | AWSEXS | Planning Scenario | DYCP
Table 3d: DYCP - Baseline | Back to top of sheet
WRMP24 reference | Component | Derivation | Unit | Decimal places | 2019-20 | 2020-21 | 2021-22 | 2022-23 | 2023-24 | 2024-25 | 2025-26 | 2026-27 | 2027-28 | 2028-29 | 2029-30 | 2030-31 | 2031-32 | 2032-33 | 2033-34 | 2034-35 | 2035-36 | 2036-37 | 2037-38 | 2038-39 | 2039-40 | 2040-41 | 2041-42 | 2042-43 | 2043-44 | 2044-45 | 2045-46 | 2046-47 | 2047-48 | 2048-49 | 2049-50 | 2050-51 | 2051-52 | 2052-53 | 2053-54 | 2054-55 | 2055-56 | 2056-57 | 2057-58 | 2058-59 | 2059-60 | 2060-61 | 2061-62 | 2062-63 | 2063-64 | 2064-65 | 2065-66 | 2066-67 | 2067-68 | 2068-69 | 2069-70 | 2070-71 | 2071-72 | 2072-73 | 2073-74 | 2074-75 | 2075-76 | 2076-77 | 2077-78 | 2078-79 | 2079-80 | 2080-81 | 2081-82 | 2082-83 | 2083-84 | 2084-85 | 2085-86 | 2086-87 | 2087-88 | 2088-89 | 2089-90 | 2090-91 | 2091-92 | 2092-93 | 2093-94 | 2094-95 | 2095-96 | 2096-97 | 2097-98 | 2098-99 | 2099-100
1BL | Raw water abstracted | Input | Ml/d | 2 | 2019-20: 0; 2020-21: 0; 2021-22: 0; 2022-23: 0; 2023-24: 0; 2024-25: 0; 2025-26: 0; 2026-27: 0; 2027-28: 0; 2028-29: 0; 2029-30: 0; 2030-31: 0; 2031-32: 0; 2032-33: 0; 2033-34: 0; 2034-35: 0; 2035-36: 0; 2036-37: 0; 2037-38: 0; 2038-39: 0; 2039-40: 0; 2040-41: 0; 2041-42: 0; 2042-43: 0; 2043-44: 0; 2044-45: 0; 2045-46: 0; 2046-47: 0; 2047-48: 0; 2048-49: 0; 2049-50: 0
1.1BL | Non-potable water supplies | Input | Ml/d | 2 | 2019-20: 0; 2020-21: 0; 2021-22: 0; 2022-23: 0; 2023-24: 0; 2024-25: 0; 2025-26: 0; 2026-27: 0; 2027-28: 0; 2028-29: 0; 2029-30: 0; 2030-31: 0; 2031-32: 0; 2032-33: 0; 2033-34: 0; 2034-35: 0; 2035-36: 0; 2036-37: 0; 2037-38: 0; 2038-39: 0; 2039-40: 0; 2040-41: 0; 2041-42: 0; 2042-43: 0; 2043-44: 0; 2044-45: 0; 2045-46: 0; 2046-47: 0; 2047-48: 0; 2048-49: 0; 2049-50: 0
2BL | Raw water imported | Input | Ml/d | 2 | 2019-20: 0; 2020-21: 0; 2021-22: 0; 2022-23: 0; 2023-24: 0; 2024-25: 0; 2025-26: 0; 2026-27: 0; 2027-28: 0; 2028-29: 0; 2029-30: 0; 2030-31: 0; 2031-32: 0; 2032-33: 0; 2033-34: 0; 2034-35: 0; 2035-36: 0; 2036-37: 0; 2037-38: 0; 2038-39: 0; 2039-40: 0; 2040-41: 0; 2041-42: 0; 2042-43: 0; 2043-44: 0; 2044-45: 0; 2045-46: 0; 2046-47: 0; 2047-48: 0; 2048-49: 0; 2049-50: 0
3BL | Potable water imported | Input | Ml/d | 2 | 2019-20: 0; 2020-21: 0; 2021-22: 0; 2022-23: 0; 2023-24: 0; 2024-25: 0; 2025-26: 5.9; 2026-27: 6.261; 2027-28: 6.571; 2028-29: 6.901; 2029-30: 7.131; 2030-31: 7.511; 2031-32: 7.941; 2032-33: 8.381; 2033-34: 8.791; 2034-35: 9.411; 2035-36: 9.231; 2036-37: 9.241; 2037-38: 9.891; 2038-39: 8.661; 2039-40: 8.251; 2040-41: 8.891; 2041-42: 9.531; 2042-43: 10.171; 2043-44: 10.881; 2044-45: 11.451; 2045-46: 18; 2046-47: 18; 2047-48: 18; 2048-49: 18; 2049-50: 18
4BL | Raw water exported enter as -ve | Input | Ml/d | 2 | 2019-20: 0; 2020-21: 0; 2021-22: 0; 2022-23: 0; 2023-24: 0; 2024-25: 0; 2025-26: 0; 2026-27: 0; 2027-28: 0; 2028-29: 0; 2029-30: 0; 2030-31: 0; 2031-32: 0; 2032-33: 0; 2033-34: 0; 2034-35: 0; 2035-36: 0; 2036-37: 0; 2037-38: 0; 2038-39: 0; 2039-40: 0; 2040-41: 0; 2041-42: 0; 2042-43: 0; 2043-44: 0; 2044-45: 0; 2045-46: 0; 2046-47: 0; 2047-48: 0; 2048-49: 0; 2049-50: 0
5BL | Potable water exported enter as -ve | Input | Ml/d | 2 | 2019-20: 0; 2020-21: 0; 2021-22: 0; 2022-23: 0; 2023-24: 0; 2024-25: 0; 2025-26: -18.001; 2026-27: -18.001; 2027-28: -18.001; 2028-29: -18.001; 2029-30: -18.001; 2030-31: -18.001; 2031-32: -18.001; 2032-33: -18.001; 2033-34: -18.001; 2034-35: -18.001; 2035-36: -18.001; 2036-37: -18.001; 2037-38: -18.001; 2038-39: -18.001; 2039-40: -18.001; 2040-41: -18.001; 2041-42: -18.001; 2042-43: -18.001; 2043-44: -18.001; 2044-45: -18.001; 2045-46: -18.001; 2046-47: -18.001; 2047-48: -18.001; 2048-49: -18.001; 2049-50: -18.001
6BL | Deployable Output before forecast changes | Input | Ml/d | 2 | 2019-20: 91.95; 2020-21: 91.95; 2021-22: 91.95; 2022-23: 91.95; 2023-24: 91.95; 2024-25: 91.95; 2025-26: 91.95; 2026-27: 91.95; 2027-28: 91.95; 2028-29: 91.95; 2029-30: 91.95; 2030-31: 91.95; 2031-32: 91.95; 2032-33: 91.95; 2033-34: 91.95; 2034-35: 91.95; 2035-36: 91.95; 2036-37: 91.95; 2037-38: 91.95; 2038-39: 91.95; 2039-40: 91.95; 2040-41: 91.95; 2041-42: 91.95; 2042-43: 91.95; 2043-44: 91.95; 2044-45: 91.95; 2045-46: 91.95; 2046-47: 91.95; 2047-48: 91.95; 2048-49: 91.95; 2049-50: 91.95
6.1BL | Deployable Output post forecast changes | 6BL + 7BL | Ml/d | 2 | 2019-20: 91.95; 2020-21: 91.95; 2021-22: 91.95; 2022-23: 91.95; 2023-24: 91.95; 2024-25: 91.95; 2025-26: 91.95; 2026-27: 91.95; 2027-28: 91.95; 2028-29: 91.95; 2029-30: 91.95; 2030-31: 91.95; 2031-32: 91.95; 2032-33: 91.95; 2033-34: 91.95; 2034-35: 91.95; 2035-36: 91.95; 2036-37: 91.95; 2037-38: 91.95; 2038-39: 91.95; 2039-40: 91.95; 2040-41: 91.95; 2041-42: 91.95; 2042-43: 91.95; 2043-44: 91.95; 2044-45: 91.95; 2045-46: 83.49; 2046-47: 83.49; 2047-48: 83.49; 2048-49: 83.49; 2049-50: 83.49
7BL | Baseline forecast changes to Deployable Output | sum (7.1BL:7.6BL) | Ml/d | 2 | 2019-20: 0; 2020-21: 0; 2021-22: 0; 2022-23: 0; 2023-24: 0; 2024-25: 0; 2025-26: 0; 2026-27: 0; 2027-28: 0; 2028-29: 0; 2029-30: 0; 2030-31: 0; 2031-32: 0; 2032-33: 0; 2033-34: 0; 2034-35: 0; 2035-36: 0; 2036-37: 0; 2037-38: 0; 2038-39: 0; 2039-40: 0; 2040-41: 0; 2041-42: 0; 2042-43: 0; 2043-44: 0; 2044-45: 0; 2045-46: -8.46; 2046-47: -8.46; 2047-48: -8.46; 2048-49: -8.46; 2049-50: -8.46
7.1BL | Change in DO due to climate change | Input | Ml/d | 2 | 2019-20: 0; 2020-21: 0; 2021-22: 0; 2022-23: 0; 2023-24: 0; 2024-25: 0; 2025-26: 0; 2026-27: 0; 2027-28: 0; 2028-29: 0; 2029-30: 0; 2030-31: 0; 2031-32: 0; 2032-33: 0; 2033-34: 0; 2034-35: 0; 2035-36: 0; 2036-37: 0; 2037-38: 0; 2038-39: 0; 2039-40: 0; 2040-41: 0; 2041-42: 0; 2042-43: 0; 2043-44: 0; 2044-45: 0; 2045-46: 0; 2046-47: 0; 2047-48: 0; 2048-49: 0; 2049-50: 0
7.2BL | Total confirmed DO reductions to restore sustainable abstraction enter as -ve | Input | Ml/d | 2 | 2019-20: 0; 2020-21: 0; 2021-22: 0; 2022-23: 0; 2023-24: 0; 2024-25: 0; 2025-26: 0; 2026-27: 0; 2027-28: 0; 2028-29: 0; 2029-30: 0; 2030-31: 0; 2031-32: 0; 2032-33: 0; 2033-34: 0; 2034-35: 0; 2035-36: 0; 2036-37: 0; 2037-38: 0; 2038-39: 0; 2039-40: 0; 2040-41: 0; 2041-42: 0; 2042-43: 0; 2043-44: 0; 2044-45: 0; 2045-46: 0; 2046-47: 0; 2047-48: 0; 2048-49: 0; 2049-50: 0
7.3BL | Total expected DO reductions to restore sustainable abstraction (Environmental Destination) (excl. any confirmed reductions) enter as -ve | Input | Ml/d | 2 | 2019-20: 0; 2020-21: 0; 2021-22: 0; 2022-23: 0; 2023-24: 0; 2024-25: 0; 2025-26: 0; 2026-27: 0; 2027-28: 0; 2028-29: 0; 2029-30: 0; 2030-31: 0; 2031-32: 0; 2032-33: 0; 2033-34: 0; 2034-35: 0; 2035-36: 0; 2036-37: 0; 2037-38: 0; 2038-39: 0; 2039-40: 0; 2040-41: 0; 2041-42: 0; 2042-43: 0; 2043-44: 0; 2044-45: 0; 2045-46: -8.46; 2046-47: -8.46; 2047-48: -8.46; 2048-49: -8.46; 2049-50: -8.46
7.4BL | Change in DO from prolonged Outage reduction enter as -ve | Input | Ml/d | 2 | 2019-20: 0; 2020-21: 0; 2021-22: 0; 2022-23: 0; 2023-24: 0; 2024-25: 0; 2025-26: 0; 2026-27: 0; 2027-28: 0; 2028-29: 0; 2029-30: 0; 2030-31: 0; 2031-32: 0; 2032-33: 0; 2033-34: 0; 2034-35: 0; 2035-36: 0; 2036-37: 0; 2037-38: 0; 2038-39: 0; 2039-40: 0; 2040-41: 0; 2041-42: 0; 2042-43: 0; 2043-44: 0; 2044-45: 0; 2045-46: 0; 2046-47: 0; 2047-48: 0; 2048-49: 0; 2049-50: 0
7.5BL | Change in DO from drought measures | Zero for baseline | Ml/d | 2 | 2019-20: 0; 2020-21: 0; 2021-22: 0; 2022-23: 0; 2023-24: 0; 2024-25: 0; 2025-26: 0; 2026-27: 0; 2027-28: 0; 2028-29: 0; 2029-30: 0; 2030-31: 0; 2031-32: 0; 2032-33: 0; 2033-34: 0; 2034-35: 0; 2035-36: 0; 2036-37: 0; 2037-38: 0; 2038-39: 0; 2039-40: 0; 2040-41: 0; 2041-42: 0; 2042-43: 0; 2043-44: 0; 2044-45: 0; 2045-46: 0; 2046-47: 0; 2047-48: 0; 2048-49: 0; 2049-50: 0
7.6BL | Total other changes to DO (specify e.g. Nitrates) | Input | Ml/d | 2 | 2019-20: 0; 2020-21: 0; 2021-22: 0; 2022-23: 0; 2023-24: 0; 2024-25: 0; 2025-26: 0; 2026-27: 0; 2027-28: 0; 2028-29: 0; 2029-30: 0; 2030-31: 0; 2031-32: 0; 2032-33: 0; 2033-34: 0; 2034-35: 0; 2035-36: 0; 2036-37: 0; 2037-38: 0; 2038-39: 0; 2039-40: 0; 2040-41: 0; 2041-42: 0; 2042-43: 0; 2043-44: 0; 2044-45: 0; 2045-46: 0; 2046-47: 0; 2047-48: 0; 2048-49: 0; 2049-50: 0
8BL | Raw water losses, treatment works losses and operational use | Input | Ml/d | 2 | 2019-20: 0.84; 2020-21: 0.84; 2021-22: 0.84; 2022-23: 0.84; 2023-24: 0.84; 2024-25: 0.84; 2025-26: 0.84; 2026-27: 0.84; 2027-28: 0.84; 2028-29: 0.84; 2029-30: 0.84; 2030-31: 0.84; 2031-32: 0.84; 2032-33: 0.84; 2033-34: 0.84; 2034-35: 0.84; 2035-36: 0.84; 2036-37: 0.84; 2037-38: 0.84; 2038-39: 0.84; 2039-40: 0.84; 2040-41: 0.84; 2041-42: 0.84; 2042-43: 0.84; 2043-44: 0.84; 2044-45: 0.84; 2045-46: 0.84; 2046-47: 0.84; 2047-48: 0.84; 2048-49: 0.84; 2049-50: 0.84
9BL | Total Outage Allowance | Input | Ml/d | 2 | 2019-20: 0.52; 2020-21: 0.52; 2021-22: 0.52; 2022-23: 0.52; 2023-24: 0.52; 2024-25: 0.52; 2025-26: 0.52; 2026-27: 0.52; 2027-28: 0.52; 2028-29: 0.52; 2029-30: 0.52; 2030-31: 0.52; 2031-32: 0.52; 2032-33: 0.52; 2033-34: 0.52; 2034-35: 0.52; 2035-36: 0.52; 2036-37: 0.52; 2037-38: 0.52; 2038-39: 0.52; 2039-40: 0.52; 2040-41: 0.52; 2041-42: 0.52; 2042-43: 0.52; 2043-44: 0.52; 2044-45: 0.52; 2045-46: 0.52; 2046-47: 0.52; 2047-48: 0.52; 2048-49: 0.52; 2049-50: 0.52
10BL | Water Available For Use (own sources) | (6BL + 7BL) - (8BL + 9BL) | Ml/d | 2 | 2019-20: 90.59; 2020-21: 90.59; 2021-22: 90.59; 2022-23: 90.59; 2023-24: 90.59; 2024-25: 90.59; 2025-26: 90.59; 2026-27: 90.59; 2027-28: 90.59; 2028-29: 90.59; 2029-30: 90.59; 2030-31: 90.59; 2031-32: 90.59; 2032-33: 90.59; 2033-34: 90.59; 2034-35: 90.59; 2035-36: 90.59; 2036-37: 90.59; 2037-38: 90.59; 2038-39: 90.59; 2039-40: 90.59; 2040-41: 90.59; 2041-42: 90.59; 2042-43: 90.59; 2043-44: 90.59; 2044-45: 90.59; 2045-46: 82.13; 2046-47: 82.13; 2047-48: 82.13; 2048-49: 82.13; 2049-50: 82.13
11BL | Total Water Available For Use | 10BL + sum (2BL:5BL) | Ml/d | 2 | 2019-20: 90.59; 2020-21: 90.59; 2021-22: 90.59; 2022-23: 90.59; 2023-24: 90.59; 2024-25: 90.59; 2025-26: 78.489; 2026-27: 78.85; 2027-28: 79.16; 2028-29: 79.49; 2029-30: 79.72; 2030-31: 80.1; 2031-32: 80.53; 2032-33: 80.97; 2033-34: 81.38; 2034-35: 82; 2035-36: 81.82; 2036-37: 81.83; 2037-38: 82.48; 2038-39: 81.25; 2039-40: 80.84; 2040-41: 81.48; 2041-42: 82.12; 2042-43: 82.76; 2043-44: 83.47; 2044-45: 84.04; 2045-46: 82.129; 2046-47: 82.129; 2047-48: 82.129; 2048-49: 82.129; 2049-50: 82.129
12BL | Water delivered measured non-household | Input Note - consumption & uspl | Ml/d | 2 | 2019-20: 13.06; 2020-21: 13.13; 2021-22: 13.17; 2022-23: 13.26; 2023-24: 13.31; 2024-25: 13.37; 2025-26: 13.41; 2026-27: 13.48; 2027-28: 13.53; 2028-29: 13.58; 2029-30: 13.66; 2030-31: 13.72; 2031-32: 13.77; 2032-33: 13.79; 2033-34: 13.81; 2034-35: 13.83; 2035-36: 13.87; 2036-37: 13.91; 2037-38: 13.95; 2038-39: 14.01; 2039-40: 14.08; 2040-41: 14.16; 2041-42: 14.25; 2042-43: 14.35; 2043-44: 14.46; 2044-45: 14.58; 2045-46: 14.69; 2046-47: 14.82; 2047-48: 14.96; 2048-49: 15.11; 2049-50: 15.26
12.1BL | Non-potable water consumption | Input | Ml/d | 2 | 2019-20: 0; 2020-21: 0; 2021-22: 0; 2022-23: 0; 2023-24: 0; 2024-25: 0; 2025-26: 0; 2026-27: 0; 2027-28: 0; 2028-29: 0; 2029-30: 0; 2030-31: 0; 2031-32: 0; 2032-33: 0; 2033-34: 0; 2034-35: 0; 2035-36: 0; 2036-37: 0; 2037-38: 0; 2038-39: 0; 2039-40: 0; 2040-41: 0; 2041-42: 0; 2042-43: 0; 2043-44: 0; 2044-45: 0; 2045-46: 0; 2046-47: 0; 2047-48: 0; 2048-49: 0; 2049-50: 0
13BL | Water delivered unmeasured non-household | Input Note - consumption & uspl | Ml/d | 2 | 2019-20: 0.04; 2020-21: 0.04; 2021-22: 0.04; 2022-23: 0.04; 2023-24: 0.04; 2024-25: 0.04; 2025-26: 0.04; 2026-27: 0.04; 2027-28: 0.04; 2028-29: 0.04; 2029-30: 0.04; 2030-31: 0.05; 2031-32: 0.05; 2032-33: 0.05; 2033-34: 0.05; 2034-35: 0.05; 2035-36: 0.05; 2036-37: 0.05; 2037-38: 0.05; 2038-39: 0.05; 2039-40: 0.05; 2040-41: 0.05; 2041-42: 0.05; 2042-43: 0.05; 2043-44: 0.05; 2044-45: 0.05; 2045-46: 0.05; 2046-47: 0.05; 2047-48: 0.05; 2048-49: 0.05; 2049-50: 0.05
14BL | Water delivered measured household | Input Note - consumption & uspl | Ml/d | 2 | 2019-20: 37.58; 2020-21: 38.12; 2021-22: 38.62; 2022-23: 39.24; 2023-24: 39.89; 2024-25: 40.22; 2025-26: 40.89; 2026-27: 41.49; 2027-28: 42.05; 2028-29: 42.52; 2029-30: 42.95; 2030-31: 43.43; 2031-32: 43.94; 2032-33: 44.51; 2033-34: 45.05; 2034-35: 45.6; 2035-36: 46.13; 2036-37: 46.63; 2037-38: 47.19; 2038-39: 47.74; 2039-40: 48.36; 2040-41: 48.93; 2041-42: 49.49; 2042-43: 50.05; 2043-44: 50.63; 2044-45: 51.2; 2045-46: 51.68; 2046-47: 52.15; 2047-48: 52.61; 2048-49: 53.07; 2049-50: 53.49
15BL | Water delivered unmeasured household | Input Note - consumption & uspl | Ml/d | 2 | 2019-20: 11.32; 2020-21: 10.9; 2021-22: 10.53; 2022-23: 10.1; 2023-24: 9.68; 2024-25: 9.29; 2025-26: 8.96; 2026-27: 8.64; 2027-28: 8.33; 2028-29: 8.03; 2029-30: 7.74; 2030-31: 7.48; 2031-32: 7.24; 2032-33: 7; 2033-34: 6.79; 2034-35: 6.59; 2035-36: 6.39; 2036-37: 6.2; 2037-38: 6.01; 2038-39: 5.84; 2039-40: 5.68; 2040-41: 5.52; 2041-42: 5.37; 2042-43: 5.23; 2043-44: 5.1; 2044-45: 4.97; 2045-46: 4.92; 2046-47: 4.88; 2047-48: 4.85; 2048-49: 4.81; 2049-50: 4.81
16BL | Percentage of consumption driven by climate change | Input | % | 1 | 2019-20: 0%; 2020-21: 0%; 2021-22: 0%; 2022-23: 0.1%; 2023-24: 0.1%; 2024-25: 0.1%; 2025-26: 0.1%; 2026-27: 0.1%; 2027-28: 0.1%; 2028-29: 0.2%; 2029-30: 0.2%; 2030-31: 0.2%; 2031-32: 0.2%; 2032-33: 0.3%; 2033-34: 0.3%; 2034-35: 0.3%; 2035-36: 0.4%; 2036-37: 0.4%; 2037-38: 0.4%; 2038-39: 0.5%; 2039-40: 0.5%; 2040-41: 0.6%; 2041-42: 0.6%; 2042-43: 0.6%; 2043-44: 0.7%; 2044-45: 0.7%; 2045-46: 0.8%; 2046-47: 0.8%; 2047-48: 0.8%; 2048-49: 0.8%; 2049-50: 0.9%
17BL | Volume of consumption driven by climate change | 16BL * (12BL + sum(13BL:15BL) - sum (23BL:26BL)) | Ml/d | 2 | 2019-20: 0; 2020-21: 0; 2021-22: 0; 2022-23: 0.0608; 2023-24: 0.06111; 2024-25: 0.06117; 2025-26: 0.06159; 2026-27: 0.06198; 2027-28: 0.06232; 2028-29: 0.12516; 2029-30: 0.12568; 2030-31: 0.12634; 2031-32: 0.12708; 2032-33: 0.19164; 2033-34: 0.19266; 2034-35: 0.19374; 2035-36: 0.2598; 2036-37: 0.26116; 2037-38: 0.2628; 2038-39: 0.33065; 2039-40: 0.33325; 2040-41: 0.40284; 2041-42: 0.40578; 2042-43: 0.40884; 2043-44: 0.4809; 2044-45: 0.48468; 2045-46: 0.55816; 2046-47: 0.56256; 2047-48: 0.56704; 2048-49: 0.5716; 2049-50: 0.64809
18BL | Measured Household - PCC | ((14BL - 25BL) * 1,000,000) / (39BL *1,000) | l/h/d | 1 | 2019-20: 174.978; 2020-21: 173.5971; 2021-22: 172.0237; 2022-23: 171.2685; 2023-24: 170.4893; 2024-25: 168.291; 2025-26: 167.8419; 2026-27: 167.4678; 2027-28: 167.1571; 2028-29: 166.8793; 2029-30: 166.5395; 2030-31: 166.524; 2031-32: 166.6557; 2032-33: 166.9493; 2033-34: 167.1926; 2034-35: 167.4867; 2035-36: 167.7791; 2036-37: 168.0285; 2037-38: 168.589; 2038-39: 169.0424; 2039-40: 169.4563; 2040-41: 169.7812; 2041-42: 170.0683; 2042-43: 170.3375; 2043-44: 170.6905; 2044-45: 170.9919; 2045-46: 171.2418; 2046-47: 171.4749; 2047-48: 171.6728; 2048-49: 171.8871; 2049-50: 172.0962
19BL | Unmeasured Household - PCC | ((15BL - 26BL) * 1,000,000) / (40BL *1,000) | l/h/d | 1 | 2019-20: 250.6643; 2020-21: 249.86; 2021-22: 249.1452; 2022-23: 248.3547; 2023-24: 247.2856; 2024-25: 246.4471; 2025-26: 245.6723; 2026-27: 244.4679; 2027-28: 243.6444; 2028-29: 242.6544; 2029-30: 241.8577; 2030-31: 241.4362; 2031-32: 241.7176; 2032-33: 241.3223; 2033-34: 241.3519; 2034-35: 241.444; 2035-36: 241.6918; 2036-37: 241.7044; 2037-38: 241.4384; 2038-39: 241.6652; 2039-40: 241.6686; 2040-41: 241.4581; 2041-42: 241.4718; 2042-43: 241.6814; 2043-44: 242.1026; 2044-45: 241.7765; 2045-46: 241.8722; 2046-47: 241.8801; 2047-48: 242.3177; 2048-49: 242.6715; 2049-50: 242.7237
20BL | Average Household - PCC | (((14BL - 25BL) + (15BL - 26BL)) * 1,000,000) / ((39BL + 40BL) *1,000) | l/h/d | 1 | 2019-20: 187.8479; 2020-21: 185.95; 2021-22: 183.9484; 2022-23: 182.6067; 2023-24: 181.2151; 2024-25: 178.6502; 2025-26: 177.6916; 2026-27: 176.7905; 2027-28: 176.0253; 2028-29: 175.303; 2029-30: 174.5761; 2030-31: 174.1986; 2031-32: 174.0414; 2032-33: 173.9837; 2033-34: 173.9479; 2034-35: 173.9774; 2035-36: 174.0319; 2036-37: 174.0388; 2037-38: 174.3226; 2038-39: 174.5588; 2039-40: 174.7515; 2040-41: 174.8571; 2041-42: 174.9538; 2042-43: 175.0554; 2043-44: 175.2566; 2044-45: 175.3699; 2045-46: 175.5415; 2046-47: 175.6952; 2047-48: 175.8441; 2048-49: 176.0058; 2049-50: 176.1793
21BL | Water taken unbilled | Input | Ml/d | 2 | 2019-20: 1.22; 2020-21: 1.22; 2021-22: 1.24; 2022-23: 1.21; 2023-24: 1.22; 2024-25: 1.23; 2025-26: 1.23; 2026-27: 1.22; 2027-28: 1.22; 2028-29: 1.2; 2029-30: 1.22; 2030-31: 1.21; 2031-32: 1.21; 2032-33: 1.22; 2033-34: 1.22; 2034-35: 1.22; 2035-36: 1.22; 2036-37: 1.22; 2037-38: 1.23; 2038-39: 1.24; 2039-40: 1.21; 2040-41: 1.21; 2041-42: 1.22; 2042-43: 1.21; 2043-44: 1.22; 2044-45: 1.21; 2045-46: 1.23; 2046-47: 1.22; 2047-48: 1.24; 2048-49: 1.23; 2049-50: 1.22
22BL | Distribution system operational use | Input | Ml/d | 2 | 2019-20: 0.3; 2020-21: 0.3; 2021-22: 0.3; 2022-23: 0.3; 2023-24: 0.3; 2024-25: 0.3; 2025-26: 0.3; 2026-27: 0.3; 2027-28: 0.3; 2028-29: 0.3; 2029-30: 0.3; 2030-31: 0.3; 2031-32: 0.3; 2032-33: 0.3; 2033-34: 0.3; 2034-35: 0.3; 2035-36: 0.3; 2036-37: 0.3; 2037-38: 0.3; 2038-39: 0.3; 2039-40: 0.3; 2040-41: 0.3; 2041-42: 0.3; 2042-43: 0.3; 2043-44: 0.3; 2044-45: 0.3; 2045-46: 0.3; 2046-47: 0.3; 2047-48: 0.3; 2048-49: 0.3; 2049-50: 0.3
23BL | Measured Non Household - USPL | Input | Ml/d | 2 | 2019-20: 0.04; 2020-21: 0.04; 2021-22: 0.04; 2022-23: 0.04; 2023-24: 0.04; 2024-25: 0.04; 2025-26: 0.04; 2026-27: 0.04; 2027-28: 0.04; 2028-29: 0.04; 2029-30: 0.04; 2030-31: 0.04; 2031-32: 0.04; 2032-33: 0.04; 2033-34: 0.04; 2034-35: 0.04; 2035-36: 0.04; 2036-37: 0.04; 2037-38: 0.04; 2038-39: 0.04; 2039-40: 0.04; 2040-41: 0.04; 2041-42: 0.04; 2042-43: 0.04; 2043-44: 0.04; 2044-45: 0.04; 2045-46: 0.05; 2046-47: 0.05; 2047-48: 0.05; 2048-49: 0.05; 2049-50: 0.05
24BL | Unmeasured Non Household - USPL | Input | Ml/d | 2 | 2019-20: 0; 2020-21: 0; 2021-22: 0; 2022-23: 0; 2023-24: 0; 2024-25: 0; 2025-26: 0; 2026-27: 0; 2027-28: 0; 2028-29: 0; 2029-30: 0; 2030-31: 0; 2031-32: 0; 2032-33: 0; 2033-34: 0; 2034-35: 0; 2035-36: 0; 2036-37: 0; 2037-38: 0; 2038-39: 0; 2039-40: 0; 2040-41: 0; 2041-42: 0; 2042-43: 0; 2043-44: 0; 2044-45: 0; 2045-46: 0; 2046-47: 0; 2047-48: 0; 2048-49: 0; 2049-50: 0
25BL | Measured Household - USPL | Input | Ml/d | 2 | 2019-20: 1.26; 2020-21: 1.24; 2021-22: 1.21; 2022-23: 1.21; 2023-24: 1.2; 2024-25: 1.16; 2025-26: 1.14; 2026-27: 1.11; 2027-28: 1.09; 2028-29: 1.06; 2029-30: 1.04; 2030-31: 1.01; 2031-32: 0.98; 2032-33: 1; 2033-34: 1.02; 2034-35: 1.04; 2035-36: 1.06; 2036-37: 1.08; 2037-38: 1.09; 2038-39: 1.11; 2039-40: 1.13; 2040-41: 1.14; 2041-42: 1.16; 2042-43: 1.18; 2043-44: 1.19; 2044-45: 1.21; 2045-46: 1.22; 2046-47: 1.23; 2047-48: 1.24; 2048-49: 1.25; 2049-50: 1.26
26BL | Unmeasured Household - USPL | Input | Ml/d | 2 | 2019-20: 0.66; 2020-21: 0.64; 2021-22: 0.62; 2022-23: 0.59; 2023-24: 0.57; 2024-25: 0.55; 2025-26: 0.53; 2026-27: 0.52; 2027-28: 0.5; 2028-29: 0.49; 2029-30: 0.47; 2030-31: 0.46; 2031-32: 0.44; 2032-33: 0.43; 2033-34: 0.42; 2034-35: 0.41; 2035-36: 0.39; 2036-37: 0.38; 2037-38: 0.37; 2038-39: 0.36; 2039-40: 0.35; 2040-41: 0.34; 2041-42: 0.33; 2042-43: 0.32; 2043-44: 0.31; 2044-45: 0.31; 2045-46: 0.3; 2046-47: 0.3; 2047-48: 0.3; 2048-49: 0.29; 2049-50: 0.29
27BL | Void Properties - USPL | Input | Ml/d | 2 | 2019-20: 0.11; 2020-21: 0.11; 2021-22: 0.11; 2022-23: 0.12; 2023-24: 0.12; 2024-25: 0.12; 2025-26: 0.12; 2026-27: 0.12; 2027-28: 0.12; 2028-29: 0.13; 2029-30: 0.13; 2030-31: 0.13; 2031-32: 0.13; 2032-33: 0.13; 2033-34: 0.13; 2034-35: 0.13; 2035-36: 0.13; 2036-37: 0.13; 2037-38: 0.13; 2038-39: 0.13; 2039-40: 0.14; 2040-41: 0.14; 2041-42: 0.14; 2042-43: 0.14; 2043-44: 0.14; 2044-45: 0.14; 2045-46: 0.14; 2046-47: 0.14; 2047-48: 0.14; 2048-49: 0.14; 2049-50: 0.14
28BL | Distribution losses | Input | Ml/d | 2 | 2019-20: 10.83; 2020-21: 10.6; 2021-22: 10.47; 2022-23: 10.26; 2023-24: 10.05; 2024-25: 9.83; 2025-26: 9.83; 2026-27: 9.83; 2027-28: 9.83; 2028-29: 9.83; 2029-30: 9.83; 2030-31: 9.83; 2031-32: 9.83; 2032-33: 9.83; 2033-34: 9.83; 2034-35: 9.83; 2035-36: 9.83; 2036-37: 9.83; 2037-38: 9.83; 2038-39: 9.83; 2039-40: 9.83; 2040-41: 9.83; 2041-42: 9.83; 2042-43: 9.83; 2043-44: 9.83; 2044-45: 9.83; 2045-46: 9.83; 2046-47: 9.83; 2047-48: 9.83; 2048-49: 9.83; 2049-50: 9.83
29BL | Total Leakage | sum (23BL:28BL) | Ml/d | 2 | 2019-20: 12.9; 2020-21: 12.63; 2021-22: 12.45; 2022-23: 12.22; 2023-24: 11.98; 2024-25: 11.7; 2025-26: 11.66; 2026-27: 11.62; 2027-28: 11.58; 2028-29: 11.55; 2029-30: 11.51; 2030-31: 11.47; 2031-32: 11.42; 2032-33: 11.43; 2033-34: 11.44; 2034-35: 11.45; 2035-36: 11.45; 2036-37: 11.46; 2037-38: 11.46; 2038-39: 11.47; 2039-40: 11.49; 2040-41: 11.49; 2041-42: 11.5; 2042-43: 11.51; 2043-44: 11.51; 2044-45: 11.53; 2045-46: 11.54; 2046-47: 11.55; 2047-48: 11.56; 2048-49: 11.56; 2049-50: 11.57
30BL | Leakage/property | (29BL * 1,000,000) / (36BL * 1,000) | l/prop/d | 2 | 2019-20: 118.1936; 2020-21: 114.1179; 2021-22: 110.7839; 2022-23: 107.305; 2023-24: 103.6234; 2024-25: 99.6118; 2025-26: 97.7212; 2026-27: 96.045; 2027-28: 94.4535; 2028-29: 93.0634; 2029-30: 91.6847; 2030-31: 90.3384; 2031-32: 88.9394; 2032-33: 88.0782; 2033-34: 87.3643; 2034-35: 86.6761; 2035-36: 85.9345; 2036-37: 85.2888; 2037-38: 84.5919; 2038-39: 83.9899; 2039-40: 83.4805; 2040-41: 82.8436; 2041-42: 82.2957; 2042-43: 81.7663; 2043-44: 81.1833; 2044-45: 80.7559; 2045-46: 80.2738; 2046-47: 79.806; 2047-48: 79.3504; 2048-49: 78.8417; 2049-50: 78.4136
31BL | Measured Non Household - properties | Input | 000's | 2 | 2019-20: 5.39; 2020-21: 5.431; 2021-22: 5.468; 2022-23: 5.512; 2023-24: 5.552; 2024-25: 5.59; 2025-26: 5.626; 2026-27: 5.661; 2027-28: 5.698; 2028-29: 5.734; 2029-30: 5.764; 2030-31: 5.795; 2031-32: 5.824; 2032-33: 5.852; 2033-34: 5.878; 2034-35: 5.901; 2035-36: 5.924; 2036-37: 5.946; 2037-38: 5.966; 2038-39: 5.985; 2039-40: 6.003; 2040-41: 6.019; 2041-42: 6.034; 2042-43: 6.048; 2043-44: 6.061; 2044-45: 6.074; 2045-46: 6.086; 2046-47: 6.097; 2047-48: 6.107; 2048-49: 6.116; 2049-50: 6.125
32BL | Unmeasured Non Household - properties | Input | 000's | 2 | 2019-20: 0.022; 2020-21: 0.022; 2021-22: 0.022; 2022-23: 0.022; 2023-24: 0.022; 2024-25: 0.022; 2025-26: 0.023; 2026-27: 0.023; 2027-28: 0.023; 2028-29: 0.023; 2029-30: 0.023; 2030-31: 0.023; 2031-32: 0.023; 2032-33: 0.024; 2033-34: 0.024; 2034-35: 0.024; 2035-36: 0.024; 2036-37: 0.024; 2037-38: 0.024; 2038-39: 0.024; 2039-40: 0.024; 2040-41: 0.024; 2041-42: 0.024; 2042-43: 0.024; 2043-44: 0.024; 2044-45: 0.024; 2045-46: 0.024; 2046-47: 0.024; 2047-48: 0.025; 2048-49: 0.025; 2049-50: 0.025
33BL | All void non-households - properties | Input | 000's | 2 | 2019-20: 0; 2020-21: 0; 2021-22: 0; 2022-23: 0; 2023-24: 0; 2024-25: 0; 2025-26: 0; 2026-27: 0; 2027-28: 0; 2028-29: 0; 2029-30: 0; 2030-31: 0; 2031-32: 0; 2032-33: 0; 2033-34: 0; 2034-35: 0; 2035-36: 0; 2036-37: 0; 2037-38: 0; 2038-39: 0; 2039-40: 0; 2040-41: 0; 2041-42: 0; 2042-43: 0; 2043-44: 0; 2044-45: 0; 2045-46: 0; 2046-47: 0; 2047-48: 0; 2048-49: 0; 2049-50: 0
34BL | Measured households - properties (excl. void) | Year before + sum (34.1BL:34.6BL) | 000's | 2 | 2019-20: 85.633; 2020-21: 87.632; 2021-22: 89.741; 2022-23: 91.712; 2023-24: 93.902; 2024-25: 96.188; 2025-26: 98.397; 2026-27: 100.397; 2027-28: 102.33; 2028-29: 104.148; 2029-30: 105.875; 2030-31: 107.59; 2031-32: 109.305; 2032-33: 110.945; 2033-34: 112.386; 2034-35: 113.798; 2035-36: 115.185; 2036-37: 116.547; 2037-38: 117.884; 2038-39: 119.194; 2039-40: 120.479; 2040-41: 121.741; 2041-42: 122.983; 2042-43: 124.2; 2043-44: 125.393; 2044-45: 126.565; 2045-46: 127.586; 2046-47: 128.59; 2047-48: 129.579; 2048-49: 130.552; 2049-50: 131.451
34.1BL | New build properties - properties | Input (new builds in each year) | 000's | 2 | 2019-20: 1.225; 2020-21: 1.339; 2021-22: 1.495; 2022-23: 1.416; 2023-24: 1.658; 2024-25: 1.777; 2025-26: 1.798; 2026-27: 1.605; 2027-28: 1.552; 2028-29: 1.451; 2029-30: 1.373; 2030-31: 1.373; 2031-32: 1.386; 2032-33: 1.323; 2033-34: 1.134; 2034-35: 1.117; 2035-36: 1.102; 2036-37: 1.087; 2037-38: 1.072; 2038-39: 1.055; 2039-40: 1.04; 2040-41: 1.025; 2041-42: 1.013; 2042-43: 0.997; 2043-44: 0.981; 2044-45: 0.967; 2045-46: 0.953; 2046-47: 0.939; 2047-48: 0.927; 2048-49: 0.913; 2049-50: 0.899
34.2BL | Meter optants - properties | Input (meter optants in each year) | 000's | 2 | 2019-20: 0.48; 2020-21: 0.458; 2021-22: 0.419; 2022-23: 0.368; 2023-24: 0.352; 2024-25: 0.337; 2025-26: 0.245; 2026-27: 0.237; 2027-28: 0.229; 2028-29: 0.221; 2029-30: 0.214; 2030-31: 0.207; 2031-32: 0.2; 2032-33: 0.193; 2033-34: 0.187; 2034-35: 0.181; 2035-36: 0.175; 2036-37: 0.169; 2037-38: 0.163; 2038-39: 0.158; 2039-40: 0.152; 2040-41: 0.147; 2041-42: 0.142; 2042-43: 0.138; 2043-44: 0.133; 2044-45: 0.129; 2045-46: 0; 2046-47: 0; 2047-48: 0; 2048-49: 0; 2049-50: 0
34.3BL | Compulsory metering - properties | Input (compulsory meters in each year) | 000's | 2 | 2019-20: 0; 2020-21: 0; 2021-22: 0; 2022-23: 0; 2023-24: 0; 2024-25: 0; 2025-26: 0; 2026-27: 0; 2027-28: 0; 2028-29: 0; 2029-30: 0; 2030-31: 0; 2031-32: 0; 2032-33: 0; 2033-34: 0; 2034-35: 0; 2035-36: 0; 2036-37: 0; 2037-38: 0; 2038-39: 0; 2039-40: 0; 2040-41: 0; 2041-42: 0; 2042-43: 0; 2043-44: 0; 2044-45: 0; 2045-46: 0; 2046-47: 0; 2047-48: 0; 2048-49: 0; 2049-50: 0
34.4BL | Metering on change of occupancy - properties | Input (change of occupancy meters in each year) | 000's | 2 | 2019-20: 0.195; 2020-21: 0.188; 2021-22: 0.181; 2022-23: 0.174; 2023-24: 0.167; 2024-25: 0.16; 2025-26: 0.154; 2026-27: 0.147; 2027-28: 0.141; 2028-29: 0.136; 2029-30: 0.13; 2030-31: 0.125; 2031-32: 0.12; 2032-33: 0.115; 2033-34: 0.111; 2034-35: 0.106; 2035-36: 0.102; 2036-37: 0.098; 2037-38: 0.094; 2038-39: 0.09; 2039-40: 0.086; 2040-41: 0.083; 2041-42: 0.08; 2042-43: 0.076; 2043-44: 0.073; 2044-45: 0.07; 2045-46: 0.068; 2046-47: 0.065; 2047-48: 0.062; 2048-49: 0.06; 2049-50: 0
34.5BL | Selective metering - properties | Input (selective meters in each year) | 000's | 2 | 2019-20: 0.015; 2020-21: 0.014; 2021-22: 0.014; 2022-23: 0.013; 2023-24: 0.013; 2024-25: 0.012; 2025-26: 0.012; 2026-27: 0.011; 2027-28: 0.011; 2028-29: 0.01; 2029-30: 0.01; 2030-31: 0.01; 2031-32: 0.009; 2032-33: 0.009; 2033-34: 0.009; 2034-35: 0.008; 2035-36: 0.008; 2036-37: 0.008; 2037-38: 0.008; 2038-39: 0.007; 2039-40: 0.007; 2040-41: 0.007; 2041-42: 0.007; 2042-43: 0.006; 2043-44: 0.006; 2044-45: 0.006; 2045-46: 0; 2046-47: 0; 2047-48: 0; 2048-49: 0; 2049-50: 0
34.6BL | Other changes to existing metering - properties | Input (other changes to meters in each year) | 000's | 2 | 2019-20: 0; 2020-21: 0; 2021-22: 0; 2022-23: 0; 2023-24: 0; 2024-25: 0; 2025-26: 0; 2026-27: 0; 2027-28: 0; 2028-29: 0; 2029-30: 0; 2030-31: 0; 2031-32: 0; 2032-33: 0; 2033-34: 0; 2034-35: 0; 2035-36: 0; 2036-37: 0; 2037-38: 0; 2038-39: 0; 2039-40: 0; 2040-41: 0; 2041-42: 0; 2042-43: 0; 2043-44: 0; 2044-45: 0; 2045-46: 0; 2046-47: 0; 2047-48: 0; 2048-49: 0; 2049-50: 0
34.7BL | Measured household void properties | Input | 000's | 2 | 2019-20: 1.808; 2020-21: 1.853; 2021-22: 1.891; 2022-23: 1.941; 2023-24: 1.983; 2024-25: 2.024; 2025-26: 2.061; 2026-27: 2.097; 2027-28: 2.131; 2028-29: 2.163; 2029-30: 2.197; 2030-31: 2.228; 2031-32: 2.256; 2032-33: 2.281; 2033-34: 2.302; 2034-35: 2.324; 2035-36: 2.345; 2036-37: 2.367; 2037-38: 2.388; 2038-39: 2.409; 2039-40: 2.43; 2040-41: 2.452; 2041-42: 2.473; 2042-43: 2.495; 2043-44: 2.516; 2044-45: 2.538; 2045-46: 2.557; 2046-47: 2.576; 2047-48: 2.596; 2048-49: 2.616; 2049-50: 2.635
35BL | Unmeasured households - properties (excl. void) | Input | 000's | 2 | 2019-20: 15.957; 2020-21: 15.415; 2021-22: 14.948; 2022-23: 14.393; 2023-24: 13.862; 2024-25: 13.353; 2025-26: 12.943; 2026-27: 12.547; 2027-28: 12.166; 2028-29: 11.798; 2029-30: 11.444; 2030-31: 11.102; 2031-32: 10.773; 2032-33: 10.455; 2033-34: 10.149; 2034-35: 9.854; 2035-36: 9.569; 2036-37: 9.295; 2037-38: 9.03; 2038-39: 8.775; 2039-40: 8.529; 2040-41: 8.292; 2041-42: 8.064; 2042-43: 7.843; 2043-44: 7.631; 2044-45: 7.426; 2045-46: 7.358; 2046-47: 7.293; 2047-48: 7.231; 2048-49: 7.171; 2049-50: 7.171
35.1BL | Unmeasured household void properties | Input | 000's | 2 | 2019-20: 0.333; 2020-21: 0.322; 2021-22: 0.311; 2022-23: 0.301; 2023-24: 0.29; 2024-25: 0.279; 2025-26: 0.269; 2026-27: 0.26; 2027-28: 0.252; 2028-29: 0.243; 2029-30: 0.236; 2030-31: 0.229; 2031-32: 0.221; 2032-33: 0.214; 2033-34: 0.207; 2034-35: 0.2; 2035-36: 0.194; 2036-37: 0.188; 2037-38: 0.182; 2038-39: 0.177; 2039-40: 0.172; 2040-41: 0.167; 2041-42: 0.162; 2042-43: 0.157; 2043-44: 0.153; 2044-45: 0.149; 2045-46: 0.147; 2046-47: 0.146; 2047-48: 0.145; 2048-49: 0.143; 2049-50: 0.144
36BL | Total Resource Zone Properties (incl. voids) | sum (31BL:34BL) + 34.7BL + 35BL + 35.1BL | 000's | 2 | 2019-20: 109.143; 2020-21: 110.675; 2021-22: 112.381; 2022-23: 113.881; 2023-24: 115.611; 2024-25: 117.456; 2025-26: 119.319; 2026-27: 120.985; 2027-28: 122.6; 2028-29: 124.109; 2029-30: 125.539; 2030-31: 126.967; 2031-32: 128.402; 2032-33: 129.771; 2033-34: 130.946; 2034-35: 132.101; 2035-36: 133.241; 2036-37: 134.367; 2037-38: 135.474; 2038-39: 136.564; 2039-40: 137.637; 2040-41: 138.695; 2041-42: 139.74; 2042-43: 140.767; 2043-44: 141.778; 2044-45: 142.776; 2045-46: 143.758; 2046-47: 144.726; 2047-48: 145.683; 2048-49: 146.623; 2049-50: 147.551
37BL | Measured Non Household - Population | Input | 000's | 2 | 2019-20: 3.831; 2020-21: 3.871; 2021-22: 3.906; 2022-23: 3.946; 2023-24: 3.986; 2024-25: 4.024; 2025-26: 4.053; 2026-27: 4.102; 2027-28: 4.154; 2028-29: 4.204; 2029-30: 4.246; 2030-31: 4.286; 2031-32: 4.351; 2032-33: 4.403; 2033-34: 4.441; 2034-35: 4.471; 2035-36: 4.501; 2036-37: 4.524; 2037-38: 4.556; 2038-39: 4.585; 2039-40: 4.613; 2040-41: 4.645; 2041-42: 4.681; 2042-43: 4.725; 2043-44: 4.769; 2044-45: 4.816; 2045-46: 4.868; 2046-47: 4.922; 2047-48: 4.976; 2048-49: 5.029; 2049-50: 5.079
38BL | Unmeasured Non Household - Population | Input | 000's | 2 | 2019-20: 0.016; 2020-21: 0.016; 2021-22: 0.016; 2022-23: 0.016; 2023-24: 0.016; 2024-25: 0.016; 2025-26: 0.016; 2026-27: 0.016; 2027-28: 0.017; 2028-29: 0.017; 2029-30: 0.017; 2030-31: 0.017; 2031-32: 0.017; 2032-33: 0.018; 2033-34: 0.018; 2034-35: 0.018; 2035-36: 0.018; 2036-37: 0.018; 2037-38: 0.018; 2038-39: 0.018; 2039-40: 0.019; 2040-41: 0.019; 2041-42: 0.019; 2042-43: 0.019; 2043-44: 0.019; 2044-45: 0.019; 2045-46: 0.02; 2046-47: 0.02; 2047-48: 0.02; 2048-49: 0.02; 2049-50: 0.02
39BL | Measured Household - Population | Input | 000's | 2 | 2019-20: 207.569; 2020-21: 212.446; 2021-22: 217.47; 2022-23: 222.049; 2023-24: 226.935; 2024-25: 232.098; 2025-26: 236.83; 2026-27: 241.121; 2027-28: 245.039; 2028-29: 248.443; 2029-30: 251.652; 2030-31: 254.738; 2031-32: 257.777; 2032-33: 260.618; 2033-34: 263.349; 2034-35: 266.051; 2035-36: 268.627; 2036-37: 271.085; 2037-38: 273.446; 2038-39: 275.848; 2039-40: 278.715; 2040-41: 281.48; 2041-42: 284.18; 2042-43: 286.901; 2043-44: 289.647; 2044-45: 292.353; 2045-46: 294.671; 2046-47: 296.953; 2047-48: 299.232; 2048-49: 301.477; 2049-50: 303.493
40BL | Unmeasured Household - Population | Input | 000's | 2 | 2019-20: 42.527; 2020-21: 41.063; 2021-22: 39.776; 2022-23: 38.292; 2023-24: 36.84; 2024-25: 35.464; 2025-26: 34.314; 2026-27: 33.215; 2027-28: 32.137; 2028-29: 31.073; 2029-30: 30.059; 2030-31: 29.076; 2031-32: 28.132; 2032-33: 27.225; 2033-34: 26.393; 2034-35: 25.596; 2035-36: 24.825; 2036-37: 24.079; 2037-38: 23.36; 2038-39: 22.676; 2039-40: 22.055; 2040-41: 21.453; 2041-42: 20.872; 2042-43: 20.316; 2043-44: 19.785; 2044-45: 19.274; 2045-46: 19.101; 2046-47: 18.935; 2047-48: 18.777; 2048-49: 18.626; 2049-50: 18.622
41BL | Total Resource Zone Population | sum (37BL:40BL) | 000's | 2 | 2019-20: 253.943; 2020-21: 257.396; 2021-22: 261.168; 2022-23: 264.303; 2023-24: 267.777; 2024-25: 271.602; 2025-26: 275.213; 2026-27: 278.454; 2027-28: 281.347; 2028-29: 283.737; 2029-30: 285.974; 2030-31: 288.117; 2031-32: 290.277; 2032-33: 292.264; 2033-34: 294.201; 2034-35: 296.136; 2035-36: 297.971; 2036-37: 299.706; 2037-38: 301.38; 2038-39: 303.127; 2039-40: 305.402; 2040-41: 307.597; 2041-42: 309.752; 2042-43: 311.961; 2043-44: 314.22; 2044-45: 316.462; 2045-46: 318.66; 2046-47: 320.83; 2047-48: 323.005; 2048-49: 325.152; 2049-50: 327.214
42BL | Average household occupancy rate (excl. voids) | (39BL + 40BL) / (34BL + 35BL) | h/prop | 1 | 2019-20: 2.4618; 2020-21: 2.4601; 2021-22: 2.4572; 2022-23: 2.4536; 2023-24: 2.4477; 2024-25: 2.4426; 2025-26: 2.4353; 2026-27: 2.429; 2027-28: 2.4208; 2028-29: 2.4107; 2029-30: 2.4012; 2030-31: 2.3912; 2031-32: 2.381; 2032-33: 2.371; 2033-34: 2.3646; 2034-35: 2.3586; 2035-36: 2.3522; 2036-37: 2.3455; 2037-38: 2.3386; 2038-39: 2.3328; 2039-40: 2.3314; 2040-41: 2.3297; 2041-42: 2.3278; 2042-43: 2.3266; 2043-44: 2.3261; 2044-45: 2.3257; 2045-46: 2.3252; 2046-47: 2.3247; 2047-48: 2.3245; 2048-49: 2.3243; 2049-50: 2.3237
43BL | Total Household Metering penetration (excl. voids) | 34BL / (34BL + 35BL) | % | 1 | 2019-20: 84.29%; 2020-21: 85.04%; 2021-22: 85.72%; 2022-23: 86.44%; 2023-24: 87.14%; 2024-25: 87.81%; 2025-26: 88.38%; 2026-27: 88.89%; 2027-28: 89.37%; 2028-29: 89.82%; 2029-30: 90.25%; 2030-31: 90.65%; 2031-32: 91.03%; 2032-33: 91.39%; 2033-34: 91.72%; 2034-35: 92.03%; 2035-36: 92.33%; 2036-37: 92.61%; 2037-38: 92.88%; 2038-39: 93.14%; 2039-40: 93.39%; 2040-41: 93.62%; 2041-42: 93.85%; 2042-43: 94.06%; 2043-44: 94.26%; 2044-45: 94.46%; 2045-46: 94.55%; 2046-47: 94.63%; 2047-48: 94.71%; 2048-49: 94.79%; 2049-50: 94.83%
44BL | Total Household Metering penetration (incl. voids) | (34BL) / (34BL + 34.7BL + 35BL + 35.1BL) | % | 1 | 2019-20: 82.55%; 2020-21: 83.28%; 2021-22: 83.96%; 2022-23: 84.65%; 2023-24: 85.34%; 2024-25: 86%; 2025-26: 86.56%; 2026-27: 87.07%; 2027-28: 87.55%; 2028-29: 88%; 2029-30: 88.41%; 2030-31: 88.81%; 2031-32: 89.19%; 2032-33: 89.55%; 2033-34: 89.88%; 2034-35: 90.19%; 2035-36: 90.49%; 2036-37: 90.77%; 2037-38: 91.04%; 2038-39: 91.3%; 2039-40: 91.54%; 2040-41: 91.77%; 2041-42: 92%; 2042-43: 92.21%; 2043-44: 92.41%; 2044-45: 92.6%; 2045-46: 92.69%; 2046-47: 92.77%; 2047-48: 92.85%; 2048-49: 92.93%; 2049-50: 92.96%
45BL | Distribution input | sum (12BL:15BL) +21BL + 22BL + 27BL + 28BL | Ml/d | 2 | 2019-20: 74.46; 2020-21: 74.42; 2021-22: 74.48; 2022-23: 74.53; 2023-24: 74.61; 2024-25: 74.4; 2025-26: 74.78; 2026-27: 75.12; 2027-28: 75.42; 2028-29: 75.63; 2029-30: 75.87; 2030-31: 76.15; 2031-32: 76.47; 2032-33: 76.83; 2033-34: 77.18; 2034-35: 77.55; 2035-36: 77.92; 2036-37: 78.27; 2037-38: 78.69; 2038-39: 79.14; 2039-40: 79.65; 2040-41: 80.14; 2041-42: 80.65; 2042-43: 81.16; 2043-44: 81.73; 2044-45: 82.28; 2045-46: 82.84; 2046-47: 83.39; 2047-48: 83.98; 2048-49: 84.54; 2049-50: 85.1
46BL | Target headroom (climate change component) | Input | Ml/d | 2 | 2019-20: 0.89307; 2020-21: 0.89307; 2021-22: 0.89307; 2022-23: 0.89307; 2023-24: 0.89307; 2024-25: 0.89307; 2025-26: 0.89307; 2026-27: 0.92215; 2027-28: 0.95107; 2028-29: 0.97765; 2029-30: 0.97224; 2030-31: 1.0197; 2031-32: 1.0368; 2032-33: 1.0631; 2033-34: 1.0577; 2034-35: 1.1208; 2035-36: 1.1308; 2036-37: 1.1116; 2037-38: 1.1353; 2038-39: -0.68696; 2039-40: 0; 2040-41: 0; 2041-42: 0; 2042-43: 0; 2043-44: 0; 2044-45: 0; 2045-46: 0; 2046-47: 0; 2047-48: 0; 2048-49: 0; 2049-50: 0
47BL | Target headroom (All other components) | Input | Ml/d | 2 | 2019-20: 2.8287; 2020-21: 2.8287; 2021-22: 2.8287; 2022-23: 2.8287; 2023-24: 2.8287; 2024-25: 2.8287; 2025-26: 2.8287; 2026-27: 2.8012; 2027-28: 2.7756; 2028-29: 2.8506; 2029-30: 2.8674; 2030-31: 2.9261; 2031-32: 3.0226; 2032-33: 3.0792; 2033-34: 3.1394; 2034-35: 3.3319; 2035-36: 2.7827; 2036-37: 2.4451; 2037-38: 2.6598; 2038-39: 2.8126; 2039-40: 1.1929; 2040-41: 1.335; 2041-42: 1.4703; 2042-43: 1.594; 2043-44: 1.7472; 2044-45: 1.7626; 2045-46: 1.2572; 2046-47: 1.3963; 2047-48: 1.3469; 2048-49: 1.3466; 2049-50: 1.3218
48BL | Target Headroom | 46BL + 47BL | Ml/d | 2 | 2019-20: 3.7217; 2020-21: 3.7217; 2021-22: 3.7217; 2022-23: 3.7217; 2023-24: 3.7217; 2024-25: 3.7217; 2025-26: 3.7217; 2026-27: 3.7234; 2027-28: 3.7267; 2028-29: 3.8283; 2029-30: 3.8396; 2030-31: 3.9458; 2031-32: 4.0594; 2032-33: 4.1423; 2033-34: 4.1971; 2034-35: 4.4527; 2035-36: 3.9135; 2036-37: 3.5566; 2037-38: 3.7951; 2038-39: 2.1256; 2039-40: 1.1929; 2040-41: 1.335; 2041-42: 1.4703; 2042-43: 1.594; 2043-44: 1.7472; 2044-45: 1.7626; 2045-46: 1.2572; 2046-47: 1.3963; 2047-48: 1.3469; 2048-49: 1.3466; 2049-50: 1.3218
49BL | Available Headroom | 11BL - 45BL | Ml/d | 2 | 2019-20: 16.13; 2020-21: 16.17; 2021-22: 16.11; 2022-23: 16.06; 2023-24: 15.98; 2024-25: 16.19; 2025-26: 3.709; 2026-27: 3.73; 2027-28: 3.74; 2028-29: 3.86; 2029-30: 3.85; 2030-31: 3.95; 2031-32: 4.06; 2032-33: 4.14; 2033-34: 4.2; 2034-35: 4.45; 2035-36: 3.9; 2036-37: 3.56; 2037-38: 3.79; 2038-39: 2.11; 2039-40: 1.19; 2040-41: 1.34; 2041-42: 1.47; 2042-43: 1.6; 2043-44: 1.74; 2044-45: 1.76; 2045-46: -0.711; 2046-47: -1.261; 2047-48: -1.851; 2048-49: -2.411; 2049-50: -2.971
49.1BL | Available non-potable balance (if applicable) | 1.1BL -12.1BL | Ml/d | 2 | 2019-20: 0; 2020-21: 0; 2021-22: 0; 2022-23: 0; 2023-24: 0; 2024-25: 0; 2025-26: 0; 2026-27: 0; 2027-28: 0; 2028-29: 0; 2029-30: 0; 2030-31: 0; 2031-32: 0; 2032-33: 0; 2033-34: 0; 2034-35: 0; 2035-36: 0; 2036-37: 0; 2037-38: 0; 2038-39: 0; 2039-40: 0; 2040-41: 0; 2041-42: 0; 2042-43: 0; 2043-44: 0; 2044-45: 0; 2045-46: 0; 2046-47: 0; 2047-48: 0; 2048-49: 0; 2049-50: 0
50BL | Supply Demand Balance |  | Ml/d | 2 | 2019-20: 12.4083; 2020-21: 12.4483; 2021-22: 12.3883; 2022-23: 12.3383; 2023-24: 12.2583; 2024-25: 12.4683; 2025-26: -0.012724; 2026-27: 0.006608; 2027-28: 0.01329; 2028-29: 0.031749; 2029-30: 0.010393; 2030-31: 0.0041637; 2031-32: 0.00059599; 2032-33: -0.0022617; 2033-34: 0.0028776; 2034-35: -0.0027053; 2035-36: -0.013485; 2036-37: 0.0033663; 2037-38: -0.0051459; 2038-39: -0.015589; 2039-40: -0.0029446; 2040-41: 0.0050473; 2041-42: -0.00028412; 2042-43: 0.0060147; 2043-44: -0.0071731; 2044-45: -0.0025892; 2045-46: -1.9682; 2046-47: -2.6573; 2047-48: -3.1979; 2048-49: -3.7576; 2049-50: -4.2928
Table 3e: DYCP - Final plan Options | Back to top of sheet
WRMP24 reference | Option type | Cat ID | Unit | Decimal places | 2019-20 | 2020-21 | 2021-22 | 2022-23 | 2023-24 | 2024-25 | 2025-26 | 2026-27 | 2027-28 | 2028-29 | 2029-30 | 2030-31 | 2031-32 | 2032-33 | 2033-34 | 2034-35 | 2035-36 | 2036-37 | 2037-38 | 2038-39 | 2039-40 | 2040-41 | 2041-42 | 2042-43 | 2043-44 | 2044-45 | 2045-46 | 2046-47 | 2047-48 | 2048-49 | 2049-50 | 2050-51 | 2051-52 | 2052-53 | 2053-54 | 2054-55 | 2055-56 | 2056-57 | 2057-58 | 2058-59 | 2059-60 | 2060-61 | 2061-62 | 2062-63 | 2063-64 | 2064-65 | 2065-66 | 2066-67 | 2067-68 | 2068-69 | 2069-70 | 2070-71 | 2071-72 | 2072-73 | 2073-74 | 2074-75 | 2075-76 | 2076-77 | 2077-78 | 2078-79 | 2079-80 | 2080-81 | 2081-82 | 2082-83 | 2083-84 | 2084-85 | 2085-86 | 2086-87 | 2087-88 | 2088-89 | 2089-90 | 2090-91 | 2091-92 | 2092-93 | 2093-94 | 2094-95 | 2095-96 | 2096-97 | 2097-98 | 2098-99 | 2099-100
1.11FP | Non potable supplies input reductions as -ve and increases as +ve | RSNPS | Ml/d | 2 | 2019-20: 0; 2020-21: 0; 2021-22: 0; 2022-23: 0; 2023-24: 0; 2024-25: 0; 2025-26: 0; 2026-27: 0; 2027-28: 0; 2028-29: 0; 2029-30: 0; 2030-31: 0; 2031-32: 0; 2032-33: 0; 2033-34: 0; 2034-35: 0; 2035-36: 0; 2036-37: 0; 2037-38: 0; 2038-39: 0; 2039-40: 0; 2040-41: 0; 2041-42: 0; 2042-43: 0; 2043-44: 0; 2044-45: 0; 2045-46: 0; 2046-47: 0; 2047-48: 0; 2048-49: 0; 2049-50: 0
2.1FP | Raw water imports | RSRWI | Ml/d | 2 | 2019-20: 0; 2020-21: 0; 2021-22: 0; 2022-23: 0; 2023-24: 0; 2024-25: 0; 2025-26: 0; 2026-27: 0; 2027-28: 0; 2028-29: 0; 2029-30: 0; 2030-31: 0; 2031-32: 0; 2032-33: 0; 2033-34: 0; 2034-35: 0; 2035-36: 0; 2036-37: 0; 2037-38: 0; 2038-39: 0; 2039-40: 0; 2040-41: 0; 2041-42: 0; 2042-43: 0; 2043-44: 0; 2044-45: 0; 2045-46: 0; 2046-47: 0; 2047-48: 0; 2048-49: 0; 2049-50: 0
3.1FP | Potable water imports input reductions as -ve | RSPWI | Ml/d | 2 | 2019-20: 0; 2020-21: 0; 2021-22: 0; 2022-23: 0; 2023-24: 0; 2024-25: 0; 2025-26: -0.655; 2026-27: -0.92; 2027-28: -1.17; 2028-29: -1.55; 2029-30: -1.92; 2030-31: 4.15; 2031-32: 3.89; 2032-33: -4.9; 2033-34: -5.31; 2034-35: -5.93; 2035-36: 8.77; 2036-37: 8.76; 2037-38: 6.09; 2038-39: -5.18; 2039-40: -4.77; 2040-41: -5.41; 2041-42: -6.05; 2042-43: -6.69; 2043-44: -7.4; 2044-45: -7.97; 2045-46: -1.37; 2046-47: -14.52; 2047-48: -14.52; 2048-49: -14.52; 2049-50: -14.52
4.1FP | Raw water exports input reductions as +ve and increases as -ve | RSRWE | Ml/d | 2 | 2019-20: 0; 2020-21: 0; 2021-22: 0; 2022-23: 0; 2023-24: 0; 2024-25: 0; 2025-26: 0; 2026-27: 0; 2027-28: 0; 2028-29: 0; 2029-30: 0; 2030-31: 0; 2031-32: 0; 2032-33: 0; 2033-34: 0; 2034-35: 0; 2035-36: 0; 2036-37: 0; 2037-38: 0; 2038-39: 0; 2039-40: 0; 2040-41: 0; 2041-42: 0; 2042-43: 0; 2043-44: 0; 2044-45: 0; 2045-46: 0; 2046-47: 0; 2047-48: 0; 2048-49: 0; 2049-50: 0
5.1FP | Potable water exports input reductions as +ve and increases as -ve | RSPWE | Ml/d | 2 | 2019-20: 0; 2020-21: 0; 2021-22: 0; 2022-23: 0; 2023-24: 0; 2024-25: 0; 2025-26: 0.001; 2026-27: 0; 2027-28: 0; 2028-29: 0; 2029-30: 0; 2030-31: -0.29; 2031-32: -0.29; 2032-33: -0.29; 2033-34: -0.29; 2034-35: -0.29; 2035-36: -0.29; 2036-37: -0.29; 2037-38: -0.29; 2038-39: -0.29; 2039-40: -0.29; 2040-41: -0.29; 2041-42: -0.29; 2042-43: -0.29; 2043-44: -0.29; 2044-45: -0.29; 2045-46: -0.29; 2046-47: -0.29; 2047-48: -0.29; 2048-49: -0.29; 2049-50: -0.29
6.2FP | DO benefit from increase raw water abstractions | RSRWA | Ml/d | 2 | 2019-20: 0; 2020-21: 0; 2021-22: 0; 2022-23: 0; 2023-24: 0; 2024-25: 0; 2025-26: 0; 2026-27: 0; 2027-28: 0; 2028-29: 0; 2029-30: 0; 2030-31: 0; 2031-32: 0; 2032-33: 0; 2033-34: 0; 2034-35: 0; 2035-36: 0; 2036-37: 0; 2037-38: 0; 2038-39: 0; 2039-40: 0; 2040-41: 0; 2041-42: 0; 2042-43: 0; 2043-44: 0; 2044-45: 0; 2045-46: 0; 2046-47: 0; 2047-48: 0; 2048-49: 0; 2049-50: 0
6.3FP | Other options to increase deployable output | RSIPO | Ml/d | 2 | 2019-20: 0; 2020-21: 0; 2021-22: 0; 2022-23: 0; 2023-24: 0; 2024-25: 0; 2025-26: 0; 2026-27: 0; 2027-28: 0; 2028-29: 0; 2029-30: 0; 2030-31: 0.3; 2031-32: 0.3; 2032-33: 11.7; 2033-34: 11.7; 2034-35: 11.7; 2035-36: 11.7; 2036-37: 11.7; 2037-38: 11.7; 2038-39: 11.7; 2039-40: 14.2; 2040-41: 40.2; 2041-42: 40.2; 2042-43: 40.2; 2043-44: 40.2; 2044-45: 40.2; 2045-46: 40.2; 2046-47: 40.2; 2047-48: 40.2; 2048-49: 40.2; 2049-50: 40.2
7.01FP | DO benefit from supply side drought measures | RSDPS | Ml/d | 2 | 2019-20: 0; 2020-21: 0; 2021-22: 0; 2022-23: 0; 2023-24: 0; 2024-25: 0; 2025-26: 0; 2026-27: 0; 2027-28: 0; 2028-29: 0; 2029-30: 0; 2030-31: 0; 2031-32: 0; 2032-33: 0; 2033-34: 0; 2034-35: 0; 2035-36: 0; 2036-37: 0; 2037-38: 0; 2038-39: 0; 2039-40: 0; 2040-41: 0; 2041-42: 0; 2042-43: 0; 2043-44: 0; 2044-45: 0; 2045-46: 0; 2046-47: 0; 2047-48: 0; 2048-49: 0; 2049-50: 0
7.02FP | DO benefit from demand side drought measures | RSDPD | Ml/d | 2 | 2019-20: 0; 2020-21: 0; 2021-22: 0; 2022-23: 0; 2023-24: 0; 2024-25: 0; 2025-26: 0; 2026-27: 0; 2027-28: 0; 2028-29: 0; 2029-30: 0; 2030-31: 0; 2031-32: 0; 2032-33: 0; 2033-34: 0; 2034-35: 0; 2035-36: 0; 2036-37: 0; 2037-38: 0; 2038-39: 0; 2039-40: 0; 2040-41: 0; 2041-42: 0; 2042-43: 0; 2043-44: 0; 2044-45: 0; 2045-46: 0; 2046-47: 0; 2047-48: 0; 2048-49: 0; 2049-50: 0
8.1FP | Reduce raw water losses and operational use input as -ve | RSLOU | Ml/d | 2 | 2019-20: 0; 2020-21: 0; 2021-22: 0; 2022-23: 0; 2023-24: 0; 2024-25: 0; 2025-26: 0; 2026-27: 0; 2027-28: 0; 2028-29: 0; 2029-30: 0; 2030-31: 0; 2031-32: 0; 2032-33: 0; 2033-34: 0; 2034-35: 0; 2035-36: 0; 2036-37: 0; 2037-38: 0; 2038-39: 0; 2039-40: 0; 2040-41: 0; 2041-42: 0; 2042-43: 0; 2043-44: 0; 2044-45: 0; 2045-46: 0; 2046-47: 0; 2047-48: 0; 2048-49: 0; 2049-50: 0
8.2FP | Reduce treatment works losses input as -ve | PSTWL | Ml/d | 2 | 2019-20: 0; 2020-21: 0; 2021-22: 0; 2022-23: 0; 2023-24: 0; 2024-25: 0; 2025-26: 0; 2026-27: 0; 2027-28: 0; 2028-29: 0; 2029-30: 0; 2030-31: 0; 2031-32: 0; 2032-33: 0; 2033-34: 0; 2034-35: 0; 2035-36: 0; 2036-37: 0; 2037-38: 0; 2038-39: 0; 2039-40: 0; 2040-41: 0; 2041-42: 0; 2042-43: 0; 2043-44: 0; 2044-45: 0; 2045-46: 0; 2046-47: 0; 2047-48: 0; 2048-49: 0; 2049-50: 0
9.1FP | Reduce outages input as -ve | PSROU | Ml/d | 2 | 2019-20: 0; 2020-21: 0; 2021-22: 0; 2022-23: 0; 2023-24: 0; 2024-25: 0; 2025-26: 0; 2026-27: 0; 2027-28: 0; 2028-29: 0; 2029-30: 0; 2030-31: 0; 2031-32: 0; 2032-33: 0; 2033-34: 0; 2034-35: 0; 2035-36: 0; 2036-37: 0; 2037-38: 0; 2038-39: 0; 2039-40: 0; 2040-41: 0; 2041-42: 0; 2042-43: 0; 2043-44: 0; 2044-45: 0; 2045-46: 0; 2046-47: 0; 2047-48: 0; 2048-49: 0; 2049-50: 0
12.2FP | Change volume delivered to measured non households input reductions as -ve, line to include both measured non-household consumption and USPL options | CVMNH | Ml/d | 2 | 2019-20: 0; 2020-21: 0; 2021-22: 0; 2022-23: 0; 2023-24: 0; 2024-25: 0; 2025-26: -0.14; 2026-27: -0.27; 2027-28: -0.39; 2028-29: -0.5; 2029-30: -0.6; 2030-31: -0.71; 2031-32: -0.81; 2032-33: -0.91; 2033-34: -1.02; 2034-35: -1.12; 2035-36: -1.23; 2036-37: -1.33; 2037-38: -1.43; 2038-39: -1.54; 2039-40: -1.64; 2040-41: -1.74; 2041-42: -1.85; 2042-43: -1.95; 2043-44: -2.05; 2044-45: -2.16; 2045-46: -2.26; 2046-47: -2.36; 2047-48: -2.47; 2048-49: -2.57; 2049-50: -2.67
13.1FP | Change volume delivered to unmeasured non households input reductions as -ve, line to include both unmeasured non-household consumption and USPL options | CVUNH | Ml/d | 2 | 2019-20: 0; 2020-21: 0; 2021-22: 0; 2022-23: 0; 2023-24: 0; 2024-25: 0; 2025-26: 0; 2026-27: 0; 2027-28: 0; 2028-29: 0; 2029-30: 0; 2030-31: 0; 2031-32: 0; 2032-33: 0; 2033-34: 0; 2034-35: 0; 2035-36: 0; 2036-37: 0; 2037-38: 0; 2038-39: 0; 2039-40: 0; 2040-41: 0; 2041-42: 0; 2042-43: 0; 2043-44: 0; 2044-45: 0; 2045-46: 0; 2046-47: 0; 2047-48: 0; 2048-49: 0; 2049-50: 0
14.1FP | Change volume delivered to measured households input reductions as -ve, line to include both measured household consumption and USPL options | CVMHH | Ml/d | 2 | 2019-20: 0; 2020-21: 0; 2021-22: 0; 2022-23: 0; 2023-24: 0; 2024-25: 0; 2025-26: -0.52; 2026-27: -0.65; 2027-28: -0.78; 2028-29: -1.04; 2029-30: -1.31; 2030-31: -1.57; 2031-32: -1.84; 2032-33: -2.03; 2033-34: -2.23; 2034-35: -2.69; 2035-36: -3.16; 2036-37: -3.63; 2037-38: -4.1; 2038-39: -4.58; 2039-40: -5.07; 2040-41: -5.56; 2041-42: -6.05; 2042-43: -6.55; 2043-44: -7.06; 2044-45: -7.29; 2045-46: -7.51; 2046-47: -7.73; 2047-48: -7.95; 2048-49: -8.17; 2049-50: -8.4
15.1FP | Change volume delivered to unmeasured households input reductions as -ve, line to include both unmeasured household consumption and USPL options | CVUHH | Ml/d | 2 | 2019-20: 0; 2020-21: 0; 2021-22: 0; 2022-23: 0; 2023-24: 0; 2024-25: 0; 2025-26: 0; 2026-27: 0; 2027-28: 0; 2028-29: 0; 2029-30: 0; 2030-31: 0; 2031-32: 0; 2032-33: 0; 2033-34: 0; 2034-35: 0; 2035-36: 0; 2036-37: 0; 2037-38: 0; 2038-39: 0; 2039-40: 0; 2040-41: 0; 2041-42: 0; 2042-43: 0; 2043-44: 0; 2044-45: 0; 2045-46: 0; 2046-47: 0; 2047-48: 0; 2048-49: 0; 2049-50: 0
21.1FP | Options to reduce water taken unbilled input as -ve | CSWTU | Ml/d | 2 | 2019-20: 0; 2020-21: 0; 2021-22: 0; 2022-23: 0; 2023-24: 0; 2024-25: 0; 2025-26: 0; 2026-27: 0; 2027-28: 0; 2028-29: 0; 2029-30: 0; 2030-31: 0; 2031-32: 0; 2032-33: 0; 2033-34: 0; 2034-35: 0; 2035-36: 0; 2036-37: 0; 2037-38: 0; 2038-39: 0; 2039-40: 0; 2040-41: 0; 2041-42: 0; 2042-43: 0; 2043-44: 0; 2044-45: 0; 2045-46: 0; 2046-47: 0; 2047-48: 0; 2048-49: 0; 2049-50: 0
22.1FP | Reduce distribution system operational use (DSOU) input as -ve | DSDOU | Ml/d | 2 | 2019-20: 0; 2020-21: 0; 2021-22: 0; 2022-23: 0; 2023-24: 0; 2024-25: 0; 2025-26: 0; 2026-27: 0; 2027-28: 0; 2028-29: 0; 2029-30: 0; 2030-31: 0; 2031-32: 0; 2032-33: 0; 2033-34: 0; 2034-35: 0; 2035-36: 0; 2036-37: 0; 2037-38: 0; 2038-39: 0; 2039-40: 0; 2040-41: 0; 2041-42: 0; 2042-43: 0; 2043-44: 0; 2044-45: 0; 2045-46: 0; 2046-47: 0; 2047-48: 0; 2048-49: 0; 2049-50: 0
23.1FP | Options impacting on measured Non Household - USPL input reductions as -ve | CUMNH | Ml/d | 2 | 2019-20: 0; 2020-21: 0; 2021-22: 0; 2022-23: 0; 2023-24: 0; 2024-25: 0; 2025-26: 0; 2026-27: 0; 2027-28: 0; 2028-29: -0.01; 2029-30: -0.01; 2030-31: -0.01; 2031-32: -0.01; 2032-33: -0.01; 2033-34: -0.01; 2034-35: -0.01; 2035-36: -0.01; 2036-37: -0.01; 2037-38: -0.02; 2038-39: -0.02; 2039-40: -0.02; 2040-41: -0.02; 2041-42: -0.02; 2042-43: -0.02; 2043-44: -0.02; 2044-45: -0.02; 2045-46: -0.02; 2046-47: -0.03; 2047-48: -0.03; 2048-49: -0.03; 2049-50: -0.03
24.1FP | Options impacting on unmeasured Non Household - USPL input reductions as -ve | CUUNH | Ml/d | 2 | 2019-20: 0; 2020-21: 0; 2021-22: 0; 2022-23: 0; 2023-24: 0; 2024-25: 0; 2025-26: 0; 2026-27: 0; 2027-28: 0; 2028-29: 0; 2029-30: 0; 2030-31: 0; 2031-32: 0; 2032-33: 0; 2033-34: 0; 2034-35: 0; 2035-36: 0; 2036-37: 0; 2037-38: 0; 2038-39: 0; 2039-40: 0; 2040-41: 0; 2041-42: 0; 2042-43: 0; 2043-44: 0; 2044-45: 0; 2045-46: 0; 2046-47: 0; 2047-48: 0; 2048-49: 0; 2049-50: 0
25.1FP | Options impacting on measured Household - USPL input reductions as -ve | CUMHH | Ml/d | 2 | 2019-20: 0; 2020-21: 0; 2021-22: 0; 2022-23: 0; 2023-24: 0; 2024-25: 0; 2025-26: -0.25; 2026-27: -0.26; 2027-28: -0.27; 2028-29: -0.28; 2029-30: -0.29; 2030-31: -0.3; 2031-32: -0.32; 2032-33: -0.33; 2033-34: -0.33; 2034-35: -0.34; 2035-36: -0.35; 2036-37: -0.35; 2037-38: -0.36; 2038-39: -0.37; 2039-40: -0.37; 2040-41: -0.38; 2041-42: -0.39; 2042-43: -0.39; 2043-44: -0.4; 2044-45: -0.41; 2045-46: -0.41; 2046-47: -0.42; 2047-48: -0.42; 2048-49: -0.43; 2049-50: -0.43
26.1FP | Options impacting on unmeasured Household - USPL input reductions as -ve | CUUHH | Ml/d | 2 | 2019-20: 0; 2020-21: 0; 2021-22: 0; 2022-23: 0; 2023-24: 0; 2024-25: 0; 2025-26: 0; 2026-27: 0; 2027-28: 0; 2028-29: 0; 2029-30: 0; 2030-31: 0; 2031-32: 0; 2032-33: 0; 2033-34: 0; 2034-35: 0; 2035-36: 0; 2036-37: 0; 2037-38: 0; 2038-39: 0; 2039-40: 0; 2040-41: 0; 2041-42: 0; 2042-43: 0; 2043-44: 0; 2044-45: 0; 2045-46: 0; 2046-47: 0; 2047-48: 0; 2048-49: 0; 2049-50: 0
27.1FP | Options impacting on Void properties - USPL input reductions as -ve | CUVPP | Ml/d | 2 | 2019-20: 0; 2020-21: 0; 2021-22: 0; 2022-23: 0; 2023-24: 0; 2024-25: 0; 2025-26: 0; 2026-27: 0; 2027-28: 0; 2028-29: 0; 2029-30: 0; 2030-31: 0; 2031-32: 0; 2032-33: 0; 2033-34: 0; 2034-35: 0; 2035-36: 0; 2036-37: 0; 2037-38: 0; 2038-39: 0; 2039-40: 0; 2040-41: 0; 2041-42: 0; 2042-43: 0; 2043-44: 0; 2044-45: 0; 2045-46: 0; 2046-47: 0; 2047-48: 0; 2048-49: 0; 2049-50: 0
28.1FP | Reduce distribution losses input as -ve | DSRDL | Ml/d | 2 | 2019-20: 0; 2020-21: 0; 2021-22: 0; 2022-23: 0; 2023-24: 0; 2024-25: 0; 2025-26: 0; 2026-27: 0; 2027-28: -0.01; 2028-29: -0.01; 2029-30: -0.01; 2030-31: -0.01; 2031-32: -0.01; 2032-33: -0.02; 2033-34: -0.02; 2034-35: -0.02; 2035-36: -0.02; 2036-37: -0.2; 2037-38: -0.2; 2038-39: -0.37; 2039-40: -0.37; 2040-41: -0.37; 2041-42: -0.46; 2042-43: -0.54; 2043-44: -0.61; 2044-45: -0.61; 2045-46: -0.67; 2046-47: -0.74; 2047-48: -0.77; 2048-49: -0.82; 2049-50: -0.83
Table 3f: DYCP - Final plan | Back to top of sheet
WRMP24 reference | Component | Derivation | Unit | Decimal places | 2019-20 | 2020-21 | 2021-22 | 2022-23 | 2023-24 | 2024-25 | 2025-26 | 2026-27 | 2027-28 | 2028-29 | 2029-30 | 2030-31 | 2031-32 | 2032-33 | 2033-34 | 2034-35 | 2035-36 | 2036-37 | 2037-38 | 2038-39 | 2039-40 | 2040-41 | 2041-42 | 2042-43 | 2043-44 | 2044-45 | 2045-46 | 2046-47 | 2047-48 | 2048-49 | 2049-50 | 2050-51 | 2051-52 | 2052-53 | 2053-54 | 2054-55 | 2055-56 | 2056-57 | 2057-58 | 2058-59 | 2059-60 | 2060-61 | 2061-62 | 2062-63 | 2063-64 | 2064-65 | 2065-66 | 2066-67 | 2067-68 | 2068-69 | 2069-70 | 2070-71 | 2071-72 | 2072-73 | 2073-74 | 2074-75 | 2075-76 | 2076-77 | 2077-78 | 2078-79 | 2079-80 | 2080-81 | 2081-82 | 2082-83 | 2083-84 | 2084-85 | 2085-86 | 2086-87 | 2087-88 | 2088-89 | 2089-90 | 2090-91 | 2091-92 | 2092-93 | 2093-94 | 2094-95 | 2095-96 | 2096-97 | 2097-98 | 2098-99 | 2099-100
1FP | Raw water abstracted | Input | Ml/d | 2 | 2019-20: 0; 2020-21: 0; 2021-22: 0; 2022-23: 0; 2023-24: 0; 2024-25: 0; 2025-26: 0; 2026-27: 0; 2027-28: 0; 2028-29: 0; 2029-30: 0; 2030-31: 0; 2031-32: 0; 2032-33: 0; 2033-34: 0; 2034-35: 0; 2035-36: 0; 2036-37: 0; 2037-38: 0; 2038-39: 0; 2039-40: 0; 2040-41: 0; 2041-42: 0; 2042-43: 0; 2043-44: 0; 2044-45: 0; 2045-46: 0; 2046-47: 0; 2047-48: 0; 2048-49: 0; 2049-50: 0
1.1FP | Non-potable water supplies | 1.1BL + 1.11FP | Ml/d | 2 | 2019-20: 0; 2020-21: 0; 2021-22: 0; 2022-23: 0; 2023-24: 0; 2024-25: 0; 2025-26: 0; 2026-27: 0; 2027-28: 0; 2028-29: 0; 2029-30: 0; 2030-31: 0; 2031-32: 0; 2032-33: 0; 2033-34: 0; 2034-35: 0; 2035-36: 0; 2036-37: 0; 2037-38: 0; 2038-39: 0; 2039-40: 0; 2040-41: 0; 2041-42: 0; 2042-43: 0; 2043-44: 0; 2044-45: 0; 2045-46: 0; 2046-47: 0; 2047-48: 0; 2048-49: 0; 2049-50: 0
2FP | Raw water imported | 2BL + 2.1FP | Ml/d | 2 | 2019-20: 0; 2020-21: 0; 2021-22: 0; 2022-23: 0; 2023-24: 0; 2024-25: 0; 2025-26: 0; 2026-27: 0; 2027-28: 0; 2028-29: 0; 2029-30: 0; 2030-31: 0; 2031-32: 0; 2032-33: 0; 2033-34: 0; 2034-35: 0; 2035-36: 0; 2036-37: 0; 2037-38: 0; 2038-39: 0; 2039-40: 0; 2040-41: 0; 2041-42: 0; 2042-43: 0; 2043-44: 0; 2044-45: 0; 2045-46: 0; 2046-47: 0; 2047-48: 0; 2048-49: 0; 2049-50: 0
3FP | Potable water imported | 3BL + 3.1FP | Ml/d | 2 | 2019-20: 0; 2020-21: 0; 2021-22: 0; 2022-23: 0; 2023-24: 0; 2024-25: 0; 2025-26: 5.245; 2026-27: 5.341; 2027-28: 5.401; 2028-29: 5.351; 2029-30: 5.211; 2030-31: 11.661; 2031-32: 11.831; 2032-33: 3.481; 2033-34: 3.481; 2034-35: 3.481; 2035-36: 18.001; 2036-37: 18.001; 2037-38: 15.981; 2038-39: 3.481; 2039-40: 3.481; 2040-41: 3.481; 2041-42: 3.481; 2042-43: 3.481; 2043-44: 3.481; 2044-45: 3.481; 2045-46: 16.63; 2046-47: 3.48; 2047-48: 3.48; 2048-49: 3.48; 2049-50: 3.48
4FP | Raw water exported enter as -ve | 4BL + 4.1FP | Ml/d | 2 | 2019-20: 0; 2020-21: 0; 2021-22: 0; 2022-23: 0; 2023-24: 0; 2024-25: 0; 2025-26: 0; 2026-27: 0; 2027-28: 0; 2028-29: 0; 2029-30: 0; 2030-31: 0; 2031-32: 0; 2032-33: 0; 2033-34: 0; 2034-35: 0; 2035-36: 0; 2036-37: 0; 2037-38: 0; 2038-39: 0; 2039-40: 0; 2040-41: 0; 2041-42: 0; 2042-43: 0; 2043-44: 0; 2044-45: 0; 2045-46: 0; 2046-47: 0; 2047-48: 0; 2048-49: 0; 2049-50: 0
5FP | Potable water exported enter as -ve | 5BL + 5.1FP | Ml/d | 2 | 2019-20: 0; 2020-21: 0; 2021-22: 0; 2022-23: 0; 2023-24: 0; 2024-25: 0; 2025-26: -18; 2026-27: -18.001; 2027-28: -18.001; 2028-29: -18.001; 2029-30: -18.001; 2030-31: -18.291; 2031-32: -18.291; 2032-33: -18.291; 2033-34: -18.291; 2034-35: -18.291; 2035-36: -18.291; 2036-37: -18.291; 2037-38: -18.291; 2038-39: -18.291; 2039-40: -18.291; 2040-41: -18.291; 2041-42: -18.291; 2042-43: -18.291; 2043-44: -18.291; 2044-45: -18.291; 2045-46: -18.291; 2046-47: -18.291; 2047-48: -18.291; 2048-49: -18.291; 2049-50: -18.291
6.1FP | Deployable Output post forecast changes | 6.1BL + 6.2FP + 6.3FP +7.01FP +7.02FP | Ml/d | 2 | 2019-20: 91.95; 2020-21: 91.95; 2021-22: 91.95; 2022-23: 91.95; 2023-24: 91.95; 2024-25: 91.95; 2025-26: 91.95; 2026-27: 91.95; 2027-28: 91.95; 2028-29: 91.95; 2029-30: 91.95; 2030-31: 92.25; 2031-32: 92.25; 2032-33: 103.65; 2033-34: 103.65; 2034-35: 103.65; 2035-36: 103.65; 2036-37: 103.65; 2037-38: 103.65; 2038-39: 103.65; 2039-40: 106.15; 2040-41: 132.15; 2041-42: 132.15; 2042-43: 132.15; 2043-44: 132.15; 2044-45: 132.15; 2045-46: 123.69; 2046-47: 123.69; 2047-48: 123.69; 2048-49: 123.69; 2049-50: 123.69
8FP | Raw water losses, treatment works losses and operational use | 8BL + 8.1FP + 8.2FP | Ml/d | 2 | 2019-20: 0.84; 2020-21: 0.84; 2021-22: 0.84; 2022-23: 0.84; 2023-24: 0.84; 2024-25: 0.84; 2025-26: 0.84; 2026-27: 0.84; 2027-28: 0.84; 2028-29: 0.84; 2029-30: 0.84; 2030-31: 0.84; 2031-32: 0.84; 2032-33: 0.84; 2033-34: 0.84; 2034-35: 0.84; 2035-36: 0.84; 2036-37: 0.84; 2037-38: 0.84; 2038-39: 0.84; 2039-40: 0.84; 2040-41: 0.84; 2041-42: 0.84; 2042-43: 0.84; 2043-44: 0.84; 2044-45: 0.84; 2045-46: 0.84; 2046-47: 0.84; 2047-48: 0.84; 2048-49: 0.84; 2049-50: 0.84
9FP | Total Outage Allowance | 9BL + 9.1FP | Ml/d | 2 | 2019-20: 0.52; 2020-21: 0.52; 2021-22: 0.52; 2022-23: 0.52; 2023-24: 0.52; 2024-25: 0.52; 2025-26: 0.52; 2026-27: 0.52; 2027-28: 0.52; 2028-29: 0.52; 2029-30: 0.52; 2030-31: 0.52; 2031-32: 0.52; 2032-33: 0.52; 2033-34: 0.52; 2034-35: 0.52; 2035-36: 0.52; 2036-37: 0.52; 2037-38: 0.52; 2038-39: 0.52; 2039-40: 0.52; 2040-41: 0.52; 2041-42: 0.52; 2042-43: 0.52; 2043-44: 0.52; 2044-45: 0.52; 2045-46: 0.52; 2046-47: 0.52; 2047-48: 0.52; 2048-49: 0.52; 2049-50: 0.52
10FP | Water Available For Use (own sources) | (6.1FP) - (8FP + 9FP) | Ml/d | 2 | 2019-20: 90.59; 2020-21: 90.59; 2021-22: 90.59; 2022-23: 90.59; 2023-24: 90.59; 2024-25: 90.59; 2025-26: 90.59; 2026-27: 90.59; 2027-28: 90.59; 2028-29: 90.59; 2029-30: 90.59; 2030-31: 90.89; 2031-32: 90.89; 2032-33: 102.29; 2033-34: 102.29; 2034-35: 102.29; 2035-36: 102.29; 2036-37: 102.29; 2037-38: 102.29; 2038-39: 102.29; 2039-40: 104.79; 2040-41: 130.79; 2041-42: 130.79; 2042-43: 130.79; 2043-44: 130.79; 2044-45: 130.79; 2045-46: 122.33; 2046-47: 122.33; 2047-48: 122.33; 2048-49: 122.33; 2049-50: 122.33
11FP | Total Water Available For Use | 10FP + sum (2FP:5FP) | Ml/d | 2 | 2019-20: 90.59; 2020-21: 90.59; 2021-22: 90.59; 2022-23: 90.59; 2023-24: 90.59; 2024-25: 90.59; 2025-26: 77.835; 2026-27: 77.93; 2027-28: 77.99; 2028-29: 77.94; 2029-30: 77.8; 2030-31: 84.26; 2031-32: 84.43; 2032-33: 87.48; 2033-34: 87.48; 2034-35: 87.48; 2035-36: 102; 2036-37: 102; 2037-38: 99.98; 2038-39: 87.48; 2039-40: 89.98; 2040-41: 115.98; 2041-42: 115.98; 2042-43: 115.98; 2043-44: 115.98; 2044-45: 115.98; 2045-46: 120.669; 2046-47: 107.519; 2047-48: 107.519; 2048-49: 107.519; 2049-50: 107.519
12FP | Water delivered measured non-household | 12BL + 12.2FP | Ml/d | 2 | 2019-20: 13.06; 2020-21: 13.13; 2021-22: 13.17; 2022-23: 13.26; 2023-24: 13.31; 2024-25: 13.37; 2025-26: 13.27; 2026-27: 13.21; 2027-28: 13.14; 2028-29: 13.08; 2029-30: 13.06; 2030-31: 13.01; 2031-32: 12.96; 2032-33: 12.88; 2033-34: 12.79; 2034-35: 12.71; 2035-36: 12.64; 2036-37: 12.58; 2037-38: 12.52; 2038-39: 12.47; 2039-40: 12.44; 2040-41: 12.42; 2041-42: 12.4; 2042-43: 12.4; 2043-44: 12.41; 2044-45: 12.42; 2045-46: 12.43; 2046-47: 12.46; 2047-48: 12.49; 2048-49: 12.54; 2049-50: 12.59
12.1FP | Non-potable water consumption | Input | Ml/d | 2 | 2019-20: 0; 2020-21: 0; 2021-22: 0; 2022-23: 0; 2023-24: 0; 2024-25: 0; 2025-26: 0; 2026-27: 0; 2027-28: 0; 2028-29: 0; 2029-30: 0; 2030-31: 0; 2031-32: 0; 2032-33: 0; 2033-34: 0; 2034-35: 0; 2035-36: 0; 2036-37: 0; 2037-38: 0; 2038-39: 0; 2039-40: 0; 2040-41: 0; 2041-42: 0; 2042-43: 0; 2043-44: 0; 2044-45: 0; 2045-46: 0; 2046-47: 0; 2047-48: 0; 2048-49: 0; 2049-50: 0
13FP | Water delivered unmeasured non-household | 13BL + 13.1FP | Ml/d | 2 | 2019-20: 0.04; 2020-21: 0.04; 2021-22: 0.04; 2022-23: 0.04; 2023-24: 0.04; 2024-25: 0.04; 2025-26: 0.04; 2026-27: 0.04; 2027-28: 0.04; 2028-29: 0.04; 2029-30: 0.04; 2030-31: 0.05; 2031-32: 0.05; 2032-33: 0.05; 2033-34: 0.05; 2034-35: 0.05; 2035-36: 0.05; 2036-37: 0.05; 2037-38: 0.05; 2038-39: 0.05; 2039-40: 0.05; 2040-41: 0.05; 2041-42: 0.05; 2042-43: 0.05; 2043-44: 0.05; 2044-45: 0.05; 2045-46: 0.05; 2046-47: 0.05; 2047-48: 0.05; 2048-49: 0.05; 2049-50: 0.05
14FP | Water delivered measured household | 14BL + 14.1FP | Ml/d | 2 | 2019-20: 37.58; 2020-21: 38.12; 2021-22: 38.62; 2022-23: 39.24; 2023-24: 39.89; 2024-25: 40.22; 2025-26: 40.37; 2026-27: 40.84; 2027-28: 41.27; 2028-29: 41.48; 2029-30: 41.64; 2030-31: 41.86; 2031-32: 42.1; 2032-33: 42.48; 2033-34: 42.82; 2034-35: 42.91; 2035-36: 42.97; 2036-37: 43; 2037-38: 43.09; 2038-39: 43.16; 2039-40: 43.29; 2040-41: 43.37; 2041-42: 43.44; 2042-43: 43.5; 2043-44: 43.57; 2044-45: 43.91; 2045-46: 44.17; 2046-47: 44.42; 2047-48: 44.66; 2048-49: 44.9; 2049-50: 45.09
15FP | Water delivered unmeasured household | 15BL + 15.1FP | Ml/d | 2 | 2019-20: 11.32; 2020-21: 10.9; 2021-22: 10.53; 2022-23: 10.1; 2023-24: 9.68; 2024-25: 9.29; 2025-26: 8.96; 2026-27: 8.64; 2027-28: 8.33; 2028-29: 8.03; 2029-30: 7.74; 2030-31: 7.48; 2031-32: 7.24; 2032-33: 7; 2033-34: 6.79; 2034-35: 6.59; 2035-36: 6.39; 2036-37: 6.2; 2037-38: 6.01; 2038-39: 5.84; 2039-40: 5.68; 2040-41: 5.52; 2041-42: 5.37; 2042-43: 5.23; 2043-44: 5.1; 2044-45: 4.97; 2045-46: 4.92; 2046-47: 4.88; 2047-48: 4.85; 2048-49: 4.81; 2049-50: 4.81
16FP | Percentage of consumption driven by climate change | 16BL | % | 1 | 2019-20: 0%; 2020-21: 0%; 2021-22: 0%; 2022-23: 0.1%; 2023-24: 0.1%; 2024-25: 0.1%; 2025-26: 0.1%; 2026-27: 0.1%; 2027-28: 0.1%; 2028-29: 0.2%; 2029-30: 0.2%; 2030-31: 0.2%; 2031-32: 0.2%; 2032-33: 0.3%; 2033-34: 0.3%; 2034-35: 0.3%; 2035-36: 0.4%; 2036-37: 0.4%; 2037-38: 0.4%; 2038-39: 0.5%; 2039-40: 0.5%; 2040-41: 0.6%; 2041-42: 0.6%; 2042-43: 0.6%; 2043-44: 0.7%; 2044-45: 0.7%; 2045-46: 0.8%; 2046-47: 0.8%; 2047-48: 0.8%; 2048-49: 0.8%; 2049-50: 0.9%
17FP | Volume of consumption driven by climate change | 16FP * (12FP + sum(13FP:15FP) - sum (23FP:26FP)) | Ml/d | 2 | 2019-20: 0; 2020-21: 0; 2021-22: 0; 2022-23: 0.0608; 2023-24: 0.06111; 2024-25: 0.06117; 2025-26: 0.06118; 2026-27: 0.06132; 2027-28: 0.06142; 2028-29: 0.12266; 2029-30: 0.12246; 2030-31: 0.1224; 2031-32: 0.12244; 2032-33: 0.18384; 2033-34: 0.18393; 2034-35: 0.18336; 2035-36: 0.24368; 2036-37: 0.24276; 2037-38: 0.2422; 2038-39: 0.302; 2039-40: 0.30165; 2040-41: 0.36144; 2041-42: 0.36084; 2042-43: 0.3603; 2043-44: 0.42007; 2044-45: 0.42154; 2045-46: 0.48344; 2046-47: 0.48544; 2047-48: 0.48728; 2048-49: 0.48936; 2049-50: 0.5526
18FP | Measured Household - PCC | ((14FP - 25FP) * 1,000,000) / (39FP * 1000) | l/h/d | 1 | 2019-20: 174.978; 2020-21: 173.5971; 2021-22: 172.0237; 2022-23: 171.2685; 2023-24: 170.4893; 2024-25: 168.291; 2025-26: 166.7019; 2026-27: 165.8503; 2027-28: 165.0758; 2028-29: 163.8203; 2029-30: 162.4863; 2030-31: 161.5385; 2031-32: 160.7591; 2032-33: 160.4264; 2033-34: 159.9778; 2034-35: 158.6538; 2035-36: 157.3185; 2036-37: 155.929; 2037-38: 154.9118; 2038-39: 153.7803; 2039-40: 152.5932; 2040-41: 151.3784; 2041-42: 150.1513; 2042-43: 148.8667; 2043-44: 147.697; 2044-45: 147.4587; 2045-46: 147.1472; 2046-47: 146.8583; 2047-48: 146.5084; 2048-49: 146.2135; 2049-50: 145.8353
19FP | Unmeasured Household - PCC | ((15FP - 26FP) * 1,000,000) / (40FP * 1000) | l/h/d | 1 | 2019-20: 250.6643; 2020-21: 249.86; 2021-22: 249.1452; 2022-23: 248.3547; 2023-24: 247.2856; 2024-25: 246.4471; 2025-26: 245.6723; 2026-27: 244.4679; 2027-28: 243.6444; 2028-29: 242.6544; 2029-30: 241.8577; 2030-31: 241.4362; 2031-32: 241.7176; 2032-33: 241.3223; 2033-34: 241.3519; 2034-35: 241.444; 2035-36: 241.6918; 2036-37: 241.7044; 2037-38: 241.4384; 2038-39: 241.6652; 2039-40: 241.6686; 2040-41: 241.4581; 2041-42: 241.4718; 2042-43: 241.6814; 2043-44: 242.1026; 2044-45: 241.7765; 2045-46: 241.8722; 2046-47: 241.8801; 2047-48: 242.3177; 2048-49: 242.6715; 2049-50: 242.7237
20FP | Average Household - PCC | (((14FP - 25FP) + (15FP - 26FP)) * 1,000,000)/ ((39FP + 40FP) * 1,000) | l/h/d | 1 | 2019-20: 187.8479; 2020-21: 185.95; 2021-22: 183.9484; 2022-23: 182.6067; 2023-24: 181.2151; 2024-25: 178.6502; 2025-26: 176.6958; 2026-27: 175.3689; 2027-28: 174.1854; 2028-29: 172.584; 2029-30: 170.9553; 2030-31: 169.7238; 2031-32: 168.725; 2032-33: 168.0777; 2033-34: 167.3903; 2034-35: 165.9198; 2035-36: 164.4562; 2036-37: 162.9264; 2037-38: 161.7218; 2038-39: 160.4561; 2039-40: 159.1249; 2040-41: 157.7577; 2041-42: 156.3996; 2042-43: 155.0044; 2043-44: 153.7333; 2044-45: 153.2922; 2045-46: 152.9136; 2046-47: 152.5541; 2047-48: 152.1655; 2048-49: 151.8261; 2049-50: 151.4366
21FP | Water taken unbilled | 21BL + 21.1FP | Ml/d | 2 | 2019-20: 1.22; 2020-21: 1.22; 2021-22: 1.24; 2022-23: 1.21; 2023-24: 1.22; 2024-25: 1.23; 2025-26: 1.23; 2026-27: 1.22; 2027-28: 1.22; 2028-29: 1.2; 2029-30: 1.22; 2030-31: 1.21; 2031-32: 1.21; 2032-33: 1.22; 2033-34: 1.22; 2034-35: 1.22; 2035-36: 1.22; 2036-37: 1.22; 2037-38: 1.23; 2038-39: 1.24; 2039-40: 1.21; 2040-41: 1.21; 2041-42: 1.22; 2042-43: 1.21; 2043-44: 1.22; 2044-45: 1.21; 2045-46: 1.23; 2046-47: 1.22; 2047-48: 1.24; 2048-49: 1.23; 2049-50: 1.22
22FP | Distribution system operational use | 22BL + 22.1FP | Ml/d | 2 | 2019-20: 0.3; 2020-21: 0.3; 2021-22: 0.3; 2022-23: 0.3; 2023-24: 0.3; 2024-25: 0.3; 2025-26: 0.3; 2026-27: 0.3; 2027-28: 0.3; 2028-29: 0.3; 2029-30: 0.3; 2030-31: 0.3; 2031-32: 0.3; 2032-33: 0.3; 2033-34: 0.3; 2034-35: 0.3; 2035-36: 0.3; 2036-37: 0.3; 2037-38: 0.3; 2038-39: 0.3; 2039-40: 0.3; 2040-41: 0.3; 2041-42: 0.3; 2042-43: 0.3; 2043-44: 0.3; 2044-45: 0.3; 2045-46: 0.3; 2046-47: 0.3; 2047-48: 0.3; 2048-49: 0.3; 2049-50: 0.3
23FP | Measured Non Household - USPL | 23BL + 23.1FP | Ml/d | 2 | 2019-20: 0.04; 2020-21: 0.04; 2021-22: 0.04; 2022-23: 0.04; 2023-24: 0.04; 2024-25: 0.04; 2025-26: 0.04; 2026-27: 0.04; 2027-28: 0.04; 2028-29: 0.03; 2029-30: 0.03; 2030-31: 0.03; 2031-32: 0.03; 2032-33: 0.03; 2033-34: 0.03; 2034-35: 0.03; 2035-36: 0.03; 2036-37: 0.03; 2037-38: 0.02; 2038-39: 0.02; 2039-40: 0.02; 2040-41: 0.02; 2041-42: 0.02; 2042-43: 0.02; 2043-44: 0.02; 2044-45: 0.02; 2045-46: 0.03; 2046-47: 0.02; 2047-48: 0.02; 2048-49: 0.02; 2049-50: 0.02
24FP | Unmeasured Non Household - USPL | 24BL + 24.1FP | Ml/d | 2 | 2019-20: 0; 2020-21: 0; 2021-22: 0; 2022-23: 0; 2023-24: 0; 2024-25: 0; 2025-26: 0; 2026-27: 0; 2027-28: 0; 2028-29: 0; 2029-30: 0; 2030-31: 0; 2031-32: 0; 2032-33: 0; 2033-34: 0; 2034-35: 0; 2035-36: 0; 2036-37: 0; 2037-38: 0; 2038-39: 0; 2039-40: 0; 2040-41: 0; 2041-42: 0; 2042-43: 0; 2043-44: 0; 2044-45: 0; 2045-46: 0; 2046-47: 0; 2047-48: 0; 2048-49: 0; 2049-50: 0
25FP | Measured Household - USPL | 25BL + 25.1FP | Ml/d | 2 | 2019-20: 1.26; 2020-21: 1.24; 2021-22: 1.21; 2022-23: 1.21; 2023-24: 1.2; 2024-25: 1.16; 2025-26: 0.89; 2026-27: 0.85; 2027-28: 0.82; 2028-29: 0.78; 2029-30: 0.75; 2030-31: 0.71; 2031-32: 0.66; 2032-33: 0.67; 2033-34: 0.69; 2034-35: 0.7; 2035-36: 0.71; 2036-37: 0.73; 2037-38: 0.73; 2038-39: 0.74; 2039-40: 0.76; 2040-41: 0.76; 2041-42: 0.77; 2042-43: 0.79; 2043-44: 0.79; 2044-45: 0.8; 2045-46: 0.81; 2046-47: 0.81; 2047-48: 0.82; 2048-49: 0.82; 2049-50: 0.83
26FP | Unmeasured Household - USPL | 26BL + 26.1BL | Ml/d | 2 | 2019-20: 0.66; 2020-21: 0.64; 2021-22: 0.62; 2022-23: 0.59; 2023-24: 0.57; 2024-25: 0.55; 2025-26: 0.53; 2026-27: 0.52; 2027-28: 0.5; 2028-29: 0.49; 2029-30: 0.47; 2030-31: 0.46; 2031-32: 0.44; 2032-33: 0.43; 2033-34: 0.42; 2034-35: 0.41; 2035-36: 0.39; 2036-37: 0.38; 2037-38: 0.37; 2038-39: 0.36; 2039-40: 0.35; 2040-41: 0.34; 2041-42: 0.33; 2042-43: 0.32; 2043-44: 0.31; 2044-45: 0.31; 2045-46: 0.3; 2046-47: 0.3; 2047-48: 0.3; 2048-49: 0.29; 2049-50: 0.29
27FP | Void Properties - USPL | 27BL + 27.1FP | Ml/d | 2 | 2019-20: 0.11; 2020-21: 0.11; 2021-22: 0.11; 2022-23: 0.12; 2023-24: 0.12; 2024-25: 0.12; 2025-26: 0.12; 2026-27: 0.12; 2027-28: 0.12; 2028-29: 0.13; 2029-30: 0.13; 2030-31: 0.13; 2031-32: 0.13; 2032-33: 0.13; 2033-34: 0.13; 2034-35: 0.13; 2035-36: 0.13; 2036-37: 0.13; 2037-38: 0.13; 2038-39: 0.13; 2039-40: 0.14; 2040-41: 0.14; 2041-42: 0.14; 2042-43: 0.14; 2043-44: 0.14; 2044-45: 0.14; 2045-46: 0.14; 2046-47: 0.14; 2047-48: 0.14; 2048-49: 0.14; 2049-50: 0.14
28FP | Distribution losses | 28BL + 28.1FP | Ml/d | 2 | 2019-20: 10.83; 2020-21: 10.6; 2021-22: 10.47; 2022-23: 10.26; 2023-24: 10.05; 2024-25: 9.83; 2025-26: 9.83; 2026-27: 9.83; 2027-28: 9.82; 2028-29: 9.82; 2029-30: 9.82; 2030-31: 9.82; 2031-32: 9.82; 2032-33: 9.81; 2033-34: 9.81; 2034-35: 9.81; 2035-36: 9.81; 2036-37: 9.63; 2037-38: 9.63; 2038-39: 9.46; 2039-40: 9.46; 2040-41: 9.46; 2041-42: 9.37; 2042-43: 9.29; 2043-44: 9.22; 2044-45: 9.22; 2045-46: 9.16; 2046-47: 9.09; 2047-48: 9.06; 2048-49: 9.01; 2049-50: 9
29FP | Total Leakage | sum (23FP:28FP) | Ml/d | 2 | 2019-20: 12.9; 2020-21: 12.63; 2021-22: 12.45; 2022-23: 12.22; 2023-24: 11.98; 2024-25: 11.7; 2025-26: 11.41; 2026-27: 11.36; 2027-28: 11.3; 2028-29: 11.25; 2029-30: 11.2; 2030-31: 11.15; 2031-32: 11.08; 2032-33: 11.07; 2033-34: 11.08; 2034-35: 11.08; 2035-36: 11.07; 2036-37: 10.9; 2037-38: 10.88; 2038-39: 10.71; 2039-40: 10.73; 2040-41: 10.72; 2041-42: 10.63; 2042-43: 10.56; 2043-44: 10.48; 2044-45: 10.49; 2045-46: 10.44; 2046-47: 10.36; 2047-48: 10.34; 2048-49: 10.28; 2049-50: 10.28
30FP | Leakage/property | (29FP * 1,000,000) / (36FP * 1,000) | l/prop/d | 2 | 2019-20: 118.1936; 2020-21: 114.1179; 2021-22: 110.7839; 2022-23: 107.305; 2023-24: 103.6234; 2024-25: 99.6118; 2025-26: 95.626; 2026-27: 93.8959; 2027-28: 92.1697; 2028-29: 90.6461; 2029-30: 89.2153; 2030-31: 87.8181; 2031-32: 86.2915; 2032-33: 85.3041; 2033-34: 84.615; 2034-35: 83.8752; 2035-36: 83.0825; 2036-37: 81.1211; 2037-38: 80.3106; 2038-39: 78.4248; 2039-40: 77.9587; 2040-41: 77.2919; 2041-42: 76.0698; 2042-43: 75.0176; 2043-44: 73.9184; 2044-45: 73.4717; 2045-46: 72.622; 2046-47: 71.5835; 2047-48: 70.976; 2048-49: 70.1118; 2049-50: 69.6708
31FP | Measured Non Household - properties | Input | 000's | 2 | 2019-20: 5.39; 2020-21: 5.431; 2021-22: 5.468; 2022-23: 5.512; 2023-24: 5.552; 2024-25: 5.59; 2025-26: 5.626; 2026-27: 5.661; 2027-28: 5.698; 2028-29: 5.734; 2029-30: 5.764; 2030-31: 5.795; 2031-32: 5.824; 2032-33: 5.852; 2033-34: 5.878; 2034-35: 5.901; 2035-36: 5.924; 2036-37: 5.946; 2037-38: 5.966; 2038-39: 5.985; 2039-40: 6.003; 2040-41: 6.019; 2041-42: 6.034; 2042-43: 6.048; 2043-44: 6.061; 2044-45: 6.074; 2045-46: 6.086; 2046-47: 6.097; 2047-48: 6.107; 2048-49: 6.116; 2049-50: 6.125
32FP | Unmeasured Non Household - properties | Input | 000's | 2 | 2019-20: 0.022; 2020-21: 0.022; 2021-22: 0.022; 2022-23: 0.022; 2023-24: 0.022; 2024-25: 0.022; 2025-26: 0.023; 2026-27: 0.023; 2027-28: 0.023; 2028-29: 0.023; 2029-30: 0.023; 2030-31: 0.023; 2031-32: 0.023; 2032-33: 0.024; 2033-34: 0.024; 2034-35: 0.024; 2035-36: 0.024; 2036-37: 0.024; 2037-38: 0.024; 2038-39: 0.024; 2039-40: 0.024; 2040-41: 0.024; 2041-42: 0.024; 2042-43: 0.024; 2043-44: 0.024; 2044-45: 0.024; 2045-46: 0.024; 2046-47: 0.024; 2047-48: 0.025; 2048-49: 0.025; 2049-50: 0.025
33FP | All void non-households - properties | Input | 000's | 2 | 2019-20: 0; 2020-21: 0; 2021-22: 0; 2022-23: 0; 2023-24: 0; 2024-25: 0; 2025-26: 0; 2026-27: 0; 2027-28: 0; 2028-29: 0; 2029-30: 0; 2030-31: 0; 2031-32: 0; 2032-33: 0; 2033-34: 0; 2034-35: 0; 2035-36: 0; 2036-37: 0; 2037-38: 0; 2038-39: 0; 2039-40: 0; 2040-41: 0; 2041-42: 0; 2042-43: 0; 2043-44: 0; 2044-45: 0; 2045-46: 0; 2046-47: 0; 2047-48: 0; 2048-49: 0; 2049-50: 0
34FP | Measured households - properties (excl. void) | Year before + sum (34.1BL:34.6BL) | 000's | 2 | 2019-20: 85.633; 2020-21: 87.632; 2021-22: 89.741; 2022-23: 91.712; 2023-24: 93.902; 2024-25: 96.188; 2025-26: 98.397; 2026-27: 100.397; 2027-28: 102.33; 2028-29: 104.148; 2029-30: 105.875; 2030-31: 107.59; 2031-32: 109.305; 2032-33: 110.945; 2033-34: 112.386; 2034-35: 113.798; 2035-36: 115.185; 2036-37: 116.547; 2037-38: 117.884; 2038-39: 119.194; 2039-40: 120.479; 2040-41: 121.741; 2041-42: 122.983; 2042-43: 124.2; 2043-44: 125.393; 2044-45: 126.565; 2045-46: 127.586; 2046-47: 128.59; 2047-48: 129.579; 2048-49: 130.552; 2049-50: 131.451
34.1FP | New build properties - properties | Input (new builds in each year) | 000's | 2 | 2019-20: 1.225; 2020-21: 1.339; 2021-22: 1.495; 2022-23: 1.416; 2023-24: 1.658; 2024-25: 1.777; 2025-26: 1.798; 2026-27: 1.605; 2027-28: 1.552; 2028-29: 1.451; 2029-30: 1.373; 2030-31: 1.373; 2031-32: 1.386; 2032-33: 1.323; 2033-34: 1.134; 2034-35: 1.117; 2035-36: 1.102; 2036-37: 1.087; 2037-38: 1.072; 2038-39: 1.055; 2039-40: 1.04; 2040-41: 1.025; 2041-42: 1.013; 2042-43: 0.997; 2043-44: 0.981; 2044-45: 0.967; 2045-46: 0.953; 2046-47: 0.939; 2047-48: 0.927; 2048-49: 0.913; 2049-50: 0.899
34.2FP | Meter optants - properties | Input (meter optants in each year) | 000's | 2 | 2019-20: 0.48; 2020-21: 0.458; 2021-22: 0.419; 2022-23: 0.368; 2023-24: 0.352; 2024-25: 0.337; 2025-26: 0.245; 2026-27: 0.237; 2027-28: 0.229; 2028-29: 0.221; 2029-30: 0.214; 2030-31: 0.207; 2031-32: 0.2; 2032-33: 0.193; 2033-34: 0.187; 2034-35: 0.181; 2035-36: 0.175; 2036-37: 0.169; 2037-38: 0.163; 2038-39: 0.158; 2039-40: 0.152; 2040-41: 0.147; 2041-42: 0.142; 2042-43: 0.138; 2043-44: 0.133; 2044-45: 0.129; 2045-46: 0; 2046-47: 0; 2047-48: 0; 2048-49: 0; 2049-50: 0
34.3FP | Compulsory metering - properties | Input (compulsory meters in each year) | 000's | 2 | 2019-20: 0; 2020-21: 0; 2021-22: 0; 2022-23: 0; 2023-24: 0; 2024-25: 0; 2025-26: 0; 2026-27: 0; 2027-28: 0; 2028-29: 0; 2029-30: 0; 2030-31: 0; 2031-32: 0; 2032-33: 0; 2033-34: 0; 2034-35: 0; 2035-36: 0; 2036-37: 0; 2037-38: 0; 2038-39: 0; 2039-40: 0; 2040-41: 0; 2041-42: 0; 2042-43: 0; 2043-44: 0; 2044-45: 0; 2045-46: 0; 2046-47: 0; 2047-48: 0; 2048-49: 0; 2049-50: 0
34.4FP | Metering on change of occupancy - properties | Input (change of occupancy meters in each year) | 000's | 2 | 2019-20: 0.195; 2020-21: 0.188; 2021-22: 0.181; 2022-23: 0.174; 2023-24: 0.167; 2024-25: 0.16; 2025-26: 0.154; 2026-27: 0.147; 2027-28: 0.141; 2028-29: 0.136; 2029-30: 0.13; 2030-31: 0.125; 2031-32: 0.12; 2032-33: 0.115; 2033-34: 0.111; 2034-35: 0.106; 2035-36: 0.102; 2036-37: 0.098; 2037-38: 0.094; 2038-39: 0.09; 2039-40: 0.086; 2040-41: 0.083; 2041-42: 0.08; 2042-43: 0.076; 2043-44: 0.073; 2044-45: 0.07; 2045-46: 0.068; 2046-47: 0.065; 2047-48: 0.062; 2048-49: 0.06; 2049-50: 0
34.5FP | Selective metering - properties | Input (selective meters in each year) | 000's | 2 | 2019-20: 0.015; 2020-21: 0.014; 2021-22: 0.014; 2022-23: 0.013; 2023-24: 0.013; 2024-25: 0.012; 2025-26: 0.012; 2026-27: 0.011; 2027-28: 0.011; 2028-29: 0.01; 2029-30: 0.01; 2030-31: 0.01; 2031-32: 0.009; 2032-33: 0.009; 2033-34: 0.009; 2034-35: 0.008; 2035-36: 0.008; 2036-37: 0.008; 2037-38: 0.008; 2038-39: 0.007; 2039-40: 0.007; 2040-41: 0.007; 2041-42: 0.007; 2042-43: 0.006; 2043-44: 0.006; 2044-45: 0.006; 2045-46: 0; 2046-47: 0; 2047-48: 0; 2048-49: 0; 2049-50: 0
34.6FP | Other changes to existing metering - properties | Input (other changes to meters in each year) | 000's | 2 | 2019-20: 0; 2020-21: 0; 2021-22: 0; 2022-23: 0; 2023-24: 0; 2024-25: 0; 2025-26: 0; 2026-27: 0; 2027-28: 0; 2028-29: 0; 2029-30: 0; 2030-31: 0; 2031-32: 0; 2032-33: 0; 2033-34: 0; 2034-35: 0; 2035-36: 0; 2036-37: 0; 2037-38: 0; 2038-39: 0; 2039-40: 0; 2040-41: 0; 2041-42: 0; 2042-43: 0; 2043-44: 0; 2044-45: 0; 2045-46: 0; 2046-47: 0; 2047-48: 0; 2048-49: 0; 2049-50: 0
34.7FP | Measured household void properties | Input | 000's | 2 | 2019-20: 1.808; 2020-21: 1.853; 2021-22: 1.891; 2022-23: 1.941; 2023-24: 1.983; 2024-25: 2.024; 2025-26: 2.061; 2026-27: 2.097; 2027-28: 2.131; 2028-29: 2.163; 2029-30: 2.197; 2030-31: 2.228; 2031-32: 2.256; 2032-33: 2.281; 2033-34: 2.302; 2034-35: 2.324; 2035-36: 2.345; 2036-37: 2.367; 2037-38: 2.388; 2038-39: 2.409; 2039-40: 2.43; 2040-41: 2.452; 2041-42: 2.473; 2042-43: 2.495; 2043-44: 2.516; 2044-45: 2.538; 2045-46: 2.557; 2046-47: 2.576; 2047-48: 2.596; 2048-49: 2.616; 2049-50: 2.635
35FP | Unmeasured households - properties (excl. void) | Input | 000's | 2 | 2019-20: 15.957; 2020-21: 15.415; 2021-22: 14.948; 2022-23: 14.393; 2023-24: 13.862; 2024-25: 13.353; 2025-26: 12.943; 2026-27: 12.547; 2027-28: 12.166; 2028-29: 11.798; 2029-30: 11.444; 2030-31: 11.102; 2031-32: 10.773; 2032-33: 10.455; 2033-34: 10.149; 2034-35: 9.854; 2035-36: 9.569; 2036-37: 9.295; 2037-38: 9.03; 2038-39: 8.775; 2039-40: 8.529; 2040-41: 8.292; 2041-42: 8.064; 2042-43: 7.843; 2043-44: 7.631; 2044-45: 7.426; 2045-46: 7.358; 2046-47: 7.293; 2047-48: 7.231; 2048-49: 7.171; 2049-50: 7.171
35.1FP | Unmeasured household void properties | Input | 000's | 2 | 2019-20: 0.333; 2020-21: 0.322; 2021-22: 0.311; 2022-23: 0.301; 2023-24: 0.29; 2024-25: 0.279; 2025-26: 0.269; 2026-27: 0.26; 2027-28: 0.252; 2028-29: 0.243; 2029-30: 0.236; 2030-31: 0.229; 2031-32: 0.221; 2032-33: 0.214; 2033-34: 0.207; 2034-35: 0.2; 2035-36: 0.194; 2036-37: 0.188; 2037-38: 0.182; 2038-39: 0.177; 2039-40: 0.172; 2040-41: 0.167; 2041-42: 0.162; 2042-43: 0.157; 2043-44: 0.153; 2044-45: 0.149; 2045-46: 0.147; 2046-47: 0.146; 2047-48: 0.145; 2048-49: 0.143; 2049-50: 0.144
36FP | Total Resource Zone Properties (incl. voids) | sum (31FP:34FP) + 34.7FP + 35BL + 35.1BL | 000's | 2 | 2019-20: 109.143; 2020-21: 110.675; 2021-22: 112.381; 2022-23: 113.881; 2023-24: 115.611; 2024-25: 117.456; 2025-26: 119.319; 2026-27: 120.985; 2027-28: 122.6; 2028-29: 124.109; 2029-30: 125.539; 2030-31: 126.967; 2031-32: 128.402; 2032-33: 129.771; 2033-34: 130.946; 2034-35: 132.101; 2035-36: 133.241; 2036-37: 134.367; 2037-38: 135.474; 2038-39: 136.564; 2039-40: 137.637; 2040-41: 138.695; 2041-42: 139.74; 2042-43: 140.767; 2043-44: 141.778; 2044-45: 142.776; 2045-46: 143.758; 2046-47: 144.726; 2047-48: 145.683; 2048-49: 146.623; 2049-50: 147.551
37FP | Measured Non Household - Population | Input | 000's | 2 | 2019-20: 3.831; 2020-21: 3.871; 2021-22: 3.906; 2022-23: 3.946; 2023-24: 3.986; 2024-25: 4.024; 2025-26: 4.053; 2026-27: 4.102; 2027-28: 4.154; 2028-29: 4.204; 2029-30: 4.246; 2030-31: 4.286; 2031-32: 4.351; 2032-33: 4.403; 2033-34: 4.441; 2034-35: 4.471; 2035-36: 4.501; 2036-37: 4.524; 2037-38: 4.556; 2038-39: 4.585; 2039-40: 4.613; 2040-41: 4.645; 2041-42: 4.681; 2042-43: 4.725; 2043-44: 4.769; 2044-45: 4.816; 2045-46: 4.868; 2046-47: 4.922; 2047-48: 4.976; 2048-49: 5.029; 2049-50: 5.079
38FP | Unmeasured Non Household - Population | Input | 000's | 2 | 2019-20: 0.016; 2020-21: 0.016; 2021-22: 0.016; 2022-23: 0.016; 2023-24: 0.016; 2024-25: 0.016; 2025-26: 0.016; 2026-27: 0.016; 2027-28: 0.017; 2028-29: 0.017; 2029-30: 0.017; 2030-31: 0.017; 2031-32: 0.017; 2032-33: 0.018; 2033-34: 0.018; 2034-35: 0.018; 2035-36: 0.018; 2036-37: 0.018; 2037-38: 0.018; 2038-39: 0.018; 2039-40: 0.019; 2040-41: 0.019; 2041-42: 0.019; 2042-43: 0.019; 2043-44: 0.019; 2044-45: 0.019; 2045-46: 0.02; 2046-47: 0.02; 2047-48: 0.02; 2048-49: 0.02; 2049-50: 0.02
39FP | Measured Household - Population | Input | 000's | 2 | 2019-20: 207.569; 2020-21: 212.446; 2021-22: 217.47; 2022-23: 222.049; 2023-24: 226.935; 2024-25: 232.098; 2025-26: 236.83; 2026-27: 241.121; 2027-28: 245.039; 2028-29: 248.443; 2029-30: 251.652; 2030-31: 254.738; 2031-32: 257.777; 2032-33: 260.618; 2033-34: 263.349; 2034-35: 266.051; 2035-36: 268.627; 2036-37: 271.085; 2037-38: 273.446; 2038-39: 275.848; 2039-40: 278.715; 2040-41: 281.48; 2041-42: 284.18; 2042-43: 286.901; 2043-44: 289.647; 2044-45: 292.353; 2045-46: 294.671; 2046-47: 296.953; 2047-48: 299.232; 2048-49: 301.477; 2049-50: 303.493
40FP | Unmeasured Household - Population | Input | 000's | 2 | 2019-20: 42.527; 2020-21: 41.063; 2021-22: 39.776; 2022-23: 38.292; 2023-24: 36.84; 2024-25: 35.464; 2025-26: 34.314; 2026-27: 33.215; 2027-28: 32.137; 2028-29: 31.073; 2029-30: 30.059; 2030-31: 29.076; 2031-32: 28.132; 2032-33: 27.225; 2033-34: 26.393; 2034-35: 25.596; 2035-36: 24.825; 2036-37: 24.079; 2037-38: 23.36; 2038-39: 22.676; 2039-40: 22.055; 2040-41: 21.453; 2041-42: 20.872; 2042-43: 20.316; 2043-44: 19.785; 2044-45: 19.274; 2045-46: 19.101; 2046-47: 18.935; 2047-48: 18.777; 2048-49: 18.626; 2049-50: 18.622
41FP | Total Resource Zone Population | sum (37FP:40FP) | 000's | 2 | 2019-20: 253.943; 2020-21: 257.396; 2021-22: 261.168; 2022-23: 264.303; 2023-24: 267.777; 2024-25: 271.602; 2025-26: 275.213; 2026-27: 278.454; 2027-28: 281.347; 2028-29: 283.737; 2029-30: 285.974; 2030-31: 288.117; 2031-32: 290.277; 2032-33: 292.264; 2033-34: 294.201; 2034-35: 296.136; 2035-36: 297.971; 2036-37: 299.706; 2037-38: 301.38; 2038-39: 303.127; 2039-40: 305.402; 2040-41: 307.597; 2041-42: 309.752; 2042-43: 311.961; 2043-44: 314.22; 2044-45: 316.462; 2045-46: 318.66; 2046-47: 320.83; 2047-48: 323.005; 2048-49: 325.152; 2049-50: 327.214
42FP | Average household occupancy rate (excl. voids) | (39FP + 40FP) / (34FP + 35FP) | h/prop | 1 | 2019-20: 2.4618; 2020-21: 2.4601; 2021-22: 2.4572; 2022-23: 2.4536; 2023-24: 2.4477; 2024-25: 2.4426; 2025-26: 2.4353; 2026-27: 2.429; 2027-28: 2.4208; 2028-29: 2.4107; 2029-30: 2.4012; 2030-31: 2.3912; 2031-32: 2.381; 2032-33: 2.371; 2033-34: 2.3646; 2034-35: 2.3586; 2035-36: 2.3522; 2036-37: 2.3455; 2037-38: 2.3386; 2038-39: 2.3328; 2039-40: 2.3314; 2040-41: 2.3297; 2041-42: 2.3278; 2042-43: 2.3266; 2043-44: 2.3261; 2044-45: 2.3257; 2045-46: 2.3252; 2046-47: 2.3247; 2047-48: 2.3245; 2048-49: 2.3243; 2049-50: 2.3237
43FP | Total Household Metering penetration (excl. voids) | 34FP / (34FP + 35FP) | % | 1 | 2019-20: 84.29%; 2020-21: 85.04%; 2021-22: 85.72%; 2022-23: 86.44%; 2023-24: 87.14%; 2024-25: 87.81%; 2025-26: 88.38%; 2026-27: 88.89%; 2027-28: 89.37%; 2028-29: 89.82%; 2029-30: 90.25%; 2030-31: 90.65%; 2031-32: 91.03%; 2032-33: 91.39%; 2033-34: 91.72%; 2034-35: 92.03%; 2035-36: 92.33%; 2036-37: 92.61%; 2037-38: 92.88%; 2038-39: 93.14%; 2039-40: 93.39%; 2040-41: 93.62%; 2041-42: 93.85%; 2042-43: 94.06%; 2043-44: 94.26%; 2044-45: 94.46%; 2045-46: 94.55%; 2046-47: 94.63%; 2047-48: 94.71%; 2048-49: 94.79%; 2049-50: 94.83%
44FP | Total Household Metering penetration (incl. voids) | (34FP) / (34FP + 34.7FP + 35FP + 35.1FP) | % | 1 | 2019-20: 82.55%; 2020-21: 83.28%; 2021-22: 83.96%; 2022-23: 84.65%; 2023-24: 85.34%; 2024-25: 86%; 2025-26: 86.56%; 2026-27: 87.07%; 2027-28: 87.55%; 2028-29: 88%; 2029-30: 88.41%; 2030-31: 88.81%; 2031-32: 89.19%; 2032-33: 89.55%; 2033-34: 89.88%; 2034-35: 90.19%; 2035-36: 90.49%; 2036-37: 90.77%; 2037-38: 91.04%; 2038-39: 91.3%; 2039-40: 91.54%; 2040-41: 91.77%; 2041-42: 92%; 2042-43: 92.21%; 2043-44: 92.41%; 2044-45: 92.6%; 2045-46: 92.69%; 2046-47: 92.77%; 2047-48: 92.85%; 2048-49: 92.93%; 2049-50: 92.96%
45FP | Distribution input | sum (12FP:15FP) + 21FP + 22FP + 27FP + 28FP | Ml/d | 2 | 2019-20: 74.46; 2020-21: 74.42; 2021-22: 74.48; 2022-23: 74.53; 2023-24: 74.61; 2024-25: 74.4; 2025-26: 74.12; 2026-27: 74.2; 2027-28: 74.24; 2028-29: 74.08; 2029-30: 73.95; 2030-31: 73.86; 2031-32: 73.81; 2032-33: 73.87; 2033-34: 73.91; 2034-35: 73.72; 2035-36: 73.51; 2036-37: 73.11; 2037-38: 72.96; 2038-39: 72.65; 2039-40: 72.57; 2040-41: 72.47; 2041-42: 72.29; 2042-43: 72.12; 2043-44: 72.01; 2044-45: 72.22; 2045-46: 72.4; 2046-47: 72.56; 2047-48: 72.79; 2048-49: 72.98; 2049-50: 73.2
46FP | Target headroom (climate change component) | Input | Ml/d | 2 | 2019-20: 0.89307; 2020-21: 0.89307; 2021-22: 0.89307; 2022-23: 0.89307; 2023-24: 0.89307; 2024-25: 0.89307; 2025-26: 0.89307; 2026-27: 0.92215; 2027-28: 0.95107; 2028-29: 0.97765; 2029-30: 0.97224; 2030-31: 1.0197; 2031-32: 1.0368; 2032-33: 1.0631; 2033-34: 1.0577; 2034-35: 1.1208; 2035-36: 1.1308; 2036-37: 1.1116; 2037-38: 1.1353; 2038-39: -0.68696; 2039-40: 0; 2040-41: 0; 2041-42: 0; 2042-43: 0; 2043-44: 0; 2044-45: 0; 2045-46: 0; 2046-47: 0; 2047-48: 0; 2048-49: 0; 2049-50: 0
47FP | Target headroom (All other components) | Input | Ml/d | 2 | 2019-20: 2.8287; 2020-21: 2.8287; 2021-22: 2.8287; 2022-23: 2.8287; 2023-24: 2.8287; 2024-25: 2.8287; 2025-26: 2.82; 2026-27: 2.8012; 2027-28: 2.7756; 2028-29: 2.8506; 2029-30: 2.8674; 2030-31: 2.9261; 2031-32: 3.0226; 2032-33: 3.0792; 2033-34: 3.1394; 2034-35: 3.3319; 2035-36: 2.7827; 2036-37: 2.4451; 2037-38: 2.6598; 2038-39: 2.8126; 2039-40: 1.1929; 2040-41: 1.335; 2041-42: 1.4703; 2042-43: 1.594; 2043-44: 1.7472; 2044-45: 1.7626; 2045-46: 1.2572; 2046-47: 1.3963; 2047-48: 1.3469; 2048-49: 1.3466; 2049-50: 1.3218
48FP | Target Headroom | 46FP + 47FP | Ml/d | 2 | 2019-20: 3.7217; 2020-21: 3.7217; 2021-22: 3.7217; 2022-23: 3.7217; 2023-24: 3.7217; 2024-25: 3.7217; 2025-26: 3.7131; 2026-27: 3.7234; 2027-28: 3.7267; 2028-29: 3.8283; 2029-30: 3.8396; 2030-31: 3.9458; 2031-32: 4.0594; 2032-33: 4.1423; 2033-34: 4.1971; 2034-35: 4.4527; 2035-36: 3.9135; 2036-37: 3.5566; 2037-38: 3.7951; 2038-39: 2.1256; 2039-40: 1.1929; 2040-41: 1.335; 2041-42: 1.4703; 2042-43: 1.594; 2043-44: 1.7472; 2044-45: 1.7626; 2045-46: 1.2572; 2046-47: 1.3963; 2047-48: 1.3469; 2048-49: 1.3466; 2049-50: 1.3218
49FP | Available Headroom | 11FP - 45FP | Ml/d | 2 | 2019-20: 16.13; 2020-21: 16.17; 2021-22: 16.11; 2022-23: 16.06; 2023-24: 15.98; 2024-25: 16.19; 2025-26: 3.715; 2026-27: 3.73; 2027-28: 3.75; 2028-29: 3.86; 2029-30: 3.85; 2030-31: 10.4; 2031-32: 10.62; 2032-33: 13.61; 2033-34: 13.57; 2034-35: 13.76; 2035-36: 28.49; 2036-37: 28.89; 2037-38: 27.02; 2038-39: 14.83; 2039-40: 17.41; 2040-41: 43.51; 2041-42: 43.69; 2042-43: 43.86; 2043-44: 43.97; 2044-45: 43.76; 2045-46: 48.269; 2046-47: 34.959; 2047-48: 34.729; 2048-49: 34.539; 2049-50: 34.319
49.1FP | Available non-potable balance (if applicable) | 1.1FP - 12.1FP | Ml/d | 2 | 2019-20: 0; 2020-21: 0; 2021-22: 0; 2022-23: 0; 2023-24: 0; 2024-25: 0; 2025-26: 0; 2026-27: 0; 2027-28: 0; 2028-29: 0; 2029-30: 0; 2030-31: 0; 2031-32: 0; 2032-33: 0; 2033-34: 0; 2034-35: 0; 2035-36: 0; 2036-37: 0; 2037-38: 0; 2038-39: 0; 2039-40: 0; 2040-41: 0; 2041-42: 0; 2042-43: 0; 2043-44: 0; 2044-45: 0; 2045-46: 0; 2046-47: 0; 2047-48: 0; 2048-49: 0; 2049-50: 0
50FP | Supply Demand Balance | 49FP - 48FP | Ml/d | 2 | 2019-20: 12.4083; 2020-21: 12.4483; 2021-22: 12.3883; 2022-23: 12.3383; 2023-24: 12.2583; 2024-25: 12.4683; 2025-26: 0.0019271; 2026-27: 0.006608; 2027-28: 0.02329; 2028-29: 0.031749; 2029-30: 0.010393; 2030-31: 6.4542; 2031-32: 6.5606; 2032-33: 9.4677; 2033-34: 9.3729; 2034-35: 9.3073; 2035-36: 24.5765; 2036-37: 25.3334; 2037-38: 23.2249; 2038-39: 12.7044; 2039-40: 16.2171; 2040-41: 42.175; 2041-42: 42.2197; 2042-43: 42.266; 2043-44: 42.2228; 2044-45: 41.9974; 2045-46: 47.0118; 2046-47: 33.5627; 2047-48: 33.3821; 2048-49: 33.1924; 2049-50: 32.9972
Data for Charts
DYAA Baseline |  |  |  |  | 2019-20 | 2020-21 | 2021-22 | 2022-23 | 2023-24 | 2024-25 | 2025-26 | 2026-27 | 2027-28 | 2028-29 | 2029-30 | 2030-31 | 2031-32 | 2032-33 | 2033-34 | 2034-35 | 2035-36 | 2036-37 | 2037-38 | 2038-39 | 2039-40 | 2040-41 | 2041-42 | 2042-43 | 2043-44 | 2044-45 | 2045-46 | 2046-47 | 2047-48 | 2048-49 | 2049-50 | 2050-51 | 2051-52 | 2052-53 | 2053-54 | 2054-55 | 2055-56 | 2056-57 | 2057-58 | 2058-59 | 2059-60 | 2060-61 | 2061-62 | 2062-63 | 2063-64 | 2064-65 | 2065-66 | 2066-67 | 2067-68 | 2068-69 | 2069-70 | 2070-71 | 2071-72 | 2072-73 | 2073-74 | 2074-75 | 2075-76 | 2076-77 | 2077-78 | 2078-79 | 2079-80 | 2080-81 | 2081-82 | 2082-83 | 2083-84 | 2084-85 | 2085-86 | 2086-87 | 2087-88 | 2088-89 | 2089-90 | 2090-91 | 2091-92 | 2092-93 | 2093-94 | 2094-95 | 2095-96 | 2096-97 | 2097-98 | 2098-99 | 2099-100
| Measured HH consumption |  | Ml/d | 2 | 28.46 | 28.9 | 29.3 | 29.78 | 30.29 | 30.57 | 31.09 | 31.58 | 32.02 | 32.4 | 32.73 | 33.11 | 33.52 | 33.93 | 34.32 | 34.71 | 35.08 | 35.44 | 35.83 | 36.22 | 36.65 | 37.06 | 37.45 | 37.84 | 38.24 | 38.63 | 38.96 | 39.28 | 39.6 | 39.92 | 40.21 | 0 | 0 | 0 | 0 | 0 | 0 | 0 | 0 | 0 | 0 | 0 | 0 | 0 | 0 | 0 | 0 | 0 | 0 | 0 | 0 | 0 | 0 | 0 | 0 | 0 | 0 | 0 | 0 | 0 | 0 | 0 | 0 | 0 | 0 | 0 | 0 | 0 | 0 | 0 | 0 | 0 | 0 | 0 | 0 | 0 | 0 | 0 | 0 | 0 | 0
| Unmeasured HH consumption |  | Ml/d | 2 | 7.93 | 7.63 | 7.37 | 7.08 | 6.78 | 6.5 | 6.27 | 6.03 | 5.82 | 5.6 | 5.4 | 5.21 | 5.04 | 4.87 | 4.72 | 4.57 | 4.44 | 4.3 | 4.17 | 4.04 | 3.93 | 3.82 | 3.72 | 3.62 | 3.52 | 3.42 | 3.39 | 3.36 | 3.33 | 3.31 | 3.31 | 0 | 0 | 0 | 0 | 0 | 0 | 0 | 0 | 0 | 0 | 0 | 0 | 0 | 0 | 0 | 0 | 0 | 0 | 0 | 0 | 0 | 0 | 0 | 0 | 0 | 0 | 0 | 0 | 0 | 0 | 0 | 0 | 0 | 0 | 0 | 0 | 0 | 0 | 0 | 0 | 0 | 0 | 0 | 0 | 0 | 0 | 0 | 0 | 0 | 0
| Non-HH consumption |  | Ml/d | 2 | 10.61 | 10.66 | 10.69 | 10.77 | 10.81 | 10.85 | 10.89 | 10.95 | 11 | 11.04 | 11.1 | 11.15 | 11.19 | 11.21 | 11.22 | 11.24 | 11.27 | 11.3 | 11.34 | 11.38 | 11.45 | 11.51 | 11.58 | 11.66 | 11.75 | 11.85 | 11.93 | 12.04 | 12.15 | 12.27 | 12.39 | 0 | 0 | 0 | 0 | 0 | 0 | 0 | 0 | 0 | 0 | 0 | 0 | 0 | 0 | 0 | 0 | 0 | 0 | 0 | 0 | 0 | 0 | 0 | 0 | 0 | 0 | 0 | 0 | 0 | 0 | 0 | 0 | 0 | 0 | 0 | 0 | 0 | 0 | 0 | 0 | 0 | 0 | 0 | 0 | 0 | 0 | 0 | 0 | 0 | 0
| Total Leakage |  | Ml/d | 2 | 12.9 | 12.63 | 12.45 | 12.22 | 11.98 | 11.7 | 11.66 | 11.62 | 11.58 | 11.55 | 11.51 | 11.47 | 11.42 | 11.43 | 11.44 | 11.45 | 11.45 | 11.46 | 11.46 | 11.47 | 11.49 | 11.49 | 11.5 | 11.51 | 11.51 | 11.53 | 11.54 | 11.55 | 11.56 | 11.56 | 11.57 | 0 | 0 | 0 | 0 | 0 | 0 | 0 | 0 | 0 | 0 | 0 | 0 | 0 | 0 | 0 | 0 | 0 | 0 | 0 | 0 | 0 | 0 | 0 | 0 | 0 | 0 | 0 | 0 | 0 | 0 | 0 | 0 | 0 | 0 | 0 | 0 | 0 | 0 | 0 | 0 | 0 | 0 | 0 | 0 | 0 | 0 | 0 | 0 | 0 | 0
| Other demand components |  | Ml/d | 2 | 1.52 | 1.52 | 1.54 | 1.51 | 1.52 | 1.53 | 1.53 | 1.52 | 1.52 | 1.5 | 1.52 | 1.51 | 1.51 | 1.52 | 1.52 | 1.52 | 1.52 | 1.52 | 1.53 | 1.54 | 1.51 | 1.51 | 1.52 | 1.51 | 1.52 | 1.51 | 1.53 | 1.52 | 1.54 | 1.53 | 1.52 | 0 | 0 | 0 | 0 | 0 | 0 | 0 | 0 | 0 | 0 | 0 | 0 | 0 | 0 | 0 | 0 | 0 | 0 | 0 | 0 | 0 | 0 | 0 | 0 | 0 | 0 | 0 | 0 | 0 | 0 | 0 | 0 | 0 | 0 | 0 | 0 | 0 | 0 | 0 | 0 | 0 | 0 | 0 | 0 | 0 | 0 | 0 | 0 | 0 | 0
| Total Water Available for use |  | Ml/d | 2 | 59.66 | 59.66 | 59.66 | 59.66 | 59.66 | 59.66 | 62.47 | 62.46 | 62.45 | 62.44 | 62.43 | 62.42 | 62.41 | 62.4 | 62.39 | 62.38 | 62.37 | 62.36 | 62.35 | 62.34 | 62.35 | 36.84 | 36.83 | 36.82 | 36.81 | 36.8 | 36.79 | 36.78 | 36.77 | 36.76 | 36.75 | 0 | 0 | 0 | 0 | 0 | 0 | 0 | 0 | 0 | 0 | 0 | 0 | 0 | 0 | 0 | 0 | 0 | 0 | 0 | 0 | 0 | 0 | 0 | 0 | 0 | 0 | 0 | 0 | 0 | 0 | 0 | 0 | 0 | 0 | 0 | 0 | 0 | 0 | 0 | 0 | 0 | 0 | 0 | 0 | 0 | 0 | 0 | 0 | 0 | 0
| Total Demand + Target Headroom |  | Ml/d | 2 | 64.4767 | 64.3967 | 64.4067 | 64.4167 | 64.4367 | 64.2067 | 64.4967 | 64.7574 | 64.9991 | 65.2316 | 65.4105 | 65.6864 | 66.0084 | 66.3557 | 66.6595 | 67.1386 | 66.9659 | 66.9315 | 67.4362 | 66.3883 | 66.0051 | 66.4807 | 66.9708 | 67.4409 | 67.9651 | 68.3765 | 68.3738 | 68.8861 | 69.2754 | 69.6843 | 70.0735 | 0 | 0 | 0 | 0 | 0 | 0 | 0 | 0 | 0 | 0 | 0 | 0 | 0 | 0 | 0 | 0 | 0 | 0 | 0 | 0 | 0 | 0 | 0 | 0 | 0 | 0 | 0 | 0 | 0 | 0 | 0 | 0 | 0 | 0 | 0 | 0 | 0 | 0 | 0 | 0 | 0 | 0 | 0 | 0 | 0 | 0 | 0 | 0 | 0 | 0
DYAA Final Plan |  |  |  |  | 2019-20 | 2020-21 | 2021-22 | 2022-23 | 2023-24 | 2024-25 | 2025-26 | 2026-27 | 2027-28 | 2028-29 | 2029-30 | 2030-31 | 2031-32 | 2032-33 | 2033-34 | 2034-35 | 2035-36 | 2036-37 | 2037-38 | 2038-39 | 2039-40 | 2040-41 | 2041-42 | 2042-43 | 2043-44 | 2044-45 | 2045-46 | 2046-47 | 2047-48 | 2048-49 | 2049-50 | 2050-51 | 2051-52 | 2052-53 | 2053-54 | 2054-55 | 2055-56 | 2056-57 | 2057-58 | 2058-59 | 2059-60 | 2060-61 | 2061-62 | 2062-63 | 2063-64 | 2064-65 | 2065-66 | 2066-67 | 2067-68 | 2068-69 | 2069-70 | 2070-71 | 2071-72 | 2072-73 | 2073-74 | 2074-75 | 2075-76 | 2076-77 | 2077-78 | 2078-79 | 2079-80 | 2080-81 | 2081-82 | 2082-83 | 2083-84 | 2084-85 | 2085-86 | 2086-87 | 2087-88 | 2088-89 | 2089-90 | 2090-91 | 2091-92 | 2092-93 | 2093-94 | 2094-95 | 2095-96 | 2096-97 | 2097-98 | 2098-99 | 2099-100
| Measured HH consumption |  | Ml/d | 2 | 28.46 | 28.9 | 29.3 | 29.78 | 30.29 | 30.57 | 30.88 | 31.28 | 31.62 | 31.81 | 31.93 | 32.12 | 32.34 | 32.6 | 32.84 | 32.88 | 32.9 | 32.89 | 32.92 | 32.95 | 33 | 33.05 | 33.06 | 33.07 | 33.09 | 33.32 | 33.48 | 33.64 | 33.79 | 33.95 | 34.08 | 0 | 0 | 0 | 0 | 0 | 0 | 0 | 0 | 0 | 0 | 0 | 0 | 0 | 0 | 0 | 0 | 0 | 0 | 0 | 0 | 0 | 0 | 0 | 0 | 0 | 0 | 0 | 0 | 0 | 0 | 0 | 0 | 0 | 0 | 0 | 0 | 0 | 0 | 0 | 0 | 0 | 0 | 0 | 0 | 0 | 0 | 0 | 0 | 0 | 0
| Unmeasured HH consumption |  | Ml/d | 2 | 7.93 | 7.63 | 7.37 | 7.08 | 6.78 | 6.5 | 6.27 | 6.03 | 5.82 | 5.6 | 5.4 | 5.21 | 5.04 | 4.87 | 4.72 | 4.57 | 4.44 | 4.3 | 4.17 | 4.04 | 3.93 | 3.82 | 3.72 | 3.62 | 3.52 | 3.42 | 3.39 | 3.36 | 3.33 | 3.31 | 3.31 | 0 | 0 | 0 | 0 | 0 | 0 | 0 | 0 | 0 | 0 | 0 | 0 | 0 | 0 | 0 | 0 | 0 | 0 | 0 | 0 | 0 | 0 | 0 | 0 | 0 | 0 | 0 | 0 | 0 | 0 | 0 | 0 | 0 | 0 | 0 | 0 | 0 | 0 | 0 | 0 | 0 | 0 | 0 | 0 | 0 | 0 | 0 | 0 | 0 | 0
| Non-HH consumption |  | Ml/d | 2 | 10.61 | 10.66 | 10.69 | 10.77 | 10.81 | 10.85 | 10.77 | 10.73 | 10.68 | 10.65 | 10.62 | 10.59 | 10.54 | 10.48 | 10.4 | 10.34 | 10.28 | 10.23 | 10.19 | 10.15 | 10.14 | 10.11 | 10.1 | 10.09 | 10.1 | 10.11 | 10.11 | 10.15 | 10.17 | 10.21 | 10.25 | 0 | 0 | 0 | 0 | 0 | 0 | 0 | 0 | 0 | 0 | 0 | 0 | 0 | 0 | 0 | 0 | 0 | 0 | 0 | 0 | 0 | 0 | 0 | 0 | 0 | 0 | 0 | 0 | 0 | 0 | 0 | 0 | 0 | 0 | 0 | 0 | 0 | 0 | 0 | 0 | 0 | 0 | 0 | 0 | 0 | 0 | 0 | 0 | 0 | 0
| Total Leakage |  | Ml/d | 2 | 12.9 | 12.63 | 12.45 | 12.22 | 11.98 | 11.7 | 11.41 | 11.36 | 11.3 | 11.25 | 11.2 | 11.15 | 11.08 | 11.07 | 11.08 | 11.08 | 11.07 | 10.9 | 10.88 | 10.71 | 10.73 | 10.72 | 10.63 | 10.56 | 10.48 | 10.49 | 10.44 | 10.36 | 10.34 | 10.28 | 10.28 | 0 | 0 | 0 | 0 | 0 | 0 | 0 | 0 | 0 | 0 | 0 | 0 | 0 | 0 | 0 | 0 | 0 | 0 | 0 | 0 | 0 | 0 | 0 | 0 | 0 | 0 | 0 | 0 | 0 | 0 | 0 | 0 | 0 | 0 | 0 | 0 | 0 | 0 | 0 | 0 | 0 | 0 | 0 | 0 | 0 | 0 | 0 | 0 | 0 | 0
| Other demand components |  | Ml/d | 2 | 1.52 | 1.52 | 1.54 | 1.51 | 1.52 | 1.53 | 1.53 | 1.52 | 1.52 | 1.5 | 1.52 | 1.51 | 1.51 | 1.52 | 1.52 | 1.52 | 1.52 | 1.52 | 1.53 | 1.54 | 1.51 | 1.51 | 1.52 | 1.51 | 1.52 | 1.51 | 1.53 | 1.52 | 1.54 | 1.53 | 1.52 | 0 | 0 | 0 | 0 | 0 | 0 | 0 | 0 | 0 | 0 | 0 | 0 | 0 | 0 | 0 | 0 | 0 | 0 | 0 | 0 | 0 | 0 | 0 | 0 | 0 | 0 | 0 | 0 | 0 | 0 | 0 | 0 | 0 | 0 | 0 | 0 | 0 | 0 | 0 | 0 | 0 | 0 | 0 | 0 | 0 | 0 | 0 | 0 | 0 | 0
| Total Water Available for use |  | Ml/d | 2 | 59.66 | 59.66 | 59.66 | 59.66 | 59.66 | 59.66 | 63.92 | 63.98 | 64 | 63.95 | 63.82 | 64.12 | 64.14 | 64.24 | 64.3 | 64.34 | 63.72 | 63.05 | 63.1 | 62.37 | 62.44 | 60.6 | 60.53 | 60.45 | 60.44 | 60.59 | 60.27 | 60.47 | 60.57 | 60.67 | 60.51 | 0 | 0 | 0 | 0 | 0 | 0 | 0 | 0 | 0 | 0 | 0 | 0 | 0 | 0 | 0 | 0 | 0 | 0 | 0 | 0 | 0 | 0 | 0 | 0 | 0 | 0 | 0 | 0 | 0 | 0 | 0 | 0 | 0 | 0 | 0 | 0 | 0 | 0 | 0 | 0 | 0 | 0 | 0 | 0 | 0 | 0 | 0 | 0 | 0 | 0
| Total Demand + Target Headroom |  | Ml/d | 2 | 64.4767 | 64.3967 | 64.4067 | 64.4167 | 64.4367 | 64.2067 | 63.9167 | 63.9774 | 63.9991 | 63.9516 | 63.8205 | 63.8164 | 63.8384 | 63.9357 | 63.9995 | 64.0386 | 63.4159 | 62.7515 | 62.7962 | 61.1283 | 60.2851 | 60.3007 | 60.2308 | 60.1509 | 60.1351 | 60.2865 | 59.9738 | 60.1661 | 60.2654 | 60.3743 | 60.5135 | 0 | 0 | 0 | 0 | 0 | 0 | 0 | 0 | 0 | 0 | 0 | 0 | 0 | 0 | 0 | 0 | 0 | 0 | 0 | 0 | 0 | 0 | 0 | 0 | 0 | 0 | 0 | 0 | 0 | 0 | 0 | 0 | 0 | 0 | 0 | 0 | 0 | 0 | 0 | 0 | 0 | 0 | 0 | 0 | 0 | 0 | 0 | 0 | 0 | 0
DYCP Baseline |  |  |  |  | 2019-20 | 2020-21 | 2021-22 | 2022-23 | 2023-24 | 2024-25 | 2025-26 | 2026-27 | 2027-28 | 2028-29 | 2029-30 | 2030-31 | 2031-32 | 2032-33 | 2033-34 | 2034-35 | 2035-36 | 2036-37 | 2037-38 | 2038-39 | 2039-40 | 2040-41 | 2041-42 | 2042-43 | 2043-44 | 2044-45 | 2045-46 | 2046-47 | 2047-48 | 2048-49 | 2049-50 | 2050-51 | 2051-52 | 2052-53 | 2053-54 | 2054-55 | 2055-56 | 2056-57 | 2057-58 | 2058-59 | 2059-60 | 2060-61 | 2061-62 | 2062-63 | 2063-64 | 2064-65 | 2065-66 | 2066-67 | 2067-68 | 2068-69 | 2069-70 | 2070-71 | 2071-72 | 2072-73 | 2073-74 | 2074-75 | 2075-76 | 2076-77 | 2077-78 | 2078-79 | 2079-80 | 2080-81 | 2081-82 | 2082-83 | 2083-84 | 2084-85 | 2085-86 | 2086-87 | 2087-88 | 2088-89 | 2089-90 | 2090-91 | 2091-92 | 2092-93 | 2093-94 | 2094-95 | 2095-96 | 2096-97 | 2097-98 | 2098-99 | 2099-100
| Measured HH consumption |  | Ml/d | 2 | 36.32 | 36.88 | 37.41 | 38.03 | 38.69 | 39.06 | 39.75 | 40.38 | 40.96 | 41.46 | 41.91 | 42.42 | 42.96 | 43.51 | 44.03 | 44.56 | 45.07 | 45.55 | 46.1 | 46.63 | 47.23 | 47.79 | 48.33 | 48.87 | 49.44 | 49.99 | 50.46 | 50.92 | 51.37 | 51.82 | 52.23 | 0 | 0 | 0 | 0 | 0 | 0 | 0 | 0 | 0 | 0 | 0 | 0 | 0 | 0 | 0 | 0 | 0 | 0 | 0 | 0 | 0 | 0 | 0 | 0 | 0 | 0 | 0 | 0 | 0 | 0 | 0 | 0 | 0 | 0 | 0 | 0 | 0 | 0 | 0 | 0 | 0 | 0 | 0 | 0 | 0 | 0 | 0 | 0 | 0 | 0
| Unmeasured HH consumption |  | Ml/d | 2 | 10.66 | 10.26 | 9.91 | 9.51 | 9.11 | 8.74 | 8.43 | 8.12 | 7.83 | 7.54 | 7.27 | 7.02 | 6.8 | 6.57 | 6.37 | 6.18 | 6 | 5.82 | 5.64 | 5.48 | 5.33 | 5.18 | 5.04 | 4.91 | 4.79 | 4.66 | 4.62 | 4.58 | 4.55 | 4.52 | 4.52 | 0 | 0 | 0 | 0 | 0 | 0 | 0 | 0 | 0 | 0 | 0 | 0 | 0 | 0 | 0 | 0 | 0 | 0 | 0 | 0 | 0 | 0 | 0 | 0 | 0 | 0 | 0 | 0 | 0 | 0 | 0 | 0 | 0 | 0 | 0 | 0 | 0 | 0 | 0 | 0 | 0 | 0 | 0 | 0 | 0 | 0 | 0 | 0 | 0 | 0
| Non-HH consumption |  | Ml/d | 2 | 13.06 | 13.13 | 13.17 | 13.26 | 13.31 | 13.37 | 13.41 | 13.48 | 13.53 | 13.58 | 13.66 | 13.73 | 13.78 | 13.8 | 13.82 | 13.84 | 13.88 | 13.92 | 13.96 | 14.02 | 14.09 | 14.17 | 14.26 | 14.36 | 14.47 | 14.59 | 14.69 | 14.82 | 14.96 | 15.11 | 15.26 | 0 | 0 | 0 | 0 | 0 | 0 | 0 | 0 | 0 | 0 | 0 | 0 | 0 | 0 | 0 | 0 | 0 | 0 | 0 | 0 | 0 | 0 | 0 | 0 | 0 | 0 | 0 | 0 | 0 | 0 | 0 | 0 | 0 | 0 | 0 | 0 | 0 | 0 | 0 | 0 | 0 | 0 | 0 | 0 | 0 | 0 | 0 | 0 | 0 | 0
| Total Leakage |  | Ml/d | 2 | 12.9 | 12.63 | 12.45 | 12.22 | 11.98 | 11.7 | 11.66 | 11.62 | 11.58 | 11.55 | 11.51 | 11.47 | 11.42 | 11.43 | 11.44 | 11.45 | 11.45 | 11.46 | 11.46 | 11.47 | 11.49 | 11.49 | 11.5 | 11.51 | 11.51 | 11.53 | 11.54 | 11.55 | 11.56 | 11.56 | 11.57 | 0 | 0 | 0 | 0 | 0 | 0 | 0 | 0 | 0 | 0 | 0 | 0 | 0 | 0 | 0 | 0 | 0 | 0 | 0 | 0 | 0 | 0 | 0 | 0 | 0 | 0 | 0 | 0 | 0 | 0 | 0 | 0 | 0 | 0 | 0 | 0 | 0 | 0 | 0 | 0 | 0 | 0 | 0 | 0 | 0 | 0 | 0 | 0 | 0 | 0
| Other demand components |  | Ml/d | 2 | 1.52 | 1.52 | 1.54 | 1.51 | 1.52 | 1.53 | 1.53 | 1.52 | 1.52 | 1.5 | 1.52 | 1.51 | 1.51 | 1.52 | 1.52 | 1.52 | 1.52 | 1.52 | 1.53 | 1.54 | 1.51 | 1.51 | 1.52 | 1.51 | 1.52 | 1.51 | 1.53 | 1.52 | 1.54 | 1.53 | 1.52 | 0 | 0 | 0 | 0 | 0 | 0 | 0 | 0 | 0 | 0 | 0 | 0 | 0 | 0 | 0 | 0 | 0 | 0 | 0 | 0 | 0 | 0 | 0 | 0 | 0 | 0 | 0 | 0 | 0 | 0 | 0 | 0 | 0 | 0 | 0 | 0 | 0 | 0 | 0 | 0 | 0 | 0 | 0 | 0 | 0 | 0 | 0 | 0 | 0 | 0
| Total Water Available for use |  | Ml/d | 2 | 90.59 | 90.59 | 90.59 | 90.59 | 90.59 | 90.59 | 78.489 | 78.85 | 79.16 | 79.49 | 79.72 | 80.1 | 80.53 | 80.97 | 81.38 | 82 | 81.82 | 81.83 | 82.48 | 81.25 | 80.84 | 81.48 | 82.12 | 82.76 | 83.47 | 84.04 | 82.129 | 82.129 | 82.129 | 82.129 | 82.129 | 0 | 0 | 0 | 0 | 0 | 0 | 0 | 0 | 0 | 0 | 0 | 0 | 0 | 0 | 0 | 0 | 0 | 0 | 0 | 0 | 0 | 0 | 0 | 0 | 0 | 0 | 0 | 0 | 0 | 0 | 0 | 0 | 0 | 0 | 0 | 0 | 0 | 0 | 0 | 0 | 0 | 0 | 0 | 0 | 0 | 0 | 0 | 0 | 0 | 0
| Total Demand + Target Headroom |  | Ml/d | 2 | 78.1817 | 78.1417 | 78.2017 | 78.2517 | 78.3317 | 78.1217 | 78.5017 | 78.8434 | 79.1467 | 79.4583 | 79.7096 | 80.0958 | 80.5294 | 80.9723 | 81.3771 | 82.0027 | 81.8335 | 81.8266 | 82.4851 | 81.2656 | 80.8429 | 81.475 | 82.1203 | 82.754 | 83.4772 | 84.0426 | 84.0972 | 84.7863 | 85.3269 | 85.8866 | 86.4218 | 0 | 0 | 0 | 0 | 0 | 0 | 0 | 0 | 0 | 0 | 0 | 0 | 0 | 0 | 0 | 0 | 0 | 0 | 0 | 0 | 0 | 0 | 0 | 0 | 0 | 0 | 0 | 0 | 0 | 0 | 0 | 0 | 0 | 0 | 0 | 0 | 0 | 0 | 0 | 0 | 0 | 0 | 0 | 0 | 0 | 0 | 0 | 0 | 0 | 0
DYCP Final Plan |  |  |  |  | 2019-20 | 2020-21 | 2021-22 | 2022-23 | 2023-24 | 2024-25 | 2025-26 | 2026-27 | 2027-28 | 2028-29 | 2029-30 | 2030-31 | 2031-32 | 2032-33 | 2033-34 | 2034-35 | 2035-36 | 2036-37 | 2037-38 | 2038-39 | 2039-40 | 2040-41 | 2041-42 | 2042-43 | 2043-44 | 2044-45 | 2045-46 | 2046-47 | 2047-48 | 2048-49 | 2049-50 | 2050-51 | 2051-52 | 2052-53 | 2053-54 | 2054-55 | 2055-56 | 2056-57 | 2057-58 | 2058-59 | 2059-60 | 2060-61 | 2061-62 | 2062-63 | 2063-64 | 2064-65 | 2065-66 | 2066-67 | 2067-68 | 2068-69 | 2069-70 | 2070-71 | 2071-72 | 2072-73 | 2073-74 | 2074-75 | 2075-76 | 2076-77 | 2077-78 | 2078-79 | 2079-80 | 2080-81 | 2081-82 | 2082-83 | 2083-84 | 2084-85 | 2085-86 | 2086-87 | 2087-88 | 2088-89 | 2089-90 | 2090-91 | 2091-92 | 2092-93 | 2093-94 | 2094-95 | 2095-96 | 2096-97 | 2097-98 | 2098-99 | 2099-100
| Measured HH consumption |  | Ml/d | 2 | 36.32 | 36.88 | 37.41 | 38.03 | 38.69 | 39.06 | 39.48 | 39.99 | 40.45 | 40.7 | 40.89 | 41.15 | 41.44 | 41.81 | 42.13 | 42.21 | 42.26 | 42.27 | 42.36 | 42.42 | 42.53 | 42.61 | 42.67 | 42.71 | 42.78 | 43.11 | 43.36 | 43.61 | 43.84 | 44.08 | 44.26 | 0 | 0 | 0 | 0 | 0 | 0 | 0 | 0 | 0 | 0 | 0 | 0 | 0 | 0 | 0 | 0 | 0 | 0 | 0 | 0 | 0 | 0 | 0 | 0 | 0 | 0 | 0 | 0 | 0 | 0 | 0 | 0 | 0 | 0 | 0 | 0 | 0 | 0 | 0 | 0 | 0 | 0 | 0 | 0 | 0 | 0 | 0 | 0 | 0 | 0
| Unmeasured HH consumption |  | Ml/d | 2 | 10.66 | 10.26 | 9.91 | 9.51 | 9.11 | 8.74 | 8.43 | 8.12 | 7.83 | 7.54 | 7.27 | 7.02 | 6.8 | 6.57 | 6.37 | 6.18 | 6 | 5.82 | 5.64 | 5.48 | 5.33 | 5.18 | 5.04 | 4.91 | 4.79 | 4.66 | 4.62 | 4.58 | 4.55 | 4.52 | 4.52 | 0 | 0 | 0 | 0 | 0 | 0 | 0 | 0 | 0 | 0 | 0 | 0 | 0 | 0 | 0 | 0 | 0 | 0 | 0 | 0 | 0 | 0 | 0 | 0 | 0 | 0 | 0 | 0 | 0 | 0 | 0 | 0 | 0 | 0 | 0 | 0 | 0 | 0 | 0 | 0 | 0 | 0 | 0 | 0 | 0 | 0 | 0 | 0 | 0 | 0
| Non-HH consumption |  | Ml/d | 2 | 13.06 | 13.13 | 13.17 | 13.26 | 13.31 | 13.37 | 13.27 | 13.21 | 13.14 | 13.09 | 13.07 | 13.03 | 12.98 | 12.9 | 12.81 | 12.73 | 12.66 | 12.6 | 12.55 | 12.5 | 12.47 | 12.45 | 12.43 | 12.43 | 12.44 | 12.45 | 12.45 | 12.49 | 12.52 | 12.57 | 12.62 | 0 | 0 | 0 | 0 | 0 | 0 | 0 | 0 | 0 | 0 | 0 | 0 | 0 | 0 | 0 | 0 | 0 | 0 | 0 | 0 | 0 | 0 | 0 | 0 | 0 | 0 | 0 | 0 | 0 | 0 | 0 | 0 | 0 | 0 | 0 | 0 | 0 | 0 | 0 | 0 | 0 | 0 | 0 | 0 | 0 | 0 | 0 | 0 | 0 | 0
| Total Leakage |  | Ml/d | 2 | 12.9 | 12.63 | 12.45 | 12.22 | 11.98 | 11.7 | 11.41 | 11.36 | 11.3 | 11.25 | 11.2 | 11.15 | 11.08 | 11.07 | 11.08 | 11.08 | 11.07 | 10.9 | 10.88 | 10.71 | 10.73 | 10.72 | 10.63 | 10.56 | 10.48 | 10.49 | 10.44 | 10.36 | 10.34 | 10.28 | 10.28 | 0 | 0 | 0 | 0 | 0 | 0 | 0 | 0 | 0 | 0 | 0 | 0 | 0 | 0 | 0 | 0 | 0 | 0 | 0 | 0 | 0 | 0 | 0 | 0 | 0 | 0 | 0 | 0 | 0 | 0 | 0 | 0 | 0 | 0 | 0 | 0 | 0 | 0 | 0 | 0 | 0 | 0 | 0 | 0 | 0 | 0 | 0 | 0 | 0 | 0
| Other demand components |  | Ml/d | 2 | 1.52 | 1.52 | 1.54 | 1.51 | 1.52 | 1.53 | 1.53 | 1.52 | 1.52 | 1.5 | 1.52 | 1.51 | 1.51 | 1.52 | 1.52 | 1.52 | 1.52 | 1.52 | 1.53 | 1.54 | 1.51 | 1.51 | 1.52 | 1.51 | 1.52 | 1.51 | 1.53 | 1.52 | 1.54 | 1.53 | 1.52 | 0 | 0 | 0 | 0 | 0 | 0 | 0 | 0 | 0 | 0 | 0 | 0 | 0 | 0 | 0 | 0 | 0 | 0 | 0 | 0 | 0 | 0 | 0 | 0 | 0 | 0 | 0 | 0 | 0 | 0 | 0 | 0 | 0 | 0 | 0 | 0 | 0 | 0 | 0 | 0 | 0 | 0 | 0 | 0 | 0 | 0 | 0 | 0 | 0 | 0
| Total Water Available for use |  | Ml/d | 2 | 90.59 | 90.59 | 90.59 | 90.59 | 90.59 | 90.59 | 77.835 | 77.93 | 77.99 | 77.94 | 77.8 | 84.26 | 84.43 | 87.48 | 87.48 | 87.48 | 102 | 102 | 99.98 | 87.48 | 89.98 | 115.98 | 115.98 | 115.98 | 115.98 | 115.98 | 120.669 | 107.519 | 107.519 | 107.519 | 107.519 | 0 | 0 | 0 | 0 | 0 | 0 | 0 | 0 | 0 | 0 | 0 | 0 | 0 | 0 | 0 | 0 | 0 | 0 | 0 | 0 | 0 | 0 | 0 | 0 | 0 | 0 | 0 | 0 | 0 | 0 | 0 | 0 | 0 | 0 | 0 | 0 | 0 | 0 | 0 | 0 | 0 | 0 | 0 | 0 | 0 | 0 | 0 | 0 | 0 | 0
| Total Demand + Target Headroom |  | Ml/d | 2 | 78.1817 | 78.1417 | 78.2017 | 78.2517 | 78.3317 | 78.1217 | 77.8331 | 77.9234 | 77.9667 | 77.9083 | 77.7896 | 77.8058 | 77.8694 | 78.0123 | 78.1071 | 78.1727 | 77.4235 | 76.6666 | 76.7551 | 74.7756 | 73.7629 | 73.805 | 73.7603 | 73.714 | 73.7572 | 73.9826 | 73.6572 | 73.9563 | 74.1369 | 74.3266 | 74.5218 | 0 | 0 | 0 | 0 | 0 | 0 | 0 | 0 | 0 | 0 | 0 | 0 | 0 | 0 | 0 | 0 | 0 | 0 | 0 | 0 | 0 | 0 | 0 | 0 | 0 | 0 | 0 | 0 | 0 | 0 | 0 | 0 | 0 | 0 | 0 | 0 | 0 | 0 | 0 | 0 | 0 | 0 | 0 | 0 | 0 | 0 | 0 | 0 | 0 | 0

## AWSFND
Back to title page
Table 3a: DYAA - Baseline
Table 3b: DYAA - Final plan Options
Table 3c: DYAA - Final plan
Table 3d: DYCP - Baseline
Table 3e: DYCP - Final plan Options
Table 3f: DYCP - Final plan
Water Company | Anglian Water | Version | V3.1
WRZ | AWSFND | Planning Scenario | DYAA
Table 3a: DYAA - Baseline | Back to top of sheet
WRMP24 reference | Component | Derivation | Unit | Decimal places | 2019-20 | 2020-21 | 2021-22 | 2022-23 | 2023-24 | 2024-25 | 2025-26 | 2026-27 | 2027-28 | 2028-29 | 2029-30 | 2030-31 | 2031-32 | 2032-33 | 2033-34 | 2034-35 | 2035-36 | 2036-37 | 2037-38 | 2038-39 | 2039-40 | 2040-41 | 2041-42 | 2042-43 | 2043-44 | 2044-45 | 2045-46 | 2046-47 | 2047-48 | 2048-49 | 2049-50 | 2050-51 | 2051-52 | 2052-53 | 2053-54 | 2054-55 | 2055-56 | 2056-57 | 2057-58 | 2058-59 | 2059-60 | 2060-61 | 2061-62 | 2062-63 | 2063-64 | 2064-65 | 2065-66 | 2066-67 | 2067-68 | 2068-69 | 2069-70 | 2070-71 | 2071-72 | 2072-73 | 2073-74 | 2074-75 | 2075-76 | 2076-77 | 2077-78 | 2078-79 | 2079-80 | 2080-81 | 2081-82 | 2082-83 | 2083-84 | 2084-85 | 2085-86 | 2086-87 | 2087-88 | 2088-89 | 2089-90 | 2090-91 | 2091-92 | 2092-93 | 2093-94 | 2094-95 | 2095-96 | 2096-97 | 2097-98 | 2098-99 | 2099-100
1BL | Raw water abstracted | Input | Ml/d | 2 | 2019-20: 0; 2020-21: 0; 2021-22: 0; 2022-23: 0; 2023-24: 0; 2024-25: 0; 2025-26: 0; 2026-27: 0; 2027-28: 0; 2028-29: 0; 2029-30: 0; 2030-31: 0; 2031-32: 0; 2032-33: 0; 2033-34: 0; 2034-35: 0; 2035-36: 0; 2036-37: 0; 2037-38: 0; 2038-39: 0; 2039-40: 0; 2040-41: 0; 2041-42: 0; 2042-43: 0; 2043-44: 0; 2044-45: 0; 2045-46: 0; 2046-47: 0; 2047-48: 0; 2048-49: 0; 2049-50: 0
1.1BL | Non-potable water supplies (if applicable) | Input | Ml/d | 2 | 2019-20: 0; 2020-21: 0; 2021-22: 0; 2022-23: 0; 2023-24: 0; 2024-25: 0; 2025-26: 0; 2026-27: 0; 2027-28: 0; 2028-29: 0; 2029-30: 0; 2030-31: 0; 2031-32: 0; 2032-33: 0; 2033-34: 0; 2034-35: 0; 2035-36: 0; 2036-37: 0; 2037-38: 0; 2038-39: 0; 2039-40: 0; 2040-41: 0; 2041-42: 0; 2042-43: 0; 2043-44: 0; 2044-45: 0; 2045-46: 0; 2046-47: 0; 2047-48: 0; 2048-49: 0; 2049-50: 0
2BL | Raw water imported | Input | Ml/d | 2 | 2019-20: 0; 2020-21: 0; 2021-22: 0; 2022-23: 0; 2023-24: 0; 2024-25: 0; 2025-26: 0; 2026-27: 0; 2027-28: 0; 2028-29: 0; 2029-30: 0; 2030-31: 0; 2031-32: 0; 2032-33: 0; 2033-34: 0; 2034-35: 0; 2035-36: 0; 2036-37: 0; 2037-38: 0; 2038-39: 0; 2039-40: 0; 2040-41: 0; 2041-42: 0; 2042-43: 0; 2043-44: 0; 2044-45: 0; 2045-46: 0; 2046-47: 0; 2047-48: 0; 2048-49: 0; 2049-50: 0
3BL | Potable water imported | Input | Ml/d | 2 | 2019-20: 0; 2020-21: 0; 2021-22: 0; 2022-23: 0; 2023-24: 0; 2024-25: 0; 2025-26: 40; 2026-27: 40; 2027-28: 40; 2028-29: 40; 2029-30: 40; 2030-31: 40; 2031-32: 40; 2032-33: 40; 2033-34: 40; 2034-35: 40; 2035-36: 40; 2036-37: 40; 2037-38: 40; 2038-39: 40; 2039-40: 40; 2040-41: 40; 2041-42: 40; 2042-43: 40; 2043-44: 40; 2044-45: 40; 2045-46: 40; 2046-47: 40; 2047-48: 40; 2048-49: 40; 2049-50: 40
4BL | Raw water exported enter as -ve | Input | Ml/d | 2 | 2019-20: 0; 2020-21: 0; 2021-22: 0; 2022-23: 0; 2023-24: 0; 2024-25: 0; 2025-26: 0; 2026-27: 0; 2027-28: 0; 2028-29: 0; 2029-30: 0; 2030-31: 0; 2031-32: 0; 2032-33: 0; 2033-34: 0; 2034-35: 0; 2035-36: 0; 2036-37: 0; 2037-38: 0; 2038-39: 0; 2039-40: 0; 2040-41: 0; 2041-42: 0; 2042-43: 0; 2043-44: 0; 2044-45: 0; 2045-46: 0; 2046-47: 0; 2047-48: 0; 2048-49: 0; 2049-50: 0
5BL | Potable water exported enter as -ve | Input | Ml/d | 2 | 2019-20: 0; 2020-21: 0; 2021-22: 0; 2022-23: 0; 2023-24: 0; 2024-25: 0; 2025-26: -9.25; 2026-27: -9.09; 2027-28: -9; 2028-29: -8.79; 2029-30: -8.62; 2030-31: -3.2; 2031-32: -3; 2032-33: -3; 2033-34: -3; 2034-35: -3; 2035-36: -3; 2036-37: -3.18; 2037-38: -3; 2038-39: -3; 2039-40: -6.21; 2040-41: -3; 2041-42: -3; 2042-43: -3; 2043-44: -3; 2044-45: -3; 2045-46: -3; 2046-47: -3; 2047-48: -3; 2048-49: -3; 2049-50: -3
6BL | Deployable Output before forecast changes | Input | Ml/d | 2 | 2019-20: 71.05; 2020-21: 71.05; 2021-22: 71.05; 2022-23: 71.05; 2023-24: 71.05; 2024-25: 71.05; 2025-26: 42.9; 2026-27: 42.9; 2027-28: 42.9; 2028-29: 42.9; 2029-30: 42.9; 2030-31: 42.9; 2031-32: 42.9; 2032-33: 42.9; 2033-34: 42.9; 2034-35: 42.9; 2035-36: 42.9; 2036-37: 42.9; 2037-38: 42.9; 2038-39: 42.9; 2039-40: 42.9; 2040-41: 42.9; 2041-42: 42.9; 2042-43: 42.9; 2043-44: 42.9; 2044-45: 42.9; 2045-46: 42.9; 2046-47: 42.9; 2047-48: 42.9; 2048-49: 42.9; 2049-50: 42.9
6.1BL | Deployable Output post forecast changes | 6BL + 7BL | Ml/d | 2 | 2019-20: 71.05; 2020-21: 71.05; 2021-22: 71.05; 2022-23: 71.05; 2023-24: 71.05; 2024-25: 71.05; 2025-26: 35.08; 2026-27: 35.05; 2027-28: 35.03; 2028-29: 35.01; 2029-30: 34.99; 2030-31: 29.57; 2031-32: 29.54; 2032-33: 29.52; 2033-34: 29.5; 2034-35: 29.48; 2035-36: 29.45; 2036-37: 29.43; 2037-38: 29.41; 2038-39: 29.39; 2039-40: 29.37; 2040-41: 14.89; 2041-42: 14.87; 2042-43: 14.85; 2043-44: 14.83; 2044-45: 14.81; 2045-46: 14.78; 2046-47: 14.76; 2047-48: 14.74; 2048-49: 14.72; 2049-50: 14.69
7BL | Baseline forecast changes to Deployable Output | sum (7.1BL:7.6BL) | Ml/d | 2 | 2019-20: 0; 2020-21: 0; 2021-22: 0; 2022-23: 0; 2023-24: 0; 2024-25: 0; 2025-26: -7.82; 2026-27: -7.85; 2027-28: -7.87; 2028-29: -7.89; 2029-30: -7.91; 2030-31: -13.33; 2031-32: -13.36; 2032-33: -13.38; 2033-34: -13.4; 2034-35: -13.42; 2035-36: -13.45; 2036-37: -13.47; 2037-38: -13.49; 2038-39: -13.51; 2039-40: -13.53; 2040-41: -28.01; 2041-42: -28.03; 2042-43: -28.05; 2043-44: -28.07; 2044-45: -28.09; 2045-46: -28.12; 2046-47: -28.14; 2047-48: -28.16; 2048-49: -28.18; 2049-50: -28.21
7.1BL | Change in DO due to climate change | Input | Ml/d | 2 | 2019-20: 0; 2020-21: 0; 2021-22: 0; 2022-23: 0; 2023-24: 0; 2024-25: 0; 2025-26: -0.77; 2026-27: -0.8; 2027-28: -0.82; 2028-29: -0.84; 2029-30: -0.86; 2030-31: -0.88; 2031-32: -0.91; 2032-33: -0.93; 2033-34: -0.95; 2034-35: -0.97; 2035-36: -1; 2036-37: -1.02; 2037-38: -1.04; 2038-39: -1.06; 2039-40: -1.08; 2040-41: -1.11; 2041-42: -1.13; 2042-43: -1.15; 2043-44: -1.17; 2044-45: -1.19; 2045-46: -1.22; 2046-47: -1.24; 2047-48: -1.26; 2048-49: -1.28; 2049-50: -1.31
7.2BL | Total confirmed DO reductions to restore sustainable abstraction enter as -ve | Input | Ml/d | 2 | 2019-20: 0; 2020-21: 0; 2021-22: 0; 2022-23: 0; 2023-24: 0; 2024-25: 0; 2025-26: -7.05; 2026-27: -7.05; 2027-28: -7.05; 2028-29: -7.05; 2029-30: -7.05; 2030-31: -12.45; 2031-32: -12.45; 2032-33: -12.45; 2033-34: -12.45; 2034-35: -12.45; 2035-36: -12.45; 2036-37: -12.45; 2037-38: -12.45; 2038-39: -12.45; 2039-40: -12.45; 2040-41: -12.45; 2041-42: -12.45; 2042-43: -12.45; 2043-44: -12.45; 2044-45: -12.45; 2045-46: -12.45; 2046-47: -12.45; 2047-48: -12.45; 2048-49: -12.45; 2049-50: -12.45
7.3BL | Total additional DO reductions for Environmental Destination (excl. any confirmed reductions) enter as -ve | Input | Ml/d | 2 | 2019-20: 0; 2020-21: 0; 2021-22: 0; 2022-23: 0; 2023-24: 0; 2024-25: 0; 2025-26: 0; 2026-27: 0; 2027-28: 0; 2028-29: 0; 2029-30: 0; 2030-31: 0; 2031-32: 0; 2032-33: 0; 2033-34: 0; 2034-35: 0; 2035-36: 0; 2036-37: 0; 2037-38: 0; 2038-39: 0; 2039-40: 0; 2040-41: -14.45; 2041-42: -14.45; 2042-43: -14.45; 2043-44: -14.45; 2044-45: -14.45; 2045-46: -14.45; 2046-47: -14.45; 2047-48: -14.45; 2048-49: -14.45; 2049-50: -14.45
7.4BL | Change in DO from prolonged Outage reduction enter as -ve | Input | Ml/d | 2 | 2019-20: 0; 2020-21: 0; 2021-22: 0; 2022-23: 0; 2023-24: 0; 2024-25: 0; 2025-26: 0; 2026-27: 0; 2027-28: 0; 2028-29: 0; 2029-30: 0; 2030-31: 0; 2031-32: 0; 2032-33: 0; 2033-34: 0; 2034-35: 0; 2035-36: 0; 2036-37: 0; 2037-38: 0; 2038-39: 0; 2039-40: 0; 2040-41: 0; 2041-42: 0; 2042-43: 0; 2043-44: 0; 2044-45: 0; 2045-46: 0; 2046-47: 0; 2047-48: 0; 2048-49: 0; 2049-50: 0
7.5BL | Change in DO from drought measures | Zero for baseline | Ml/d | 2 | 2019-20: 0; 2020-21: 0; 2021-22: 0; 2022-23: 0; 2023-24: 0; 2024-25: 0; 2025-26: 0; 2026-27: 0; 2027-28: 0; 2028-29: 0; 2029-30: 0; 2030-31: 0; 2031-32: 0; 2032-33: 0; 2033-34: 0; 2034-35: 0; 2035-36: 0; 2036-37: 0; 2037-38: 0; 2038-39: 0; 2039-40: 0; 2040-41: 0; 2041-42: 0; 2042-43: 0; 2043-44: 0; 2044-45: 0; 2045-46: 0; 2046-47: 0; 2047-48: 0; 2048-49: 0; 2049-50: 0
7.6BL | Total other changes to DO (e.g. nitrates/operational decline) | Input | Ml/d | 2 | 2019-20: 0; 2020-21: 0; 2021-22: 0; 2022-23: 0; 2023-24: 0; 2024-25: 0; 2025-26: 0; 2026-27: 0; 2027-28: 0; 2028-29: 0; 2029-30: 0; 2030-31: 0; 2031-32: 0; 2032-33: 0; 2033-34: 0; 2034-35: 0; 2035-36: 0; 2036-37: 0; 2037-38: 0; 2038-39: 0; 2039-40: 0; 2040-41: 0; 2041-42: 0; 2042-43: 0; 2043-44: 0; 2044-45: 0; 2045-46: 0; 2046-47: 0; 2047-48: 0; 2048-49: 0; 2049-50: 0
8BL | Raw water losses, treatment works losses and operational use | Input | Ml/d | 2 | 2019-20: 1.35; 2020-21: 1.35; 2021-22: 1.35; 2022-23: 1.35; 2023-24: 1.35; 2024-25: 1.35; 2025-26: 1.35; 2026-27: 1.35; 2027-28: 1.35; 2028-29: 1.35; 2029-30: 1.35; 2030-31: 1.35; 2031-32: 1.35; 2032-33: 1.35; 2033-34: 1.35; 2034-35: 1.35; 2035-36: 1.35; 2036-37: 1.35; 2037-38: 1.35; 2038-39: 1.35; 2039-40: 1.35; 2040-41: 1.35; 2041-42: 1.35; 2042-43: 1.35; 2043-44: 1.35; 2044-45: 1.35; 2045-46: 1.35; 2046-47: 1.35; 2047-48: 1.35; 2048-49: 1.35; 2049-50: 1.35
9BL | Total Outage Allowance | Input | Ml/d | 2 | 2019-20: 0.72; 2020-21: 0.72; 2021-22: 0.72; 2022-23: 0.72; 2023-24: 0.72; 2024-25: 0.72; 2025-26: 0.72; 2026-27: 0.72; 2027-28: 0.72; 2028-29: 0.72; 2029-30: 0.72; 2030-31: 0.69; 2031-32: 0.69; 2032-33: 0.69; 2033-34: 0.69; 2034-35: 0.69; 2035-36: 0.66; 2036-37: 0.66; 2037-38: 0.66; 2038-39: 0.66; 2039-40: 0.63; 2040-41: 0.63; 2041-42: 0.63; 2042-43: 0.63; 2043-44: 0.63; 2044-45: 0.63; 2045-46: 0.63; 2046-47: 0.63; 2047-48: 0.63; 2048-49: 0.63; 2049-50: 0.63
10BL | Water Available For Use (own sources) | (6BL + 7BL) - (8BL + 9BL) | Ml/d | 2 | 2019-20: 68.98; 2020-21: 68.98; 2021-22: 68.98; 2022-23: 68.98; 2023-24: 68.98; 2024-25: 68.98; 2025-26: 33.01; 2026-27: 32.98; 2027-28: 32.96; 2028-29: 32.94; 2029-30: 32.92; 2030-31: 27.53; 2031-32: 27.5; 2032-33: 27.48; 2033-34: 27.46; 2034-35: 27.44; 2035-36: 27.44; 2036-37: 27.42; 2037-38: 27.4; 2038-39: 27.38; 2039-40: 27.39; 2040-41: 12.91; 2041-42: 12.89; 2042-43: 12.87; 2043-44: 12.85; 2044-45: 12.83; 2045-46: 12.8; 2046-47: 12.78; 2047-48: 12.76; 2048-49: 12.74; 2049-50: 12.71
11BL | Total Water Available For Use | 10BL + sum (2BL:5BL) | Ml/d | 2 | 2019-20: 68.98; 2020-21: 68.98; 2021-22: 68.98; 2022-23: 68.98; 2023-24: 68.98; 2024-25: 68.98; 2025-26: 63.76; 2026-27: 63.89; 2027-28: 63.96; 2028-29: 64.15; 2029-30: 64.3; 2030-31: 64.33; 2031-32: 64.5; 2032-33: 64.48; 2033-34: 64.46; 2034-35: 64.44; 2035-36: 64.44; 2036-37: 64.24; 2037-38: 64.4; 2038-39: 64.38; 2039-40: 61.18; 2040-41: 49.91; 2041-42: 49.89; 2042-43: 49.87; 2043-44: 49.85; 2044-45: 49.83; 2045-46: 49.8; 2046-47: 49.78; 2047-48: 49.76; 2048-49: 49.74; 2049-50: 49.71
12BL | Water delivered measured non-household | Input | Ml/d | 2 | 2019-20: 21.97; 2020-21: 21.87; 2021-22: 21.8; 2022-23: 21.7; 2023-24: 21.6; 2024-25: 21.52; 2025-26: 21.46; 2026-27: 21.38; 2027-28: 21.31; 2028-29: 21.23; 2029-30: 21.15; 2030-31: 21.07; 2031-32: 20.99; 2032-33: 20.91; 2033-34: 20.82; 2034-35: 20.75; 2035-36: 20.67; 2036-37: 20.59; 2037-38: 20.51; 2038-39: 20.44; 2039-40: 20.39; 2040-41: 20.33; 2041-42: 20.28; 2042-43: 20.24; 2043-44: 20.19; 2044-45: 20.16; 2045-46: 20.12; 2046-47: 20.08; 2047-48: 20.05; 2048-49: 20.02; 2049-50: 19.99
12.1BL | Non-potable water consumption (if applicable) | Input | Ml/d | 2 | 2019-20: 0; 2020-21: 0; 2021-22: 0; 2022-23: 0; 2023-24: 0; 2024-25: 0; 2025-26: 0; 2026-27: 0; 2027-28: 0; 2028-29: 0; 2029-30: 0; 2030-31: 0; 2031-32: 0; 2032-33: 0; 2033-34: 0; 2034-35: 0; 2035-36: 0; 2036-37: 0; 2037-38: 0; 2038-39: 0; 2039-40: 0; 2040-41: 0; 2041-42: 0; 2042-43: 0; 2043-44: 0; 2044-45: 0; 2045-46: 0; 2046-47: 0; 2047-48: 0; 2048-49: 0; 2049-50: 0
13BL | Water delivered unmeasured non-household | Input | Ml/d | 2 | 2019-20: 0.09; 2020-21: 0.09; 2021-22: 0.09; 2022-23: 0.09; 2023-24: 0.09; 2024-25: 0.09; 2025-26: 0.09; 2026-27: 0.09; 2027-28: 0.09; 2028-29: 0.09; 2029-30: 0.09; 2030-31: 0.09; 2031-32: 0.09; 2032-33: 0.09; 2033-34: 0.09; 2034-35: 0.09; 2035-36: 0.09; 2036-37: 0.09; 2037-38: 0.09; 2038-39: 0.09; 2039-40: 0.08; 2040-41: 0.08; 2041-42: 0.08; 2042-43: 0.08; 2043-44: 0.08; 2044-45: 0.08; 2045-46: 0.08; 2046-47: 0.08; 2047-48: 0.08; 2048-49: 0.08; 2049-50: 0.08
14BL | Water delivered measured household | Input | Ml/d | 2 | 2019-20: 22.29; 2020-21: 22.47; 2021-22: 22.54; 2022-23: 22.87; 2023-24: 23.18; 2024-25: 23.03; 2025-26: 23.33; 2026-27: 23.59; 2027-28: 23.9; 2028-29: 24.31; 2029-30: 24.66; 2030-31: 25; 2031-32: 25.32; 2032-33: 25.69; 2033-34: 26.05; 2034-35: 26.38; 2035-36: 26.66; 2036-37: 26.92; 2037-38: 27.24; 2038-39: 27.55; 2039-40: 27.87; 2040-41: 28.12; 2041-42: 28.38; 2042-43: 28.65; 2043-44: 28.91; 2044-45: 29.17; 2045-46: 29.37; 2046-47: 29.56; 2047-48: 29.75; 2048-49: 29.95; 2049-50: 30.1
15BL | Water delivered unmeasured household | Input | Ml/d | 2 | 2019-20: 8.16; 2020-21: 7.8; 2021-22: 7.49; 2022-23: 7.12; 2023-24: 6.78; 2024-25: 6.44; 2025-26: 6.16; 2026-27: 5.89; 2027-28: 5.63; 2028-29: 5.38; 2029-30: 5.14; 2030-31: 4.92; 2031-32: 4.71; 2032-33: 4.51; 2033-34: 4.31; 2034-35: 4.13; 2035-36: 3.95; 2036-37: 3.77; 2037-38: 3.6; 2038-39: 3.44; 2039-40: 3.29; 2040-41: 3.14; 2041-42: 2.99; 2042-43: 2.85; 2043-44: 2.72; 2044-45: 2.59; 2045-46: 2.53; 2046-47: 2.47; 2047-48: 2.43; 2048-49: 2.38; 2049-50: 2.38
16BL | Percentage of consumption driven by climate change | Input | % | 1 | 2019-20: 0%; 2020-21: 0%; 2021-22: 0%; 2022-23: 0.1%; 2023-24: 0.1%; 2024-25: 0.1%; 2025-26: 0.1%; 2026-27: 0.1%; 2027-28: 0.1%; 2028-29: 0.2%; 2029-30: 0.2%; 2030-31: 0.2%; 2031-32: 0.2%; 2032-33: 0.3%; 2033-34: 0.3%; 2034-35: 0.3%; 2035-36: 0.4%; 2036-37: 0.4%; 2037-38: 0.4%; 2038-39: 0.5%; 2039-40: 0.5%; 2040-41: 0.6%; 2041-42: 0.6%; 2042-43: 0.6%; 2043-44: 0.7%; 2044-45: 0.7%; 2045-46: 0.8%; 2046-47: 0.8%; 2047-48: 0.8%; 2048-49: 0.8%; 2049-50: 0.9%
17BL | Volume of consumption driven by climate change | 16BL * (12BL + sum(13BL:15BL) - sum (23BL:26BL)) | Ml/d | 2 | 2019-20: 0; 2020-21: 0; 2021-22: 0; 2022-23: 0.04999; 2023-24: 0.04986; 2024-25: 0.04937; 2025-26: 0.04935; 2026-27: 0.04927; 2027-28: 0.04927; 2028-29: 0.09872; 2029-30: 0.09882; 2030-31: 0.09894; 2031-32: 0.09904; 2032-33: 0.14883; 2033-34: 0.14904; 2034-35: 0.14925; 2035-36: 0.19908; 2036-37: 0.19908; 2037-38: 0.19936; 2038-39: 0.2496; 2039-40: 0.25015; 2040-41: 0.30042; 2041-42: 0.30078; 2042-43: 0.30132; 2043-44: 0.3521; 2044-45: 0.3528; 2045-46: 0.404; 2046-47: 0.40464; 2047-48: 0.4056; 2048-49: 0.40648; 2049-50: 0.45837
18BL | Measured Household - PCC | ((14BL - 25BL) * 1,000,000) / (39BL *1,000) | l/h/d | 1 | 2019-20: 139.0779; 2020-21: 137.3959; 2021-22: 135.5509; 2022-23: 134.6941; 2023-24: 133.7347; 2024-25: 131.0167; 2025-26: 130.617; 2026-27: 130.1917; 2027-28: 129.8583; 2028-29: 129.5309; 2029-30: 129.168; 2030-31: 129.0319; 2031-32: 128.9782; 2032-33: 129.1532; 2033-34: 129.3377; 2034-35: 129.5206; 2035-36: 129.6483; 2036-37: 129.7953; 2037-38: 130.3791; 2038-39: 130.8867; 2039-40: 131.3384; 2040-41: 131.4745; 2041-42: 131.5706; 2042-43: 131.7528; 2043-44: 131.8886; 2044-45: 132.0079; 2045-46: 132.1015; 2046-47: 132.16; 2047-48: 132.2173; 2048-49: 132.3209; 2049-50: 132.3725
19BL | Unmeasured Household - PCC | ((15BL - 26BL) * 1,000,000) / (40BL *1,000) | l/h/d | 1 | 2019-20: 184.847; 2020-21: 184.3698; 2021-22: 184.1739; 2022-23: 183.5789; 2023-24: 183.3809; 2024-25: 182.8007; 2025-26: 182.3042; 2026-27: 181.8304; 2027-28: 181.3844; 2028-29: 180.8927; 2029-30: 180.5455; 2030-31: 180.7349; 2031-32: 181.0276; 2032-33: 181.4049; 2033-34: 181.4691; 2034-35: 181.7225; 2035-36: 182.2095; 2036-37: 182.4664; 2037-38: 182.4276; 2038-39: 183.1797; 2039-40: 183.5638; 2040-41: 183.7071; 2041-42: 184.2123; 2042-43: 184.4993; 2043-44: 185.3214; 2044-45: 186.0465; 2045-46: 186.5079; 2046-47: 186.1183; 2047-48: 187.3342; 2048-49: 186.7658; 2049-50: 186.7816
20BL | Average Household - PCC | (((14BL - 25BL) + (15BL - 26BL)) * 1,000,000) / ((39BL + 40BL) *1,000) | l/h/d | 1 | 2019-20: 148.7074; 2020-21: 146.7988; 2021-22: 144.8511; 2022-23: 143.5431; 2023-24: 142.2358; 2024-25: 139.4244; 2025-26: 138.6034; 2026-27: 137.7905; 2027-28: 137.0656; 2028-29: 136.3363; 2029-30: 135.6207; 2030-31: 135.1937; 2031-32: 134.8697; 2032-33: 134.7724; 2033-34: 134.6649; 2034-35: 134.5921; 2035-36: 134.5067; 2036-37: 134.4278; 2037-38: 134.7349; 2038-39: 135.0496; 2039-40: 135.2888; 2040-41: 135.2261; 2041-42: 135.1572; 2042-43: 135.1577; 2043-44: 135.1521; 2044-45: 135.1249; 2045-46: 135.1532; 2046-47: 135.1028; 2047-48: 135.1512; 2048-49: 135.1506; 2049-50: 135.1871
21BL | Water taken unbilled | Input | Ml/d | 2 | 2019-20: 1.42; 2020-21: 1.42; 2021-22: 1.41; 2022-23: 1.41; 2023-24: 1.41; 2024-25: 1.42; 2025-26: 1.4; 2026-27: 1.41; 2027-28: 1.43; 2028-29: 1.41; 2029-30: 1.42; 2030-31: 1.4; 2031-32: 1.4; 2032-33: 1.41; 2033-34: 1.42; 2034-35: 1.4; 2035-36: 1.41; 2036-37: 1.41; 2037-38: 1.42; 2038-39: 1.43; 2039-40: 1.41; 2040-41: 1.41; 2041-42: 1.43; 2042-43: 1.42; 2043-44: 1.42; 2044-45: 1.41; 2045-46: 1.42; 2046-47: 1.42; 2047-48: 1.4; 2048-49: 1.42; 2049-50: 1.43
22BL | Distribution system operational use | Input | Ml/d | 2 | 2019-20: 0.39; 2020-21: 0.39; 2021-22: 0.39; 2022-23: 0.39; 2023-24: 0.39; 2024-25: 0.39; 2025-26: 0.39; 2026-27: 0.39; 2027-28: 0.39; 2028-29: 0.39; 2029-30: 0.39; 2030-31: 0.39; 2031-32: 0.39; 2032-33: 0.39; 2033-34: 0.39; 2034-35: 0.39; 2035-36: 0.39; 2036-37: 0.39; 2037-38: 0.39; 2038-39: 0.39; 2039-40: 0.39; 2040-41: 0.39; 2041-42: 0.39; 2042-43: 0.39; 2043-44: 0.39; 2044-45: 0.39; 2045-46: 0.39; 2046-47: 0.39; 2047-48: 0.39; 2048-49: 0.39; 2049-50: 0.39
23BL | Measured Non Household - USPL | Input | Ml/d | 2 | 2019-20: 0.05; 2020-21: 0.05; 2021-22: 0.05; 2022-23: 0.05; 2023-24: 0.05; 2024-25: 0.05; 2025-26: 0.05; 2026-27: 0.06; 2027-28: 0.06; 2028-29: 0.06; 2029-30: 0.06; 2030-31: 0.06; 2031-32: 0.06; 2032-33: 0.06; 2033-34: 0.06; 2034-35: 0.06; 2035-36: 0.06; 2036-37: 0.06; 2037-38: 0.06; 2038-39: 0.06; 2039-40: 0.06; 2040-41: 0.06; 2041-42: 0.06; 2042-43: 0.06; 2043-44: 0.06; 2044-45: 0.06; 2045-46: 0.06; 2046-47: 0.06; 2047-48: 0.06; 2048-49: 0.06; 2049-50: 0.06
24BL | Unmeasured Non Household - USPL | Input | Ml/d | 2 | 2019-20: 0; 2020-21: 0; 2021-22: 0; 2022-23: 0; 2023-24: 0; 2024-25: 0; 2025-26: 0; 2026-27: 0; 2027-28: 0; 2028-29: 0; 2029-30: 0; 2030-31: 0; 2031-32: 0; 2032-33: 0; 2033-34: 0; 2034-35: 0; 2035-36: 0; 2036-37: 0; 2037-38: 0; 2038-39: 0; 2039-40: 0; 2040-41: 0; 2041-42: 0; 2042-43: 0; 2043-44: 0; 2044-45: 0; 2045-46: 0; 2046-47: 0; 2047-48: 0; 2048-49: 0; 2049-50: 0
25BL | Measured Household - USPL | Input | Ml/d | 2 | 2019-20: 1.14; 2020-21: 1.15; 2021-22: 1.13; 2022-23: 1.16; 2023-24: 1.19; 2024-25: 1.14; 2025-26: 1.14; 2026-27: 1.14; 2027-28: 1.14; 2028-29: 1.15; 2029-30: 1.15; 2030-31: 1.15; 2031-32: 1.15; 2032-33: 1.17; 2033-34: 1.19; 2034-35: 1.21; 2035-36: 1.23; 2036-37: 1.25; 2037-38: 1.26; 2038-39: 1.28; 2039-40: 1.29; 2040-41: 1.3; 2041-42: 1.32; 2042-43: 1.33; 2043-44: 1.34; 2044-45: 1.35; 2045-46: 1.36; 2046-47: 1.37; 2047-48: 1.38; 2048-49: 1.39; 2049-50: 1.39
26BL | Unmeasured Household - USPL | Input | Ml/d | 2 | 2019-20: 0.67; 2020-21: 0.64; 2021-22: 0.61; 2022-23: 0.58; 2023-24: 0.55; 2024-25: 0.52; 2025-26: 0.5; 2026-27: 0.48; 2027-28: 0.46; 2028-29: 0.44; 2029-30: 0.42; 2030-31: 0.4; 2031-32: 0.38; 2032-33: 0.36; 2033-34: 0.34; 2034-35: 0.33; 2035-36: 0.31; 2036-37: 0.29; 2037-38: 0.28; 2038-39: 0.26; 2039-40: 0.25; 2040-41: 0.24; 2041-42: 0.22; 2042-43: 0.21; 2043-44: 0.2; 2044-45: 0.19; 2045-46: 0.18; 2046-47: 0.18; 2047-48: 0.17; 2048-49: 0.17; 2049-50: 0.17
27BL | Void Properties - USPL | Input | Ml/d | 2 | 2019-20: 0.13; 2020-21: 0.13; 2021-22: 0.13; 2022-23: 0.13; 2023-24: 0.13; 2024-25: 0.14; 2025-26: 0.14; 2026-27: 0.14; 2027-28: 0.14; 2028-29: 0.14; 2029-30: 0.14; 2030-31: 0.15; 2031-32: 0.15; 2032-33: 0.15; 2033-34: 0.15; 2034-35: 0.15; 2035-36: 0.15; 2036-37: 0.15; 2037-38: 0.15; 2038-39: 0.15; 2039-40: 0.15; 2040-41: 0.16; 2041-42: 0.16; 2042-43: 0.16; 2043-44: 0.16; 2044-45: 0.16; 2045-46: 0.16; 2046-47: 0.16; 2047-48: 0.16; 2048-49: 0.16; 2049-50: 0.16
28BL | Distribution losses | Input | Ml/d | 2 | 2019-20: 7.83; 2020-21: 7.67; 2021-22: 7.57; 2022-23: 7.42; 2023-24: 7.27; 2024-25: 7.11; 2025-26: 7.11; 2026-27: 7.11; 2027-28: 7.11; 2028-29: 7.11; 2029-30: 7.11; 2030-31: 7.11; 2031-32: 7.11; 2032-33: 7.11; 2033-34: 7.11; 2034-35: 7.11; 2035-36: 7.11; 2036-37: 7.11; 2037-38: 7.11; 2038-39: 7.11; 2039-40: 7.11; 2040-41: 7.11; 2041-42: 7.11; 2042-43: 7.11; 2043-44: 7.11; 2044-45: 7.11; 2045-46: 7.11; 2046-47: 7.11; 2047-48: 7.11; 2048-49: 7.11; 2049-50: 7.11
29BL | Total Leakage | sum (23BL:28BL) | Ml/d | 2 | 2019-20: 9.82; 2020-21: 9.64; 2021-22: 9.49; 2022-23: 9.34; 2023-24: 9.19; 2024-25: 8.96; 2025-26: 8.94; 2026-27: 8.93; 2027-28: 8.91; 2028-29: 8.9; 2029-30: 8.88; 2030-31: 8.87; 2031-32: 8.85; 2032-33: 8.85; 2033-34: 8.85; 2034-35: 8.86; 2035-36: 8.86; 2036-37: 8.86; 2037-38: 8.86; 2038-39: 8.86; 2039-40: 8.86; 2040-41: 8.87; 2041-42: 8.87; 2042-43: 8.87; 2043-44: 8.87; 2044-45: 8.87; 2045-46: 8.87; 2046-47: 8.88; 2047-48: 8.88; 2048-49: 8.89; 2049-50: 8.89
30BL | Leakage/property | (29BL * 1,000,000) / (36BL * 1,000) | l/prop/d | 2 | 2019-20: 102.5577; 2020-21: 99.4419; 2021-22: 96.7222; 2022-23: 94.1409; 2023-24: 91.6215; 2024-25: 88.5761; 2025-26: 87.449; 2026-27: 86.5209; 2027-28: 85.3882; 2028-29: 84.1321; 2029-30: 82.8706; 2030-31: 81.8137; 2031-32: 80.7813; 2032-33: 80; 2033-34: 79.2741; 2034-35: 78.722; 2035-36: 78.1705; 2036-37: 77.66; 2037-38: 77.2039; 2038-39: 76.7824; 2039-40: 76.3694; 2040-41: 76.0518; 2041-42: 75.6548; 2042-43: 75.2664; 2043-44: 74.8845; 2044-45: 74.5121; 2045-46: 74.1471; 2046-47: 73.8726; 2047-48: 73.5227; 2048-49: 73.2628; 2049-50: 72.9274
31BL | Measured Non Household - properties | Input | 000's | 2 | 2019-20: 6.157; 2020-21: 6.272; 2021-22: 6.35; 2022-23: 6.495; 2023-24: 6.6; 2024-25: 6.687; 2025-26: 6.766; 2026-27: 6.832; 2027-28: 6.888; 2028-29: 6.936; 2029-30: 6.981; 2030-31: 7.019; 2031-32: 7.054; 2032-33: 7.087; 2033-34: 7.113; 2034-35: 7.138; 2035-36: 7.163; 2036-37: 7.187; 2037-38: 7.212; 2038-39: 7.236; 2039-40: 7.26; 2040-41: 7.283; 2041-42: 7.306; 2042-43: 7.329; 2043-44: 7.353; 2044-45: 7.377; 2045-46: 7.401; 2046-47: 7.426; 2047-48: 7.45; 2048-49: 7.473; 2049-50: 7.496
32BL | Unmeasured Non Household - properties | Input | 000's | 2 | 2019-20: 0.026; 2020-21: 0.026; 2021-22: 0.026; 2022-23: 0.026; 2023-24: 0.027; 2024-25: 0.027; 2025-26: 0.027; 2026-27: 0.027; 2027-28: 0.028; 2028-29: 0.028; 2029-30: 0.028; 2030-31: 0.028; 2031-32: 0.028; 2032-33: 0.028; 2033-34: 0.029; 2034-35: 0.029; 2035-36: 0.029; 2036-37: 0.029; 2037-38: 0.029; 2038-39: 0.029; 2039-40: 0.029; 2040-41: 0.029; 2041-42: 0.029; 2042-43: 0.029; 2043-44: 0.03; 2044-45: 0.03; 2045-46: 0.03; 2046-47: 0.03; 2047-48: 0.03; 2048-49: 0.03; 2049-50: 0.03
33BL | All void non-households - properties | Input | 000's | 2 | 2019-20: 0; 2020-21: 0; 2021-22: 0; 2022-23: 0; 2023-24: 0; 2024-25: 0; 2025-26: 0; 2026-27: 0; 2027-28: 0; 2028-29: 0; 2029-30: 0; 2030-31: 0; 2031-32: 0; 2032-33: 0; 2033-34: 0; 2034-35: 0; 2035-36: 0; 2036-37: 0; 2037-38: 0; 2038-39: 0; 2039-40: 0; 2040-41: 0; 2041-42: 0; 2042-43: 0; 2043-44: 0; 2044-45: 0; 2045-46: 0; 2046-47: 0; 2047-48: 0; 2048-49: 0; 2049-50: 0
34BL | Measured households - properties (excl. void) | Year before + sum (34.1BL:34.6BL) | 000's | 2 | 2019-20: 73.514; 2020-21: 75.18; 2021-22: 76.787; 2022-23: 78.342; 2023-24: 79.908; 2024-25: 81.227; 2025-26: 82.672; 2026-27: 84.023; 2027-28: 85.523; 2028-29: 87.323; 2029-30: 89.042; 2030-31: 90.645; 2031-32: 92.115; 2032-33: 93.507; 2033-34: 94.836; 2034-35: 96.054; 2035-36: 97.141; 2036-37: 98.17; 2037-38: 99.115; 2038-39: 100.006; 2039-40: 100.88; 2040-41: 101.737; 2041-42: 102.579; 2042-43: 103.406; 2043-44: 104.217; 2044-45: 105.012; 2045-46: 105.66; 2046-47: 106.298; 2047-48: 106.918; 2048-49: 107.529; 2049-50: 108.051
34.1BL | New build properties - properties | Input (new builds in each year) | 000's | 2 | 2019-20: 0.978; 2020-21: 0.913; 2021-22: 0.903; 2022-23: 0.913; 2023-24: 0.95; 2024-25: 0.73; 2025-26: 0.958; 2026-27: 0.882; 2027-28: 1.048; 2028-29: 1.364; 2029-30: 1.3; 2030-31: 1.199; 2031-32: 1.081; 2032-33: 1.017; 2033-34: 0.967; 2034-35: 0.869; 2035-36: 0.751; 2036-37: 0.705; 2037-38: 0.633; 2038-39: 0.592; 2039-40: 0.585; 2040-41: 0.578; 2041-42: 0.573; 2042-43: 0.568; 2043-44: 0.562; 2044-45: 0.555; 2045-46: 0.548; 2046-47: 0.542; 2047-48: 0.535; 2048-49: 0.529; 2049-50: 0.522
34.2BL | Meter optants - properties | Input (meter optants in each year) | 000's | 2 | 2019-20: 0.484; 2020-21: 0.462; 2021-22: 0.423; 2022-23: 0.372; 2023-24: 0.356; 2024-25: 0.34; 2025-26: 0.248; 2026-27: 0.24; 2027-28: 0.232; 2028-29: 0.224; 2029-30: 0.216; 2030-31: 0.209; 2031-32: 0.202; 2032-33: 0.195; 2033-34: 0.189; 2034-35: 0.183; 2035-36: 0.177; 2036-37: 0.171; 2037-38: 0.165; 2038-39: 0.159; 2039-40: 0.154; 2040-41: 0.149; 2041-42: 0.144; 2042-43: 0.139; 2043-44: 0.134; 2044-45: 0.13; 2045-46: 0; 2046-47: 0; 2047-48: 0; 2048-49: 0; 2049-50: 0
34.3BL | Compulsory metering - properties | Input (compulsory meters in each year) | 000's | 2 | 2019-20: 0; 2020-21: 0; 2021-22: 0; 2022-23: 0; 2023-24: 0; 2024-25: 0; 2025-26: 0; 2026-27: 0; 2027-28: 0; 2028-29: 0; 2029-30: 0; 2030-31: 0; 2031-32: 0; 2032-33: 0; 2033-34: 0; 2034-35: 0; 2035-36: 0; 2036-37: 0; 2037-38: 0; 2038-39: 0; 2039-40: 0; 2040-41: 0; 2041-42: 0; 2042-43: 0; 2043-44: 0; 2044-45: 0; 2045-46: 0; 2046-47: 0; 2047-48: 0; 2048-49: 0; 2049-50: 0
34.4BL | Metering on change of occupancy - properties | Input (change of occupancy meters in each year) | 000's | 2 | 2019-20: 0.287; 2020-21: 0.277; 2021-22: 0.267; 2022-23: 0.257; 2023-24: 0.247; 2024-25: 0.237; 2025-26: 0.227; 2026-27: 0.218; 2027-28: 0.209; 2028-29: 0.201; 2029-30: 0.193; 2030-31: 0.185; 2031-32: 0.178; 2032-33: 0.171; 2033-34: 0.164; 2034-35: 0.157; 2035-36: 0.151; 2036-37: 0.145; 2037-38: 0.139; 2038-39: 0.133; 2039-40: 0.128; 2040-41: 0.123; 2041-42: 0.118; 2042-43: 0.113; 2043-44: 0.109; 2044-45: 0.104; 2045-46: 0.1; 2046-47: 0.096; 2047-48: 0.085; 2048-49: 0.082; 2049-50: 0
34.5BL | Selective metering - properties | Input (selective meters in each year) | 000's | 2 | 2019-20: 0.015; 2020-21: 0.014; 2021-22: 0.014; 2022-23: 0.013; 2023-24: 0.013; 2024-25: 0.012; 2025-26: 0.012; 2026-27: 0.011; 2027-28: 0.011; 2028-29: 0.011; 2029-30: 0.01; 2030-31: 0.01; 2031-32: 0.009; 2032-33: 0.009; 2033-34: 0.009; 2034-35: 0.009; 2035-36: 0.008; 2036-37: 0.008; 2037-38: 0.008; 2038-39: 0.007; 2039-40: 0.007; 2040-41: 0.007; 2041-42: 0.007; 2042-43: 0.007; 2043-44: 0.006; 2044-45: 0.006; 2045-46: 0; 2046-47: 0; 2047-48: 0; 2048-49: 0; 2049-50: 0
34.6BL | Other changes to existing metering - properties | Input (other changes to meters in each year) | 000's | 2 | 2019-20: 0; 2020-21: 0; 2021-22: 0; 2022-23: 0; 2023-24: 0; 2024-25: 0; 2025-26: 0; 2026-27: 0; 2027-28: 0; 2028-29: 0; 2029-30: 0; 2030-31: 0; 2031-32: 0; 2032-33: 0; 2033-34: 0; 2034-35: 0; 2035-36: 0; 2036-37: 0; 2037-38: 0; 2038-39: 0; 2039-40: 0; 2040-41: 0; 2041-42: 0; 2042-43: 0; 2043-44: 0; 2044-45: 0; 2045-46: 0; 2046-47: 0; 2047-48: 0; 2048-49: 0; 2049-50: 0
34.7BL | Measured household void properties | Input | 000's | 2 | 2019-20: 1.783; 2020-21: 1.832; 2021-22: 1.879; 2022-23: 1.932; 2023-24: 1.98; 2024-25: 2.027; 2025-26: 2.076; 2026-27: 2.12; 2027-28: 2.161; 2028-29: 2.199; 2029-30: 2.235; 2030-31: 2.27; 2031-32: 2.303; 2032-33: 2.333; 2033-34: 2.36; 2034-35: 2.385; 2035-36: 2.41; 2036-37: 2.434; 2037-38: 2.457; 2038-39: 2.48; 2039-40: 2.502; 2040-41: 2.524; 2041-42: 2.545; 2042-43: 2.566; 2043-44: 2.586; 2044-45: 2.606; 2045-46: 2.622; 2046-47: 2.638; 2047-48: 2.653; 2048-49: 2.668; 2049-50: 2.681
35BL | Unmeasured households - properties (excl. void) | Input | 000's | 2 | 2019-20: 13.938; 2020-21: 13.311; 2021-22: 12.766; 2022-23: 12.123; 2023-24: 11.508; 2024-25: 10.919; 2025-26: 10.432; 2026-27: 9.962; 2027-28: 9.51; 2028-29: 9.075; 2029-30: 8.655; 2030-31: 8.251; 2031-32: 7.861; 2032-33: 7.486; 2033-34: 7.125; 2034-35: 6.776; 2035-36: 6.441; 2036-37: 6.117; 2037-38: 5.806; 2038-39: 5.505; 2039-40: 5.216; 2040-41: 4.937; 2041-42: 4.669; 2042-43: 4.41; 2043-44: 4.161; 2044-45: 3.92; 2045-46: 3.82; 2046-47: 3.724; 2047-48: 3.639; 2048-49: 3.557; 2049-50: 3.557
35.1BL | Unmeasured household void properties | Input | 000's | 2 | 2019-20: 0.333; 2020-21: 0.32; 2021-22: 0.308; 2022-23: 0.295; 2023-24: 0.281; 2024-25: 0.269; 2025-26: 0.258; 2026-27: 0.248; 2027-28: 0.237; 2028-29: 0.225; 2029-30: 0.214; 2030-31: 0.204; 2031-32: 0.194; 2032-33: 0.184; 2033-34: 0.175; 2034-35: 0.166; 2035-36: 0.158; 2036-37: 0.15; 2037-38: 0.142; 2038-39: 0.135; 2039-40: 0.128; 2040-41: 0.121; 2041-42: 0.115; 2042-43: 0.108; 2043-44: 0.102; 2044-45: 0.096; 2045-46: 0.094; 2046-47: 0.091; 2047-48: 0.089; 2048-49: 0.087; 2049-50: 0.087
36BL | Total Resource Zone Properties (incl. voids) | sum (31BL:34BL) + 34.7BL + 35BL + 35.1BL | 000's | 2 | 2019-20: 95.751; 2020-21: 96.941; 2021-22: 98.116; 2022-23: 99.213; 2023-24: 100.304; 2024-25: 101.156; 2025-26: 102.231; 2026-27: 103.212; 2027-28: 104.347; 2028-29: 105.786; 2029-30: 107.155; 2030-31: 108.417; 2031-32: 109.555; 2032-33: 110.625; 2033-34: 111.638; 2034-35: 112.548; 2035-36: 113.342; 2036-37: 114.087; 2037-38: 114.761; 2038-39: 115.391; 2039-40: 116.015; 2040-41: 116.631; 2041-42: 117.243; 2042-43: 117.848; 2043-44: 118.449; 2044-45: 119.041; 2045-46: 119.627; 2046-47: 120.207; 2047-48: 120.779; 2048-49: 121.344; 2049-50: 121.902
37BL | Measured Non Household - Population | Input | 000's | 2 | 2019-20: 3.062; 2020-21: 3.105; 2021-22: 3.14; 2022-23: 3.183; 2023-24: 3.226; 2024-25: 3.265; 2025-26: 3.292; 2026-27: 3.347; 2027-28: 3.405; 2028-29: 3.455; 2029-30: 3.503; 2030-31: 3.552; 2031-32: 3.643; 2032-33: 3.707; 2033-34: 3.758; 2034-35: 3.801; 2035-36: 3.835; 2036-37: 3.869; 2037-38: 3.91; 2038-39: 3.952; 2039-40: 3.991; 2040-41: 4.036; 2041-42: 4.084; 2042-43: 4.14; 2043-44: 4.2; 2044-45: 4.259; 2045-46: 4.328; 2046-47: 4.397; 2047-48: 4.466; 2048-49: 4.532; 2049-50: 4.596
38BL | Unmeasured Non Household - Population | Input | 000's | 2 | 2019-20: 0.013; 2020-21: 0.013; 2021-22: 0.013; 2022-23: 0.013; 2023-24: 0.013; 2024-25: 0.013; 2025-26: 0.013; 2026-27: 0.013; 2027-28: 0.014; 2028-29: 0.014; 2029-30: 0.014; 2030-31: 0.014; 2031-32: 0.015; 2032-33: 0.015; 2033-34: 0.015; 2034-35: 0.015; 2035-36: 0.015; 2036-37: 0.016; 2037-38: 0.016; 2038-39: 0.016; 2039-40: 0.016; 2040-41: 0.016; 2041-42: 0.016; 2042-43: 0.017; 2043-44: 0.017; 2044-45: 0.017; 2045-46: 0.017; 2046-47: 0.018; 2047-48: 0.018; 2048-49: 0.018; 2049-50: 0.018
39BL | Measured Household - Population | Input | 000's | 2 | 2019-20: 152.073; 2020-21: 155.172; 2021-22: 157.948; 2022-23: 161.18; 2023-24: 164.43; 2024-25: 167.078; 2025-26: 169.886; 2026-27: 172.438; 2027-28: 175.268; 2028-29: 178.799; 2029-30: 182.011; 2030-31: 184.838; 2031-32: 187.396; 2032-33: 189.852; 2033-34: 192.21; 2034-35: 194.332; 2035-36: 196.146; 2036-37: 197.773; 2037-38: 199.265; 2038-39: 200.708; 2039-40: 202.378; 2040-41: 203.994; 2041-42: 205.669; 2042-43: 207.358; 2043-44: 209.04; 2044-45: 210.745; 2045-46: 212.034; 2046-47: 213.302; 2047-48: 214.571; 2048-49: 215.839; 2049-50: 216.888
40BL | Unmeasured Household - Population | Input | 000's | 2 | 2019-20: 40.52; 2020-21: 38.835; 2021-22: 37.356; 2022-23: 35.625; 2023-24: 33.973; 2024-25: 32.385; 2025-26: 31.047; 2026-27: 29.753; 2027-28: 28.503; 2028-29: 27.309; 2029-30: 26.143; 2030-31: 25.009; 2031-32: 23.919; 2032-33: 22.877; 2033-34: 21.877; 2034-35: 20.911; 2035-36: 19.977; 2036-37: 19.072; 2037-38: 18.199; 2038-39: 17.36; 2039-40: 16.561; 2040-41: 15.786; 2041-42: 15.037; 2042-43: 14.309; 2043-44: 13.598; 2044-45: 12.9; 2045-46: 12.6; 2046-47: 12.304; 2047-48: 12.064; 2048-49: 11.833; 2049-50: 11.832
41BL | Total Resource Zone Population | sum (37BL:40BL) | 000's | 2 | 2019-20: 195.668; 2020-21: 197.125; 2021-22: 198.457; 2022-23: 200.001; 2023-24: 201.642; 2024-25: 202.741; 2025-26: 204.238; 2026-27: 205.551; 2027-28: 207.19; 2028-29: 209.577; 2029-30: 211.671; 2030-31: 213.413; 2031-32: 214.973; 2032-33: 216.451; 2033-34: 217.86; 2034-35: 219.059; 2035-36: 219.973; 2036-37: 220.73; 2037-38: 221.39; 2038-39: 222.036; 2039-40: 222.946; 2040-41: 223.832; 2041-42: 224.806; 2042-43: 225.824; 2043-44: 226.855; 2044-45: 227.921; 2045-46: 228.979; 2046-47: 230.021; 2047-48: 231.119; 2048-49: 232.222; 2049-50: 233.334
42BL | Average household occupancy rate (excl. voids) | (39BL + 40BL) / (34BL + 35BL) | h/prop | 1 | 2019-20: 2.2023; 2020-21: 2.1924; 2021-22: 2.1809; 2022-23: 2.1755; 2023-24: 2.1703; 2024-25: 2.1646; 2025-26: 2.1582; 2026-27: 2.1513; 2027-28: 2.1442; 2028-29: 2.1381; 2029-30: 2.1306; 2030-31: 2.1219; 2031-32: 2.1137; 2032-33: 2.1064; 2033-34: 2.0997; 2034-35: 2.0932; 2035-36: 2.0865; 2036-37: 2.0793; 2037-38: 2.0726; 2038-39: 2.0668; 2039-40: 2.0636; 2040-41: 2.0603; 2041-42: 2.0579; 2042-43: 2.056; 2043-44: 2.0543; 2044-45: 2.0531; 2045-46: 2.0518; 2046-47: 2.0506; 2047-48: 2.0499; 2048-49: 2.0495; 2049-50: 2.0493
43BL | Total Household Metering penetration (excl. voids) | 34BL / (34BL + 35BL) | % | 1 | 2019-20: 84.06%; 2020-21: 84.96%; 2021-22: 85.74%; 2022-23: 86.6%; 2023-24: 87.41%; 2024-25: 88.15%; 2025-26: 88.8%; 2026-27: 89.4%; 2027-28: 89.99%; 2028-29: 90.59%; 2029-30: 91.14%; 2030-31: 91.66%; 2031-32: 92.14%; 2032-33: 92.59%; 2033-34: 93.01%; 2034-35: 93.41%; 2035-36: 93.78%; 2036-37: 94.13%; 2037-38: 94.47%; 2038-39: 94.78%; 2039-40: 95.08%; 2040-41: 95.37%; 2041-42: 95.65%; 2042-43: 95.91%; 2043-44: 96.16%; 2044-45: 96.4%; 2045-46: 96.51%; 2046-47: 96.62%; 2047-48: 96.71%; 2048-49: 96.8%; 2049-50: 96.81%
44BL | Total Household Metering penetration (incl. voids) | (34BL) / (34BL + 34.7BL + 35BL + 35.1BL) | % | 1 | 2019-20: 82.08%; 2020-21: 82.94%; 2021-22: 83.7%; 2022-23: 84.52%; 2023-24: 85.3%; 2024-25: 86.01%; 2025-26: 86.62%; 2026-27: 87.2%; 2027-28: 87.78%; 2028-29: 88.36%; 2029-30: 88.91%; 2030-31: 89.42%; 2031-32: 89.89%; 2032-33: 90.34%; 2033-34: 90.76%; 2034-35: 91.15%; 2035-36: 91.51%; 2036-37: 91.86%; 2037-38: 92.18%; 2038-39: 92.49%; 2039-40: 92.78%; 2040-41: 93.06%; 2041-42: 93.33%; 2042-43: 93.59%; 2043-44: 93.83%; 2044-45: 94.07%; 2045-46: 94.17%; 2046-47: 94.28%; 2047-48: 94.37%; 2048-49: 94.46%; 2049-50: 94.47%
45BL | Distribution input | sum (12BL:15BL) +21BL + 22BL + 27BL + 28BL | Ml/d | 2 | 2019-20: 62.28; 2020-21: 61.84; 2021-22: 61.42; 2022-23: 61.13; 2023-24: 60.85; 2024-25: 60.14; 2025-26: 60.08; 2026-27: 60; 2027-28: 60; 2028-29: 60.06; 2029-30: 60.1; 2030-31: 60.13; 2031-32: 60.16; 2032-33: 60.26; 2033-34: 60.34; 2034-35: 60.4; 2035-36: 60.43; 2036-37: 60.43; 2037-38: 60.51; 2038-39: 60.6; 2039-40: 60.69; 2040-41: 60.74; 2041-42: 60.82; 2042-43: 60.9; 2043-44: 60.98; 2044-45: 61.07; 2045-46: 61.18; 2046-47: 61.27; 2047-48: 61.37; 2048-49: 61.51; 2049-50: 61.64
46BL | Target headroom (climate change component) | Input | Ml/d | 2 | 2019-20: 1.3363; 2020-21: 1.3363; 2021-22: 1.3363; 2022-23: 1.3363; 2023-24: 1.3363; 2024-25: 1.3363; 2025-26: 1.3363; 2026-27: 1.3165; 2027-28: 1.4032; 2028-29: 1.4455; 2029-30: 1.4414; 2030-31: 1.5119; 2031-32: 1.536; 2032-33: 1.6007; 2033-34: 1.6196; 2034-35: 1.6249; 2035-36: 1.5795; 2036-37: 1.5133; 2037-38: 1.5232; 2038-39: 1.5129; 2039-40: 0; 2040-41: 0; 2041-42: 0; 2042-43: 0; 2043-44: 0; 2044-45: 0; 2045-46: 0; 2046-47: 0; 2047-48: 0; 2048-49: 0; 2049-50: 0
47BL | Target headroom (All other components) | Input | Ml/d | 2 | 2019-20: 2.3394; 2020-21: 2.3394; 2021-22: 2.3394; 2022-23: 2.3394; 2023-24: 2.3394; 2024-25: 2.3394; 2025-26: 2.3394; 2026-27: 2.5593; 2027-28: 2.5625; 2028-29: 2.635; 2029-30: 2.7569; 2030-31: 2.6924; 2031-32: 2.8042; 2032-33: 2.885; 2033-34: 2.9216; 2034-35: 3.0481; 2035-36: 2.582; 2036-37: 2.2932; 2037-38: 2.4069; 2038-39: 2.5096; 2039-40: 0.48705; 2040-41: 0.56174; 2041-42: 0.61307; 2042-43: 0.69127; 2043-44: 0.82044; 2044-45: 0.97752; 2045-46: 0.54443; 2046-47: 0.65527; 2047-48: 0.68508; 2048-49: 0.73284; 2049-50: 0.72592
48BL | Target Headroom | 46BL + 47BL | Ml/d | 2 | 2019-20: 3.6757; 2020-21: 3.6757; 2021-22: 3.6757; 2022-23: 3.6757; 2023-24: 3.6757; 2024-25: 3.6757; 2025-26: 3.6757; 2026-27: 3.8759; 2027-28: 3.9657; 2028-29: 4.0805; 2029-30: 4.1983; 2030-31: 4.2042; 2031-32: 4.3402; 2032-33: 4.4857; 2033-34: 4.5412; 2034-35: 4.673; 2035-36: 4.1615; 2036-37: 3.8065; 2037-38: 3.9301; 2038-39: 4.0225; 2039-40: 0.48705; 2040-41: 0.56174; 2041-42: 0.61307; 2042-43: 0.69127; 2043-44: 0.82044; 2044-45: 0.97752; 2045-46: 0.54443; 2046-47: 0.65527; 2047-48: 0.68508; 2048-49: 0.73284; 2049-50: 0.72592
49BL | Available Headroom | 11BL - 45BL | Ml/d | 2 | 2019-20: 6.7; 2020-21: 7.14; 2021-22: 7.56; 2022-23: 7.85; 2023-24: 8.13; 2024-25: 8.84; 2025-26: 3.68; 2026-27: 3.89; 2027-28: 3.96; 2028-29: 4.09; 2029-30: 4.2; 2030-31: 4.2; 2031-32: 4.34; 2032-33: 4.22; 2033-34: 4.12; 2034-35: 4.04; 2035-36: 4.01; 2036-37: 3.81; 2037-38: 3.89; 2038-39: 3.78; 2039-40: 0.49; 2040-41: -10.83; 2041-42: -10.93; 2042-43: -11.03; 2043-44: -11.13; 2044-45: -11.24; 2045-46: -11.38; 2046-47: -11.49; 2047-48: -11.61; 2048-49: -11.77; 2049-50: -11.93
49.1BL | Available non-potable balance (if applicable) | 1.1BL -12.1BL | Ml/d | 2 | 2019-20: 0; 2020-21: 0; 2021-22: 0; 2022-23: 0; 2023-24: 0; 2024-25: 0; 2025-26: 0; 2026-27: 0; 2027-28: 0; 2028-29: 0; 2029-30: 0; 2030-31: 0; 2031-32: 0; 2032-33: 0; 2033-34: 0; 2034-35: 0; 2035-36: 0; 2036-37: 0; 2037-38: 0; 2038-39: 0; 2039-40: 0; 2040-41: 0; 2041-42: 0; 2042-43: 0; 2043-44: 0; 2044-45: 0; 2045-46: 0; 2046-47: 0; 2047-48: 0; 2048-49: 0; 2049-50: 0
50BL | Supply Demand Balance | 49BL - 48BL | Ml/d | 2 | 2019-20: 3.0243; 2020-21: 3.4643; 2021-22: 3.8843; 2022-23: 4.1743; 2023-24: 4.4543; 2024-25: 5.1643; 2025-26: 0.0042952; 2026-27: 0.014115; 2027-28: -0.0056536; 2028-29: 0.0095003; 2029-30: 0.0016602; 2030-31: -0.0042302; 2031-32: -0.00015189; 2032-33: -0.26569; 2033-34: -0.42124; 2034-35: -0.63302; 2035-36: -0.15149; 2036-37: 0.0035148; 2037-38: -0.040126; 2038-39: -0.24245; 2039-40: 0.0029472; 2040-41: -11.3917; 2041-42: -11.5431; 2042-43: -11.7213; 2043-44: -11.9504; 2044-45: -12.2175; 2045-46: -11.9244; 2046-47: -12.1453; 2047-48: -12.2951; 2048-49: -12.5028; 2049-50: -12.6559
Table 3b: DYAA - Final plan Options | Back to top of sheet |  |  |  | 2019-20: 0.1
WRMP24 reference | Option type | Cat ID | Unit | Decimal places | 2019-20 | 2020-21 | 2021-22 | 2022-23 | 2023-24 | 2024-25 | 2025-26 | 2026-27 | 2027-28 | 2028-29 | 2029-30 | 2030-31 | 2031-32 | 2032-33 | 2033-34 | 2034-35 | 2035-36 | 2036-37 | 2037-38 | 2038-39 | 2039-40 | 2040-41 | 2041-42 | 2042-43 | 2043-44 | 2044-45 | 2045-46 | 2046-47 | 2047-48 | 2048-49 | 2049-50 | 2050-51 | 2051-52 | 2052-53 | 2053-54 | 2054-55 | 2055-56 | 2056-57 | 2057-58 | 2058-59 | 2059-60 | 2060-61 | 2061-62 | 2062-63 | 2063-64 | 2064-65 | 2065-66 | 2066-67 | 2067-68 | 2068-69 | 2069-70 | 2070-71 | 2071-72 | 2072-73 | 2073-74 | 2074-75 | 2075-76 | 2076-77 | 2077-78 | 2078-79 | 2079-80 | 2080-81 | 2081-82 | 2082-83 | 2083-84 | 2084-85 | 2085-86 | 2086-87 | 2087-88 | 2088-89 | 2089-90 | 2090-91 | 2091-92 | 2092-93 | 2093-94 | 2094-95 | 2095-96 | 2096-97 | 2097-98 | 2098-99 | 2099-100
1.11FP | Non potable supplies input reductions as -ve and increases as +ve | RSNPS | Ml/d | 2 | 0.1 2019-20: 0; 0.1 2020-21: 0; 0.1 2021-22: 0; 0.1 2022-23: 0; 0.1 2023-24: 0; 0.1 2024-25: 0; 0.1 2025-26: 0; 0.1 2026-27: 0; 0.1 2027-28: 0; 0.1 2028-29: 0; 0.1 2029-30: 0; 0.1 2030-31: 0; 0.1 2031-32: 0; 0.1 2032-33: 0; 0.1 2033-34: 0; 0.1 2034-35: 0; 0.1 2035-36: 0; 0.1 2036-37: 0; 0.1 2037-38: 0; 0.1 2038-39: 0; 0.1 2039-40: 0; 0.1 2040-41: 0; 0.1 2041-42: 0; 0.1 2042-43: 0; 0.1 2043-44: 0; 0.1 2044-45: 0; 0.1 2045-46: 0; 0.1 2046-47: 0; 0.1 2047-48: 0; 0.1 2048-49: 0; 0.1 2049-50: 0
2.1FP | Raw water imports input reductions as -ve | RSRWI | Ml/d | 2 | 0.1 2019-20: 0; 0.1 2020-21: 0; 0.1 2021-22: 0; 0.1 2022-23: 0; 0.1 2023-24: 0; 0.1 2024-25: 0; 0.1 2025-26: 0; 0.1 2026-27: 0; 0.1 2027-28: 0; 0.1 2028-29: 0; 0.1 2029-30: 0; 0.1 2030-31: 0; 0.1 2031-32: 0; 0.1 2032-33: 0; 0.1 2033-34: 0; 0.1 2034-35: 0; 0.1 2035-36: 0; 0.1 2036-37: 0; 0.1 2037-38: 0; 0.1 2038-39: 0; 0.1 2039-40: 0; 0.1 2040-41: 0; 0.1 2041-42: 0; 0.1 2042-43: 0; 0.1 2043-44: 0; 0.1 2044-45: 0; 0.1 2045-46: 0; 0.1 2046-47: 0; 0.1 2047-48: 0; 0.1 2048-49: 0; 0.1 2049-50: 0
3.1FP | Potable water imports input reductions as -ve | RSPWI | Ml/d | 2 | 0.1 2019-20: 0; 0.1 2020-21: 0; 0.1 2021-22: 0; 0.1 2022-23: 0; 0.1 2023-24: 0; 0.1 2024-25: 0; 0.1 2025-26: 0; 0.1 2026-27: -0.37; 0.1 2027-28: -0.57; 0.1 2028-29: 0; 0.1 2029-30: 0; 0.1 2030-31: -0.369; 0.1 2031-32: -0.329; 0.1 2032-33: -1.1; 0.1 2033-34: -0.18; 0.1 2034-35: -0.04; 0.1 2035-36: 0; 0.1 2036-37: -22.831; 0.1 2037-38: -21.651; 0.1 2038-39: -20.871; 0.1 2039-40: -23.491; 0.1 2040-41: 0; 0.1 2041-42: 0; 0.1 2042-43: 0; 0.1 2043-44: 0; 0.1 2044-45: 0; 0.1 2045-46: 0; 0.1 2046-47: 0; 0.1 2047-48: 0; 0.1 2048-49: 0; 0.1 2049-50: 0
4.1FP | Raw water exports input reductions as +ve and increases as -ve | RSRWE | Ml/d | 2 | 0.1 2019-20: 0; 0.1 2020-21: 0; 0.1 2021-22: 0; 0.1 2022-23: 0; 0.1 2023-24: 0; 0.1 2024-25: 0; 0.1 2025-26: 0; 0.1 2026-27: 0; 0.1 2027-28: 0; 0.1 2028-29: 0; 0.1 2029-30: 0; 0.1 2030-31: 0; 0.1 2031-32: 0; 0.1 2032-33: 0; 0.1 2033-34: 0; 0.1 2034-35: 0; 0.1 2035-36: 0; 0.1 2036-37: 0; 0.1 2037-38: 0; 0.1 2038-39: 0; 0.1 2039-40: 0; 0.1 2040-41: 0; 0.1 2041-42: 0; 0.1 2042-43: 0; 0.1 2043-44: 0; 0.1 2044-45: 0; 0.1 2045-46: 0; 0.1 2046-47: 0; 0.1 2047-48: 0; 0.1 2048-49: 0; 0.1 2049-50: 0
5.1FP | Potable water exports input reductions as +ve and increases as -ve | RSPWE | Ml/d | 2 | 0.1 2019-20: 0; 0.1 2020-21: 0; 0.1 2021-22: 0; 0.1 2022-23: 0; 0.1 2023-24: 0; 0.1 2024-25: 0; 0.1 2025-26: -15.66; 0.1 2026-27: -15.91; 0.1 2027-28: -16; 0.1 2028-29: -16.21; 0.1 2029-30: -16.38; 0.1 2030-31: -24.971; 0.1 2031-32: -25.401; 0.1 2032-33: -24.83; 0.1 2033-34: -25.85; 0.1 2034-35: -26.2; 0.1 2035-36: -27.16; 0.1 2036-37: -43.199; 0.1 2037-38: -44.769; 0.1 2038-39: -45.889; 0.1 2039-40: -40.459; 0.1 2040-41: -53.05; 0.1 2041-42: -53.43; 0.1 2042-43: -53.74; 0.1 2043-44: -53.91; 0.1 2044-45: -53.94; 0.1 2045-46: -54.58; 0.1 2046-47: -54.6; 0.1 2047-48: -54.77; 0.1 2048-49: -54.89; 0.1 2049-50: -54.96
6.2FP | DO benefit from increase raw water abstractions | RSRWA | Ml/d | 2 | 0.1 2019-20: 0; 0.1 2020-21: 0; 0.1 2021-22: 0; 0.1 2022-23: 0; 0.1 2023-24: 0; 0.1 2024-25: 0; 0.1 2025-26: 0; 0.1 2026-27: 0; 0.1 2027-28: 0; 0.1 2028-29: 0; 0.1 2029-30: 0; 0.1 2030-31: 0; 0.1 2031-32: 0; 0.1 2032-33: 0; 0.1 2033-34: 0; 0.1 2034-35: 0; 0.1 2035-36: 0; 0.1 2036-37: 0; 0.1 2037-38: 0; 0.1 2038-39: 0; 0.1 2039-40: 0; 0.1 2040-41: 0; 0.1 2041-42: 0; 0.1 2042-43: 0; 0.1 2043-44: 0; 0.1 2044-45: 0; 0.1 2045-46: 0; 0.1 2046-47: 0; 0.1 2047-48: 0; 0.1 2048-49: 0; 0.1 2049-50: 0
6.3FP | Other options to increase deployable output | RSIPO | Ml/d | 2 | 0.1 2019-20: 0; 0.1 2020-21: 0; 0.1 2021-22: 0; 0.1 2022-23: 0; 0.1 2023-24: 0; 0.1 2024-25: 0; 0.1 2025-26: 14.79; 0.1 2026-27: 14.82; 0.1 2027-28: 14.84; 0.1 2028-29: 14.85; 0.1 2029-30: 14.87; 0.1 2030-31: 22.48; 0.1 2031-32: 22.5; 0.1 2032-33: 22.52; 0.1 2033-34: 22.54; 0.1 2034-35: 22.56; 0.1 2035-36: 22.59; 0.1 2036-37: 60.51; 0.1 2037-38: 60.53; 0.1 2038-39: 60.55; 0.1 2039-40: 56.94; 0.1 2040-41: 56.94; 0.1 2041-42: 56.94; 0.1 2042-43: 56.94; 0.1 2043-44: 56.94; 0.1 2044-45: 56.94; 0.1 2045-46: 56.94; 0.1 2046-47: 56.94; 0.1 2047-48: 56.94; 0.1 2048-49: 56.94; 0.1 2049-50: 56.94
7.01FP | DO benefit from supply side drought measures | RSDPS | Ml/d | 2 | 0.1 2019-20: 0; 0.1 2020-21: 0; 0.1 2021-22: 0; 0.1 2022-23: 0; 0.1 2023-24: 0; 0.1 2024-25: 0; 0.1 2025-26: 0; 0.1 2026-27: 0; 0.1 2027-28: 0; 0.1 2028-29: 0; 0.1 2029-30: 0; 0.1 2030-31: 0; 0.1 2031-32: 0; 0.1 2032-33: 0; 0.1 2033-34: 0; 0.1 2034-35: 0; 0.1 2035-36: 0; 0.1 2036-37: 0; 0.1 2037-38: 0; 0.1 2038-39: 0; 0.1 2039-40: 0; 0.1 2040-41: 0; 0.1 2041-42: 0; 0.1 2042-43: 0; 0.1 2043-44: 0; 0.1 2044-45: 0; 0.1 2045-46: 0; 0.1 2046-47: 0; 0.1 2047-48: 0; 0.1 2048-49: 0; 0.1 2049-50: 0
7.02FP | Benefit from demand side drought measures | RSDPD | Ml/d | 2 | 0.1 2019-20: 0; 0.1 2020-21: 0; 0.1 2021-22: 0; 0.1 2022-23: 0; 0.1 2023-24: 0; 0.1 2024-25: 0; 0.1 2025-26: 0.1; 0.1 2026-27: 0.1; 0.1 2027-28: 0.1; 0.1 2028-29: 0.1; 0.1 2029-30: 0.1; 0.1 2030-31: 0.1; 0.1 2031-32: 0.1; 0.1 2032-33: 0.1; 0.1 2033-34: 0.1; 0.1 2034-35: 0.1; 0.1 2035-36: 0.1; 0.1 2036-37: 0.1; 0.1 2037-38: 0.1; 0.1 2038-39: 0.1; 0.1 2039-40: 0.1; 0.1 2040-41: 0.1; 0.1 2041-42: 0.1; 0.1 2042-43: 0.1; 0.1 2043-44: 0.1; 0.1 2044-45: 0.1; 0.1 2045-46: 0.1; 0.1 2046-47: 0.1; 0.1 2047-48: 0.1; 0.1 2048-49: 0.1; 0.1 2049-50: 0.1
8.1FP | Reduce raw water losses and operational use input as -ve | RSLOU | Ml/d | 2 | 0.1 2019-20: 0; 0.1 2020-21: 0; 0.1 2021-22: 0; 0.1 2022-23: 0; 0.1 2023-24: 0; 0.1 2024-25: 0; 0.1 2025-26: 0; 0.1 2026-27: 0; 0.1 2027-28: 0; 0.1 2028-29: 0; 0.1 2029-30: 0; 0.1 2030-31: 0; 0.1 2031-32: 0; 0.1 2032-33: 0; 0.1 2033-34: 0; 0.1 2034-35: 0; 0.1 2035-36: 0; 0.1 2036-37: 0; 0.1 2037-38: 0; 0.1 2038-39: 0; 0.1 2039-40: 0; 0.1 2040-41: 0; 0.1 2041-42: 0; 0.1 2042-43: 0; 0.1 2043-44: 0; 0.1 2044-45: 0; 0.1 2045-46: 0; 0.1 2046-47: 0; 0.1 2047-48: 0; 0.1 2048-49: 0; 0.1 2049-50: 0
8.2FP | Reduce treatment works losses input as -ve | PSTWL | Ml/d | 2 | 0.1 2019-20: 0; 0.1 2020-21: 0; 0.1 2021-22: 0; 0.1 2022-23: 0; 0.1 2023-24: 0; 0.1 2024-25: 0; 0.1 2025-26: 0; 0.1 2026-27: 0; 0.1 2027-28: 0; 0.1 2028-29: 0; 0.1 2029-30: 0; 0.1 2030-31: 0; 0.1 2031-32: 0; 0.1 2032-33: 0; 0.1 2033-34: 0; 0.1 2034-35: 0; 0.1 2035-36: 0; 0.1 2036-37: 0; 0.1 2037-38: 0; 0.1 2038-39: 0; 0.1 2039-40: 0; 0.1 2040-41: 0; 0.1 2041-42: 0; 0.1 2042-43: 0; 0.1 2043-44: 0; 0.1 2044-45: 0; 0.1 2045-46: 0; 0.1 2046-47: 0; 0.1 2047-48: 0; 0.1 2048-49: 0; 0.1 2049-50: 0
9.1FP | Reduce outages input as -ve | PSROU | Ml/d | 2 | 0.1 2019-20: 0; 0.1 2020-21: 0; 0.1 2021-22: 0; 0.1 2022-23: 0; 0.1 2023-24: 0; 0.1 2024-25: 0; 0.1 2025-26: 0; 0.1 2026-27: 0; 0.1 2027-28: 0; 0.1 2028-29: 0; 0.1 2029-30: 0; 0.1 2030-31: 0; 0.1 2031-32: 0; 0.1 2032-33: 0; 0.1 2033-34: 0; 0.1 2034-35: 0; 0.1 2035-36: 0; 0.1 2036-37: 0; 0.1 2037-38: 0; 0.1 2038-39: 0; 0.1 2039-40: 0; 0.1 2040-41: 0; 0.1 2041-42: 0; 0.1 2042-43: 0; 0.1 2043-44: 0; 0.1 2044-45: 0; 0.1 2045-46: 0; 0.1 2046-47: 0; 0.1 2047-48: 0; 0.1 2048-49: 0; 0.1 2049-50: 0
12.2FP | Change volume delivered to measured non households input reductions as -ve, line to include both measured non-household consumption and USPL options | CVMNH | Ml/d | 2 | 0.1 2019-20: 0; 0.1 2020-21: 0; 0.1 2021-22: 0; 0.1 2022-23: 0; 0.1 2023-24: 0; 0.1 2024-25: 0; 0.1 2025-26: -0.14; 0.1 2026-27: -0.27; 0.1 2027-28: -0.39; 0.1 2028-29: -0.49; 0.1 2029-30: -0.6; 0.1 2030-31: -0.7; 0.1 2031-32: -0.8; 0.1 2032-33: -0.91; 0.1 2033-34: -1.01; 0.1 2034-35: -1.11; 0.1 2035-36: -1.22; 0.1 2036-37: -1.32; 0.1 2037-38: -1.42; 0.1 2038-39: -1.53; 0.1 2039-40: -1.63; 0.1 2040-41: -1.73; 0.1 2041-42: -1.84; 0.1 2042-43: -1.94; 0.1 2043-44: -2.04; 0.1 2044-45: -2.14; 0.1 2045-46: -2.25; 0.1 2046-47: -2.35; 0.1 2047-48: -2.45; 0.1 2048-49: -2.56; 0.1 2049-50: -2.66
13.1FP | Change volume delivered to unmeasured non households input reductions as -ve, line to include both unmeasured non-household consumption and USPL options | CVUNH | Ml/d | 2 | 0.1 2019-20: 0; 0.1 2020-21: 0; 0.1 2021-22: 0; 0.1 2022-23: 0; 0.1 2023-24: 0; 0.1 2024-25: 0; 0.1 2025-26: 0; 0.1 2026-27: 0; 0.1 2027-28: 0; 0.1 2028-29: 0; 0.1 2029-30: 0; 0.1 2030-31: 0; 0.1 2031-32: 0; 0.1 2032-33: 0; 0.1 2033-34: 0; 0.1 2034-35: 0; 0.1 2035-36: 0; 0.1 2036-37: 0; 0.1 2037-38: 0; 0.1 2038-39: 0; 0.1 2039-40: 0; 0.1 2040-41: 0; 0.1 2041-42: 0; 0.1 2042-43: 0; 0.1 2043-44: 0; 0.1 2044-45: 0; 0.1 2045-46: 0; 0.1 2046-47: 0; 0.1 2047-48: 0; 0.1 2048-49: 0; 0.1 2049-50: 0
14.1FP | Change volume delivered to measured households input reductions as -ve, line to include both measured household consumption and USPL options | CVMHH | Ml/d | 2 | 0.1 2019-20: 0; 0.1 2020-21: 0; 0.1 2021-22: 0; 0.1 2022-23: 0; 0.1 2023-24: 0; 0.1 2024-25: 0; 0.1 2025-26: -0.59; 0.1 2026-27: -0.94; 0.1 2027-28: -1.1; 0.1 2028-29: -1.33; 0.1 2029-30: -1.57; 0.1 2030-31: -1.8; 0.1 2031-32: -2.04; 0.1 2032-33: -2.16; 0.1 2033-34: -2.28; 0.1 2034-35: -2.55; 0.1 2035-36: -2.82; 0.1 2036-37: -3.08; 0.1 2037-38: -3.35; 0.1 2038-39: -3.61; 0.1 2039-40: -3.88; 0.1 2040-41: -4.14; 0.1 2041-42: -4.41; 0.1 2042-43: -4.68; 0.1 2043-44: -4.95; 0.1 2044-45: -5.07; 0.1 2045-46: -5.18; 0.1 2046-47: -5.29; 0.1 2047-48: -5.4; 0.1 2048-49: -5.52; 0.1 2049-50: -5.63
15.1FP | Change volume delivered to unmeasured households input reductions as -ve, line to include both unmeasured household consumption and USPL options | CVUHH | Ml/d | 2 | 0.1 2019-20: 0; 0.1 2020-21: 0; 0.1 2021-22: 0; 0.1 2022-23: 0; 0.1 2023-24: 0; 0.1 2024-25: 0; 0.1 2025-26: 0; 0.1 2026-27: 0; 0.1 2027-28: 0; 0.1 2028-29: 0; 0.1 2029-30: 0; 0.1 2030-31: 0; 0.1 2031-32: 0; 0.1 2032-33: 0; 0.1 2033-34: 0; 0.1 2034-35: 0; 0.1 2035-36: 0; 0.1 2036-37: 0; 0.1 2037-38: 0; 0.1 2038-39: 0; 0.1 2039-40: 0; 0.1 2040-41: 0; 0.1 2041-42: 0; 0.1 2042-43: 0; 0.1 2043-44: 0; 0.1 2044-45: 0; 0.1 2045-46: 0; 0.1 2046-47: 0; 0.1 2047-48: 0; 0.1 2048-49: 0; 0.1 2049-50: 0
21.1FP | Options to reduce water taken unbilled input as -ve | CSWTU | Ml/d | 2 | 0.1 2019-20: 0; 0.1 2020-21: 0; 0.1 2021-22: 0; 0.1 2022-23: 0; 0.1 2023-24: 0; 0.1 2024-25: 0; 0.1 2025-26: 0; 0.1 2026-27: 0; 0.1 2027-28: 0; 0.1 2028-29: 0; 0.1 2029-30: 0; 0.1 2030-31: 0; 0.1 2031-32: 0; 0.1 2032-33: 0; 0.1 2033-34: 0; 0.1 2034-35: 0; 0.1 2035-36: 0; 0.1 2036-37: 0; 0.1 2037-38: 0; 0.1 2038-39: 0; 0.1 2039-40: 0; 0.1 2040-41: 0; 0.1 2041-42: 0; 0.1 2042-43: 0; 0.1 2043-44: 0; 0.1 2044-45: 0; 0.1 2045-46: 0; 0.1 2046-47: 0; 0.1 2047-48: 0; 0.1 2048-49: 0; 0.1 2049-50: 0
22.1FP | Reduce distribution system operational use (DSOU) input as -ve | DSDOU | Ml/d | 2 | 0.1 2019-20: 0; 0.1 2020-21: 0; 0.1 2021-22: 0; 0.1 2022-23: 0; 0.1 2023-24: 0; 0.1 2024-25: 0; 0.1 2025-26: 0; 0.1 2026-27: 0; 0.1 2027-28: 0; 0.1 2028-29: 0; 0.1 2029-30: 0; 0.1 2030-31: 0; 0.1 2031-32: 0; 0.1 2032-33: 0; 0.1 2033-34: 0; 0.1 2034-35: 0; 0.1 2035-36: 0; 0.1 2036-37: 0; 0.1 2037-38: 0; 0.1 2038-39: 0; 0.1 2039-40: 0; 0.1 2040-41: 0; 0.1 2041-42: 0; 0.1 2042-43: 0; 0.1 2043-44: 0; 0.1 2044-45: 0; 0.1 2045-46: 0; 0.1 2046-47: 0; 0.1 2047-48: 0; 0.1 2048-49: 0; 0.1 2049-50: 0
23.1FP | Options impacting on measured Non Household - USPL input reductions as -ve | CUMNH | Ml/d | 2 | 0.1 2019-20: 0; 0.1 2020-21: 0; 0.1 2021-22: 0; 0.1 2022-23: 0; 0.1 2023-24: 0; 0.1 2024-25: 0; 0.1 2025-26: 0; 0.1 2026-27: 0; 0.1 2027-28: -0.01; 0.1 2028-29: -0.01; 0.1 2029-30: -0.01; 0.1 2030-31: -0.01; 0.1 2031-32: -0.01; 0.1 2032-33: -0.01; 0.1 2033-34: -0.01; 0.1 2034-35: -0.01; 0.1 2035-36: -0.02; 0.1 2036-37: -0.02; 0.1 2037-38: -0.02; 0.1 2038-39: -0.02; 0.1 2039-40: -0.02; 0.1 2040-41: -0.02; 0.1 2041-42: -0.02; 0.1 2042-43: -0.03; 0.1 2043-44: -0.03; 0.1 2044-45: -0.03; 0.1 2045-46: -0.03; 0.1 2046-47: -0.03; 0.1 2047-48: -0.03; 0.1 2048-49: -0.03; 0.1 2049-50: -0.03
24.1FP | Options impacting on unmeasured Non Household - USPL input reductions as -ve | CUUNH | Ml/d | 2 | 0.1 2019-20: 0; 0.1 2020-21: 0; 0.1 2021-22: 0; 0.1 2022-23: 0; 0.1 2023-24: 0; 0.1 2024-25: 0; 0.1 2025-26: 0; 0.1 2026-27: 0; 0.1 2027-28: 0; 0.1 2028-29: 0; 0.1 2029-30: 0; 0.1 2030-31: 0; 0.1 2031-32: 0; 0.1 2032-33: 0; 0.1 2033-34: 0; 0.1 2034-35: 0; 0.1 2035-36: 0; 0.1 2036-37: 0; 0.1 2037-38: 0; 0.1 2038-39: 0; 0.1 2039-40: 0; 0.1 2040-41: 0; 0.1 2041-42: 0; 0.1 2042-43: 0; 0.1 2043-44: 0; 0.1 2044-45: 0; 0.1 2045-46: 0; 0.1 2046-47: 0; 0.1 2047-48: 0; 0.1 2048-49: 0; 0.1 2049-50: 0
25.1FP | Options impacting on measured Household - USPL input reductions as -ve | CUMHH | Ml/d | 2 | 0.1 2019-20: 0; 0.1 2020-21: 0; 0.1 2021-22: 0; 0.1 2022-23: 0; 0.1 2023-24: 0; 0.1 2024-25: 0; 0.1 2025-26: -0.14; 0.1 2026-27: -0.27; 0.1 2027-28: -0.3; 0.1 2028-29: -0.33; 0.1 2029-30: -0.36; 0.1 2030-31: -0.39; 0.1 2031-32: -0.43; 0.1 2032-33: -0.44; 0.1 2033-34: -0.44; 0.1 2034-35: -0.45; 0.1 2035-36: -0.46; 0.1 2036-37: -0.46; 0.1 2037-38: -0.47; 0.1 2038-39: -0.47; 0.1 2039-40: -0.48; 0.1 2040-41: -0.48; 0.1 2041-42: -0.49; 0.1 2042-43: -0.49; 0.1 2043-44: -0.49; 0.1 2044-45: -0.5; 0.1 2045-46: -0.5; 0.1 2046-47: -0.51; 0.1 2047-48: -0.51; 0.1 2048-49: -0.51; 0.1 2049-50: -0.52
26.1FP | Options impacting on unmeasured Household - USPL input reductions as -ve | CUUHH | Ml/d | 2 | 0.1 2019-20: 0; 0.1 2020-21: 0; 0.1 2021-22: 0; 0.1 2022-23: 0; 0.1 2023-24: 0; 0.1 2024-25: 0; 0.1 2025-26: 0; 0.1 2026-27: 0; 0.1 2027-28: 0; 0.1 2028-29: 0; 0.1 2029-30: 0; 0.1 2030-31: 0; 0.1 2031-32: 0; 0.1 2032-33: 0; 0.1 2033-34: 0; 0.1 2034-35: 0; 0.1 2035-36: 0; 0.1 2036-37: 0; 0.1 2037-38: 0; 0.1 2038-39: 0; 0.1 2039-40: 0; 0.1 2040-41: 0; 0.1 2041-42: 0; 0.1 2042-43: 0; 0.1 2043-44: 0; 0.1 2044-45: 0; 0.1 2045-46: 0; 0.1 2046-47: 0; 0.1 2047-48: 0; 0.1 2048-49: 0; 0.1 2049-50: 0
27.1FP | Options impacting on Void properties - USPL input reductions as -ve | CUVPP | Ml/d | 2 | 0.1 2019-20: 0; 0.1 2020-21: 0; 0.1 2021-22: 0; 0.1 2022-23: 0; 0.1 2023-24: 0; 0.1 2024-25: 0; 0.1 2025-26: 0; 0.1 2026-27: 0; 0.1 2027-28: 0; 0.1 2028-29: 0; 0.1 2029-30: 0; 0.1 2030-31: 0; 0.1 2031-32: 0; 0.1 2032-33: 0; 0.1 2033-34: 0; 0.1 2034-35: 0; 0.1 2035-36: 0; 0.1 2036-37: 0; 0.1 2037-38: 0; 0.1 2038-39: 0; 0.1 2039-40: 0; 0.1 2040-41: 0; 0.1 2041-42: 0; 0.1 2042-43: 0; 0.1 2043-44: 0; 0.1 2044-45: 0; 0.1 2045-46: 0; 0.1 2046-47: 0; 0.1 2047-48: 0; 0.1 2048-49: 0; 0.1 2049-50: 0
28.1FP | Reduce distribution losses input as -ve | DSRDL | Ml/d | 2 | 0.1 2019-20: 0; 0.1 2020-21: 0; 0.1 2021-22: 0; 0.1 2022-23: 0; 0.1 2023-24: 0; 0.1 2024-25: 0; 0.1 2025-26: -0.04; 0.1 2026-27: -0.14; 0.1 2027-28: -0.15; 0.1 2028-29: -0.15; 0.1 2029-30: -0.22; 0.1 2030-31: -0.26; 0.1 2031-32: -0.29; 0.1 2032-33: -0.51; 0.1 2033-34: -0.52; 0.1 2034-35: -0.55; 0.1 2035-36: -0.58; 0.1 2036-37: -1.02; 0.1 2037-38: -1.06; 0.1 2038-39: -1.21; 0.1 2039-40: -1.4; 0.1 2040-41: -1.53; 0.1 2041-42: -1.68; 0.1 2042-43: -1.8; 0.1 2043-44: -1.83; 0.1 2044-45: -1.91; 0.1 2045-46: -2.03; 0.1 2046-47: -2.07; 0.1 2047-48: -2.18; 0.1 2048-49: -2.27; 0.1 2049-50: -2.29
Table 3c: DYAA - Final plan | Back to top of sheet
WRMP24 reference | Component | Derivation | Unit | Decimal places | 2019-20 | 2020-21 | 2021-22 | 2022-23 | 2023-24 | 2024-25 | 2025-26 | 2026-27 | 2027-28 | 2028-29 | 2029-30 | 2030-31 | 2031-32 | 2032-33 | 2033-34 | 2034-35 | 2035-36 | 2036-37 | 2037-38 | 2038-39 | 2039-40 | 2040-41 | 2041-42 | 2042-43 | 2043-44 | 2044-45 | 2045-46 | 2046-47 | 2047-48 | 2048-49 | 2049-50 | 2050-51 | 2051-52 | 2052-53 | 2053-54 | 2054-55 | 2055-56 | 2056-57 | 2057-58 | 2058-59 | 2059-60 | 2060-61 | 2061-62 | 2062-63 | 2063-64 | 2064-65 | 2065-66 | 2066-67 | 2067-68 | 2068-69 | 2069-70 | 2070-71 | 2071-72 | 2072-73 | 2073-74 | 2074-75 | 2075-76 | 2076-77 | 2077-78 | 2078-79 | 2079-80 | 2080-81 | 2081-82 | 2082-83 | 2083-84 | 2084-85 | 2085-86 | 2086-87 | 2087-88 | 2088-89 | 2089-90 | 2090-91 | 2091-92 | 2092-93 | 2093-94 | 2094-95 | 2095-96 | 2096-97 | 2097-98 | 2098-99 | 2099-100
1FP | Raw water abstracted | Input | Ml/d | 2 | 2019-20: 0; 2020-21: 0; 2021-22: 0; 2022-23: 0; 2023-24: 0; 2024-25: 0; 2025-26: 0; 2026-27: 0; 2027-28: 0; 2028-29: 0; 2029-30: 0; 2030-31: 0; 2031-32: 0; 2032-33: 0; 2033-34: 0; 2034-35: 0; 2035-36: 0; 2036-37: 0; 2037-38: 0; 2038-39: 0; 2039-40: 0; 2040-41: 0; 2041-42: 0; 2042-43: 0; 2043-44: 0; 2044-45: 0; 2045-46: 0; 2046-47: 0; 2047-48: 0; 2048-49: 0; 2049-50: 0
1.1FP | Non-potable water supplies | 1.1BL + 1.11FP | Ml/d | 2 | 2019-20: 0; 2020-21: 0; 2021-22: 0; 2022-23: 0; 2023-24: 0; 2024-25: 0; 2025-26: 0; 2026-27: 0; 2027-28: 0; 2028-29: 0; 2029-30: 0; 2030-31: 0; 2031-32: 0; 2032-33: 0; 2033-34: 0; 2034-35: 0; 2035-36: 0; 2036-37: 0; 2037-38: 0; 2038-39: 0; 2039-40: 0; 2040-41: 0; 2041-42: 0; 2042-43: 0; 2043-44: 0; 2044-45: 0; 2045-46: 0; 2046-47: 0; 2047-48: 0; 2048-49: 0; 2049-50: 0
2FP | Raw water imported | 2BL + 2.1FP | Ml/d | 2 | 2019-20: 0; 2020-21: 0; 2021-22: 0; 2022-23: 0; 2023-24: 0; 2024-25: 0; 2025-26: 0; 2026-27: 0; 2027-28: 0; 2028-29: 0; 2029-30: 0; 2030-31: 0; 2031-32: 0; 2032-33: 0; 2033-34: 0; 2034-35: 0; 2035-36: 0; 2036-37: 0; 2037-38: 0; 2038-39: 0; 2039-40: 0; 2040-41: 0; 2041-42: 0; 2042-43: 0; 2043-44: 0; 2044-45: 0; 2045-46: 0; 2046-47: 0; 2047-48: 0; 2048-49: 0; 2049-50: 0
3FP | Potable water imported | 3BL + 3.1FP | Ml/d | 2 | 2019-20: 0; 2020-21: 0; 2021-22: 0; 2022-23: 0; 2023-24: 0; 2024-25: 0; 2025-26: 40; 2026-27: 39.63; 2027-28: 39.43; 2028-29: 40; 2029-30: 40; 2030-31: 39.631; 2031-32: 39.671; 2032-33: 38.9; 2033-34: 39.82; 2034-35: 39.96; 2035-36: 40; 2036-37: 17.169; 2037-38: 18.349; 2038-39: 19.129; 2039-40: 16.509; 2040-41: 40; 2041-42: 40; 2042-43: 40; 2043-44: 40; 2044-45: 40; 2045-46: 40; 2046-47: 40; 2047-48: 40; 2048-49: 40; 2049-50: 40
4FP | Raw water exported enter as -ve | 4BL + 4.1FP | Ml/d | 2 | 2019-20: 0; 2020-21: 0; 2021-22: 0; 2022-23: 0; 2023-24: 0; 2024-25: 0; 2025-26: 0; 2026-27: 0; 2027-28: 0; 2028-29: 0; 2029-30: 0; 2030-31: 0; 2031-32: 0; 2032-33: 0; 2033-34: 0; 2034-35: 0; 2035-36: 0; 2036-37: 0; 2037-38: 0; 2038-39: 0; 2039-40: 0; 2040-41: 0; 2041-42: 0; 2042-43: 0; 2043-44: 0; 2044-45: 0; 2045-46: 0; 2046-47: 0; 2047-48: 0; 2048-49: 0; 2049-50: 0
5FP | Potable water exported enter as -ve | 5BL + 5.1FP | Ml/d | 2 | 2019-20: 0; 2020-21: 0; 2021-22: 0; 2022-23: 0; 2023-24: 0; 2024-25: 0; 2025-26: -24.91; 2026-27: -25; 2027-28: -25; 2028-29: -25; 2029-30: -25; 2030-31: -28.171; 2031-32: -28.401; 2032-33: -27.83; 2033-34: -28.85; 2034-35: -29.2; 2035-36: -30.16; 2036-37: -46.379; 2037-38: -47.769; 2038-39: -48.889; 2039-40: -46.669; 2040-41: -56.05; 2041-42: -56.43; 2042-43: -56.74; 2043-44: -56.91; 2044-45: -56.94; 2045-46: -57.58; 2046-47: -57.6; 2047-48: -57.77; 2048-49: -57.89; 2049-50: -57.96
6.1FP | Deployable Output post forecast changes | 6.1BL + 6.2FP + 6.3FP +7.01FP +7.02FP | Ml/d | 2 | 2019-20: 71.05; 2020-21: 71.05; 2021-22: 71.05; 2022-23: 71.05; 2023-24: 71.05; 2024-25: 71.05; 2025-26: 49.97; 2026-27: 49.97; 2027-28: 49.97; 2028-29: 49.96; 2029-30: 49.96; 2030-31: 52.15; 2031-32: 52.14; 2032-33: 52.14; 2033-34: 52.14; 2034-35: 52.14; 2035-36: 52.14; 2036-37: 90.04; 2037-38: 90.04; 2038-39: 90.04; 2039-40: 86.41; 2040-41: 71.93; 2041-42: 71.91; 2042-43: 71.89; 2043-44: 71.87; 2044-45: 71.85; 2045-46: 71.82; 2046-47: 71.8; 2047-48: 71.78; 2048-49: 71.76; 2049-50: 71.73
8FP | Raw water losses, treatment works losses and operational use | 8BL + 8.1FP + 8.2FP | Ml/d | 2 | 2019-20: 1.35; 2020-21: 1.35; 2021-22: 1.35; 2022-23: 1.35; 2023-24: 1.35; 2024-25: 1.35; 2025-26: 1.35; 2026-27: 1.35; 2027-28: 1.35; 2028-29: 1.35; 2029-30: 1.35; 2030-31: 1.35; 2031-32: 1.35; 2032-33: 1.35; 2033-34: 1.35; 2034-35: 1.35; 2035-36: 1.35; 2036-37: 1.35; 2037-38: 1.35; 2038-39: 1.35; 2039-40: 1.35; 2040-41: 1.35; 2041-42: 1.35; 2042-43: 1.35; 2043-44: 1.35; 2044-45: 1.35; 2045-46: 1.35; 2046-47: 1.35; 2047-48: 1.35; 2048-49: 1.35; 2049-50: 1.35
9FP | Total Outage Allowance | 9BL + 9.1FP | Ml/d | 2 | 2019-20: 0.72; 2020-21: 0.72; 2021-22: 0.72; 2022-23: 0.72; 2023-24: 0.72; 2024-25: 0.72; 2025-26: 0.72; 2026-27: 0.72; 2027-28: 0.72; 2028-29: 0.72; 2029-30: 0.72; 2030-31: 0.69; 2031-32: 0.69; 2032-33: 0.69; 2033-34: 0.69; 2034-35: 0.69; 2035-36: 0.66; 2036-37: 0.66; 2037-38: 0.66; 2038-39: 0.66; 2039-40: 0.63; 2040-41: 0.63; 2041-42: 0.63; 2042-43: 0.63; 2043-44: 0.63; 2044-45: 0.63; 2045-46: 0.63; 2046-47: 0.63; 2047-48: 0.63; 2048-49: 0.63; 2049-50: 0.63
10FP | Water Available For Use (own sources) | (6.1FP) - (8FP + 9FP) | Ml/d | 2 | 2019-20: 68.98; 2020-21: 68.98; 2021-22: 68.98; 2022-23: 68.98; 2023-24: 68.98; 2024-25: 68.98; 2025-26: 47.9; 2026-27: 47.9; 2027-28: 47.9; 2028-29: 47.89; 2029-30: 47.89; 2030-31: 50.11; 2031-32: 50.1; 2032-33: 50.1; 2033-34: 50.1; 2034-35: 50.1; 2035-36: 50.13; 2036-37: 88.03; 2037-38: 88.03; 2038-39: 88.03; 2039-40: 84.43; 2040-41: 69.95; 2041-42: 69.93; 2042-43: 69.91; 2043-44: 69.89; 2044-45: 69.87; 2045-46: 69.84; 2046-47: 69.82; 2047-48: 69.8; 2048-49: 69.78; 2049-50: 69.75
11FP | Total Water Available For Use | 10FP + sum (2FP:5FP) | Ml/d | 2 | 2019-20: 68.98; 2020-21: 68.98; 2021-22: 68.98; 2022-23: 68.98; 2023-24: 68.98; 2024-25: 68.98; 2025-26: 62.99; 2026-27: 62.53; 2027-28: 62.33; 2028-29: 62.89; 2029-30: 62.89; 2030-31: 61.57; 2031-32: 61.37; 2032-33: 61.17; 2033-34: 61.07; 2034-35: 60.86; 2035-36: 59.97; 2036-37: 58.82; 2037-38: 58.61; 2038-39: 58.27; 2039-40: 54.27; 2040-41: 53.9; 2041-42: 53.5; 2042-43: 53.17; 2043-44: 52.98; 2044-45: 52.93; 2045-46: 52.26; 2046-47: 52.22; 2047-48: 52.03; 2048-49: 51.89; 2049-50: 51.79
12FP | Water delivered measured non-household | 12BL + 12.2FP | Ml/d | 2 | 2019-20: 21.97; 2020-21: 21.87; 2021-22: 21.8; 2022-23: 21.7; 2023-24: 21.6; 2024-25: 21.52; 2025-26: 21.32; 2026-27: 21.11; 2027-28: 20.92; 2028-29: 20.74; 2029-30: 20.55; 2030-31: 20.37; 2031-32: 20.19; 2032-33: 20; 2033-34: 19.81; 2034-35: 19.64; 2035-36: 19.45; 2036-37: 19.27; 2037-38: 19.09; 2038-39: 18.91; 2039-40: 18.76; 2040-41: 18.6; 2041-42: 18.44; 2042-43: 18.3; 2043-44: 18.15; 2044-45: 18.02; 2045-46: 17.87; 2046-47: 17.73; 2047-48: 17.6; 2048-49: 17.46; 2049-50: 17.33
12.1FP | Non-potable water consumption | Input | Ml/d | 2 | 2019-20: 0; 2020-21: 0; 2021-22: 0; 2022-23: 0; 2023-24: 0; 2024-25: 0; 2025-26: 0; 2026-27: 0; 2027-28: 0; 2028-29: 0; 2029-30: 0; 2030-31: 0; 2031-32: 0; 2032-33: 0; 2033-34: 0; 2034-35: 0; 2035-36: 0; 2036-37: 0; 2037-38: 0; 2038-39: 0; 2039-40: 0; 2040-41: 0; 2041-42: 0; 2042-43: 0; 2043-44: 0; 2044-45: 0; 2045-46: 0; 2046-47: 0; 2047-48: 0; 2048-49: 0; 2049-50: 0
13FP | Water delivered unmeasured non-household | 13BL + 13.1FP | Ml/d | 2 | 2019-20: 0.09; 2020-21: 0.09; 2021-22: 0.09; 2022-23: 0.09; 2023-24: 0.09; 2024-25: 0.09; 2025-26: 0.09; 2026-27: 0.09; 2027-28: 0.09; 2028-29: 0.09; 2029-30: 0.09; 2030-31: 0.09; 2031-32: 0.09; 2032-33: 0.09; 2033-34: 0.09; 2034-35: 0.09; 2035-36: 0.09; 2036-37: 0.09; 2037-38: 0.09; 2038-39: 0.09; 2039-40: 0.08; 2040-41: 0.08; 2041-42: 0.08; 2042-43: 0.08; 2043-44: 0.08; 2044-45: 0.08; 2045-46: 0.08; 2046-47: 0.08; 2047-48: 0.08; 2048-49: 0.08; 2049-50: 0.08
14FP | Water delivered measured household | 14BL + 14.1FP | Ml/d | 2 | 2019-20: 22.29; 2020-21: 22.47; 2021-22: 22.54; 2022-23: 22.87; 2023-24: 23.18; 2024-25: 23.03; 2025-26: 22.74; 2026-27: 22.65; 2027-28: 22.8; 2028-29: 22.98; 2029-30: 23.09; 2030-31: 23.2; 2031-32: 23.28; 2032-33: 23.53; 2033-34: 23.77; 2034-35: 23.83; 2035-36: 23.84; 2036-37: 23.84; 2037-38: 23.89; 2038-39: 23.94; 2039-40: 23.99; 2040-41: 23.98; 2041-42: 23.97; 2042-43: 23.97; 2043-44: 23.96; 2044-45: 24.1; 2045-46: 24.19; 2046-47: 24.27; 2047-48: 24.35; 2048-49: 24.43; 2049-50: 24.47
15FP | Water delivered unmeasured household | 15BL + 15.1FP | Ml/d | 2 | 2019-20: 8.16; 2020-21: 7.8; 2021-22: 7.49; 2022-23: 7.12; 2023-24: 6.78; 2024-25: 6.44; 2025-26: 6.16; 2026-27: 5.89; 2027-28: 5.63; 2028-29: 5.38; 2029-30: 5.14; 2030-31: 4.92; 2031-32: 4.71; 2032-33: 4.51; 2033-34: 4.31; 2034-35: 4.13; 2035-36: 3.95; 2036-37: 3.77; 2037-38: 3.6; 2038-39: 3.44; 2039-40: 3.29; 2040-41: 3.14; 2041-42: 2.99; 2042-43: 2.85; 2043-44: 2.72; 2044-45: 2.59; 2045-46: 2.53; 2046-47: 2.47; 2047-48: 2.43; 2048-49: 2.38; 2049-50: 2.38
16FP | Percentage of consumption driven by climate change | 16BL | % | 1 | 2019-20: 0%; 2020-21: 0%; 2021-22: 0%; 2022-23: 0.1%; 2023-24: 0.1%; 2024-25: 0.1%; 2025-26: 0.1%; 2026-27: 0.1%; 2027-28: 0.1%; 2028-29: 0.2%; 2029-30: 0.2%; 2030-31: 0.2%; 2031-32: 0.2%; 2032-33: 0.3%; 2033-34: 0.3%; 2034-35: 0.3%; 2035-36: 0.4%; 2036-37: 0.4%; 2037-38: 0.4%; 2038-39: 0.5%; 2039-40: 0.5%; 2040-41: 0.6%; 2041-42: 0.6%; 2042-43: 0.6%; 2043-44: 0.7%; 2044-45: 0.7%; 2045-46: 0.8%; 2046-47: 0.8%; 2047-48: 0.8%; 2048-49: 0.8%; 2049-50: 0.9%
17FP | Volume of consumption driven by climate change | 16FP * (12FP + sum(13FP:15FP) - sum (23FP:26FP)) | Ml/d | 2 | 2019-20: 0; 2020-21: 0; 2021-22: 0; 2022-23: 0.04999; 2023-24: 0.04986; 2024-25: 0.04937; 2025-26: 0.04876; 2026-27: 0.04833; 2027-28: 0.04809; 2028-29: 0.09576; 2029-30: 0.09522; 2030-31: 0.09474; 2031-32: 0.09424; 2032-33: 0.14097; 2033-34: 0.14052; 2034-35: 0.13965; 2035-36: 0.18484; 2036-37: 0.1834; 2037-38: 0.18224; 2038-39: 0.22635; 2039-40: 0.2251; 2040-41: 0.2682; 2041-42: 0.26634; 2042-43: 0.26472; 2043-44: 0.30681; 2044-45: 0.30604; 2045-46: 0.3488; 2046-47: 0.34784; 2047-48: 0.34712; 2048-49: 0.34616; 2049-50: 0.38871
18FP | Measured Household - PCC | ((14FP - 25FP) * 1,000,000) / (39FP * 1000) | l/h/d | 1 | 2019-20: 139.0779; 2020-21: 137.3959; 2021-22: 135.5509; 2022-23: 134.6941; 2023-24: 133.7347; 2024-25: 131.0167; 2025-26: 127.9682; 2026-27: 126.3063; 2027-28: 125.2938; 2028-29: 123.9381; 2029-30: 122.5201; 2030-31: 121.4036; 2031-32: 120.3868; 2032-33: 120.0935; 2033-34: 119.7648; 2034-35: 118.7144; 2035-36: 117.6165; 2036-37: 116.5478; 2037-38: 115.926; 2038-39: 115.242; 2039-40: 114.5381; 2040-41: 113.5328; 2041-42: 112.5109; 2042-43: 111.5462; 2043-44: 110.553; 2044-45: 110.3229; 2045-46: 110.0295; 2046-47: 109.7505; 2047-48: 109.4276; 2048-49: 109.1091; 2049-50: 108.8119
19FP | Unmeasured Household - PCC | ((15FP - 26FP) * 1,000,000) / (40FP * 1000) | l/h/d | 1 | 2019-20: 184.847; 2020-21: 184.3698; 2021-22: 184.1739; 2022-23: 183.5789; 2023-24: 183.3809; 2024-25: 182.8007; 2025-26: 182.3042; 2026-27: 181.8304; 2027-28: 181.3844; 2028-29: 180.8927; 2029-30: 180.5455; 2030-31: 180.7349; 2031-32: 181.0276; 2032-33: 181.4049; 2033-34: 181.4691; 2034-35: 181.7225; 2035-36: 182.2095; 2036-37: 182.4664; 2037-38: 182.4276; 2038-39: 183.1797; 2039-40: 183.5638; 2040-41: 183.7071; 2041-42: 184.2123; 2042-43: 184.4993; 2043-44: 185.3214; 2044-45: 186.0465; 2045-46: 186.5079; 2046-47: 186.1183; 2047-48: 187.3342; 2048-49: 186.7658; 2049-50: 186.7816
20FP | Average Household - PCC | (((14FP - 25FP) + (15FP - 26FP)) * 1,000,000)/ ((39FP + 40FP) * 1,000) | l/h/d | 1 | 2019-20: 148.7074; 2020-21: 146.7988; 2021-22: 144.8511; 2022-23: 143.5431; 2023-24: 142.2358; 2024-25: 139.4244; 2025-26: 136.3639; 2026-27: 134.4768; 2027-28: 133.1397; 2028-29: 131.4845; 2029-30: 129.8077; 2030-31: 128.4746; 2031-32: 127.2508; 2032-33: 126.687; 2033-34: 126.0702; 2034-35: 124.8357; 2035-36: 123.587; 2036-37: 122.3455; 2037-38: 121.4914; 2038-39: 120.6504; 2039-40: 119.7594; 2040-41: 118.5731; 2041-42: 117.396; 2042-43: 116.2555; 2043-44: 115.1196; 2044-45: 114.6907; 2045-46: 114.3193; 2046-47: 113.9154; 2047-48: 113.5747; 2048-49: 113.1452; 2049-50: 112.8454
21FP | Water taken unbilled | 21BL + 21.1FP | Ml/d | 2 | 2019-20: 1.42; 2020-21: 1.42; 2021-22: 1.41; 2022-23: 1.41; 2023-24: 1.41; 2024-25: 1.42; 2025-26: 1.4; 2026-27: 1.41; 2027-28: 1.43; 2028-29: 1.41; 2029-30: 1.42; 2030-31: 1.4; 2031-32: 1.4; 2032-33: 1.41; 2033-34: 1.42; 2034-35: 1.4; 2035-36: 1.41; 2036-37: 1.41; 2037-38: 1.42; 2038-39: 1.43; 2039-40: 1.41; 2040-41: 1.41; 2041-42: 1.43; 2042-43: 1.42; 2043-44: 1.42; 2044-45: 1.41; 2045-46: 1.42; 2046-47: 1.42; 2047-48: 1.4; 2048-49: 1.42; 2049-50: 1.43
22FP | Distribution system operational use | 22BL + 22.1FP | Ml/d | 2 | 2019-20: 0.39; 2020-21: 0.39; 2021-22: 0.39; 2022-23: 0.39; 2023-24: 0.39; 2024-25: 0.39; 2025-26: 0.39; 2026-27: 0.39; 2027-28: 0.39; 2028-29: 0.39; 2029-30: 0.39; 2030-31: 0.39; 2031-32: 0.39; 2032-33: 0.39; 2033-34: 0.39; 2034-35: 0.39; 2035-36: 0.39; 2036-37: 0.39; 2037-38: 0.39; 2038-39: 0.39; 2039-40: 0.39; 2040-41: 0.39; 2041-42: 0.39; 2042-43: 0.39; 2043-44: 0.39; 2044-45: 0.39; 2045-46: 0.39; 2046-47: 0.39; 2047-48: 0.39; 2048-49: 0.39; 2049-50: 0.39
23FP | Measured Non Household - USPL | 23BL + 23.1FP | Ml/d | 2 | 2019-20: 0.05; 2020-21: 0.05; 2021-22: 0.05; 2022-23: 0.05; 2023-24: 0.05; 2024-25: 0.05; 2025-26: 0.05; 2026-27: 0.06; 2027-28: 0.05; 2028-29: 0.05; 2029-30: 0.05; 2030-31: 0.05; 2031-32: 0.05; 2032-33: 0.05; 2033-34: 0.05; 2034-35: 0.05; 2035-36: 0.04; 2036-37: 0.04; 2037-38: 0.04; 2038-39: 0.04; 2039-40: 0.04; 2040-41: 0.04; 2041-42: 0.04; 2042-43: 0.03; 2043-44: 0.03; 2044-45: 0.03; 2045-46: 0.03; 2046-47: 0.03; 2047-48: 0.03; 2048-49: 0.03; 2049-50: 0.03
24FP | Unmeasured Non Household - USPL | 24BL + 24.1FP | Ml/d | 2 | 2019-20: 0; 2020-21: 0; 2021-22: 0; 2022-23: 0; 2023-24: 0; 2024-25: 0; 2025-26: 0; 2026-27: 0; 2027-28: 0; 2028-29: 0; 2029-30: 0; 2030-31: 0; 2031-32: 0; 2032-33: 0; 2033-34: 0; 2034-35: 0; 2035-36: 0; 2036-37: 0; 2037-38: 0; 2038-39: 0; 2039-40: 0; 2040-41: 0; 2041-42: 0; 2042-43: 0; 2043-44: 0; 2044-45: 0; 2045-46: 0; 2046-47: 0; 2047-48: 0; 2048-49: 0; 2049-50: 0
25FP | Measured Household - USPL | 25BL + 25.1FP | Ml/d | 2 | 2019-20: 1.14; 2020-21: 1.15; 2021-22: 1.13; 2022-23: 1.16; 2023-24: 1.19; 2024-25: 1.14; 2025-26: 1; 2026-27: 0.87; 2027-28: 0.84; 2028-29: 0.82; 2029-30: 0.79; 2030-31: 0.76; 2031-32: 0.72; 2032-33: 0.73; 2033-34: 0.75; 2034-35: 0.76; 2035-36: 0.77; 2036-37: 0.79; 2037-38: 0.79; 2038-39: 0.81; 2039-40: 0.81; 2040-41: 0.82; 2041-42: 0.83; 2042-43: 0.84; 2043-44: 0.85; 2044-45: 0.85; 2045-46: 0.86; 2046-47: 0.86; 2047-48: 0.87; 2048-49: 0.88; 2049-50: 0.87
26FP | Unmeasured Household - USPL | 26BL + 26.1BL | Ml/d | 2 | 2019-20: 0.67; 2020-21: 0.64; 2021-22: 0.61; 2022-23: 0.58; 2023-24: 0.55; 2024-25: 0.52; 2025-26: 0.5; 2026-27: 0.48; 2027-28: 0.46; 2028-29: 0.44; 2029-30: 0.42; 2030-31: 0.4; 2031-32: 0.38; 2032-33: 0.36; 2033-34: 0.34; 2034-35: 0.33; 2035-36: 0.31; 2036-37: 0.29; 2037-38: 0.28; 2038-39: 0.26; 2039-40: 0.25; 2040-41: 0.24; 2041-42: 0.22; 2042-43: 0.21; 2043-44: 0.2; 2044-45: 0.19; 2045-46: 0.18; 2046-47: 0.18; 2047-48: 0.17; 2048-49: 0.17; 2049-50: 0.17
27FP | Void Properties - USPL | 27BL + 27.1FP | Ml/d | 2 | 2019-20: 0.13; 2020-21: 0.13; 2021-22: 0.13; 2022-23: 0.13; 2023-24: 0.13; 2024-25: 0.14; 2025-26: 0.14; 2026-27: 0.14; 2027-28: 0.14; 2028-29: 0.14; 2029-30: 0.14; 2030-31: 0.15; 2031-32: 0.15; 2032-33: 0.15; 2033-34: 0.15; 2034-35: 0.15; 2035-36: 0.15; 2036-37: 0.15; 2037-38: 0.15; 2038-39: 0.15; 2039-40: 0.15; 2040-41: 0.16; 2041-42: 0.16; 2042-43: 0.16; 2043-44: 0.16; 2044-45: 0.16; 2045-46: 0.16; 2046-47: 0.16; 2047-48: 0.16; 2048-49: 0.16; 2049-50: 0.16
28FP | Distribution losses | 28BL + 28.1FP | Ml/d | 2 | 2019-20: 7.83; 2020-21: 7.67; 2021-22: 7.57; 2022-23: 7.42; 2023-24: 7.27; 2024-25: 7.11; 2025-26: 7.07; 2026-27: 6.97; 2027-28: 6.96; 2028-29: 6.96; 2029-30: 6.89; 2030-31: 6.85; 2031-32: 6.82; 2032-33: 6.6; 2033-34: 6.59; 2034-35: 6.56; 2035-36: 6.53; 2036-37: 6.09; 2037-38: 6.05; 2038-39: 5.9; 2039-40: 5.71; 2040-41: 5.58; 2041-42: 5.43; 2042-43: 5.31; 2043-44: 5.28; 2044-45: 5.2; 2045-46: 5.08; 2046-47: 5.04; 2047-48: 4.93; 2048-49: 4.84; 2049-50: 4.82
29FP | Total Leakage | sum (23FP:28FP) | Ml/d | 2 | 2019-20: 9.82; 2020-21: 9.64; 2021-22: 9.49; 2022-23: 9.34; 2023-24: 9.19; 2024-25: 8.96; 2025-26: 8.76; 2026-27: 8.52; 2027-28: 8.45; 2028-29: 8.41; 2029-30: 8.29; 2030-31: 8.21; 2031-32: 8.12; 2032-33: 7.89; 2033-34: 7.88; 2034-35: 7.85; 2035-36: 7.8; 2036-37: 7.36; 2037-38: 7.31; 2038-39: 7.16; 2039-40: 6.96; 2040-41: 6.84; 2041-42: 6.68; 2042-43: 6.55; 2043-44: 6.52; 2044-45: 6.43; 2045-46: 6.31; 2046-47: 6.27; 2047-48: 6.16; 2048-49: 6.08; 2049-50: 6.05
30FP | Leakage/property | (29FP * 1,000,000) / (36FP * 1,000) | l/prop/d | 2 | 2019-20: 102.5577; 2020-21: 99.4419; 2021-22: 96.7222; 2022-23: 94.1409; 2023-24: 91.6215; 2024-25: 88.5761; 2025-26: 85.6883; 2026-27: 82.5485; 2027-28: 80.9798; 2028-29: 79.5001; 2029-30: 77.3646; 2030-31: 75.7261; 2031-32: 74.118; 2032-33: 71.322; 2033-34: 70.5853; 2034-35: 69.748; 2035-36: 68.8183; 2036-37: 64.5122; 2037-38: 63.6976; 2038-39: 62.0499; 2039-40: 59.9922; 2040-41: 58.6465; 2041-42: 56.9757; 2042-43: 55.5801; 2043-44: 55.0448; 2044-45: 54.015; 2045-46: 52.7473; 2046-47: 52.16; 2047-48: 51.0022; 2048-49: 50.1055; 2049-50: 49.63
31FP | Measured Non Household - properties | Input | 000's | 2 | 2019-20: 6.157; 2020-21: 6.272; 2021-22: 6.35; 2022-23: 6.495; 2023-24: 6.6; 2024-25: 6.687; 2025-26: 6.766; 2026-27: 6.832; 2027-28: 6.888; 2028-29: 6.936; 2029-30: 6.981; 2030-31: 7.019; 2031-32: 7.054; 2032-33: 7.087; 2033-34: 7.113; 2034-35: 7.138; 2035-36: 7.163; 2036-37: 7.187; 2037-38: 7.212; 2038-39: 7.236; 2039-40: 7.26; 2040-41: 7.283; 2041-42: 7.306; 2042-43: 7.329; 2043-44: 7.353; 2044-45: 7.377; 2045-46: 7.401; 2046-47: 7.426; 2047-48: 7.45; 2048-49: 7.473; 2049-50: 7.496
32FP | Unmeasured Non Household - properties | Input | 000's | 2 | 2019-20: 0.026; 2020-21: 0.026; 2021-22: 0.026; 2022-23: 0.026; 2023-24: 0.027; 2024-25: 0.027; 2025-26: 0.027; 2026-27: 0.027; 2027-28: 0.028; 2028-29: 0.028; 2029-30: 0.028; 2030-31: 0.028; 2031-32: 0.028; 2032-33: 0.028; 2033-34: 0.029; 2034-35: 0.029; 2035-36: 0.029; 2036-37: 0.029; 2037-38: 0.029; 2038-39: 0.029; 2039-40: 0.029; 2040-41: 0.029; 2041-42: 0.029; 2042-43: 0.029; 2043-44: 0.03; 2044-45: 0.03; 2045-46: 0.03; 2046-47: 0.03; 2047-48: 0.03; 2048-49: 0.03; 2049-50: 0.03
33FP | All void non-households - properties | Input | 000's | 2 | 2019-20: 0; 2020-21: 0; 2021-22: 0; 2022-23: 0; 2023-24: 0; 2024-25: 0; 2025-26: 0; 2026-27: 0; 2027-28: 0; 2028-29: 0; 2029-30: 0; 2030-31: 0; 2031-32: 0; 2032-33: 0; 2033-34: 0; 2034-35: 0; 2035-36: 0; 2036-37: 0; 2037-38: 0; 2038-39: 0; 2039-40: 0; 2040-41: 0; 2041-42: 0; 2042-43: 0; 2043-44: 0; 2044-45: 0; 2045-46: 0; 2046-47: 0; 2047-48: 0; 2048-49: 0; 2049-50: 0
34FP | Measured households - properties (excl. void) | Year before + sum (34.1BL:34.6BL) | 000's | 2 | 2019-20: 73.514; 2020-21: 75.18; 2021-22: 76.787; 2022-23: 78.342; 2023-24: 79.908; 2024-25: 81.227; 2025-26: 82.672; 2026-27: 84.023; 2027-28: 85.523; 2028-29: 87.323; 2029-30: 89.042; 2030-31: 90.645; 2031-32: 92.115; 2032-33: 93.507; 2033-34: 94.836; 2034-35: 96.054; 2035-36: 97.141; 2036-37: 98.17; 2037-38: 99.115; 2038-39: 100.006; 2039-40: 100.88; 2040-41: 101.737; 2041-42: 102.579; 2042-43: 103.406; 2043-44: 104.217; 2044-45: 105.012; 2045-46: 105.66; 2046-47: 106.298; 2047-48: 106.918; 2048-49: 107.529; 2049-50: 108.051
34.1FP | New build properties - properties | Input (new builds in each year) | 000's | 2 | 2019-20: 0.978; 2020-21: 0.913; 2021-22: 0.903; 2022-23: 0.913; 2023-24: 0.95; 2024-25: 0.73; 2025-26: 0.958; 2026-27: 0.882; 2027-28: 1.048; 2028-29: 1.364; 2029-30: 1.3; 2030-31: 1.199; 2031-32: 1.081; 2032-33: 1.017; 2033-34: 0.967; 2034-35: 0.869; 2035-36: 0.751; 2036-37: 0.705; 2037-38: 0.633; 2038-39: 0.592; 2039-40: 0.585; 2040-41: 0.578; 2041-42: 0.573; 2042-43: 0.568; 2043-44: 0.562; 2044-45: 0.555; 2045-46: 0.548; 2046-47: 0.542; 2047-48: 0.535; 2048-49: 0.529; 2049-50: 0.522
34.2FP | Meter optants - properties | Input (meter optants in each year) | 000's | 2 | 2019-20: 0.484; 2020-21: 0.462; 2021-22: 0.423; 2022-23: 0.372; 2023-24: 0.356; 2024-25: 0.34; 2025-26: 0.248; 2026-27: 0.24; 2027-28: 0.232; 2028-29: 0.224; 2029-30: 0.216; 2030-31: 0.209; 2031-32: 0.202; 2032-33: 0.195; 2033-34: 0.189; 2034-35: 0.183; 2035-36: 0.177; 2036-37: 0.171; 2037-38: 0.165; 2038-39: 0.159; 2039-40: 0.154; 2040-41: 0.149; 2041-42: 0.144; 2042-43: 0.139; 2043-44: 0.134; 2044-45: 0.13; 2045-46: 0; 2046-47: 0; 2047-48: 0; 2048-49: 0; 2049-50: 0
34.3FP | Compulsory metering - properties | Input (compulsory meters in each year) | 000's | 2 | 2019-20: 0; 2020-21: 0; 2021-22: 0; 2022-23: 0; 2023-24: 0; 2024-25: 0; 2025-26: 0; 2026-27: 0; 2027-28: 0; 2028-29: 0; 2029-30: 0; 2030-31: 0; 2031-32: 0; 2032-33: 0; 2033-34: 0; 2034-35: 0; 2035-36: 0; 2036-37: 0; 2037-38: 0; 2038-39: 0; 2039-40: 0; 2040-41: 0; 2041-42: 0; 2042-43: 0; 2043-44: 0; 2044-45: 0; 2045-46: 0; 2046-47: 0; 2047-48: 0; 2048-49: 0; 2049-50: 0
34.4FP | Metering on change of occupancy - properties | Input (change of occupancy meters in each year) | 000's | 2 | 2019-20: 0.287; 2020-21: 0.277; 2021-22: 0.267; 2022-23: 0.257; 2023-24: 0.247; 2024-25: 0.237; 2025-26: 0.227; 2026-27: 0.218; 2027-28: 0.209; 2028-29: 0.201; 2029-30: 0.193; 2030-31: 0.185; 2031-32: 0.178; 2032-33: 0.171; 2033-34: 0.164; 2034-35: 0.157; 2035-36: 0.151; 2036-37: 0.145; 2037-38: 0.139; 2038-39: 0.133; 2039-40: 0.128; 2040-41: 0.123; 2041-42: 0.118; 2042-43: 0.113; 2043-44: 0.109; 2044-45: 0.104; 2045-46: 0.1; 2046-47: 0.096; 2047-48: 0.085; 2048-49: 0.082; 2049-50: 0
34.5FP | Selective metering - properties | Input (selective meters in each year) | 000's | 2 | 2019-20: 0.015; 2020-21: 0.014; 2021-22: 0.014; 2022-23: 0.013; 2023-24: 0.013; 2024-25: 0.012; 2025-26: 0.012; 2026-27: 0.011; 2027-28: 0.011; 2028-29: 0.011; 2029-30: 0.01; 2030-31: 0.01; 2031-32: 0.009; 2032-33: 0.009; 2033-34: 0.009; 2034-35: 0.009; 2035-36: 0.008; 2036-37: 0.008; 2037-38: 0.008; 2038-39: 0.007; 2039-40: 0.007; 2040-41: 0.007; 2041-42: 0.007; 2042-43: 0.007; 2043-44: 0.006; 2044-45: 0.006; 2045-46: 0; 2046-47: 0; 2047-48: 0; 2048-49: 0; 2049-50: 0
34.6FP | Other changes to existing metering - properties | Input (other changes to meters in each year) | 000's | 2 | 2019-20: 0; 2020-21: 0; 2021-22: 0; 2022-23: 0; 2023-24: 0; 2024-25: 0; 2025-26: 0; 2026-27: 0; 2027-28: 0; 2028-29: 0; 2029-30: 0; 2030-31: 0; 2031-32: 0; 2032-33: 0; 2033-34: 0; 2034-35: 0; 2035-36: 0; 2036-37: 0; 2037-38: 0; 2038-39: 0; 2039-40: 0; 2040-41: 0; 2041-42: 0; 2042-43: 0; 2043-44: 0; 2044-45: 0; 2045-46: 0; 2046-47: 0; 2047-48: 0; 2048-49: 0; 2049-50: 0
34.7FP | Measured household void properties | Input | 000's | 2 | 2019-20: 1.783; 2020-21: 1.832; 2021-22: 1.879; 2022-23: 1.932; 2023-24: 1.98; 2024-25: 2.027; 2025-26: 2.076; 2026-27: 2.12; 2027-28: 2.161; 2028-29: 2.199; 2029-30: 2.235; 2030-31: 2.27; 2031-32: 2.303; 2032-33: 2.333; 2033-34: 2.36; 2034-35: 2.385; 2035-36: 2.41; 2036-37: 2.434; 2037-38: 2.457; 2038-39: 2.48; 2039-40: 2.502; 2040-41: 2.524; 2041-42: 2.545; 2042-43: 2.566; 2043-44: 2.586; 2044-45: 2.606; 2045-46: 2.622; 2046-47: 2.638; 2047-48: 2.653; 2048-49: 2.668; 2049-50: 2.681
35FP | Unmeasured households - properties (excl. void) | Input | 000's | 2 | 2019-20: 13.938; 2020-21: 13.311; 2021-22: 12.766; 2022-23: 12.123; 2023-24: 11.508; 2024-25: 10.919; 2025-26: 10.432; 2026-27: 9.962; 2027-28: 9.51; 2028-29: 9.075; 2029-30: 8.655; 2030-31: 8.251; 2031-32: 7.861; 2032-33: 7.486; 2033-34: 7.125; 2034-35: 6.776; 2035-36: 6.441; 2036-37: 6.117; 2037-38: 5.806; 2038-39: 5.505; 2039-40: 5.216; 2040-41: 4.937; 2041-42: 4.669; 2042-43: 4.41; 2043-44: 4.161; 2044-45: 3.92; 2045-46: 3.82; 2046-47: 3.724; 2047-48: 3.639; 2048-49: 3.557; 2049-50: 3.557
35.1FP | Unmeasured household void properties | Input | 000's | 2 | 2019-20: 0.333; 2020-21: 0.32; 2021-22: 0.308; 2022-23: 0.295; 2023-24: 0.281; 2024-25: 0.269; 2025-26: 0.258; 2026-27: 0.248; 2027-28: 0.237; 2028-29: 0.225; 2029-30: 0.214; 2030-31: 0.204; 2031-32: 0.194; 2032-33: 0.184; 2033-34: 0.175; 2034-35: 0.166; 2035-36: 0.158; 2036-37: 0.15; 2037-38: 0.142; 2038-39: 0.135; 2039-40: 0.128; 2040-41: 0.121; 2041-42: 0.115; 2042-43: 0.108; 2043-44: 0.102; 2044-45: 0.096; 2045-46: 0.094; 2046-47: 0.091; 2047-48: 0.089; 2048-49: 0.087; 2049-50: 0.087
36FP | Total Resource Zone Properties (incl. voids) | sum (31FP:34FP) + 34.7FP + 35BL + 35.1BL | 000's | 2 | 2019-20: 95.751; 2020-21: 96.941; 2021-22: 98.116; 2022-23: 99.213; 2023-24: 100.304; 2024-25: 101.156; 2025-26: 102.231; 2026-27: 103.212; 2027-28: 104.347; 2028-29: 105.786; 2029-30: 107.155; 2030-31: 108.417; 2031-32: 109.555; 2032-33: 110.625; 2033-34: 111.638; 2034-35: 112.548; 2035-36: 113.342; 2036-37: 114.087; 2037-38: 114.761; 2038-39: 115.391; 2039-40: 116.015; 2040-41: 116.631; 2041-42: 117.243; 2042-43: 117.848; 2043-44: 118.449; 2044-45: 119.041; 2045-46: 119.627; 2046-47: 120.207; 2047-48: 120.779; 2048-49: 121.344; 2049-50: 121.902
37FP | Measured Non Household - Population | Input | 000's | 2 | 2019-20: 3.062; 2020-21: 3.105; 2021-22: 3.14; 2022-23: 3.183; 2023-24: 3.226; 2024-25: 3.265; 2025-26: 3.292; 2026-27: 3.347; 2027-28: 3.405; 2028-29: 3.455; 2029-30: 3.503; 2030-31: 3.552; 2031-32: 3.643; 2032-33: 3.707; 2033-34: 3.758; 2034-35: 3.801; 2035-36: 3.835; 2036-37: 3.869; 2037-38: 3.91; 2038-39: 3.952; 2039-40: 3.991; 2040-41: 4.036; 2041-42: 4.084; 2042-43: 4.14; 2043-44: 4.2; 2044-45: 4.259; 2045-46: 4.328; 2046-47: 4.397; 2047-48: 4.466; 2048-49: 4.532; 2049-50: 4.596
38FP | Unmeasured Non Household - Population | Input | 000's | 2 | 2019-20: 0.013; 2020-21: 0.013; 2021-22: 0.013; 2022-23: 0.013; 2023-24: 0.013; 2024-25: 0.013; 2025-26: 0.013; 2026-27: 0.013; 2027-28: 0.014; 2028-29: 0.014; 2029-30: 0.014; 2030-31: 0.014; 2031-32: 0.015; 2032-33: 0.015; 2033-34: 0.015; 2034-35: 0.015; 2035-36: 0.015; 2036-37: 0.016; 2037-38: 0.016; 2038-39: 0.016; 2039-40: 0.016; 2040-41: 0.016; 2041-42: 0.016; 2042-43: 0.017; 2043-44: 0.017; 2044-45: 0.017; 2045-46: 0.017; 2046-47: 0.018; 2047-48: 0.018; 2048-49: 0.018; 2049-50: 0.018
39FP | Measured Household - Population | Input | 000's | 2 | 2019-20: 152.073; 2020-21: 155.172; 2021-22: 157.948; 2022-23: 161.18; 2023-24: 164.43; 2024-25: 167.078; 2025-26: 169.886; 2026-27: 172.438; 2027-28: 175.268; 2028-29: 178.799; 2029-30: 182.011; 2030-31: 184.838; 2031-32: 187.396; 2032-33: 189.852; 2033-34: 192.21; 2034-35: 194.332; 2035-36: 196.146; 2036-37: 197.773; 2037-38: 199.265; 2038-39: 200.708; 2039-40: 202.378; 2040-41: 203.994; 2041-42: 205.669; 2042-43: 207.358; 2043-44: 209.04; 2044-45: 210.745; 2045-46: 212.034; 2046-47: 213.302; 2047-48: 214.571; 2048-49: 215.839; 2049-50: 216.888
40FP | Unmeasured Household - Population | Input | 000's | 2 | 2019-20: 40.52; 2020-21: 38.835; 2021-22: 37.356; 2022-23: 35.625; 2023-24: 33.973; 2024-25: 32.385; 2025-26: 31.047; 2026-27: 29.753; 2027-28: 28.503; 2028-29: 27.309; 2029-30: 26.143; 2030-31: 25.009; 2031-32: 23.919; 2032-33: 22.877; 2033-34: 21.877; 2034-35: 20.911; 2035-36: 19.977; 2036-37: 19.072; 2037-38: 18.199; 2038-39: 17.36; 2039-40: 16.561; 2040-41: 15.786; 2041-42: 15.037; 2042-43: 14.309; 2043-44: 13.598; 2044-45: 12.9; 2045-46: 12.6; 2046-47: 12.304; 2047-48: 12.064; 2048-49: 11.833; 2049-50: 11.832
41FP | Total Resource Zone Population | sum (37FP:40FP) | 000's | 2 | 2019-20: 195.668; 2020-21: 197.125; 2021-22: 198.457; 2022-23: 200.001; 2023-24: 201.642; 2024-25: 202.741; 2025-26: 204.238; 2026-27: 205.551; 2027-28: 207.19; 2028-29: 209.577; 2029-30: 211.671; 2030-31: 213.413; 2031-32: 214.973; 2032-33: 216.451; 2033-34: 217.86; 2034-35: 219.059; 2035-36: 219.973; 2036-37: 220.73; 2037-38: 221.39; 2038-39: 222.036; 2039-40: 222.946; 2040-41: 223.832; 2041-42: 224.806; 2042-43: 225.824; 2043-44: 226.855; 2044-45: 227.921; 2045-46: 228.979; 2046-47: 230.021; 2047-48: 231.119; 2048-49: 232.222; 2049-50: 233.334
42FP | Average household occupancy rate (excl. voids) | (39FP + 40FP) / (34FP + 35FP) | h/prop | 1 | 2019-20: 2.2023; 2020-21: 2.1924; 2021-22: 2.1809; 2022-23: 2.1755; 2023-24: 2.1703; 2024-25: 2.1646; 2025-26: 2.1582; 2026-27: 2.1513; 2027-28: 2.1442; 2028-29: 2.1381; 2029-30: 2.1306; 2030-31: 2.1219; 2031-32: 2.1137; 2032-33: 2.1064; 2033-34: 2.0997; 2034-35: 2.0932; 2035-36: 2.0865; 2036-37: 2.0793; 2037-38: 2.0726; 2038-39: 2.0668; 2039-40: 2.0636; 2040-41: 2.0603; 2041-42: 2.0579; 2042-43: 2.056; 2043-44: 2.0543; 2044-45: 2.0531; 2045-46: 2.0518; 2046-47: 2.0506; 2047-48: 2.0499; 2048-49: 2.0495; 2049-50: 2.0493
43FP | Total Household Metering penetration (excl. voids) | 34FP / (34FP + 35FP) | % | 1 | 2019-20: 84.06%; 2020-21: 84.96%; 2021-22: 85.74%; 2022-23: 86.6%; 2023-24: 87.41%; 2024-25: 88.15%; 2025-26: 88.8%; 2026-27: 89.4%; 2027-28: 89.99%; 2028-29: 90.59%; 2029-30: 91.14%; 2030-31: 91.66%; 2031-32: 92.14%; 2032-33: 92.59%; 2033-34: 93.01%; 2034-35: 93.41%; 2035-36: 93.78%; 2036-37: 94.13%; 2037-38: 94.47%; 2038-39: 94.78%; 2039-40: 95.08%; 2040-41: 95.37%; 2041-42: 95.65%; 2042-43: 95.91%; 2043-44: 96.16%; 2044-45: 96.4%; 2045-46: 96.51%; 2046-47: 96.62%; 2047-48: 96.71%; 2048-49: 96.8%; 2049-50: 96.81%
44FP | Total Household Metering penetration (incl. voids) | (34FP) / (34FP + 34.7FP + 35FP + 35.1FP) | % | 1 | 2019-20: 82.08%; 2020-21: 82.94%; 2021-22: 83.7%; 2022-23: 84.52%; 2023-24: 85.3%; 2024-25: 86.01%; 2025-26: 86.62%; 2026-27: 87.2%; 2027-28: 87.78%; 2028-29: 88.36%; 2029-30: 88.91%; 2030-31: 89.42%; 2031-32: 89.89%; 2032-33: 90.34%; 2033-34: 90.76%; 2034-35: 91.15%; 2035-36: 91.51%; 2036-37: 91.86%; 2037-38: 92.18%; 2038-39: 92.49%; 2039-40: 92.78%; 2040-41: 93.06%; 2041-42: 93.33%; 2042-43: 93.59%; 2043-44: 93.83%; 2044-45: 94.07%; 2045-46: 94.17%; 2046-47: 94.28%; 2047-48: 94.37%; 2048-49: 94.46%; 2049-50: 94.47%
45FP | Distribution input | sum (12FP:15FP) + 21FP + 22FP + 27FP + 28FP | Ml/d | 2 | 2019-20: 62.28; 2020-21: 61.84; 2021-22: 61.42; 2022-23: 61.13; 2023-24: 60.85; 2024-25: 60.14; 2025-26: 59.31; 2026-27: 58.65; 2027-28: 58.36; 2028-29: 58.09; 2029-30: 57.71; 2030-31: 57.37; 2031-32: 57.03; 2032-33: 56.68; 2033-34: 56.53; 2034-35: 56.19; 2035-36: 55.81; 2036-37: 55.01; 2037-38: 54.68; 2038-39: 54.25; 2039-40: 53.78; 2040-41: 53.34; 2041-42: 52.89; 2042-43: 52.48; 2043-44: 52.16; 2044-45: 51.95; 2045-46: 51.72; 2046-47: 51.56; 2047-48: 51.34; 2048-49: 51.16; 2049-50: 51.06
46FP | Target headroom (climate change component) | Input | Ml/d | 2 | 2019-20: 1.3363; 2020-21: 1.3363; 2021-22: 1.3363; 2022-23: 1.3363; 2023-24: 1.3363; 2024-25: 1.3363; 2025-26: 1.3363; 2026-27: 1.3165; 2027-28: 1.4032; 2028-29: 1.4455; 2029-30: 1.4414; 2030-31: 1.5119; 2031-32: 1.536; 2032-33: 1.6007; 2033-34: 1.6196; 2034-35: 1.6249; 2035-36: 1.5795; 2036-37: 1.5133; 2037-38: 1.5232; 2038-39: 1.5129; 2039-40: 0; 2040-41: 0; 2041-42: 0; 2042-43: 0; 2043-44: 0; 2044-45: 0; 2045-46: 0; 2046-47: 0; 2047-48: 0; 2048-49: 0; 2049-50: 0
47FP | Target headroom (All other components) | Input | Ml/d | 2 | 2019-20: 2.3394; 2020-21: 2.3394; 2021-22: 2.3394; 2022-23: 2.3394; 2023-24: 2.3394; 2024-25: 2.3394; 2025-26: 2.3394; 2026-27: 2.5593; 2027-28: 2.5625; 2028-29: 2.635; 2029-30: 2.7569; 2030-31: 2.6924; 2031-32: 2.8042; 2032-33: 2.885; 2033-34: 2.9216; 2034-35: 3.0481; 2035-36: 2.582; 2036-37: 2.2932; 2037-38: 2.4069; 2038-39: 2.5096; 2039-40: 0.48705; 2040-41: 0.56174; 2041-42: 0.61307; 2042-43: 0.69127; 2043-44: 0.82044; 2044-45: 0.97752; 2045-46: 0.54443; 2046-47: 0.65527; 2047-48: 0.68508; 2048-49: 0.73284; 2049-50: 0.72592
48FP | Target Headroom | 46FP + 47FP | Ml/d | 2 | 2019-20: 3.6757; 2020-21: 3.6757; 2021-22: 3.6757; 2022-23: 3.6757; 2023-24: 3.6757; 2024-25: 3.6757; 2025-26: 3.6757; 2026-27: 3.8759; 2027-28: 3.9657; 2028-29: 4.0805; 2029-30: 4.1983; 2030-31: 4.2042; 2031-32: 4.3402; 2032-33: 4.4857; 2033-34: 4.5412; 2034-35: 4.673; 2035-36: 4.1615; 2036-37: 3.8065; 2037-38: 3.9301; 2038-39: 4.0225; 2039-40: 0.48705; 2040-41: 0.56174; 2041-42: 0.61307; 2042-43: 0.69127; 2043-44: 0.82044; 2044-45: 0.97752; 2045-46: 0.54443; 2046-47: 0.65527; 2047-48: 0.68508; 2048-49: 0.73284; 2049-50: 0.72592
49FP | Available Headroom | 11FP - 45FP | Ml/d | 2 | 2019-20: 6.7; 2020-21: 7.14; 2021-22: 7.56; 2022-23: 7.85; 2023-24: 8.13; 2024-25: 8.84; 2025-26: 3.68; 2026-27: 3.88; 2027-28: 3.97; 2028-29: 4.8; 2029-30: 5.18; 2030-31: 4.2; 2031-32: 4.34; 2032-33: 4.49; 2033-34: 4.54; 2034-35: 4.67; 2035-36: 4.16; 2036-37: 3.81; 2037-38: 3.93; 2038-39: 4.02; 2039-40: 0.49; 2040-41: 0.56; 2041-42: 0.61; 2042-43: 0.69; 2043-44: 0.82; 2044-45: 0.98; 2045-46: 0.54; 2046-47: 0.66; 2047-48: 0.69; 2048-49: 0.73; 2049-50: 0.73
49.1FP | Available non-potable balance (if applicable) | 1.1FP - 12.1FP | Ml/d | 2 | 2019-20: 0; 2020-21: 0; 2021-22: 0; 2022-23: 0; 2023-24: 0; 2024-25: 0; 2025-26: 0; 2026-27: 0; 2027-28: 0; 2028-29: 0; 2029-30: 0; 2030-31: 0; 2031-32: 0; 2032-33: 0; 2033-34: 0; 2034-35: 0; 2035-36: 0; 2036-37: 0; 2037-38: 0; 2038-39: 0; 2039-40: 0; 2040-41: 0; 2041-42: 0; 2042-43: 0; 2043-44: 0; 2044-45: 0; 2045-46: 0; 2046-47: 0; 2047-48: 0; 2048-49: 0; 2049-50: 0
50FP | Supply Demand Balance | 49FP - 48FP | Ml/d | 2 | 2019-20: 3.0243; 2020-21: 3.4643; 2021-22: 3.8843; 2022-23: 4.1743; 2023-24: 4.4543; 2024-25: 5.1643; 2025-26: 0.0042952; 2026-27: 0.0041153; 2027-28: 0.0043464; 2028-29: 0.7195; 2029-30: 0.98166; 2030-31: -0.0042302; 2031-32: -0.00015189; 2032-33: 0.0043139; 2033-34: -0.0012359; 2034-35: -0.0030239; 2035-36: -0.0014932; 2036-37: 0.0035148; 2037-38: -0.00012563; 2038-39: -0.0024549; 2039-40: 0.0029472; 2040-41: -0.0017429; 2041-42: -0.0030691; 2042-43: -0.0012723; 2043-44: -0.00044489; 2044-45: 0.0024769; 2045-46: -0.0044318; 2046-47: 0.0047333; 2047-48: 0.0049151; 2048-49: -0.0028413; 2049-50: 0.0040763
Water Company | Anglian Water | Version | V3.1
WRZ | AWSFND | Planning Scenario | DYCP
Table 3d: DYCP - Baseline | Back to top of sheet
WRMP24 reference | Component | Derivation | Unit | Decimal places | 2019-20 | 2020-21 | 2021-22 | 2022-23 | 2023-24 | 2024-25 | 2025-26 | 2026-27 | 2027-28 | 2028-29 | 2029-30 | 2030-31 | 2031-32 | 2032-33 | 2033-34 | 2034-35 | 2035-36 | 2036-37 | 2037-38 | 2038-39 | 2039-40 | 2040-41 | 2041-42 | 2042-43 | 2043-44 | 2044-45 | 2045-46 | 2046-47 | 2047-48 | 2048-49 | 2049-50 | 2050-51 | 2051-52 | 2052-53 | 2053-54 | 2054-55 | 2055-56 | 2056-57 | 2057-58 | 2058-59 | 2059-60 | 2060-61 | 2061-62 | 2062-63 | 2063-64 | 2064-65 | 2065-66 | 2066-67 | 2067-68 | 2068-69 | 2069-70 | 2070-71 | 2071-72 | 2072-73 | 2073-74 | 2074-75 | 2075-76 | 2076-77 | 2077-78 | 2078-79 | 2079-80 | 2080-81 | 2081-82 | 2082-83 | 2083-84 | 2084-85 | 2085-86 | 2086-87 | 2087-88 | 2088-89 | 2089-90 | 2090-91 | 2091-92 | 2092-93 | 2093-94 | 2094-95 | 2095-96 | 2096-97 | 2097-98 | 2098-99 | 2099-100
1BL | Raw water abstracted | Input | Ml/d | 2 | 2019-20: 0; 2020-21: 0; 2021-22: 0; 2022-23: 0; 2023-24: 0; 2024-25: 0; 2025-26: 0; 2026-27: 0; 2027-28: 0; 2028-29: 0; 2029-30: 0; 2030-31: 0; 2031-32: 0; 2032-33: 0; 2033-34: 0; 2034-35: 0; 2035-36: 0; 2036-37: 0; 2037-38: 0; 2038-39: 0; 2039-40: 0; 2040-41: 0; 2041-42: 0; 2042-43: 0; 2043-44: 0; 2044-45: 0; 2045-46: 0; 2046-47: 0; 2047-48: 0; 2048-49: 0; 2049-50: 0
1.1BL | Non-potable water supplies | Input | Ml/d | 2 | 2019-20: 0; 2020-21: 0; 2021-22: 0; 2022-23: 0; 2023-24: 0; 2024-25: 0; 2025-26: 0; 2026-27: 0; 2027-28: 0; 2028-29: 0; 2029-30: 0; 2030-31: 0; 2031-32: 0; 2032-33: 0; 2033-34: 0; 2034-35: 0; 2035-36: 0; 2036-37: 0; 2037-38: 0; 2038-39: 0; 2039-40: 0; 2040-41: 0; 2041-42: 0; 2042-43: 0; 2043-44: 0; 2044-45: 0; 2045-46: 0; 2046-47: 0; 2047-48: 0; 2048-49: 0; 2049-50: 0
2BL | Raw water imported | Input | Ml/d | 2 | 2019-20: 0; 2020-21: 0; 2021-22: 0; 2022-23: 0; 2023-24: 0; 2024-25: 0; 2025-26: 0; 2026-27: 0; 2027-28: 0; 2028-29: 0; 2029-30: 0; 2030-31: 0; 2031-32: 0; 2032-33: 0; 2033-34: 0; 2034-35: 0; 2035-36: 0; 2036-37: 0; 2037-38: 0; 2038-39: 0; 2039-40: 0; 2040-41: 0; 2041-42: 0; 2042-43: 0; 2043-44: 0; 2044-45: 0; 2045-46: 0; 2046-47: 0; 2047-48: 0; 2048-49: 0; 2049-50: 0
3BL | Potable water imported | Input | Ml/d | 2 | 2019-20: 0; 2020-21: 0; 2021-22: 0; 2022-23: 0; 2023-24: 0; 2024-25: 0; 2025-26: 26.102; 2026-27: 26.582; 2027-28: 27.153; 2028-29: 28.563; 2029-30: 29.823; 2030-31: 31.86; 2031-32: 32.373; 2032-33: 33.973; 2033-34: 35.653; 2034-35: 38.013; 2035-36: 36.533; 2036-37: 35.883; 2037-38: 38.303; 2038-39: 38.683; 2039-40: 31.613; 2040-41: 33.733; 2041-42: 35.803; 2042-43: 38.063; 2043-44: 39.42; 2044-45: 39.79; 2045-46: 40; 2046-47: 40; 2047-48: 40; 2048-49: 40; 2049-50: 40
4BL | Raw water exported enter as -ve | Input | Ml/d | 2 | 2019-20: 0; 2020-21: 0; 2021-22: 0; 2022-23: 0; 2023-24: 0; 2024-25: 0; 2025-26: 0; 2026-27: 0; 2027-28: 0; 2028-29: 0; 2029-30: 0; 2030-31: 0; 2031-32: 0; 2032-33: 0; 2033-34: 0; 2034-35: 0; 2035-36: 0; 2036-37: 0; 2037-38: 0; 2038-39: 0; 2039-40: 0; 2040-41: 0; 2041-42: 0; 2042-43: 0; 2043-44: 0; 2044-45: 0; 2045-46: 0; 2046-47: 0; 2047-48: 0; 2048-49: 0; 2049-50: 0
5BL | Potable water exported enter as -ve | Input | Ml/d | 2 | 2019-20: 0; 2020-21: 0; 2021-22: 0; 2022-23: 0; 2023-24: 0; 2024-25: 0; 2025-26: -9.492; 2026-27: -9.802; 2027-28: -10.273; 2028-29: -11.413; 2029-30: -12.463; 2030-31: -13.313; 2031-32: -14.693; 2032-33: -15.953; 2033-34: -17.443; 2034-35: -19.533; 2035-36: -18.663; 2036-37: -18.453; 2037-38: -20.583; 2038-39: -20.703; 2039-40: -18.143; 2040-41: -20.073; 2041-42: -21.953; 2042-43: -23.973; 2043-44: -25; 2044-45: -25; 2045-46: -16.8; 2046-47: -16.47; 2047-48: -16.25; 2048-49: -15.98; 2049-50: -15.78
6BL | Deployable Output before forecast changes | Input | Ml/d | 2 | 2019-20: 91.27; 2020-21: 91.27; 2021-22: 91.27; 2022-23: 91.27; 2023-24: 91.27; 2024-25: 91.27; 2025-26: 70.11; 2026-27: 70.11; 2027-28: 70.11; 2028-29: 70.11; 2029-30: 70.11; 2030-31: 70.11; 2031-32: 70.11; 2032-33: 70.11; 2033-34: 70.11; 2034-35: 70.11; 2035-36: 70.11; 2036-37: 70.11; 2037-38: 70.11; 2038-39: 70.11; 2039-40: 70.11; 2040-41: 70.11; 2041-42: 70.11; 2042-43: 70.11; 2043-44: 70.11; 2044-45: 70.11; 2045-46: 70.11; 2046-47: 70.11; 2047-48: 70.11; 2048-49: 70.11; 2049-50: 70.11
6.1BL | Deployable Output post forecast changes | 6BL + 7BL | Ml/d | 2 | 2019-20: 91.27; 2020-21: 91.27; 2021-22: 91.27; 2022-23: 91.27; 2023-24: 91.27; 2024-25: 91.27; 2025-26: 70.11; 2026-27: 70.11; 2027-28: 70.11; 2028-29: 70.11; 2029-30: 70.11; 2030-31: 70.11; 2031-32: 70.11; 2032-33: 70.11; 2033-34: 70.11; 2034-35: 70.11; 2035-36: 70.11; 2036-37: 70.11; 2037-38: 70.11; 2038-39: 70.11; 2039-40: 70.11; 2040-41: 70.11; 2041-42: 70.11; 2042-43: 70.11; 2043-44: 70.11; 2044-45: 70.11; 2045-46: 61.29; 2046-47: 61.29; 2047-48: 61.29; 2048-49: 61.29; 2049-50: 61.29
7BL | Baseline forecast changes to Deployable Output | sum (7.1BL:7.6BL) | Ml/d | 2 | 2019-20: 0; 2020-21: 0; 2021-22: 0; 2022-23: 0; 2023-24: 0; 2024-25: 0; 2025-26: 0; 2026-27: 0; 2027-28: 0; 2028-29: 0; 2029-30: 0; 2030-31: 0; 2031-32: 0; 2032-33: 0; 2033-34: 0; 2034-35: 0; 2035-36: 0; 2036-37: 0; 2037-38: 0; 2038-39: 0; 2039-40: 0; 2040-41: 0; 2041-42: 0; 2042-43: 0; 2043-44: 0; 2044-45: 0; 2045-46: -8.82; 2046-47: -8.82; 2047-48: -8.82; 2048-49: -8.82; 2049-50: -8.82
7.1BL | Change in DO due to climate change | Input | Ml/d | 2 | 2019-20: 0; 2020-21: 0; 2021-22: 0; 2022-23: 0; 2023-24: 0; 2024-25: 0; 2025-26: 0; 2026-27: 0; 2027-28: 0; 2028-29: 0; 2029-30: 0; 2030-31: 0; 2031-32: 0; 2032-33: 0; 2033-34: 0; 2034-35: 0; 2035-36: 0; 2036-37: 0; 2037-38: 0; 2038-39: 0; 2039-40: 0; 2040-41: 0; 2041-42: 0; 2042-43: 0; 2043-44: 0; 2044-45: 0; 2045-46: 0; 2046-47: 0; 2047-48: 0; 2048-49: 0; 2049-50: 0
7.2BL | Total confirmed DO reductions to restore sustainable abstraction enter as -ve | Input | Ml/d | 2 | 2019-20: 0; 2020-21: 0; 2021-22: 0; 2022-23: 0; 2023-24: 0; 2024-25: 0; 2025-26: 0; 2026-27: 0; 2027-28: 0; 2028-29: 0; 2029-30: 0; 2030-31: 0; 2031-32: 0; 2032-33: 0; 2033-34: 0; 2034-35: 0; 2035-36: 0; 2036-37: 0; 2037-38: 0; 2038-39: 0; 2039-40: 0; 2040-41: 0; 2041-42: 0; 2042-43: 0; 2043-44: 0; 2044-45: 0; 2045-46: 0; 2046-47: 0; 2047-48: 0; 2048-49: 0; 2049-50: 0
7.3BL | Total expected DO reductions to restore sustainable abstraction (Environmental Destination) (excl. any confirmed reductions) enter as -ve | Input | Ml/d | 2 | 2019-20: 0; 2020-21: 0; 2021-22: 0; 2022-23: 0; 2023-24: 0; 2024-25: 0; 2025-26: 0; 2026-27: 0; 2027-28: 0; 2028-29: 0; 2029-30: 0; 2030-31: 0; 2031-32: 0; 2032-33: 0; 2033-34: 0; 2034-35: 0; 2035-36: 0; 2036-37: 0; 2037-38: 0; 2038-39: 0; 2039-40: 0; 2040-41: 0; 2041-42: 0; 2042-43: 0; 2043-44: 0; 2044-45: 0; 2045-46: -8.82; 2046-47: -8.82; 2047-48: -8.82; 2048-49: -8.82; 2049-50: -8.82
7.4BL | Change in DO from prolonged Outage reduction enter as -ve | Input | Ml/d | 2 | 2019-20: 0; 2020-21: 0; 2021-22: 0; 2022-23: 0; 2023-24: 0; 2024-25: 0; 2025-26: 0; 2026-27: 0; 2027-28: 0; 2028-29: 0; 2029-30: 0; 2030-31: 0; 2031-32: 0; 2032-33: 0; 2033-34: 0; 2034-35: 0; 2035-36: 0; 2036-37: 0; 2037-38: 0; 2038-39: 0; 2039-40: 0; 2040-41: 0; 2041-42: 0; 2042-43: 0; 2043-44: 0; 2044-45: 0; 2045-46: 0; 2046-47: 0; 2047-48: 0; 2048-49: 0; 2049-50: 0
7.5BL | Change in DO from drought measures | Zero for baseline | Ml/d | 2 | 2019-20: 0; 2020-21: 0; 2021-22: 0; 2022-23: 0; 2023-24: 0; 2024-25: 0; 2025-26: 0; 2026-27: 0; 2027-28: 0; 2028-29: 0; 2029-30: 0; 2030-31: 0; 2031-32: 0; 2032-33: 0; 2033-34: 0; 2034-35: 0; 2035-36: 0; 2036-37: 0; 2037-38: 0; 2038-39: 0; 2039-40: 0; 2040-41: 0; 2041-42: 0; 2042-43: 0; 2043-44: 0; 2044-45: 0; 2045-46: 0; 2046-47: 0; 2047-48: 0; 2048-49: 0; 2049-50: 0
7.6BL | Total other changes to DO (specify e.g. Nitrates) | Input | Ml/d | 2 | 2019-20: 0; 2020-21: 0; 2021-22: 0; 2022-23: 0; 2023-24: 0; 2024-25: 0; 2025-26: 0; 2026-27: 0; 2027-28: 0; 2028-29: 0; 2029-30: 0; 2030-31: 0; 2031-32: 0; 2032-33: 0; 2033-34: 0; 2034-35: 0; 2035-36: 0; 2036-37: 0; 2037-38: 0; 2038-39: 0; 2039-40: 0; 2040-41: 0; 2041-42: 0; 2042-43: 0; 2043-44: 0; 2044-45: 0; 2045-46: 0; 2046-47: 0; 2047-48: 0; 2048-49: 0; 2049-50: 0
8BL | Raw water losses, treatment works losses and operational use | Input | Ml/d | 2 | 2019-20: 1.63; 2020-21: 1.63; 2021-22: 1.63; 2022-23: 1.63; 2023-24: 1.63; 2024-25: 1.63; 2025-26: 1.63; 2026-27: 1.63; 2027-28: 1.63; 2028-29: 1.63; 2029-30: 1.63; 2030-31: 1.63; 2031-32: 1.63; 2032-33: 1.63; 2033-34: 1.63; 2034-35: 1.63; 2035-36: 1.63; 2036-37: 1.63; 2037-38: 1.63; 2038-39: 1.63; 2039-40: 1.63; 2040-41: 1.63; 2041-42: 1.63; 2042-43: 1.63; 2043-44: 1.63; 2044-45: 1.63; 2045-46: 1.63; 2046-47: 1.63; 2047-48: 1.63; 2048-49: 1.63; 2049-50: 1.63
9BL | Total Outage Allowance | Input | Ml/d | 2 | 2019-20: 1.01; 2020-21: 1.01; 2021-22: 1.01; 2022-23: 1.01; 2023-24: 1.01; 2024-25: 1.01; 2025-26: 1.01; 2026-27: 1.01; 2027-28: 1.01; 2028-29: 1.01; 2029-30: 1.01; 2030-31: 1.01; 2031-32: 1.01; 2032-33: 1.01; 2033-34: 1.01; 2034-35: 1.01; 2035-36: 1.01; 2036-37: 1.01; 2037-38: 1.01; 2038-39: 1.01; 2039-40: 1.01; 2040-41: 1.01; 2041-42: 1.01; 2042-43: 1.01; 2043-44: 1.01; 2044-45: 1.01; 2045-46: 1.01; 2046-47: 1.01; 2047-48: 1.01; 2048-49: 1.01; 2049-50: 1.01
10BL | Water Available For Use (own sources) | (6BL + 7BL) - (8BL + 9BL) | Ml/d | 2 | 2019-20: 88.63; 2020-21: 88.63; 2021-22: 88.63; 2022-23: 88.63; 2023-24: 88.63; 2024-25: 88.63; 2025-26: 67.47; 2026-27: 67.47; 2027-28: 67.47; 2028-29: 67.47; 2029-30: 67.47; 2030-31: 67.47; 2031-32: 67.47; 2032-33: 67.47; 2033-34: 67.47; 2034-35: 67.47; 2035-36: 67.47; 2036-37: 67.47; 2037-38: 67.47; 2038-39: 67.47; 2039-40: 67.47; 2040-41: 67.47; 2041-42: 67.47; 2042-43: 67.47; 2043-44: 67.47; 2044-45: 67.47; 2045-46: 58.65; 2046-47: 58.65; 2047-48: 58.65; 2048-49: 58.65; 2049-50: 58.65
11BL | Total Water Available For Use | 10BL + sum (2BL:5BL) | Ml/d | 2 | 2019-20: 88.63; 2020-21: 88.63; 2021-22: 88.63; 2022-23: 88.63; 2023-24: 88.63; 2024-25: 88.63; 2025-26: 84.08; 2026-27: 84.25; 2027-28: 84.35; 2028-29: 84.62; 2029-30: 84.83; 2030-31: 86.017; 2031-32: 85.15; 2032-33: 85.49; 2033-34: 85.68; 2034-35: 85.95; 2035-36: 85.34; 2036-37: 84.9; 2037-38: 85.19; 2038-39: 85.45; 2039-40: 80.94; 2040-41: 81.13; 2041-42: 81.32; 2042-43: 81.56; 2043-44: 81.89; 2044-45: 82.26; 2045-46: 81.85; 2046-47: 82.18; 2047-48: 82.4; 2048-49: 82.67; 2049-50: 82.87
12BL | Water delivered measured non-household | Input Note - consumption & uspl | Ml/d | 2 | 2019-20: 30.05; 2020-21: 29.92; 2021-22: 29.81; 2022-23: 29.68; 2023-24: 29.55; 2024-25: 29.43; 2025-26: 29.35; 2026-27: 29.25; 2027-28: 29.15; 2028-29: 29.04; 2029-30: 28.93; 2030-31: 28.81; 2031-32: 28.71; 2032-33: 28.6; 2033-34: 28.48; 2034-35: 28.38; 2035-36: 28.27; 2036-37: 28.16; 2037-38: 28.06; 2038-39: 27.96; 2039-40: 27.88; 2040-41: 27.81; 2041-42: 27.74; 2042-43: 27.68; 2043-44: 27.62; 2044-45: 27.57; 2045-46: 27.51; 2046-47: 27.46; 2047-48: 27.42; 2048-49: 27.38; 2049-50: 27.34
12.1BL | Non-potable water consumption | Input | Ml/d | 2 | 2019-20: 0; 2020-21: 0; 2021-22: 0; 2022-23: 0; 2023-24: 0; 2024-25: 0; 2025-26: 0; 2026-27: 0; 2027-28: 0; 2028-29: 0; 2029-30: 0; 2030-31: 0; 2031-32: 0; 2032-33: 0; 2033-34: 0; 2034-35: 0; 2035-36: 0; 2036-37: 0; 2037-38: 0; 2038-39: 0; 2039-40: 0; 2040-41: 0; 2041-42: 0; 2042-43: 0; 2043-44: 0; 2044-45: 0; 2045-46: 0; 2046-47: 0; 2047-48: 0; 2048-49: 0; 2049-50: 0
13BL | Water delivered unmeasured non-household | Input Note - consumption & uspl | Ml/d | 2 | 2019-20: 0.09; 2020-21: 0.09; 2021-22: 0.09; 2022-23: 0.09; 2023-24: 0.09; 2024-25: 0.09; 2025-26: 0.09; 2026-27: 0.09; 2027-28: 0.09; 2028-29: 0.09; 2029-30: 0.09; 2030-31: 0.09; 2031-32: 0.09; 2032-33: 0.09; 2033-34: 0.09; 2034-35: 0.08; 2035-36: 0.08; 2036-37: 0.08; 2037-38: 0.08; 2038-39: 0.08; 2039-40: 0.08; 2040-41: 0.08; 2041-42: 0.08; 2042-43: 0.08; 2043-44: 0.08; 2044-45: 0.08; 2045-46: 0.08; 2046-47: 0.08; 2047-48: 0.08; 2048-49: 0.08; 2049-50: 0.08
14BL | Water delivered measured household | Input Note - consumption & uspl | Ml/d | 2 | 2019-20: 30.49; 2020-21: 30.74; 2021-22: 30.86; 2022-23: 31.3; 2023-24: 31.73; 2024-25: 31.56; 2025-26: 31.97; 2026-27: 32.35; 2027-28: 32.8; 2028-29: 33.38; 2029-30: 33.88; 2030-31: 34.37; 2031-32: 34.83; 2032-33: 35.37; 2033-34: 35.88; 2034-35: 36.35; 2035-36: 36.76; 2036-37: 37.14; 2037-38: 37.61; 2038-39: 38.06; 2039-40: 38.52; 2040-41: 38.91; 2041-42: 39.3; 2042-43: 39.7; 2043-44: 40.09; 2044-45: 40.5; 2045-46: 40.81; 2046-47: 41.11; 2047-48: 41.4; 2048-49: 41.7; 2049-50: 41.95
15BL | Water delivered unmeasured household | Input Note - consumption & uspl | Ml/d | 2 | 2019-20: 11.6; 2020-21: 11.1; 2021-22: 10.66; 2022-23: 10.14; 2023-24: 9.65; 2024-25: 9.18; 2025-26: 8.78; 2026-27: 8.4; 2027-28: 8.03; 2028-29: 7.68; 2029-30: 7.34; 2030-31: 7.03; 2031-32: 6.73; 2032-33: 6.45; 2033-34: 6.17; 2034-35: 5.91; 2035-36: 5.66; 2036-37: 5.41; 2037-38: 5.17; 2038-39: 4.95; 2039-40: 4.73; 2040-41: 4.52; 2041-42: 4.32; 2042-43: 4.12; 2043-44: 3.93; 2044-45: 3.74; 2045-46: 3.66; 2046-47: 3.58; 2047-48: 3.52; 2048-49: 3.45; 2049-50: 3.46
16BL | Percentage of consumption driven by climate change | Input | % | 1 | 2019-20: 0%; 2020-21: 0%; 2021-22: 0%; 2022-23: 0.1%; 2023-24: 0.1%; 2024-25: 0.1%; 2025-26: 0.1%; 2026-27: 0.1%; 2027-28: 0.1%; 2028-29: 0.2%; 2029-30: 0.2%; 2030-31: 0.2%; 2031-32: 0.2%; 2032-33: 0.3%; 2033-34: 0.3%; 2034-35: 0.3%; 2035-36: 0.4%; 2036-37: 0.4%; 2037-38: 0.4%; 2038-39: 0.5%; 2039-40: 0.5%; 2040-41: 0.6%; 2041-42: 0.6%; 2042-43: 0.6%; 2043-44: 0.7%; 2044-45: 0.7%; 2045-46: 0.8%; 2046-47: 0.8%; 2047-48: 0.8%; 2048-49: 0.8%; 2049-50: 0.9%
17BL | Volume of consumption driven by climate change | 16BL * (12BL + sum(13BL:15BL) - sum (23BL:26BL)) | Ml/d | 2 | 2019-20: 0; 2020-21: 0; 2021-22: 0; 2022-23: 0.06942; 2023-24: 0.06923; 2024-25: 0.06855; 2025-26: 0.0685; 2026-27: 0.06841; 2027-28: 0.06841; 2028-29: 0.13708; 2029-30: 0.13722; 2030-31: 0.13738; 2031-32: 0.13754; 2032-33: 0.20676; 2033-34: 0.20709; 2034-35: 0.20736; 2035-36: 0.27668; 2036-37: 0.27676; 2037-38: 0.27728; 2038-39: 0.34725; 2039-40: 0.34805; 2040-41: 0.41832; 2041-42: 0.41904; 2042-43: 0.41988; 2043-44: 0.49084; 2044-45: 0.49203; 2045-46: 0.56368; 2046-47: 0.56496; 2047-48: 0.56648; 2048-49: 0.56792; 2049-50: 0.64089
18BL | Measured Household - PCC | ((14BL - 25BL) * 1,000,000) / (39BL *1,000) | l/h/d | 1 | 2019-20: 192.9994; 2020-21: 190.6916; 2021-22: 188.2265; 2022-23: 186.9959; 2023-24: 185.7325; 2024-25: 182.0706; 2025-26: 181.4746; 2026-27: 180.9926; 2027-28: 180.6377; 2028-29: 180.2583; 2029-30: 179.8243; 2030-31: 179.7249; 2031-32: 179.7264; 2032-33: 180.1403; 2033-34: 180.4797; 2034-35: 180.8246; 2035-36: 181.1406; 2036-37: 181.4707; 2037-38: 182.4204; 2038-39: 183.2513; 2039-40: 183.9627; 2040-41: 184.3682; 2041-42: 184.6657; 2042-43: 185.0423; 2043-44: 185.3712; 2044-45: 185.7695; 2045-46: 186.0551; 2046-47: 186.3086; 2047-48: 186.5117; 2048-49: 186.7596; 2049-50: 187.009
19BL | Unmeasured Household - PCC | ((15BL - 26BL) * 1,000,000) / (40BL *1,000) | l/h/d | 1 | 2019-20: 269.7433; 2020-21: 269.3447; 2021-22: 269.0331; 2022-23: 268.3509; 2023-24: 267.8598; 2024-25: 267.4078; 2025-26: 266.6924; 2026-27: 266.1916; 2027-28: 265.5861; 2028-29: 265.1141; 2029-30: 264.698; 2030-31: 265.1046; 2031-32: 265.4793; 2032-33: 266.2062; 2033-34: 266.4899; 2034-35: 266.8452; 2035-36: 267.808; 2036-37: 268.4564; 2037-38: 268.6961; 2038-39: 270.1613; 2039-40: 270.5151; 2040-41: 271.1263; 2041-42: 272.6608; 2042-43: 273.2546; 2043-44: 274.305; 2044-45: 275.1938; 2045-46: 276.1905; 2046-47: 276.3329; 2047-48: 277.6857; 2048-49: 277.1909; 2049-50: 278.0595
20BL | Average Household - PCC | (((14BL - 25BL) + (15BL - 26BL)) * 1,000,000) / ((39BL + 40BL) *1,000) | l/h/d | 1 | 2019-20: 209.1457; 2020-21: 206.4359; 2021-22: 203.6825; 2022-23: 201.7225; 2023-24: 199.7954; 2024-25: 195.9261; 2025-26: 194.642; 2026-27: 193.5299; 2027-28: 192.52; 2028-29: 191.5015; 2029-30: 190.484; 2030-31: 189.9003; 2031-32: 189.4328; 2032-33: 189.3959; 2033-34: 189.2688; 2034-35: 189.1815; 2035-36: 189.1515; 2036-37: 189.1213; 2037-38: 189.6406; 2038-39: 190.17; 2039-40: 190.5097; 2040-41: 190.5997; 2041-42: 190.6609; 2042-43: 190.7366; 2043-44: 190.803; 2044-45: 190.9276; 2045-46: 191.1109; 2046-47: 191.2183; 2047-48: 191.365; 2048-49: 191.4596; 2049-50: 191.7191
21BL | Water taken unbilled | Input | Ml/d | 2 | 2019-20: 1.42; 2020-21: 1.42; 2021-22: 1.41; 2022-23: 1.41; 2023-24: 1.41; 2024-25: 1.42; 2025-26: 1.4; 2026-27: 1.41; 2027-28: 1.43; 2028-29: 1.41; 2029-30: 1.42; 2030-31: 1.4; 2031-32: 1.4; 2032-33: 1.41; 2033-34: 1.42; 2034-35: 1.4; 2035-36: 1.41; 2036-37: 1.41; 2037-38: 1.42; 2038-39: 1.43; 2039-40: 1.41; 2040-41: 1.41; 2041-42: 1.43; 2042-43: 1.42; 2043-44: 1.42; 2044-45: 1.41; 2045-46: 1.42; 2046-47: 1.42; 2047-48: 1.4; 2048-49: 1.42; 2049-50: 1.43
22BL | Distribution system operational use | Input | Ml/d | 2 | 2019-20: 0.39; 2020-21: 0.39; 2021-22: 0.39; 2022-23: 0.39; 2023-24: 0.39; 2024-25: 0.39; 2025-26: 0.39; 2026-27: 0.39; 2027-28: 0.39; 2028-29: 0.39; 2029-30: 0.39; 2030-31: 0.39; 2031-32: 0.39; 2032-33: 0.39; 2033-34: 0.39; 2034-35: 0.39; 2035-36: 0.39; 2036-37: 0.39; 2037-38: 0.39; 2038-39: 0.39; 2039-40: 0.39; 2040-41: 0.39; 2041-42: 0.39; 2042-43: 0.39; 2043-44: 0.39; 2044-45: 0.39; 2045-46: 0.39; 2046-47: 0.39; 2047-48: 0.39; 2048-49: 0.39; 2049-50: 0.39
23BL | Measured Non Household - USPL | Input | Ml/d | 2 | 2019-20: 0.05; 2020-21: 0.05; 2021-22: 0.05; 2022-23: 0.05; 2023-24: 0.05; 2024-25: 0.05; 2025-26: 0.05; 2026-27: 0.06; 2027-28: 0.06; 2028-29: 0.06; 2029-30: 0.06; 2030-31: 0.06; 2031-32: 0.06; 2032-33: 0.06; 2033-34: 0.06; 2034-35: 0.06; 2035-36: 0.06; 2036-37: 0.06; 2037-38: 0.06; 2038-39: 0.06; 2039-40: 0.06; 2040-41: 0.06; 2041-42: 0.06; 2042-43: 0.06; 2043-44: 0.06; 2044-45: 0.06; 2045-46: 0.06; 2046-47: 0.06; 2047-48: 0.06; 2048-49: 0.06; 2049-50: 0.06
24BL | Unmeasured Non Household - USPL | Input | Ml/d | 2 | 2019-20: 0; 2020-21: 0; 2021-22: 0; 2022-23: 0; 2023-24: 0; 2024-25: 0; 2025-26: 0; 2026-27: 0; 2027-28: 0; 2028-29: 0; 2029-30: 0; 2030-31: 0; 2031-32: 0; 2032-33: 0; 2033-34: 0; 2034-35: 0; 2035-36: 0; 2036-37: 0; 2037-38: 0; 2038-39: 0; 2039-40: 0; 2040-41: 0; 2041-42: 0; 2042-43: 0; 2043-44: 0; 2044-45: 0; 2045-46: 0; 2046-47: 0; 2047-48: 0; 2048-49: 0; 2049-50: 0
25BL | Measured Household - USPL | Input | Ml/d | 2 | 2019-20: 1.14; 2020-21: 1.15; 2021-22: 1.13; 2022-23: 1.16; 2023-24: 1.19; 2024-25: 1.14; 2025-26: 1.14; 2026-27: 1.14; 2027-28: 1.14; 2028-29: 1.15; 2029-30: 1.15; 2030-31: 1.15; 2031-32: 1.15; 2032-33: 1.17; 2033-34: 1.19; 2034-35: 1.21; 2035-36: 1.23; 2036-37: 1.25; 2037-38: 1.26; 2038-39: 1.28; 2039-40: 1.29; 2040-41: 1.3; 2041-42: 1.32; 2042-43: 1.33; 2043-44: 1.34; 2044-45: 1.35; 2045-46: 1.36; 2046-47: 1.37; 2047-48: 1.38; 2048-49: 1.39; 2049-50: 1.39
26BL | Unmeasured Household - USPL | Input | Ml/d | 2 | 2019-20: 0.67; 2020-21: 0.64; 2021-22: 0.61; 2022-23: 0.58; 2023-24: 0.55; 2024-25: 0.52; 2025-26: 0.5; 2026-27: 0.48; 2027-28: 0.46; 2028-29: 0.44; 2029-30: 0.42; 2030-31: 0.4; 2031-32: 0.38; 2032-33: 0.36; 2033-34: 0.34; 2034-35: 0.33; 2035-36: 0.31; 2036-37: 0.29; 2037-38: 0.28; 2038-39: 0.26; 2039-40: 0.25; 2040-41: 0.24; 2041-42: 0.22; 2042-43: 0.21; 2043-44: 0.2; 2044-45: 0.19; 2045-46: 0.18; 2046-47: 0.18; 2047-48: 0.17; 2048-49: 0.17; 2049-50: 0.17
27BL | Void Properties - USPL | Input | Ml/d | 2 | 2019-20: 0.13; 2020-21: 0.13; 2021-22: 0.13; 2022-23: 0.13; 2023-24: 0.13; 2024-25: 0.14; 2025-26: 0.14; 2026-27: 0.14; 2027-28: 0.14; 2028-29: 0.14; 2029-30: 0.14; 2030-31: 0.15; 2031-32: 0.15; 2032-33: 0.15; 2033-34: 0.15; 2034-35: 0.15; 2035-36: 0.15; 2036-37: 0.15; 2037-38: 0.15; 2038-39: 0.15; 2039-40: 0.15; 2040-41: 0.16; 2041-42: 0.16; 2042-43: 0.16; 2043-44: 0.16; 2044-45: 0.16; 2045-46: 0.16; 2046-47: 0.16; 2047-48: 0.16; 2048-49: 0.16; 2049-50: 0.16
28BL | Distribution losses | Input | Ml/d | 2 | 2019-20: 7.83; 2020-21: 7.67; 2021-22: 7.57; 2022-23: 7.42; 2023-24: 7.27; 2024-25: 7.11; 2025-26: 7.11; 2026-27: 7.11; 2027-28: 7.11; 2028-29: 7.11; 2029-30: 7.11; 2030-31: 7.11; 2031-32: 7.11; 2032-33: 7.11; 2033-34: 7.11; 2034-35: 7.11; 2035-36: 7.11; 2036-37: 7.11; 2037-38: 7.11; 2038-39: 7.11; 2039-40: 7.11; 2040-41: 7.11; 2041-42: 7.11; 2042-43: 7.11; 2043-44: 7.11; 2044-45: 7.11; 2045-46: 7.11; 2046-47: 7.11; 2047-48: 7.11; 2048-49: 7.11; 2049-50: 7.11
29BL | Total Leakage | sum (23BL:28BL) | Ml/d | 2 | 2019-20: 9.82; 2020-21: 9.64; 2021-22: 9.49; 2022-23: 9.34; 2023-24: 9.19; 2024-25: 8.96; 2025-26: 8.94; 2026-27: 8.93; 2027-28: 8.91; 2028-29: 8.9; 2029-30: 8.88; 2030-31: 8.87; 2031-32: 8.85; 2032-33: 8.85; 2033-34: 8.85; 2034-35: 8.86; 2035-36: 8.86; 2036-37: 8.86; 2037-38: 8.86; 2038-39: 8.86; 2039-40: 8.86; 2040-41: 8.87; 2041-42: 8.87; 2042-43: 8.87; 2043-44: 8.87; 2044-45: 8.87; 2045-46: 8.87; 2046-47: 8.88; 2047-48: 8.88; 2048-49: 8.89; 2049-50: 8.89
30BL | Leakage/property | (29BL * 1,000,000) / (36BL * 1,000) | l/prop/d | 2 | 2019-20: 102.5577; 2020-21: 99.4419; 2021-22: 96.7222; 2022-23: 94.1409; 2023-24: 91.6215; 2024-25: 88.5761; 2025-26: 87.449; 2026-27: 86.5209; 2027-28: 85.3882; 2028-29: 84.1321; 2029-30: 82.8706; 2030-31: 81.8137; 2031-32: 80.7813; 2032-33: 80; 2033-34: 79.2741; 2034-35: 78.722; 2035-36: 78.1705; 2036-37: 77.66; 2037-38: 77.2039; 2038-39: 76.7824; 2039-40: 76.3694; 2040-41: 76.0518; 2041-42: 75.6548; 2042-43: 75.2664; 2043-44: 74.8845; 2044-45: 74.5121; 2045-46: 74.1471; 2046-47: 73.8726; 2047-48: 73.5227; 2048-49: 73.2628; 2049-50: 72.9274
31BL | Measured Non Household - properties | Input | 000's | 2 | 2019-20: 6.157; 2020-21: 6.272; 2021-22: 6.35; 2022-23: 6.495; 2023-24: 6.6; 2024-25: 6.687; 2025-26: 6.766; 2026-27: 6.832; 2027-28: 6.888; 2028-29: 6.936; 2029-30: 6.981; 2030-31: 7.019; 2031-32: 7.054; 2032-33: 7.087; 2033-34: 7.113; 2034-35: 7.138; 2035-36: 7.163; 2036-37: 7.187; 2037-38: 7.212; 2038-39: 7.236; 2039-40: 7.26; 2040-41: 7.283; 2041-42: 7.306; 2042-43: 7.329; 2043-44: 7.353; 2044-45: 7.377; 2045-46: 7.401; 2046-47: 7.426; 2047-48: 7.45; 2048-49: 7.473; 2049-50: 7.496
32BL | Unmeasured Non Household - properties | Input | 000's | 2 | 2019-20: 0.026; 2020-21: 0.026; 2021-22: 0.026; 2022-23: 0.026; 2023-24: 0.027; 2024-25: 0.027; 2025-26: 0.027; 2026-27: 0.027; 2027-28: 0.028; 2028-29: 0.028; 2029-30: 0.028; 2030-31: 0.028; 2031-32: 0.028; 2032-33: 0.028; 2033-34: 0.029; 2034-35: 0.029; 2035-36: 0.029; 2036-37: 0.029; 2037-38: 0.029; 2038-39: 0.029; 2039-40: 0.029; 2040-41: 0.029; 2041-42: 0.029; 2042-43: 0.029; 2043-44: 0.03; 2044-45: 0.03; 2045-46: 0.03; 2046-47: 0.03; 2047-48: 0.03; 2048-49: 0.03; 2049-50: 0.03
33BL | All void non-households - properties | Input | 000's | 2 | 2019-20: 0; 2020-21: 0; 2021-22: 0; 2022-23: 0; 2023-24: 0; 2024-25: 0; 2025-26: 0; 2026-27: 0; 2027-28: 0; 2028-29: 0; 2029-30: 0; 2030-31: 0; 2031-32: 0; 2032-33: 0; 2033-34: 0; 2034-35: 0; 2035-36: 0; 2036-37: 0; 2037-38: 0; 2038-39: 0; 2039-40: 0; 2040-41: 0; 2041-42: 0; 2042-43: 0; 2043-44: 0; 2044-45: 0; 2045-46: 0; 2046-47: 0; 2047-48: 0; 2048-49: 0; 2049-50: 0
34BL | Measured households - properties (excl. void) | Year before + sum (34.1BL:34.6BL) | 000's | 2 | 2019-20: 73.514; 2020-21: 75.18; 2021-22: 76.787; 2022-23: 78.342; 2023-24: 79.908; 2024-25: 81.227; 2025-26: 82.672; 2026-27: 84.023; 2027-28: 85.523; 2028-29: 87.323; 2029-30: 89.042; 2030-31: 90.645; 2031-32: 92.115; 2032-33: 93.507; 2033-34: 94.836; 2034-35: 96.054; 2035-36: 97.141; 2036-37: 98.17; 2037-38: 99.115; 2038-39: 100.006; 2039-40: 100.88; 2040-41: 101.737; 2041-42: 102.579; 2042-43: 103.406; 2043-44: 104.217; 2044-45: 105.012; 2045-46: 105.66; 2046-47: 106.298; 2047-48: 106.918; 2048-49: 107.529; 2049-50: 108.051
34.1BL | New build properties - properties | Input (new builds in each year) | 000's | 2 | 2019-20: 0.978; 2020-21: 0.913; 2021-22: 0.903; 2022-23: 0.913; 2023-24: 0.95; 2024-25: 0.73; 2025-26: 0.958; 2026-27: 0.882; 2027-28: 1.048; 2028-29: 1.364; 2029-30: 1.3; 2030-31: 1.199; 2031-32: 1.081; 2032-33: 1.017; 2033-34: 0.967; 2034-35: 0.869; 2035-36: 0.751; 2036-37: 0.705; 2037-38: 0.633; 2038-39: 0.592; 2039-40: 0.585; 2040-41: 0.578; 2041-42: 0.573; 2042-43: 0.568; 2043-44: 0.562; 2044-45: 0.555; 2045-46: 0.548; 2046-47: 0.542; 2047-48: 0.535; 2048-49: 0.529; 2049-50: 0.522
34.2BL | Meter optants - properties | Input (meter optants in each year) | 000's | 2 | 2019-20: 0.484; 2020-21: 0.462; 2021-22: 0.423; 2022-23: 0.372; 2023-24: 0.356; 2024-25: 0.34; 2025-26: 0.248; 2026-27: 0.24; 2027-28: 0.232; 2028-29: 0.224; 2029-30: 0.216; 2030-31: 0.209; 2031-32: 0.202; 2032-33: 0.195; 2033-34: 0.189; 2034-35: 0.183; 2035-36: 0.177; 2036-37: 0.171; 2037-38: 0.165; 2038-39: 0.159; 2039-40: 0.154; 2040-41: 0.149; 2041-42: 0.144; 2042-43: 0.139; 2043-44: 0.134; 2044-45: 0.13; 2045-46: 0; 2046-47: 0; 2047-48: 0; 2048-49: 0; 2049-50: 0
34.3BL | Compulsory metering - properties | Input (compulsory meters in each year) | 000's | 2 | 2019-20: 0; 2020-21: 0; 2021-22: 0; 2022-23: 0; 2023-24: 0; 2024-25: 0; 2025-26: 0; 2026-27: 0; 2027-28: 0; 2028-29: 0; 2029-30: 0; 2030-31: 0; 2031-32: 0; 2032-33: 0; 2033-34: 0; 2034-35: 0; 2035-36: 0; 2036-37: 0; 2037-38: 0; 2038-39: 0; 2039-40: 0; 2040-41: 0; 2041-42: 0; 2042-43: 0; 2043-44: 0; 2044-45: 0; 2045-46: 0; 2046-47: 0; 2047-48: 0; 2048-49: 0; 2049-50: 0
34.4BL | Metering on change of occupancy - properties | Input (change of occupancy meters in each year) | 000's | 2 | 2019-20: 0.287; 2020-21: 0.277; 2021-22: 0.267; 2022-23: 0.257; 2023-24: 0.247; 2024-25: 0.237; 2025-26: 0.227; 2026-27: 0.218; 2027-28: 0.209; 2028-29: 0.201; 2029-30: 0.193; 2030-31: 0.185; 2031-32: 0.178; 2032-33: 0.171; 2033-34: 0.164; 2034-35: 0.157; 2035-36: 0.151; 2036-37: 0.145; 2037-38: 0.139; 2038-39: 0.133; 2039-40: 0.128; 2040-41: 0.123; 2041-42: 0.118; 2042-43: 0.113; 2043-44: 0.109; 2044-45: 0.104; 2045-46: 0.1; 2046-47: 0.096; 2047-48: 0.085; 2048-49: 0.082; 2049-50: 0
34.5BL | Selective metering - properties | Input (selective meters in each year) | 000's | 2 | 2019-20: 0.015; 2020-21: 0.014; 2021-22: 0.014; 2022-23: 0.013; 2023-24: 0.013; 2024-25: 0.012; 2025-26: 0.012; 2026-27: 0.011; 2027-28: 0.011; 2028-29: 0.011; 2029-30: 0.01; 2030-31: 0.01; 2031-32: 0.009; 2032-33: 0.009; 2033-34: 0.009; 2034-35: 0.009; 2035-36: 0.008; 2036-37: 0.008; 2037-38: 0.008; 2038-39: 0.007; 2039-40: 0.007; 2040-41: 0.007; 2041-42: 0.007; 2042-43: 0.007; 2043-44: 0.006; 2044-45: 0.006; 2045-46: 0; 2046-47: 0; 2047-48: 0; 2048-49: 0; 2049-50: 0
34.6BL | Other changes to existing metering - properties | Input (other changes to meters in each year) | 000's | 2 | 2019-20: 0; 2020-21: 0; 2021-22: 0; 2022-23: 0; 2023-24: 0; 2024-25: 0; 2025-26: 0; 2026-27: 0; 2027-28: 0; 2028-29: 0; 2029-30: 0; 2030-31: 0; 2031-32: 0; 2032-33: 0; 2033-34: 0; 2034-35: 0; 2035-36: 0; 2036-37: 0; 2037-38: 0; 2038-39: 0; 2039-40: 0; 2040-41: 0; 2041-42: 0; 2042-43: 0; 2043-44: 0; 2044-45: 0; 2045-46: 0; 2046-47: 0; 2047-48: 0; 2048-49: 0; 2049-50: 0
34.7BL | Measured household void properties | Input | 000's | 2 | 2019-20: 1.783; 2020-21: 1.832; 2021-22: 1.879; 2022-23: 1.932; 2023-24: 1.98; 2024-25: 2.027; 2025-26: 2.076; 2026-27: 2.12; 2027-28: 2.161; 2028-29: 2.199; 2029-30: 2.235; 2030-31: 2.27; 2031-32: 2.303; 2032-33: 2.333; 2033-34: 2.36; 2034-35: 2.385; 2035-36: 2.41; 2036-37: 2.434; 2037-38: 2.457; 2038-39: 2.48; 2039-40: 2.502; 2040-41: 2.524; 2041-42: 2.545; 2042-43: 2.566; 2043-44: 2.586; 2044-45: 2.606; 2045-46: 2.622; 2046-47: 2.638; 2047-48: 2.653; 2048-49: 2.668; 2049-50: 2.681
35BL | Unmeasured households - properties (excl. void) | Input | 000's | 2 | 2019-20: 13.938; 2020-21: 13.311; 2021-22: 12.766; 2022-23: 12.123; 2023-24: 11.508; 2024-25: 10.919; 2025-26: 10.432; 2026-27: 9.962; 2027-28: 9.51; 2028-29: 9.075; 2029-30: 8.655; 2030-31: 8.251; 2031-32: 7.861; 2032-33: 7.486; 2033-34: 7.125; 2034-35: 6.776; 2035-36: 6.441; 2036-37: 6.117; 2037-38: 5.806; 2038-39: 5.505; 2039-40: 5.216; 2040-41: 4.937; 2041-42: 4.669; 2042-43: 4.41; 2043-44: 4.161; 2044-45: 3.92; 2045-46: 3.82; 2046-47: 3.724; 2047-48: 3.639; 2048-49: 3.557; 2049-50: 3.557
35.1BL | Unmeasured household void properties | Input | 000's | 2 | 2019-20: 0.333; 2020-21: 0.32; 2021-22: 0.308; 2022-23: 0.295; 2023-24: 0.281; 2024-25: 0.269; 2025-26: 0.258; 2026-27: 0.248; 2027-28: 0.237; 2028-29: 0.225; 2029-30: 0.214; 2030-31: 0.204; 2031-32: 0.194; 2032-33: 0.184; 2033-34: 0.175; 2034-35: 0.166; 2035-36: 0.158; 2036-37: 0.15; 2037-38: 0.142; 2038-39: 0.135; 2039-40: 0.128; 2040-41: 0.121; 2041-42: 0.115; 2042-43: 0.108; 2043-44: 0.102; 2044-45: 0.096; 2045-46: 0.094; 2046-47: 0.091; 2047-48: 0.089; 2048-49: 0.087; 2049-50: 0.087
36BL | Total Resource Zone Properties (incl. voids) | sum (31BL:34BL) + 34.7BL + 35BL + 35.1BL | 000's | 2 | 2019-20: 95.751; 2020-21: 96.941; 2021-22: 98.116; 2022-23: 99.213; 2023-24: 100.304; 2024-25: 101.156; 2025-26: 102.231; 2026-27: 103.212; 2027-28: 104.347; 2028-29: 105.786; 2029-30: 107.155; 2030-31: 108.417; 2031-32: 109.555; 2032-33: 110.625; 2033-34: 111.638; 2034-35: 112.548; 2035-36: 113.342; 2036-37: 114.087; 2037-38: 114.761; 2038-39: 115.391; 2039-40: 116.015; 2040-41: 116.631; 2041-42: 117.243; 2042-43: 117.848; 2043-44: 118.449; 2044-45: 119.041; 2045-46: 119.627; 2046-47: 120.207; 2047-48: 120.779; 2048-49: 121.344; 2049-50: 121.902
37BL | Measured Non Household - Population | Input | 000's | 2 | 2019-20: 3.062; 2020-21: 3.105; 2021-22: 3.14; 2022-23: 3.183; 2023-24: 3.226; 2024-25: 3.265; 2025-26: 3.292; 2026-27: 3.347; 2027-28: 3.405; 2028-29: 3.455; 2029-30: 3.503; 2030-31: 3.552; 2031-32: 3.643; 2032-33: 3.707; 2033-34: 3.758; 2034-35: 3.801; 2035-36: 3.835; 2036-37: 3.869; 2037-38: 3.91; 2038-39: 3.952; 2039-40: 3.991; 2040-41: 4.036; 2041-42: 4.084; 2042-43: 4.14; 2043-44: 4.2; 2044-45: 4.259; 2045-46: 4.328; 2046-47: 4.397; 2047-48: 4.466; 2048-49: 4.532; 2049-50: 4.596
38BL | Unmeasured Non Household - Population | Input | 000's | 2 | 2019-20: 0.013; 2020-21: 0.013; 2021-22: 0.013; 2022-23: 0.013; 2023-24: 0.013; 2024-25: 0.013; 2025-26: 0.013; 2026-27: 0.013; 2027-28: 0.014; 2028-29: 0.014; 2029-30: 0.014; 2030-31: 0.014; 2031-32: 0.015; 2032-33: 0.015; 2033-34: 0.015; 2034-35: 0.015; 2035-36: 0.015; 2036-37: 0.016; 2037-38: 0.016; 2038-39: 0.016; 2039-40: 0.016; 2040-41: 0.016; 2041-42: 0.016; 2042-43: 0.017; 2043-44: 0.017; 2044-45: 0.017; 2045-46: 0.017; 2046-47: 0.018; 2047-48: 0.018; 2048-49: 0.018; 2049-50: 0.018
39BL | Measured Household - Population | Input | 000's | 2 | 2019-20: 152.073; 2020-21: 155.172; 2021-22: 157.948; 2022-23: 161.18; 2023-24: 164.43; 2024-25: 167.078; 2025-26: 169.886; 2026-27: 172.438; 2027-28: 175.268; 2028-29: 178.799; 2029-30: 182.011; 2030-31: 184.838; 2031-32: 187.396; 2032-33: 189.852; 2033-34: 192.21; 2034-35: 194.332; 2035-36: 196.146; 2036-37: 197.773; 2037-38: 199.265; 2038-39: 200.708; 2039-40: 202.378; 2040-41: 203.994; 2041-42: 205.669; 2042-43: 207.358; 2043-44: 209.04; 2044-45: 210.745; 2045-46: 212.034; 2046-47: 213.302; 2047-48: 214.571; 2048-49: 215.839; 2049-50: 216.888
40BL | Unmeasured Household - Population | Input | 000's | 2 | 2019-20: 40.52; 2020-21: 38.835; 2021-22: 37.356; 2022-23: 35.625; 2023-24: 33.973; 2024-25: 32.385; 2025-26: 31.047; 2026-27: 29.753; 2027-28: 28.503; 2028-29: 27.309; 2029-30: 26.143; 2030-31: 25.009; 2031-32: 23.919; 2032-33: 22.877; 2033-34: 21.877; 2034-35: 20.911; 2035-36: 19.977; 2036-37: 19.072; 2037-38: 18.199; 2038-39: 17.36; 2039-40: 16.561; 2040-41: 15.786; 2041-42: 15.037; 2042-43: 14.309; 2043-44: 13.598; 2044-45: 12.9; 2045-46: 12.6; 2046-47: 12.304; 2047-48: 12.064; 2048-49: 11.833; 2049-50: 11.832
41BL | Total Resource Zone Population | sum (37BL:40BL) | 000's | 2 | 2019-20: 195.668; 2020-21: 197.125; 2021-22: 198.457; 2022-23: 200.001; 2023-24: 201.642; 2024-25: 202.741; 2025-26: 204.238; 2026-27: 205.551; 2027-28: 207.19; 2028-29: 209.577; 2029-30: 211.671; 2030-31: 213.413; 2031-32: 214.973; 2032-33: 216.451; 2033-34: 217.86; 2034-35: 219.059; 2035-36: 219.973; 2036-37: 220.73; 2037-38: 221.39; 2038-39: 222.036; 2039-40: 222.946; 2040-41: 223.832; 2041-42: 224.806; 2042-43: 225.824; 2043-44: 226.855; 2044-45: 227.921; 2045-46: 228.979; 2046-47: 230.021; 2047-48: 231.119; 2048-49: 232.222; 2049-50: 233.334
42BL | Average household occupancy rate (excl. voids) | (39BL + 40BL) / (34BL + 35BL) | h/prop | 1 | 2019-20: 2.2023; 2020-21: 2.1924; 2021-22: 2.1809; 2022-23: 2.1755; 2023-24: 2.1703; 2024-25: 2.1646; 2025-26: 2.1582; 2026-27: 2.1513; 2027-28: 2.1442; 2028-29: 2.1381; 2029-30: 2.1306; 2030-31: 2.1219; 2031-32: 2.1137; 2032-33: 2.1064; 2033-34: 2.0997; 2034-35: 2.0932; 2035-36: 2.0865; 2036-37: 2.0793; 2037-38: 2.0726; 2038-39: 2.0668; 2039-40: 2.0636; 2040-41: 2.0603; 2041-42: 2.0579; 2042-43: 2.056; 2043-44: 2.0543; 2044-45: 2.0531; 2045-46: 2.0518; 2046-47: 2.0506; 2047-48: 2.0499; 2048-49: 2.0495; 2049-50: 2.0493
43BL | Total Household Metering penetration (excl. voids) | 34BL / (34BL + 35BL) | % | 1 | 2019-20: 84.06%; 2020-21: 84.96%; 2021-22: 85.74%; 2022-23: 86.6%; 2023-24: 87.41%; 2024-25: 88.15%; 2025-26: 88.8%; 2026-27: 89.4%; 2027-28: 89.99%; 2028-29: 90.59%; 2029-30: 91.14%; 2030-31: 91.66%; 2031-32: 92.14%; 2032-33: 92.59%; 2033-34: 93.01%; 2034-35: 93.41%; 2035-36: 93.78%; 2036-37: 94.13%; 2037-38: 94.47%; 2038-39: 94.78%; 2039-40: 95.08%; 2040-41: 95.37%; 2041-42: 95.65%; 2042-43: 95.91%; 2043-44: 96.16%; 2044-45: 96.4%; 2045-46: 96.51%; 2046-47: 96.62%; 2047-48: 96.71%; 2048-49: 96.8%; 2049-50: 96.81%
44BL | Total Household Metering penetration (incl. voids) | (34BL) / (34BL + 34.7BL + 35BL + 35.1BL) | % | 1 | 2019-20: 82.08%; 2020-21: 82.94%; 2021-22: 83.7%; 2022-23: 84.52%; 2023-24: 85.3%; 2024-25: 86.01%; 2025-26: 86.62%; 2026-27: 87.2%; 2027-28: 87.78%; 2028-29: 88.36%; 2029-30: 88.91%; 2030-31: 89.42%; 2031-32: 89.89%; 2032-33: 90.34%; 2033-34: 90.76%; 2034-35: 91.15%; 2035-36: 91.51%; 2036-37: 91.86%; 2037-38: 92.18%; 2038-39: 92.49%; 2039-40: 92.78%; 2040-41: 93.06%; 2041-42: 93.33%; 2042-43: 93.59%; 2043-44: 93.83%; 2044-45: 94.07%; 2045-46: 94.17%; 2046-47: 94.28%; 2047-48: 94.37%; 2048-49: 94.46%; 2049-50: 94.47%
45BL | Distribution input | sum (12BL:15BL) +21BL + 22BL + 27BL + 28BL | Ml/d | 2 | 2019-20: 82; 2020-21: 81.46; 2021-22: 80.92; 2022-23: 80.56; 2023-24: 80.22; 2024-25: 79.32; 2025-26: 79.23; 2026-27: 79.14; 2027-28: 79.14; 2028-29: 79.24; 2029-30: 79.3; 2030-31: 79.35; 2031-32: 79.41; 2032-33: 79.57; 2033-34: 79.69; 2034-35: 79.77; 2035-36: 79.83; 2036-37: 79.85; 2037-38: 79.99; 2038-39: 80.13; 2039-40: 80.27; 2040-41: 80.39; 2041-42: 80.53; 2042-43: 80.66; 2043-44: 80.8; 2044-45: 80.96; 2045-46: 81.14; 2046-47: 81.31; 2047-48: 81.48; 2048-49: 81.69; 2049-50: 81.92
46BL | Target headroom (climate change component) | Input | Ml/d | 2 | 2019-20: 1.7611; 2020-21: 1.7611; 2021-22: 1.7611; 2022-23: 1.7611; 2023-24: 1.7611; 2024-25: 1.7611; 2025-26: 1.7611; 2026-27: 1.7361; 2027-28: 1.8501; 2028-29: 1.9061; 2029-30: 1.9012; 2030-31: 1.9949; 2031-32: 2.0272; 2032-33: 2.1147; 2033-34: 2.1399; 2034-35: 2.1472; 2035-36: 2.0873; 2036-37: 2.0035; 2037-38: 2.0168; 2038-39: 2.0045; 2039-40: 0; 2040-41: 0; 2041-42: 0; 2042-43: 0; 2043-44: 0; 2044-45: 0; 2045-46: 0; 2046-47: 0; 2047-48: 0; 2048-49: 0; 2049-50: 0
47BL | Target headroom (All other components) | Input | Ml/d | 2 | 2019-20: 3.0829; 2020-21: 3.0829; 2021-22: 3.0829; 2022-23: 3.0829; 2023-24: 3.0829; 2024-25: 3.0829; 2025-26: 3.0829; 2026-27: 3.3749; 2027-28: 3.3788; 2028-29: 3.4746; 2029-30: 3.6364; 2030-31: 3.5526; 2031-32: 3.701; 2032-33: 3.8113; 2033-34: 3.8602; 2034-35: 4.0278; 2035-36: 3.4119; 2036-37: 3.0361; 2037-38: 3.1869; 2038-39: 3.3252; 2039-40: 0.64599; 2040-41: 0.74552; 2041-42: 0.8143; 2042-43: 0.91862; 2043-44: 1.0905; 2044-45: 1.3004; 2045-46: 0.72496; 2046-47: 0.8731; 2047-48: 0.91367; 2048-49: 0.97793; 2049-50: 0.96918
48BL | Target Headroom | 46BL + 47BL | Ml/d | 2 | 2019-20: 4.8439; 2020-21: 4.8439; 2021-22: 4.8439; 2022-23: 4.8439; 2023-24: 4.8439; 2024-25: 4.8439; 2025-26: 4.8439; 2026-27: 5.111; 2027-28: 5.2289; 2028-29: 5.3807; 2029-30: 5.5376; 2030-31: 5.5475; 2031-32: 5.7283; 2032-33: 5.926; 2033-34: 6.0001; 2034-35: 6.175; 2035-36: 5.4992; 2036-37: 5.0396; 2037-38: 5.2038; 2038-39: 5.3297; 2039-40: 0.64599; 2040-41: 0.74552; 2041-42: 0.8143; 2042-43: 0.91862; 2043-44: 1.0905; 2044-45: 1.3004; 2045-46: 0.72496; 2046-47: 0.8731; 2047-48: 0.91367; 2048-49: 0.97793; 2049-50: 0.96918
49BL | Available Headroom | 11BL - 45BL | Ml/d | 2 | 2019-20: 6.63; 2020-21: 7.17; 2021-22: 7.71; 2022-23: 8.07; 2023-24: 8.41; 2024-25: 9.31; 2025-26: 4.85; 2026-27: 5.11; 2027-28: 5.21; 2028-29: 5.38; 2029-30: 5.53; 2030-31: 6.667; 2031-32: 5.74; 2032-33: 5.92; 2033-34: 5.99; 2034-35: 6.18; 2035-36: 5.51; 2036-37: 5.05; 2037-38: 5.2; 2038-39: 5.32; 2039-40: 0.67; 2040-41: 0.74; 2041-42: 0.79; 2042-43: 0.9; 2043-44: 1.09; 2044-45: 1.3; 2045-46: 0.71; 2046-47: 0.87; 2047-48: 0.92; 2048-49: 0.98; 2049-50: 0.95
49.1BL | Available non-potable balance (if applicable) | 1.1BL -12.1BL | Ml/d | 2 | 2019-20: 0; 2020-21: 0; 2021-22: 0; 2022-23: 0; 2023-24: 0; 2024-25: 0; 2025-26: 0; 2026-27: 0; 2027-28: 0; 2028-29: 0; 2029-30: 0; 2030-31: 0; 2031-32: 0; 2032-33: 0; 2033-34: 0; 2034-35: 0; 2035-36: 0; 2036-37: 0; 2037-38: 0; 2038-39: 0; 2039-40: 0; 2040-41: 0; 2041-42: 0; 2042-43: 0; 2043-44: 0; 2044-45: 0; 2045-46: 0; 2046-47: 0; 2047-48: 0; 2048-49: 0; 2049-50: 0
50BL | Supply Demand Balance |  | Ml/d | 2 | 2019-20: 1.7861; 2020-21: 2.3261; 2021-22: 2.8661; 2022-23: 3.2261; 2023-24: 3.5661; 2024-25: 4.4661; 2025-26: 0.0060768; 2026-27: -0.0010132; 2027-28: -0.018873; 2028-29: -0.00072439; 2029-30: -0.0076473; 2030-31: 1.1195; 2031-32: 0.01173; 2032-33: -0.0060441; 2033-34: -0.010087; 2034-35: 0.0050218; 2035-36: 0.010804; 2036-37: 0.010438; 2037-38: -0.0037508; 2038-39: -0.00966; 2039-40: 0.024008; 2040-41: -0.0055152; 2041-42: -0.024296; 2042-43: -0.018623; 2043-44: -0.00051848; 2044-45: -0.00041616; 2045-46: -0.014962; 2046-47: -0.0030959; 2047-48: 0.0063311; 2048-49: 0.0020665; 2049-50: -0.019178
Table 3e: DYCP - Final plan Options | Back to top of sheet
WRMP24 reference | Option type | Cat ID | Unit | Decimal places | 2019-20 | 2020-21 | 2021-22 | 2022-23 | 2023-24 | 2024-25 | 2025-26 | 2026-27 | 2027-28 | 2028-29 | 2029-30 | 2030-31 | 2031-32 | 2032-33 | 2033-34 | 2034-35 | 2035-36 | 2036-37 | 2037-38 | 2038-39 | 2039-40 | 2040-41 | 2041-42 | 2042-43 | 2043-44 | 2044-45 | 2045-46 | 2046-47 | 2047-48 | 2048-49 | 2049-50 | 2050-51 | 2051-52 | 2052-53 | 2053-54 | 2054-55 | 2055-56 | 2056-57 | 2057-58 | 2058-59 | 2059-60 | 2060-61 | 2061-62 | 2062-63 | 2063-64 | 2064-65 | 2065-66 | 2066-67 | 2067-68 | 2068-69 | 2069-70 | 2070-71 | 2071-72 | 2072-73 | 2073-74 | 2074-75 | 2075-76 | 2076-77 | 2077-78 | 2078-79 | 2079-80 | 2080-81 | 2081-82 | 2082-83 | 2083-84 | 2084-85 | 2085-86 | 2086-87 | 2087-88 | 2088-89 | 2089-90 | 2090-91 | 2091-92 | 2092-93 | 2093-94 | 2094-95 | 2095-96 | 2096-97 | 2097-98 | 2098-99 | 2099-100
1.11FP | Non potable supplies input reductions as -ve and increases as +ve | RSNPS | Ml/d | 2 | 2019-20: 0; 2020-21: 0; 2021-22: 0; 2022-23: 0; 2023-24: 0; 2024-25: 0; 2025-26: 0; 2026-27: 0; 2027-28: 0; 2028-29: 0; 2029-30: 0; 2030-31: 0; 2031-32: 0; 2032-33: 0; 2033-34: 0; 2034-35: 0; 2035-36: 0; 2036-37: 0; 2037-38: 0; 2038-39: 0; 2039-40: 0; 2040-41: 0; 2041-42: 0; 2042-43: 0; 2043-44: 0; 2044-45: 0; 2045-46: 0; 2046-47: 0; 2047-48: 0; 2048-49: 0; 2049-50: 0
2.1FP | Raw water imports | RSRWI | Ml/d | 2 | 2019-20: 0; 2020-21: 0; 2021-22: 0; 2022-23: 0; 2023-24: 0; 2024-25: 0; 2025-26: 0; 2026-27: 0; 2027-28: 0; 2028-29: 0; 2029-30: 0; 2030-31: 0; 2031-32: 0; 2032-33: 0; 2033-34: 0; 2034-35: 0; 2035-36: 0; 2036-37: 0; 2037-38: 0; 2038-39: 0; 2039-40: 0; 2040-41: 0; 2041-42: 0; 2042-43: 0; 2043-44: 0; 2044-45: 0; 2045-46: 0; 2046-47: 0; 2047-48: 0; 2048-49: 0; 2049-50: 0
3.1FP | Potable water imports input reductions as -ve | RSPWI | Ml/d | 2 | 2019-20: 0; 2020-21: 0; 2021-22: 0; 2022-23: 0; 2023-24: 0; 2024-25: 0; 2025-26: 13.9; 2026-27: 13.42; 2027-28: -4.209; 2028-29: 11.44; 2029-30: 10.18; 2030-31: -12; 2031-32: -12.75; 2032-33: -14.54; 2033-34: -16.34; 2034-35: -18.97; 2035-36: -18.66; 2036-37: -20.42; 2037-38: -28.44; 2038-39: -28.82; 2039-40: -21.75; 2040-41: -29.81; 2041-42: -1.14; 2042-43: -34.14; 2043-44: -35.5; 2044-45: -35.87; 2045-46: -9.88; 2046-47: -19.79; 2047-48: 0; 2048-49: -19.91; 2049-50: -18.57
4.1FP | Raw water exports input reductions as +ve and increases as -ve | RSRWE | Ml/d | 2 | 2019-20: 0; 2020-21: 0; 2021-22: 0; 2022-23: 0; 2023-24: 0; 2024-25: 0; 2025-26: 0; 2026-27: 0; 2027-28: 0; 2028-29: 0; 2029-30: 0; 2030-31: 0; 2031-32: 0; 2032-33: 0; 2033-34: 0; 2034-35: 0; 2035-36: 0; 2036-37: 0; 2037-38: 0; 2038-39: 0; 2039-40: 0; 2040-41: 0; 2041-42: 0; 2042-43: 0; 2043-44: 0; 2044-45: 0; 2045-46: 0; 2046-47: 0; 2047-48: 0; 2048-49: 0; 2049-50: 0
5.1FP | Potable water exports input reductions as +ve and increases as -ve | RSPWE | Ml/d | 2 | 2019-20: 0; 2020-21: 0; 2021-22: 0; 2022-23: 0; 2023-24: 0; 2024-25: 0; 2025-26: -14.9; 2026-27: -15.14; 2027-28: 2.13; 2028-29: -13.59; 2029-30: -12.54; 2030-31: 5.49; 2031-32: 6.87; 2032-33: 8.13; 2033-34: 9.62; 2034-35: 11.71; 2035-36: 10.84; 2036-37: 10.63; 2037-38: 10.22; 2038-39: 9.94; 2039-40: 10.32; 2040-41: 12.25; 2041-42: 14.13; 2042-43: 16.15; 2043-44: 17.18; 2044-45: 17.18; 2045-46: -13.02; 2046-47: -3.45; 2047-48: -13.57; 2048-49: -4.14; 2049-50: -5.8
6.2FP | DO benefit from increase raw water abstractions | RSRWA | Ml/d | 2 | 2019-20: 0; 2020-21: 0; 2021-22: 0; 2022-23: 0; 2023-24: 0; 2024-25: 0; 2025-26: 0; 2026-27: 0; 2027-28: 0; 2028-29: 0; 2029-30: 0; 2030-31: 0; 2031-32: 0; 2032-33: 0; 2033-34: 0; 2034-35: 0; 2035-36: 0; 2036-37: 0; 2037-38: 0; 2038-39: 0; 2039-40: 0; 2040-41: 0; 2041-42: 0; 2042-43: 0; 2043-44: 0; 2044-45: 0; 2045-46: 0; 2046-47: 0; 2047-48: 0; 2048-49: 0; 2049-50: 0
6.3FP | Other options to increase deployable output | RSIPO | Ml/d | 2 | 2019-20: 0; 2020-21: 0; 2021-22: 0; 2022-23: 0; 2023-24: 0; 2024-25: 0; 2025-26: 0; 2026-27: 0; 2027-28: 0; 2028-29: 0; 2029-30: 0; 2030-31: 8.14; 2031-32: 8.14; 2032-33: 8.14; 2033-34: 8.14; 2034-35: 8.14; 2035-36: 8.14; 2036-37: 52.54; 2037-38: 52.54; 2038-39: 52.54; 2039-40: 56.94; 2040-41: 56.94; 2041-42: 56.94; 2042-43: 56.94; 2043-44: 56.94; 2044-45: 56.94; 2045-46: 56.94; 2046-47: 56.94; 2047-48: 56.94; 2048-49: 56.94; 2049-50: 56.94
7.01FP | DO benefit from supply side drought measures | RSDPS | Ml/d | 2 | 2019-20: 0; 2020-21: 0; 2021-22: 0; 2022-23: 0; 2023-24: 0; 2024-25: 0; 2025-26: 0; 2026-27: 0; 2027-28: 0; 2028-29: 0; 2029-30: 0; 2030-31: 0; 2031-32: 0; 2032-33: 0; 2033-34: 0; 2034-35: 0; 2035-36: 0; 2036-37: 0; 2037-38: 0; 2038-39: 0; 2039-40: 0; 2040-41: 0; 2041-42: 0; 2042-43: 0; 2043-44: 0; 2044-45: 0; 2045-46: 0; 2046-47: 0; 2047-48: 0; 2048-49: 0; 2049-50: 0
7.02FP | DO benefit from demand side drought measures | RSDPD | Ml/d | 2 | 2019-20: 0; 2020-21: 0; 2021-22: 0; 2022-23: 0; 2023-24: 0; 2024-25: 0; 2025-26: 0; 2026-27: 0; 2027-28: 0; 2028-29: 0; 2029-30: 0; 2030-31: 0; 2031-32: 0; 2032-33: 0; 2033-34: 0; 2034-35: 0; 2035-36: 0; 2036-37: 0; 2037-38: 0; 2038-39: 0; 2039-40: 0; 2040-41: 0; 2041-42: 0; 2042-43: 0; 2043-44: 0; 2044-45: 0; 2045-46: 0; 2046-47: 0; 2047-48: 0; 2048-49: 0; 2049-50: 0
8.1FP | Reduce raw water losses and operational use input as -ve | RSLOU | Ml/d | 2 | 2019-20: 0; 2020-21: 0; 2021-22: 0; 2022-23: 0; 2023-24: 0; 2024-25: 0; 2025-26: 0; 2026-27: 0; 2027-28: 0; 2028-29: 0; 2029-30: 0; 2030-31: 0; 2031-32: 0; 2032-33: 0; 2033-34: 0; 2034-35: 0; 2035-36: 0; 2036-37: 0; 2037-38: 0; 2038-39: 0; 2039-40: 0; 2040-41: 0; 2041-42: 0; 2042-43: 0; 2043-44: 0; 2044-45: 0; 2045-46: 0; 2046-47: 0; 2047-48: 0; 2048-49: 0; 2049-50: 0
8.2FP | Reduce treatment works losses input as -ve | PSTWL | Ml/d | 2 | 2019-20: 0; 2020-21: 0; 2021-22: 0; 2022-23: 0; 2023-24: 0; 2024-25: 0; 2025-26: 0; 2026-27: 0; 2027-28: 0; 2028-29: 0; 2029-30: 0; 2030-31: 0; 2031-32: 0; 2032-33: 0; 2033-34: 0; 2034-35: 0; 2035-36: 0; 2036-37: 0; 2037-38: 0; 2038-39: 0; 2039-40: 0; 2040-41: 0; 2041-42: 0; 2042-43: 0; 2043-44: 0; 2044-45: 0; 2045-46: 0; 2046-47: 0; 2047-48: 0; 2048-49: 0; 2049-50: 0
9.1FP | Reduce outages input as -ve | PSROU | Ml/d | 2 | 2019-20: 0; 2020-21: 0; 2021-22: 0; 2022-23: 0; 2023-24: 0; 2024-25: 0; 2025-26: 0; 2026-27: 0; 2027-28: 0; 2028-29: 0; 2029-30: 0; 2030-31: 0; 2031-32: 0; 2032-33: 0; 2033-34: 0; 2034-35: 0; 2035-36: 0; 2036-37: 0; 2037-38: 0; 2038-39: 0; 2039-40: 0; 2040-41: 0; 2041-42: 0; 2042-43: 0; 2043-44: 0; 2044-45: 0; 2045-46: 0; 2046-47: 0; 2047-48: 0; 2048-49: 0; 2049-50: 0
12.2FP | Change volume delivered to measured non households input reductions as -ve, line to include both measured non-household consumption and USPL options | CVMNH | Ml/d | 2 | 2019-20: 0; 2020-21: 0; 2021-22: 0; 2022-23: 0; 2023-24: 0; 2024-25: 0; 2025-26: -0.19; 2026-27: -0.37; 2027-28: -0.53; 2028-29: -0.67; 2029-30: -0.81; 2030-31: -0.96; 2031-32: -1.1; 2032-33: -1.24; 2033-34: -1.38; 2034-35: -1.52; 2035-36: -1.66; 2036-37: -1.8; 2037-38: -1.94; 2038-39: -2.08; 2039-40: -2.22; 2040-41: -2.36; 2041-42: -2.5; 2042-43: -2.64; 2043-44: -2.78; 2044-45: -2.92; 2045-46: -3.07; 2046-47: -3.21; 2047-48: -3.35; 2048-49: -3.49; 2049-50: -3.63
13.1FP | Change volume delivered to unmeasured non households input reductions as -ve, line to include both unmeasured non-household consumption and USPL options | CVUNH | Ml/d | 2 | 2019-20: 0; 2020-21: 0; 2021-22: 0; 2022-23: 0; 2023-24: 0; 2024-25: 0; 2025-26: 0; 2026-27: 0; 2027-28: 0; 2028-29: 0; 2029-30: 0; 2030-31: 0; 2031-32: 0; 2032-33: 0; 2033-34: 0; 2034-35: 0; 2035-36: 0; 2036-37: 0; 2037-38: 0; 2038-39: 0; 2039-40: 0; 2040-41: 0; 2041-42: 0; 2042-43: 0; 2043-44: 0; 2044-45: 0; 2045-46: 0; 2046-47: 0; 2047-48: 0; 2048-49: 0; 2049-50: 0
14.1FP | Change volume delivered to measured households input reductions as -ve, line to include both measured household consumption and USPL options | CVMHH | Ml/d | 2 | 2019-20: 0; 2020-21: 0; 2021-22: 0; 2022-23: 0; 2023-24: 0; 2024-25: 0; 2025-26: -0.77; 2026-27: -1.21; 2027-28: -1.41; 2028-29: -1.72; 2029-30: -2.04; 2030-31: -2.36; 2031-32: -2.67; 2032-33: -2.84; 2033-34: -3; 2034-35: -3.38; 2035-36: -3.75; 2036-37: -4.13; 2037-38: -4.5; 2038-39: -4.87; 2039-40: -5.25; 2040-41: -5.61; 2041-42: -5.99; 2042-43: -6.38; 2043-44: -6.76; 2044-45: -6.93; 2045-46: -7.09; 2046-47: -7.25; 2047-48: -7.41; 2048-49: -7.58; 2049-50: -7.74
15.1FP | Change volume delivered to unmeasured households input reductions as -ve, line to include both unmeasured household consumption and USPL options | CVUHH | Ml/d | 2 | 2019-20: 0; 2020-21: 0; 2021-22: 0; 2022-23: 0; 2023-24: 0; 2024-25: 0; 2025-26: 0; 2026-27: 0; 2027-28: 0; 2028-29: 0; 2029-30: 0; 2030-31: 0; 2031-32: 0; 2032-33: 0; 2033-34: 0; 2034-35: 0; 2035-36: 0; 2036-37: 0; 2037-38: 0; 2038-39: 0; 2039-40: 0; 2040-41: 0; 2041-42: 0; 2042-43: 0; 2043-44: 0; 2044-45: 0; 2045-46: 0; 2046-47: 0; 2047-48: 0; 2048-49: 0; 2049-50: 0
21.1FP | Options to reduce water taken unbilled input as -ve | CSWTU | Ml/d | 2 | 2019-20: 0; 2020-21: 0; 2021-22: 0; 2022-23: 0; 2023-24: 0; 2024-25: 0; 2025-26: 0; 2026-27: 0; 2027-28: 0; 2028-29: 0; 2029-30: 0; 2030-31: 0; 2031-32: 0; 2032-33: 0; 2033-34: 0; 2034-35: 0; 2035-36: 0; 2036-37: 0; 2037-38: 0; 2038-39: 0; 2039-40: 0; 2040-41: 0; 2041-42: 0; 2042-43: 0; 2043-44: 0; 2044-45: 0; 2045-46: 0; 2046-47: 0; 2047-48: 0; 2048-49: 0; 2049-50: 0
22.1FP | Reduce distribution system operational use (DSOU) input as -ve | DSDOU | Ml/d | 2 | 2019-20: 0; 2020-21: 0; 2021-22: 0; 2022-23: 0; 2023-24: 0; 2024-25: 0; 2025-26: 0; 2026-27: 0; 2027-28: 0; 2028-29: 0; 2029-30: 0; 2030-31: 0; 2031-32: 0; 2032-33: 0; 2033-34: 0; 2034-35: 0; 2035-36: 0; 2036-37: 0; 2037-38: 0; 2038-39: 0; 2039-40: 0; 2040-41: 0; 2041-42: 0; 2042-43: 0; 2043-44: 0; 2044-45: 0; 2045-46: 0; 2046-47: 0; 2047-48: 0; 2048-49: 0; 2049-50: 0
23.1FP | Options impacting on measured Non Household - USPL input reductions as -ve | CUMNH | Ml/d | 2 | 2019-20: 0; 2020-21: 0; 2021-22: 0; 2022-23: 0; 2023-24: 0; 2024-25: 0; 2025-26: 0; 2026-27: 0; 2027-28: -0.01; 2028-29: -0.01; 2029-30: -0.01; 2030-31: -0.01; 2031-32: -0.01; 2032-33: -0.01; 2033-34: -0.01; 2034-35: -0.01; 2035-36: -0.02; 2036-37: -0.02; 2037-38: -0.02; 2038-39: -0.02; 2039-40: -0.02; 2040-41: -0.02; 2041-42: -0.02; 2042-43: -0.03; 2043-44: -0.03; 2044-45: -0.03; 2045-46: -0.03; 2046-47: -0.03; 2047-48: -0.03; 2048-49: -0.03; 2049-50: -0.03
24.1FP | Options impacting on unmeasured Non Household - USPL input reductions as -ve | CUUNH | Ml/d | 2 | 2019-20: 0; 2020-21: 0; 2021-22: 0; 2022-23: 0; 2023-24: 0; 2024-25: 0; 2025-26: 0; 2026-27: 0; 2027-28: 0; 2028-29: 0; 2029-30: 0; 2030-31: 0; 2031-32: 0; 2032-33: 0; 2033-34: 0; 2034-35: 0; 2035-36: 0; 2036-37: 0; 2037-38: 0; 2038-39: 0; 2039-40: 0; 2040-41: 0; 2041-42: 0; 2042-43: 0; 2043-44: 0; 2044-45: 0; 2045-46: 0; 2046-47: 0; 2047-48: 0; 2048-49: 0; 2049-50: 0
25.1FP | Options impacting on measured Household - USPL input reductions as -ve | CUMHH | Ml/d | 2 | 2019-20: 0; 2020-21: 0; 2021-22: 0; 2022-23: 0; 2023-24: 0; 2024-25: 0; 2025-26: -0.14; 2026-27: -0.27; 2027-28: -0.3; 2028-29: -0.33; 2029-30: -0.36; 2030-31: -0.39; 2031-32: -0.43; 2032-33: -0.44; 2033-34: -0.44; 2034-35: -0.45; 2035-36: -0.46; 2036-37: -0.46; 2037-38: -0.47; 2038-39: -0.47; 2039-40: -0.48; 2040-41: -0.48; 2041-42: -0.49; 2042-43: -0.49; 2043-44: -0.49; 2044-45: -0.5; 2045-46: -0.5; 2046-47: -0.51; 2047-48: -0.51; 2048-49: -0.51; 2049-50: -0.52
26.1FP | Options impacting on unmeasured Household - USPL input reductions as -ve | CUUHH | Ml/d | 2 | 2019-20: 0; 2020-21: 0; 2021-22: 0; 2022-23: 0; 2023-24: 0; 2024-25: 0; 2025-26: 0; 2026-27: 0; 2027-28: 0; 2028-29: 0; 2029-30: 0; 2030-31: 0; 2031-32: 0; 2032-33: 0; 2033-34: 0; 2034-35: 0; 2035-36: 0; 2036-37: 0; 2037-38: 0; 2038-39: 0; 2039-40: 0; 2040-41: 0; 2041-42: 0; 2042-43: 0; 2043-44: 0; 2044-45: 0; 2045-46: 0; 2046-47: 0; 2047-48: 0; 2048-49: 0; 2049-50: 0
27.1FP | Options impacting on Void properties - USPL input reductions as -ve | CUVPP | Ml/d | 2 | 2019-20: 0; 2020-21: 0; 2021-22: 0; 2022-23: 0; 2023-24: 0; 2024-25: 0; 2025-26: 0; 2026-27: 0; 2027-28: 0; 2028-29: 0; 2029-30: 0; 2030-31: 0; 2031-32: 0; 2032-33: 0; 2033-34: 0; 2034-35: 0; 2035-36: 0; 2036-37: 0; 2037-38: 0; 2038-39: 0; 2039-40: 0; 2040-41: 0; 2041-42: 0; 2042-43: 0; 2043-44: 0; 2044-45: 0; 2045-46: 0; 2046-47: 0; 2047-48: 0; 2048-49: 0; 2049-50: 0
28.1FP | Reduce distribution losses input as -ve | DSRDL | Ml/d | 2 | 2019-20: 0; 2020-21: 0; 2021-22: 0; 2022-23: 0; 2023-24: 0; 2024-25: 0; 2025-26: -0.04; 2026-27: -0.14; 2027-28: -0.15; 2028-29: -0.15; 2029-30: -0.22; 2030-31: -0.26; 2031-32: -0.29; 2032-33: -0.51; 2033-34: -0.52; 2034-35: -0.55; 2035-36: -0.58; 2036-37: -1.02; 2037-38: -1.06; 2038-39: -1.21; 2039-40: -1.4; 2040-41: -1.53; 2041-42: -1.68; 2042-43: -1.8; 2043-44: -1.83; 2044-45: -1.91; 2045-46: -2.03; 2046-47: -2.07; 2047-48: -2.18; 2048-49: -2.27; 2049-50: -2.29
Table 3f: DYCP - Final plan | Back to top of sheet
WRMP24 reference | Component | Derivation | Unit | Decimal places | 2019-20 | 2020-21 | 2021-22 | 2022-23 | 2023-24 | 2024-25 | 2025-26 | 2026-27 | 2027-28 | 2028-29 | 2029-30 | 2030-31 | 2031-32 | 2032-33 | 2033-34 | 2034-35 | 2035-36 | 2036-37 | 2037-38 | 2038-39 | 2039-40 | 2040-41 | 2041-42 | 2042-43 | 2043-44 | 2044-45 | 2045-46 | 2046-47 | 2047-48 | 2048-49 | 2049-50 | 2050-51 | 2051-52 | 2052-53 | 2053-54 | 2054-55 | 2055-56 | 2056-57 | 2057-58 | 2058-59 | 2059-60 | 2060-61 | 2061-62 | 2062-63 | 2063-64 | 2064-65 | 2065-66 | 2066-67 | 2067-68 | 2068-69 | 2069-70 | 2070-71 | 2071-72 | 2072-73 | 2073-74 | 2074-75 | 2075-76 | 2076-77 | 2077-78 | 2078-79 | 2079-80 | 2080-81 | 2081-82 | 2082-83 | 2083-84 | 2084-85 | 2085-86 | 2086-87 | 2087-88 | 2088-89 | 2089-90 | 2090-91 | 2091-92 | 2092-93 | 2093-94 | 2094-95 | 2095-96 | 2096-97 | 2097-98 | 2098-99 | 2099-100
1FP | Raw water abstracted | Input | Ml/d | 2 | 2019-20: 0; 2020-21: 0; 2021-22: 0; 2022-23: 0; 2023-24: 0; 2024-25: 0; 2025-26: 0; 2026-27: 0; 2027-28: 0; 2028-29: 0; 2029-30: 0; 2030-31: 0; 2031-32: 0; 2032-33: 0; 2033-34: 0; 2034-35: 0; 2035-36: 0; 2036-37: 0; 2037-38: 0; 2038-39: 0; 2039-40: 0; 2040-41: 0; 2041-42: 0; 2042-43: 0; 2043-44: 0; 2044-45: 0; 2045-46: 0; 2046-47: 0; 2047-48: 0; 2048-49: 0; 2049-50: 0
1.1FP | Non-potable water supplies | 1.1BL + 1.11FP | Ml/d | 2 | 2019-20: 0; 2020-21: 0; 2021-22: 0; 2022-23: 0; 2023-24: 0; 2024-25: 0; 2025-26: 0; 2026-27: 0; 2027-28: 0; 2028-29: 0; 2029-30: 0; 2030-31: 0; 2031-32: 0; 2032-33: 0; 2033-34: 0; 2034-35: 0; 2035-36: 0; 2036-37: 0; 2037-38: 0; 2038-39: 0; 2039-40: 0; 2040-41: 0; 2041-42: 0; 2042-43: 0; 2043-44: 0; 2044-45: 0; 2045-46: 0; 2046-47: 0; 2047-48: 0; 2048-49: 0; 2049-50: 0
2FP | Raw water imported | 2BL + 2.1FP | Ml/d | 2 | 2019-20: 0; 2020-21: 0; 2021-22: 0; 2022-23: 0; 2023-24: 0; 2024-25: 0; 2025-26: 0; 2026-27: 0; 2027-28: 0; 2028-29: 0; 2029-30: 0; 2030-31: 0; 2031-32: 0; 2032-33: 0; 2033-34: 0; 2034-35: 0; 2035-36: 0; 2036-37: 0; 2037-38: 0; 2038-39: 0; 2039-40: 0; 2040-41: 0; 2041-42: 0; 2042-43: 0; 2043-44: 0; 2044-45: 0; 2045-46: 0; 2046-47: 0; 2047-48: 0; 2048-49: 0; 2049-50: 0
3FP | Potable water imported | 3BL + 3.1FP | Ml/d | 2 | 2019-20: 0; 2020-21: 0; 2021-22: 0; 2022-23: 0; 2023-24: 0; 2024-25: 0; 2025-26: 40.002; 2026-27: 40.002; 2027-28: 22.944; 2028-29: 40.003; 2029-30: 40.003; 2030-31: 19.86; 2031-32: 19.623; 2032-33: 19.433; 2033-34: 19.313; 2034-35: 19.043; 2035-36: 17.873; 2036-37: 15.463; 2037-38: 9.863; 2038-39: 9.863; 2039-40: 9.863; 2040-41: 3.923; 2041-42: 34.663; 2042-43: 3.923; 2043-44: 3.92; 2044-45: 3.92; 2045-46: 30.12; 2046-47: 20.21; 2047-48: 40; 2048-49: 20.09; 2049-50: 21.43
4FP | Raw water exported enter as -ve | 4BL + 4.1FP | Ml/d | 2 | 2019-20: 0; 2020-21: 0; 2021-22: 0; 2022-23: 0; 2023-24: 0; 2024-25: 0; 2025-26: 0; 2026-27: 0; 2027-28: 0; 2028-29: 0; 2029-30: 0; 2030-31: 0; 2031-32: 0; 2032-33: 0; 2033-34: 0; 2034-35: 0; 2035-36: 0; 2036-37: 0; 2037-38: 0; 2038-39: 0; 2039-40: 0; 2040-41: 0; 2041-42: 0; 2042-43: 0; 2043-44: 0; 2044-45: 0; 2045-46: 0; 2046-47: 0; 2047-48: 0; 2048-49: 0; 2049-50: 0
5FP | Potable water exported enter as -ve | 5BL + 5.1FP | Ml/d | 2 | 2019-20: 0; 2020-21: 0; 2021-22: 0; 2022-23: 0; 2023-24: 0; 2024-25: 0; 2025-26: -24.392; 2026-27: -24.942; 2027-28: -8.143; 2028-29: -25.003; 2029-30: -25.003; 2030-31: -7.823; 2031-32: -7.823; 2032-33: -7.823; 2033-34: -7.823; 2034-35: -7.823; 2035-36: -7.823; 2036-37: -7.823; 2037-38: -10.363; 2038-39: -10.763; 2039-40: -7.823; 2040-41: -7.823; 2041-42: -7.823; 2042-43: -7.823; 2043-44: -7.82; 2044-45: -7.82; 2045-46: -29.82; 2046-47: -19.92; 2047-48: -29.82; 2048-49: -20.12; 2049-50: -21.58
6.1FP | Deployable Output post forecast changes | 6.1BL + 6.2FP + 6.3FP +7.01FP +7.02FP | Ml/d | 2 | 2019-20: 91.27; 2020-21: 91.27; 2021-22: 91.27; 2022-23: 91.27; 2023-24: 91.27; 2024-25: 91.27; 2025-26: 70.11; 2026-27: 70.11; 2027-28: 70.11; 2028-29: 70.11; 2029-30: 70.11; 2030-31: 78.25; 2031-32: 78.25; 2032-33: 78.25; 2033-34: 78.25; 2034-35: 78.25; 2035-36: 78.25; 2036-37: 122.65; 2037-38: 122.65; 2038-39: 122.65; 2039-40: 127.05; 2040-41: 127.05; 2041-42: 127.05; 2042-43: 127.05; 2043-44: 127.05; 2044-45: 127.05; 2045-46: 118.23; 2046-47: 118.23; 2047-48: 118.23; 2048-49: 118.23; 2049-50: 118.23
8FP | Raw water losses, treatment works losses and operational use | 8BL + 8.1FP + 8.2FP | Ml/d | 2 | 2019-20: 1.63; 2020-21: 1.63; 2021-22: 1.63; 2022-23: 1.63; 2023-24: 1.63; 2024-25: 1.63; 2025-26: 1.63; 2026-27: 1.63; 2027-28: 1.63; 2028-29: 1.63; 2029-30: 1.63; 2030-31: 1.63; 2031-32: 1.63; 2032-33: 1.63; 2033-34: 1.63; 2034-35: 1.63; 2035-36: 1.63; 2036-37: 1.63; 2037-38: 1.63; 2038-39: 1.63; 2039-40: 1.63; 2040-41: 1.63; 2041-42: 1.63; 2042-43: 1.63; 2043-44: 1.63; 2044-45: 1.63; 2045-46: 1.63; 2046-47: 1.63; 2047-48: 1.63; 2048-49: 1.63; 2049-50: 1.63
9FP | Total Outage Allowance | 9BL + 9.1FP | Ml/d | 2 | 2019-20: 1.01; 2020-21: 1.01; 2021-22: 1.01; 2022-23: 1.01; 2023-24: 1.01; 2024-25: 1.01; 2025-26: 1.01; 2026-27: 1.01; 2027-28: 1.01; 2028-29: 1.01; 2029-30: 1.01; 2030-31: 1.01; 2031-32: 1.01; 2032-33: 1.01; 2033-34: 1.01; 2034-35: 1.01; 2035-36: 1.01; 2036-37: 1.01; 2037-38: 1.01; 2038-39: 1.01; 2039-40: 1.01; 2040-41: 1.01; 2041-42: 1.01; 2042-43: 1.01; 2043-44: 1.01; 2044-45: 1.01; 2045-46: 1.01; 2046-47: 1.01; 2047-48: 1.01; 2048-49: 1.01; 2049-50: 1.01
10FP | Water Available For Use (own sources) | (6.1FP) - (8FP + 9FP) | Ml/d | 2 | 2019-20: 88.63; 2020-21: 88.63; 2021-22: 88.63; 2022-23: 88.63; 2023-24: 88.63; 2024-25: 88.63; 2025-26: 67.47; 2026-27: 67.47; 2027-28: 67.47; 2028-29: 67.47; 2029-30: 67.47; 2030-31: 75.61; 2031-32: 75.61; 2032-33: 75.61; 2033-34: 75.61; 2034-35: 75.61; 2035-36: 75.61; 2036-37: 120.01; 2037-38: 120.01; 2038-39: 120.01; 2039-40: 124.41; 2040-41: 124.41; 2041-42: 124.41; 2042-43: 124.41; 2043-44: 124.41; 2044-45: 124.41; 2045-46: 115.59; 2046-47: 115.59; 2047-48: 115.59; 2048-49: 115.59; 2049-50: 115.59
11FP | Total Water Available For Use | 10FP + sum (2FP:5FP) | Ml/d | 2 | 2019-20: 88.63; 2020-21: 88.63; 2021-22: 88.63; 2022-23: 88.63; 2023-24: 88.63; 2024-25: 88.63; 2025-26: 83.08; 2026-27: 82.53; 2027-28: 82.271; 2028-29: 82.47; 2029-30: 82.47; 2030-31: 87.647; 2031-32: 87.41; 2032-33: 87.22; 2033-34: 87.1; 2034-35: 86.83; 2035-36: 85.66; 2036-37: 127.65; 2037-38: 119.51; 2038-39: 119.11; 2039-40: 126.45; 2040-41: 120.51; 2041-42: 151.25; 2042-43: 120.51; 2043-44: 120.51; 2044-45: 120.51; 2045-46: 115.89; 2046-47: 115.88; 2047-48: 125.77; 2048-49: 115.56; 2049-50: 115.44
12FP | Water delivered measured non-household | 12BL + 12.2FP | Ml/d | 2 | 2019-20: 30.05; 2020-21: 29.92; 2021-22: 29.81; 2022-23: 29.68; 2023-24: 29.55; 2024-25: 29.43; 2025-26: 29.16; 2026-27: 28.88; 2027-28: 28.62; 2028-29: 28.37; 2029-30: 28.12; 2030-31: 27.85; 2031-32: 27.61; 2032-33: 27.36; 2033-34: 27.1; 2034-35: 26.86; 2035-36: 26.61; 2036-37: 26.36; 2037-38: 26.12; 2038-39: 25.88; 2039-40: 25.66; 2040-41: 25.45; 2041-42: 25.24; 2042-43: 25.04; 2043-44: 24.84; 2044-45: 24.65; 2045-46: 24.44; 2046-47: 24.25; 2047-48: 24.07; 2048-49: 23.89; 2049-50: 23.71
12.1FP | Non-potable water consumption | Input | Ml/d | 2 | 2019-20: 0; 2020-21: 0; 2021-22: 0; 2022-23: 0; 2023-24: 0; 2024-25: 0; 2025-26: 0; 2026-27: 0; 2027-28: 0; 2028-29: 0; 2029-30: 0; 2030-31: 0; 2031-32: 0; 2032-33: 0; 2033-34: 0; 2034-35: 0; 2035-36: 0; 2036-37: 0; 2037-38: 0; 2038-39: 0; 2039-40: 0; 2040-41: 0; 2041-42: 0; 2042-43: 0; 2043-44: 0; 2044-45: 0; 2045-46: 0; 2046-47: 0; 2047-48: 0; 2048-49: 0; 2049-50: 0
13FP | Water delivered unmeasured non-household | 13BL + 13.1FP | Ml/d | 2 | 2019-20: 0.09; 2020-21: 0.09; 2021-22: 0.09; 2022-23: 0.09; 2023-24: 0.09; 2024-25: 0.09; 2025-26: 0.09; 2026-27: 0.09; 2027-28: 0.09; 2028-29: 0.09; 2029-30: 0.09; 2030-31: 0.09; 2031-32: 0.09; 2032-33: 0.09; 2033-34: 0.09; 2034-35: 0.08; 2035-36: 0.08; 2036-37: 0.08; 2037-38: 0.08; 2038-39: 0.08; 2039-40: 0.08; 2040-41: 0.08; 2041-42: 0.08; 2042-43: 0.08; 2043-44: 0.08; 2044-45: 0.08; 2045-46: 0.08; 2046-47: 0.08; 2047-48: 0.08; 2048-49: 0.08; 2049-50: 0.08
14FP | Water delivered measured household | 14BL + 14.1FP | Ml/d | 2 | 2019-20: 30.49; 2020-21: 30.74; 2021-22: 30.86; 2022-23: 31.3; 2023-24: 31.73; 2024-25: 31.56; 2025-26: 31.2; 2026-27: 31.14; 2027-28: 31.39; 2028-29: 31.66; 2029-30: 31.84; 2030-31: 32.01; 2031-32: 32.16; 2032-33: 32.53; 2033-34: 32.88; 2034-35: 32.97; 2035-36: 33.01; 2036-37: 33.01; 2037-38: 33.11; 2038-39: 33.19; 2039-40: 33.27; 2040-41: 33.3; 2041-42: 33.31; 2042-43: 33.32; 2043-44: 33.33; 2044-45: 33.57; 2045-46: 33.72; 2046-47: 33.86; 2047-48: 33.99; 2048-49: 34.12; 2049-50: 34.21
15FP | Water delivered unmeasured household | 15BL + 15.1FP | Ml/d | 2 | 2019-20: 11.6; 2020-21: 11.1; 2021-22: 10.66; 2022-23: 10.14; 2023-24: 9.65; 2024-25: 9.18; 2025-26: 8.78; 2026-27: 8.4; 2027-28: 8.03; 2028-29: 7.68; 2029-30: 7.34; 2030-31: 7.03; 2031-32: 6.73; 2032-33: 6.45; 2033-34: 6.17; 2034-35: 5.91; 2035-36: 5.66; 2036-37: 5.41; 2037-38: 5.17; 2038-39: 4.95; 2039-40: 4.73; 2040-41: 4.52; 2041-42: 4.32; 2042-43: 4.12; 2043-44: 3.93; 2044-45: 3.74; 2045-46: 3.66; 2046-47: 3.58; 2047-48: 3.52; 2048-49: 3.45; 2049-50: 3.46
16FP | Percentage of consumption driven by climate change | 16BL | % | 1 | 2019-20: 0%; 2020-21: 0%; 2021-22: 0%; 2022-23: 0.1%; 2023-24: 0.1%; 2024-25: 0.1%; 2025-26: 0.1%; 2026-27: 0.1%; 2027-28: 0.1%; 2028-29: 0.2%; 2029-30: 0.2%; 2030-31: 0.2%; 2031-32: 0.2%; 2032-33: 0.3%; 2033-34: 0.3%; 2034-35: 0.3%; 2035-36: 0.4%; 2036-37: 0.4%; 2037-38: 0.4%; 2038-39: 0.5%; 2039-40: 0.5%; 2040-41: 0.6%; 2041-42: 0.6%; 2042-43: 0.6%; 2043-44: 0.7%; 2044-45: 0.7%; 2045-46: 0.8%; 2046-47: 0.8%; 2047-48: 0.8%; 2048-49: 0.8%; 2049-50: 0.9%
17FP | Volume of consumption driven by climate change | 16FP * (12FP + sum(13FP:15FP) - sum (23FP:26FP)) | Ml/d | 2 | 2019-20: 0; 2020-21: 0; 2021-22: 0; 2022-23: 0.06942; 2023-24: 0.06923; 2024-25: 0.06855; 2025-26: 0.06768; 2026-27: 0.0671; 2027-28: 0.06678; 2028-29: 0.13298; 2029-30: 0.13226; 2030-31: 0.13154; 2031-32: 0.13088; 2032-33: 0.19587; 2033-34: 0.1953; 2034-35: 0.19404; 2035-36: 0.25696; 2036-37: 0.25496; 2037-38: 0.25348; 2038-39: 0.31495; 2039-40: 0.3132; 2040-41: 0.3735; 2041-42: 0.37116; 2042-43: 0.36888; 2043-44: 0.4277; 2044-45: 0.42679; 2045-46: 0.48664; 2046-47: 0.4856; 2047-48: 0.48472; 2048-49: 0.48368; 2049-50: 0.54351
18FP | Measured Household - PCC | ((14FP - 25FP) * 1,000,000) / (39FP * 1000) | l/h/d | 1 | 2019-20: 192.9994; 2020-21: 190.6916; 2021-22: 188.2265; 2022-23: 186.9959; 2023-24: 185.7325; 2024-25: 182.0706; 2025-26: 177.7663; 2026-27: 175.5414; 2027-28: 174.3045; 2028-29: 172.4842; 2029-30: 170.5941; 2030-31: 169.067; 2031-32: 167.7731; 2032-33: 167.4989; 2033-34: 167.1609; 2034-35: 165.7473; 2035-36: 164.3674; 2036-37: 162.914; 2037-38: 162.1961; 2038-39: 161.3289; 2039-40: 160.3929; 2040-41: 159.2204; 2041-42: 157.9237; 2042-43: 156.6373; 2043-44: 155.377; 2044-45: 155.2587; 2045-46: 154.9751; 2046-47: 154.7102; 2047-48: 154.3545; 2048-49: 154.0037; 2049-50: 153.7199
19FP | Unmeasured Household - PCC | ((15FP - 26FP) * 1,000,000) / (40FP * 1000) | l/h/d | 1 | 2019-20: 269.7433; 2020-21: 269.3447; 2021-22: 269.0331; 2022-23: 268.3509; 2023-24: 267.8598; 2024-25: 267.4078; 2025-26: 266.6924; 2026-27: 266.1916; 2027-28: 265.5861; 2028-29: 265.1141; 2029-30: 264.698; 2030-31: 265.1046; 2031-32: 265.4793; 2032-33: 266.2062; 2033-34: 266.4899; 2034-35: 266.8452; 2035-36: 267.808; 2036-37: 268.4564; 2037-38: 268.6961; 2038-39: 270.1613; 2039-40: 270.5151; 2040-41: 271.1263; 2041-42: 272.6608; 2042-43: 273.2546; 2043-44: 274.305; 2044-45: 275.1938; 2045-46: 276.1905; 2046-47: 276.3329; 2047-48: 277.6857; 2048-49: 277.1909; 2049-50: 278.0595
20FP | Average Household - PCC | (((14FP - 25FP) + (15FP - 26FP)) * 1,000,000)/ ((39FP + 40FP) * 1,000) | l/h/d | 1 | 2019-20: 209.1457; 2020-21: 206.4359; 2021-22: 203.6825; 2022-23: 201.7225; 2023-24: 199.7954; 2024-25: 195.9261; 2025-26: 191.5066; 2026-27: 188.8808; 2027-28: 187.0727; 2028-29: 184.7575; 2029-30: 182.413; 2030-31: 180.5125; 2031-32: 178.8325; 2032-33: 178.1139; 2033-34: 177.3111; 2034-35: 175.569; 2035-36: 173.9287; 2036-37: 172.1967; 2037-38: 171.1088; 2038-39: 169.9928; 2039-40: 168.7228; 2040-41: 167.2582; 2041-42: 165.7408; 2042-43: 164.1652; 2043-44: 162.6407; 2044-45: 162.1767; 2045-46: 161.7743; 2046-47: 161.3432; 2047-48: 160.9195; 2048-49: 160.4062; 2049-50: 160.1522
21FP | Water taken unbilled | 21BL + 21.1FP | Ml/d | 2 | 2019-20: 1.42; 2020-21: 1.42; 2021-22: 1.41; 2022-23: 1.41; 2023-24: 1.41; 2024-25: 1.42; 2025-26: 1.4; 2026-27: 1.41; 2027-28: 1.43; 2028-29: 1.41; 2029-30: 1.42; 2030-31: 1.4; 2031-32: 1.4; 2032-33: 1.41; 2033-34: 1.42; 2034-35: 1.4; 2035-36: 1.41; 2036-37: 1.41; 2037-38: 1.42; 2038-39: 1.43; 2039-40: 1.41; 2040-41: 1.41; 2041-42: 1.43; 2042-43: 1.42; 2043-44: 1.42; 2044-45: 1.41; 2045-46: 1.42; 2046-47: 1.42; 2047-48: 1.4; 2048-49: 1.42; 2049-50: 1.43
22FP | Distribution system operational use | 22BL + 22.1FP | Ml/d | 2 | 2019-20: 0.39; 2020-21: 0.39; 2021-22: 0.39; 2022-23: 0.39; 2023-24: 0.39; 2024-25: 0.39; 2025-26: 0.39; 2026-27: 0.39; 2027-28: 0.39; 2028-29: 0.39; 2029-30: 0.39; 2030-31: 0.39; 2031-32: 0.39; 2032-33: 0.39; 2033-34: 0.39; 2034-35: 0.39; 2035-36: 0.39; 2036-37: 0.39; 2037-38: 0.39; 2038-39: 0.39; 2039-40: 0.39; 2040-41: 0.39; 2041-42: 0.39; 2042-43: 0.39; 2043-44: 0.39; 2044-45: 0.39; 2045-46: 0.39; 2046-47: 0.39; 2047-48: 0.39; 2048-49: 0.39; 2049-50: 0.39
23FP | Measured Non Household - USPL | 23BL + 23.1FP | Ml/d | 2 | 2019-20: 0.05; 2020-21: 0.05; 2021-22: 0.05; 2022-23: 0.05; 2023-24: 0.05; 2024-25: 0.05; 2025-26: 0.05; 2026-27: 0.06; 2027-28: 0.05; 2028-29: 0.05; 2029-30: 0.05; 2030-31: 0.05; 2031-32: 0.05; 2032-33: 0.05; 2033-34: 0.05; 2034-35: 0.05; 2035-36: 0.04; 2036-37: 0.04; 2037-38: 0.04; 2038-39: 0.04; 2039-40: 0.04; 2040-41: 0.04; 2041-42: 0.04; 2042-43: 0.03; 2043-44: 0.03; 2044-45: 0.03; 2045-46: 0.03; 2046-47: 0.03; 2047-48: 0.03; 2048-49: 0.03; 2049-50: 0.03
24FP | Unmeasured Non Household - USPL | 24BL + 24.1FP | Ml/d | 2 | 2019-20: 0; 2020-21: 0; 2021-22: 0; 2022-23: 0; 2023-24: 0; 2024-25: 0; 2025-26: 0; 2026-27: 0; 2027-28: 0; 2028-29: 0; 2029-30: 0; 2030-31: 0; 2031-32: 0; 2032-33: 0; 2033-34: 0; 2034-35: 0; 2035-36: 0; 2036-37: 0; 2037-38: 0; 2038-39: 0; 2039-40: 0; 2040-41: 0; 2041-42: 0; 2042-43: 0; 2043-44: 0; 2044-45: 0; 2045-46: 0; 2046-47: 0; 2047-48: 0; 2048-49: 0; 2049-50: 0
25FP | Measured Household - USPL | 25BL + 25.1FP | Ml/d | 2 | 2019-20: 1.14; 2020-21: 1.15; 2021-22: 1.13; 2022-23: 1.16; 2023-24: 1.19; 2024-25: 1.14; 2025-26: 1; 2026-27: 0.87; 2027-28: 0.84; 2028-29: 0.82; 2029-30: 0.79; 2030-31: 0.76; 2031-32: 0.72; 2032-33: 0.73; 2033-34: 0.75; 2034-35: 0.76; 2035-36: 0.77; 2036-37: 0.79; 2037-38: 0.79; 2038-39: 0.81; 2039-40: 0.81; 2040-41: 0.82; 2041-42: 0.83; 2042-43: 0.84; 2043-44: 0.85; 2044-45: 0.85; 2045-46: 0.86; 2046-47: 0.86; 2047-48: 0.87; 2048-49: 0.88; 2049-50: 0.87
26FP | Unmeasured Household - USPL | 26BL + 26.1BL | Ml/d | 2 | 2019-20: 0.67; 2020-21: 0.64; 2021-22: 0.61; 2022-23: 0.58; 2023-24: 0.55; 2024-25: 0.52; 2025-26: 0.5; 2026-27: 0.48; 2027-28: 0.46; 2028-29: 0.44; 2029-30: 0.42; 2030-31: 0.4; 2031-32: 0.38; 2032-33: 0.36; 2033-34: 0.34; 2034-35: 0.33; 2035-36: 0.31; 2036-37: 0.29; 2037-38: 0.28; 2038-39: 0.26; 2039-40: 0.25; 2040-41: 0.24; 2041-42: 0.22; 2042-43: 0.21; 2043-44: 0.2; 2044-45: 0.19; 2045-46: 0.18; 2046-47: 0.18; 2047-48: 0.17; 2048-49: 0.17; 2049-50: 0.17
27FP | Void Properties - USPL | 27BL + 27.1FP | Ml/d | 2 | 2019-20: 0.13; 2020-21: 0.13; 2021-22: 0.13; 2022-23: 0.13; 2023-24: 0.13; 2024-25: 0.14; 2025-26: 0.14; 2026-27: 0.14; 2027-28: 0.14; 2028-29: 0.14; 2029-30: 0.14; 2030-31: 0.15; 2031-32: 0.15; 2032-33: 0.15; 2033-34: 0.15; 2034-35: 0.15; 2035-36: 0.15; 2036-37: 0.15; 2037-38: 0.15; 2038-39: 0.15; 2039-40: 0.15; 2040-41: 0.16; 2041-42: 0.16; 2042-43: 0.16; 2043-44: 0.16; 2044-45: 0.16; 2045-46: 0.16; 2046-47: 0.16; 2047-48: 0.16; 2048-49: 0.16; 2049-50: 0.16
28FP | Distribution losses | 28BL + 28.1FP | Ml/d | 2 | 2019-20: 7.83; 2020-21: 7.67; 2021-22: 7.57; 2022-23: 7.42; 2023-24: 7.27; 2024-25: 7.11; 2025-26: 7.07; 2026-27: 6.97; 2027-28: 6.96; 2028-29: 6.96; 2029-30: 6.89; 2030-31: 6.85; 2031-32: 6.82; 2032-33: 6.6; 2033-34: 6.59; 2034-35: 6.56; 2035-36: 6.53; 2036-37: 6.09; 2037-38: 6.05; 2038-39: 5.9; 2039-40: 5.71; 2040-41: 5.58; 2041-42: 5.43; 2042-43: 5.31; 2043-44: 5.28; 2044-45: 5.2; 2045-46: 5.08; 2046-47: 5.04; 2047-48: 4.93; 2048-49: 4.84; 2049-50: 4.82
29FP | Total Leakage | sum (23FP:28FP) | Ml/d | 2 | 2019-20: 9.82; 2020-21: 9.64; 2021-22: 9.49; 2022-23: 9.34; 2023-24: 9.19; 2024-25: 8.96; 2025-26: 8.76; 2026-27: 8.52; 2027-28: 8.45; 2028-29: 8.41; 2029-30: 8.29; 2030-31: 8.21; 2031-32: 8.12; 2032-33: 7.89; 2033-34: 7.88; 2034-35: 7.85; 2035-36: 7.8; 2036-37: 7.36; 2037-38: 7.31; 2038-39: 7.16; 2039-40: 6.96; 2040-41: 6.84; 2041-42: 6.68; 2042-43: 6.55; 2043-44: 6.52; 2044-45: 6.43; 2045-46: 6.31; 2046-47: 6.27; 2047-48: 6.16; 2048-49: 6.08; 2049-50: 6.05
30FP | Leakage/property | (29FP * 1,000,000) / (36FP * 1,000) | l/prop/d | 2 | 2019-20: 102.5577; 2020-21: 99.4419; 2021-22: 96.7222; 2022-23: 94.1409; 2023-24: 91.6215; 2024-25: 88.5761; 2025-26: 85.6883; 2026-27: 82.5485; 2027-28: 80.9798; 2028-29: 79.5001; 2029-30: 77.3646; 2030-31: 75.7261; 2031-32: 74.118; 2032-33: 71.322; 2033-34: 70.5853; 2034-35: 69.748; 2035-36: 68.8183; 2036-37: 64.5122; 2037-38: 63.6976; 2038-39: 62.0499; 2039-40: 59.9922; 2040-41: 58.6465; 2041-42: 56.9757; 2042-43: 55.5801; 2043-44: 55.0448; 2044-45: 54.015; 2045-46: 52.7473; 2046-47: 52.16; 2047-48: 51.0022; 2048-49: 50.1055; 2049-50: 49.63
31FP | Measured Non Household - properties | Input | 000's | 2 | 2019-20: 6.157; 2020-21: 6.272; 2021-22: 6.35; 2022-23: 6.495; 2023-24: 6.6; 2024-25: 6.687; 2025-26: 6.766; 2026-27: 6.832; 2027-28: 6.888; 2028-29: 6.936; 2029-30: 6.981; 2030-31: 7.019; 2031-32: 7.054; 2032-33: 7.087; 2033-34: 7.113; 2034-35: 7.138; 2035-36: 7.163; 2036-37: 7.187; 2037-38: 7.212; 2038-39: 7.236; 2039-40: 7.26; 2040-41: 7.283; 2041-42: 7.306; 2042-43: 7.329; 2043-44: 7.353; 2044-45: 7.377; 2045-46: 7.401; 2046-47: 7.426; 2047-48: 7.45; 2048-49: 7.473; 2049-50: 7.496
32FP | Unmeasured Non Household - properties | Input | 000's | 2 | 2019-20: 0.026; 2020-21: 0.026; 2021-22: 0.026; 2022-23: 0.026; 2023-24: 0.027; 2024-25: 0.027; 2025-26: 0.027; 2026-27: 0.027; 2027-28: 0.028; 2028-29: 0.028; 2029-30: 0.028; 2030-31: 0.028; 2031-32: 0.028; 2032-33: 0.028; 2033-34: 0.029; 2034-35: 0.029; 2035-36: 0.029; 2036-37: 0.029; 2037-38: 0.029; 2038-39: 0.029; 2039-40: 0.029; 2040-41: 0.029; 2041-42: 0.029; 2042-43: 0.029; 2043-44: 0.03; 2044-45: 0.03; 2045-46: 0.03; 2046-47: 0.03; 2047-48: 0.03; 2048-49: 0.03; 2049-50: 0.03
33FP | All void non-households - properties | Input | 000's | 2 | 2019-20: 0; 2020-21: 0; 2021-22: 0; 2022-23: 0; 2023-24: 0; 2024-25: 0; 2025-26: 0; 2026-27: 0; 2027-28: 0; 2028-29: 0; 2029-30: 0; 2030-31: 0; 2031-32: 0; 2032-33: 0; 2033-34: 0; 2034-35: 0; 2035-36: 0; 2036-37: 0; 2037-38: 0; 2038-39: 0; 2039-40: 0; 2040-41: 0; 2041-42: 0; 2042-43: 0; 2043-44: 0; 2044-45: 0; 2045-46: 0; 2046-47: 0; 2047-48: 0; 2048-49: 0; 2049-50: 0
34FP | Measured households - properties (excl. void) | Year before + sum (34.1BL:34.6BL) | 000's | 2 | 2019-20: 73.514; 2020-21: 75.18; 2021-22: 76.787; 2022-23: 78.342; 2023-24: 79.908; 2024-25: 81.227; 2025-26: 82.672; 2026-27: 84.023; 2027-28: 85.523; 2028-29: 87.323; 2029-30: 89.042; 2030-31: 90.645; 2031-32: 92.115; 2032-33: 93.507; 2033-34: 94.836; 2034-35: 96.054; 2035-36: 97.141; 2036-37: 98.17; 2037-38: 99.115; 2038-39: 100.006; 2039-40: 100.88; 2040-41: 101.737; 2041-42: 102.579; 2042-43: 103.406; 2043-44: 104.217; 2044-45: 105.012; 2045-46: 105.66; 2046-47: 106.298; 2047-48: 106.918; 2048-49: 107.529; 2049-50: 108.051
34.1FP | New build properties - properties | Input (new builds in each year) | 000's | 2 | 2019-20: 0.978; 2020-21: 0.913; 2021-22: 0.903; 2022-23: 0.913; 2023-24: 0.95; 2024-25: 0.73; 2025-26: 0.958; 2026-27: 0.882; 2027-28: 1.048; 2028-29: 1.364; 2029-30: 1.3; 2030-31: 1.199; 2031-32: 1.081; 2032-33: 1.017; 2033-34: 0.967; 2034-35: 0.869; 2035-36: 0.751; 2036-37: 0.705; 2037-38: 0.633; 2038-39: 0.592; 2039-40: 0.585; 2040-41: 0.578; 2041-42: 0.573; 2042-43: 0.568; 2043-44: 0.562; 2044-45: 0.555; 2045-46: 0.548; 2046-47: 0.542; 2047-48: 0.535; 2048-49: 0.529; 2049-50: 0.522
34.2FP | Meter optants - properties | Input (meter optants in each year) | 000's | 2 | 2019-20: 0.484; 2020-21: 0.462; 2021-22: 0.423; 2022-23: 0.372; 2023-24: 0.356; 2024-25: 0.34; 2025-26: 0.248; 2026-27: 0.24; 2027-28: 0.232; 2028-29: 0.224; 2029-30: 0.216; 2030-31: 0.209; 2031-32: 0.202; 2032-33: 0.195; 2033-34: 0.189; 2034-35: 0.183; 2035-36: 0.177; 2036-37: 0.171; 2037-38: 0.165; 2038-39: 0.159; 2039-40: 0.154; 2040-41: 0.149; 2041-42: 0.144; 2042-43: 0.139; 2043-44: 0.134; 2044-45: 0.13; 2045-46: 0; 2046-47: 0; 2047-48: 0; 2048-49: 0; 2049-50: 0
34.3FP | Compulsory metering - properties | Input (compulsory meters in each year) | 000's | 2 | 2019-20: 0; 2020-21: 0; 2021-22: 0; 2022-23: 0; 2023-24: 0; 2024-25: 0; 2025-26: 0; 2026-27: 0; 2027-28: 0; 2028-29: 0; 2029-30: 0; 2030-31: 0; 2031-32: 0; 2032-33: 0; 2033-34: 0; 2034-35: 0; 2035-36: 0; 2036-37: 0; 2037-38: 0; 2038-39: 0; 2039-40: 0; 2040-41: 0; 2041-42: 0; 2042-43: 0; 2043-44: 0; 2044-45: 0; 2045-46: 0; 2046-47: 0; 2047-48: 0; 2048-49: 0; 2049-50: 0
34.4FP | Metering on change of occupancy - properties | Input (change of occupancy meters in each year) | 000's | 2 | 2019-20: 0.287; 2020-21: 0.277; 2021-22: 0.267; 2022-23: 0.257; 2023-24: 0.247; 2024-25: 0.237; 2025-26: 0.227; 2026-27: 0.218; 2027-28: 0.209; 2028-29: 0.201; 2029-30: 0.193; 2030-31: 0.185; 2031-32: 0.178; 2032-33: 0.171; 2033-34: 0.164; 2034-35: 0.157; 2035-36: 0.151; 2036-37: 0.145; 2037-38: 0.139; 2038-39: 0.133; 2039-40: 0.128; 2040-41: 0.123; 2041-42: 0.118; 2042-43: 0.113; 2043-44: 0.109; 2044-45: 0.104; 2045-46: 0.1; 2046-47: 0.096; 2047-48: 0.085; 2048-49: 0.082; 2049-50: 0
34.5FP | Selective metering - properties | Input (selective meters in each year) | 000's | 2 | 2019-20: 0.015; 2020-21: 0.014; 2021-22: 0.014; 2022-23: 0.013; 2023-24: 0.013; 2024-25: 0.012; 2025-26: 0.012; 2026-27: 0.011; 2027-28: 0.011; 2028-29: 0.011; 2029-30: 0.01; 2030-31: 0.01; 2031-32: 0.009; 2032-33: 0.009; 2033-34: 0.009; 2034-35: 0.009; 2035-36: 0.008; 2036-37: 0.008; 2037-38: 0.008; 2038-39: 0.007; 2039-40: 0.007; 2040-41: 0.007; 2041-42: 0.007; 2042-43: 0.007; 2043-44: 0.006; 2044-45: 0.006; 2045-46: 0; 2046-47: 0; 2047-48: 0; 2048-49: 0; 2049-50: 0
34.6FP | Other changes to existing metering - properties | Input (other changes to meters in each year) | 000's | 2 | 2019-20: 0; 2020-21: 0; 2021-22: 0; 2022-23: 0; 2023-24: 0; 2024-25: 0; 2025-26: 0; 2026-27: 0; 2027-28: 0; 2028-29: 0; 2029-30: 0; 2030-31: 0; 2031-32: 0; 2032-33: 0; 2033-34: 0; 2034-35: 0; 2035-36: 0; 2036-37: 0; 2037-38: 0; 2038-39: 0; 2039-40: 0; 2040-41: 0; 2041-42: 0; 2042-43: 0; 2043-44: 0; 2044-45: 0; 2045-46: 0; 2046-47: 0; 2047-48: 0; 2048-49: 0; 2049-50: 0
34.7FP | Measured household void properties | Input | 000's | 2 | 2019-20: 1.783; 2020-21: 1.832; 2021-22: 1.879; 2022-23: 1.932; 2023-24: 1.98; 2024-25: 2.027; 2025-26: 2.076; 2026-27: 2.12; 2027-28: 2.161; 2028-29: 2.199; 2029-30: 2.235; 2030-31: 2.27; 2031-32: 2.303; 2032-33: 2.333; 2033-34: 2.36; 2034-35: 2.385; 2035-36: 2.41; 2036-37: 2.434; 2037-38: 2.457; 2038-39: 2.48; 2039-40: 2.502; 2040-41: 2.524; 2041-42: 2.545; 2042-43: 2.566; 2043-44: 2.586; 2044-45: 2.606; 2045-46: 2.622; 2046-47: 2.638; 2047-48: 2.653; 2048-49: 2.668; 2049-50: 2.681
35FP | Unmeasured households - properties (excl. void) | Input | 000's | 2 | 2019-20: 13.938; 2020-21: 13.311; 2021-22: 12.766; 2022-23: 12.123; 2023-24: 11.508; 2024-25: 10.919; 2025-26: 10.432; 2026-27: 9.962; 2027-28: 9.51; 2028-29: 9.075; 2029-30: 8.655; 2030-31: 8.251; 2031-32: 7.861; 2032-33: 7.486; 2033-34: 7.125; 2034-35: 6.776; 2035-36: 6.441; 2036-37: 6.117; 2037-38: 5.806; 2038-39: 5.505; 2039-40: 5.216; 2040-41: 4.937; 2041-42: 4.669; 2042-43: 4.41; 2043-44: 4.161; 2044-45: 3.92; 2045-46: 3.82; 2046-47: 3.724; 2047-48: 3.639; 2048-49: 3.557; 2049-50: 3.557
35.1FP | Unmeasured household void properties | Input | 000's | 2 | 2019-20: 0.333; 2020-21: 0.32; 2021-22: 0.308; 2022-23: 0.295; 2023-24: 0.281; 2024-25: 0.269; 2025-26: 0.258; 2026-27: 0.248; 2027-28: 0.237; 2028-29: 0.225; 2029-30: 0.214; 2030-31: 0.204; 2031-32: 0.194; 2032-33: 0.184; 2033-34: 0.175; 2034-35: 0.166; 2035-36: 0.158; 2036-37: 0.15; 2037-38: 0.142; 2038-39: 0.135; 2039-40: 0.128; 2040-41: 0.121; 2041-42: 0.115; 2042-43: 0.108; 2043-44: 0.102; 2044-45: 0.096; 2045-46: 0.094; 2046-47: 0.091; 2047-48: 0.089; 2048-49: 0.087; 2049-50: 0.087
36FP | Total Resource Zone Properties (incl. voids) | sum (31FP:34FP) + 34.7FP + 35BL + 35.1BL | 000's | 2 | 2019-20: 95.751; 2020-21: 96.941; 2021-22: 98.116; 2022-23: 99.213; 2023-24: 100.304; 2024-25: 101.156; 2025-26: 102.231; 2026-27: 103.212; 2027-28: 104.347; 2028-29: 105.786; 2029-30: 107.155; 2030-31: 108.417; 2031-32: 109.555; 2032-33: 110.625; 2033-34: 111.638; 2034-35: 112.548; 2035-36: 113.342; 2036-37: 114.087; 2037-38: 114.761; 2038-39: 115.391; 2039-40: 116.015; 2040-41: 116.631; 2041-42: 117.243; 2042-43: 117.848; 2043-44: 118.449; 2044-45: 119.041; 2045-46: 119.627; 2046-47: 120.207; 2047-48: 120.779; 2048-49: 121.344; 2049-50: 121.902
37FP | Measured Non Household - Population | Input | 000's | 2 | 2019-20: 3.062; 2020-21: 3.105; 2021-22: 3.14; 2022-23: 3.183; 2023-24: 3.226; 2024-25: 3.265; 2025-26: 3.292; 2026-27: 3.347; 2027-28: 3.405; 2028-29: 3.455; 2029-30: 3.503; 2030-31: 3.552; 2031-32: 3.643; 2032-33: 3.707; 2033-34: 3.758; 2034-35: 3.801; 2035-36: 3.835; 2036-37: 3.869; 2037-38: 3.91; 2038-39: 3.952; 2039-40: 3.991; 2040-41: 4.036; 2041-42: 4.084; 2042-43: 4.14; 2043-44: 4.2; 2044-45: 4.259; 2045-46: 4.328; 2046-47: 4.397; 2047-48: 4.466; 2048-49: 4.532; 2049-50: 4.596
38FP | Unmeasured Non Household - Population | Input | 000's | 2 | 2019-20: 0.013; 2020-21: 0.013; 2021-22: 0.013; 2022-23: 0.013; 2023-24: 0.013; 2024-25: 0.013; 2025-26: 0.013; 2026-27: 0.013; 2027-28: 0.014; 2028-29: 0.014; 2029-30: 0.014; 2030-31: 0.014; 2031-32: 0.015; 2032-33: 0.015; 2033-34: 0.015; 2034-35: 0.015; 2035-36: 0.015; 2036-37: 0.016; 2037-38: 0.016; 2038-39: 0.016; 2039-40: 0.016; 2040-41: 0.016; 2041-42: 0.016; 2042-43: 0.017; 2043-44: 0.017; 2044-45: 0.017; 2045-46: 0.017; 2046-47: 0.018; 2047-48: 0.018; 2048-49: 0.018; 2049-50: 0.018
39FP | Measured Household - Population | Input | 000's | 2 | 2019-20: 152.073; 2020-21: 155.172; 2021-22: 157.948; 2022-23: 161.18; 2023-24: 164.43; 2024-25: 167.078; 2025-26: 169.886; 2026-27: 172.438; 2027-28: 175.268; 2028-29: 178.799; 2029-30: 182.011; 2030-31: 184.838; 2031-32: 187.396; 2032-33: 189.852; 2033-34: 192.21; 2034-35: 194.332; 2035-36: 196.146; 2036-37: 197.773; 2037-38: 199.265; 2038-39: 200.708; 2039-40: 202.378; 2040-41: 203.994; 2041-42: 205.669; 2042-43: 207.358; 2043-44: 209.04; 2044-45: 210.745; 2045-46: 212.034; 2046-47: 213.302; 2047-48: 214.571; 2048-49: 215.839; 2049-50: 216.888
40FP | Unmeasured Household - Population | Input | 000's | 2 | 2019-20: 40.52; 2020-21: 38.835; 2021-22: 37.356; 2022-23: 35.625; 2023-24: 33.973; 2024-25: 32.385; 2025-26: 31.047; 2026-27: 29.753; 2027-28: 28.503; 2028-29: 27.309; 2029-30: 26.143; 2030-31: 25.009; 2031-32: 23.919; 2032-33: 22.877; 2033-34: 21.877; 2034-35: 20.911; 2035-36: 19.977; 2036-37: 19.072; 2037-38: 18.199; 2038-39: 17.36; 2039-40: 16.561; 2040-41: 15.786; 2041-42: 15.037; 2042-43: 14.309; 2043-44: 13.598; 2044-45: 12.9; 2045-46: 12.6; 2046-47: 12.304; 2047-48: 12.064; 2048-49: 11.833; 2049-50: 11.832
41FP | Total Resource Zone Population | sum (37FP:40FP) | 000's | 2 | 2019-20: 195.668; 2020-21: 197.125; 2021-22: 198.457; 2022-23: 200.001; 2023-24: 201.642; 2024-25: 202.741; 2025-26: 204.238; 2026-27: 205.551; 2027-28: 207.19; 2028-29: 209.577; 2029-30: 211.671; 2030-31: 213.413; 2031-32: 214.973; 2032-33: 216.451; 2033-34: 217.86; 2034-35: 219.059; 2035-36: 219.973; 2036-37: 220.73; 2037-38: 221.39; 2038-39: 222.036; 2039-40: 222.946; 2040-41: 223.832; 2041-42: 224.806; 2042-43: 225.824; 2043-44: 226.855; 2044-45: 227.921; 2045-46: 228.979; 2046-47: 230.021; 2047-48: 231.119; 2048-49: 232.222; 2049-50: 233.334
42FP | Average household occupancy rate (excl. voids) | (39FP + 40FP) / (34FP + 35FP) | h/prop | 1 | 2019-20: 2.2023; 2020-21: 2.1924; 2021-22: 2.1809; 2022-23: 2.1755; 2023-24: 2.1703; 2024-25: 2.1646; 2025-26: 2.1582; 2026-27: 2.1513; 2027-28: 2.1442; 2028-29: 2.1381; 2029-30: 2.1306; 2030-31: 2.1219; 2031-32: 2.1137; 2032-33: 2.1064; 2033-34: 2.0997; 2034-35: 2.0932; 2035-36: 2.0865; 2036-37: 2.0793; 2037-38: 2.0726; 2038-39: 2.0668; 2039-40: 2.0636; 2040-41: 2.0603; 2041-42: 2.0579; 2042-43: 2.056; 2043-44: 2.0543; 2044-45: 2.0531; 2045-46: 2.0518; 2046-47: 2.0506; 2047-48: 2.0499; 2048-49: 2.0495; 2049-50: 2.0493
43FP | Total Household Metering penetration (excl. voids) | 34FP / (34FP + 35FP) | % | 1 | 2019-20: 84.06%; 2020-21: 84.96%; 2021-22: 85.74%; 2022-23: 86.6%; 2023-24: 87.41%; 2024-25: 88.15%; 2025-26: 88.8%; 2026-27: 89.4%; 2027-28: 89.99%; 2028-29: 90.59%; 2029-30: 91.14%; 2030-31: 91.66%; 2031-32: 92.14%; 2032-33: 92.59%; 2033-34: 93.01%; 2034-35: 93.41%; 2035-36: 93.78%; 2036-37: 94.13%; 2037-38: 94.47%; 2038-39: 94.78%; 2039-40: 95.08%; 2040-41: 95.37%; 2041-42: 95.65%; 2042-43: 95.91%; 2043-44: 96.16%; 2044-45: 96.4%; 2045-46: 96.51%; 2046-47: 96.62%; 2047-48: 96.71%; 2048-49: 96.8%; 2049-50: 96.81%
44FP | Total Household Metering penetration (incl. voids) | (34FP) / (34FP + 34.7FP + 35FP + 35.1FP) | % | 1 | 2019-20: 82.08%; 2020-21: 82.94%; 2021-22: 83.7%; 2022-23: 84.52%; 2023-24: 85.3%; 2024-25: 86.01%; 2025-26: 86.62%; 2026-27: 87.2%; 2027-28: 87.78%; 2028-29: 88.36%; 2029-30: 88.91%; 2030-31: 89.42%; 2031-32: 89.89%; 2032-33: 90.34%; 2033-34: 90.76%; 2034-35: 91.15%; 2035-36: 91.51%; 2036-37: 91.86%; 2037-38: 92.18%; 2038-39: 92.49%; 2039-40: 92.78%; 2040-41: 93.06%; 2041-42: 93.33%; 2042-43: 93.59%; 2043-44: 93.83%; 2044-45: 94.07%; 2045-46: 94.17%; 2046-47: 94.28%; 2047-48: 94.37%; 2048-49: 94.46%; 2049-50: 94.47%
45FP | Distribution input | sum (12FP:15FP) + 21FP + 22FP + 27FP + 28FP | Ml/d | 2 | 2019-20: 82; 2020-21: 81.46; 2021-22: 80.92; 2022-23: 80.56; 2023-24: 80.22; 2024-25: 79.32; 2025-26: 78.23; 2026-27: 77.42; 2027-28: 77.05; 2028-29: 76.7; 2029-30: 76.23; 2030-31: 75.77; 2031-32: 75.35; 2032-33: 74.98; 2033-34: 74.79; 2034-35: 74.32; 2035-36: 73.84; 2036-37: 72.9; 2037-38: 72.49; 2038-39: 71.97; 2039-40: 71.4; 2040-41: 70.89; 2041-42: 70.36; 2042-43: 69.84; 2043-44: 69.43; 2044-45: 69.2; 2045-46: 68.95; 2046-47: 68.78; 2047-48: 68.54; 2048-49: 68.35; 2049-50: 68.26
46FP | Target headroom (climate change component) | Input | Ml/d | 2 | 2019-20: 1.7611; 2020-21: 1.7611; 2021-22: 1.7611; 2022-23: 1.7611; 2023-24: 1.7611; 2024-25: 1.7611; 2025-26: 1.7611; 2026-27: 1.7361; 2027-28: 1.8501; 2028-29: 1.9061; 2029-30: 1.9012; 2030-31: 1.9949; 2031-32: 2.0272; 2032-33: 2.1147; 2033-34: 2.1399; 2034-35: 2.1472; 2035-36: 2.0873; 2036-37: 2.0035; 2037-38: 2.0168; 2038-39: 2.0045; 2039-40: 0; 2040-41: 0; 2041-42: 0; 2042-43: 0; 2043-44: 0; 2044-45: 0; 2045-46: 0; 2046-47: 0; 2047-48: 0; 2048-49: 0; 2049-50: 0
47FP | Target headroom (All other components) | Input | Ml/d | 2 | 2019-20: 3.0829; 2020-21: 3.0829; 2021-22: 3.0829; 2022-23: 3.0829; 2023-24: 3.0829; 2024-25: 3.0829; 2025-26: 3.0829; 2026-27: 3.37; 2027-28: 3.375; 2028-29: 3.4746; 2029-30: 3.6364; 2030-31: 3.5526; 2031-32: 3.701; 2032-33: 3.8113; 2033-34: 3.8602; 2034-35: 4.0278; 2035-36: 3.4119; 2036-37: 3.0361; 2037-38: 3.1869; 2038-39: 3.3252; 2039-40: 0.64599; 2040-41: 0.74552; 2041-42: 0.8143; 2042-43: 0.91862; 2043-44: 1.0905; 2044-45: 1.3004; 2045-46: 0.72496; 2046-47: 0.8731; 2047-48: 0.91367; 2048-49: 0.97793; 2049-50: 0.96918
48FP | Target Headroom | 46FP + 47FP | Ml/d | 2 | 2019-20: 4.8439; 2020-21: 4.8439; 2021-22: 4.8439; 2022-23: 4.8439; 2023-24: 4.8439; 2024-25: 4.8439; 2025-26: 4.8439; 2026-27: 5.1061; 2027-28: 5.2251; 2028-29: 5.3807; 2029-30: 5.5376; 2030-31: 5.5475; 2031-32: 5.7283; 2032-33: 5.926; 2033-34: 6.0001; 2034-35: 6.175; 2035-36: 5.4992; 2036-37: 5.0396; 2037-38: 5.2038; 2038-39: 5.3297; 2039-40: 0.64599; 2040-41: 0.74552; 2041-42: 0.8143; 2042-43: 0.91862; 2043-44: 1.0905; 2044-45: 1.3004; 2045-46: 0.72496; 2046-47: 0.8731; 2047-48: 0.91367; 2048-49: 0.97793; 2049-50: 0.96918
49FP | Available Headroom | 11FP - 45FP | Ml/d | 2 | 2019-20: 6.63; 2020-21: 7.17; 2021-22: 7.71; 2022-23: 8.07; 2023-24: 8.41; 2024-25: 9.31; 2025-26: 4.85; 2026-27: 5.11; 2027-28: 5.221; 2028-29: 5.77; 2029-30: 6.24; 2030-31: 11.877; 2031-32: 12.06; 2032-33: 12.24; 2033-34: 12.31; 2034-35: 12.51; 2035-36: 11.82; 2036-37: 54.75; 2037-38: 47.02; 2038-39: 47.14; 2039-40: 55.05; 2040-41: 49.62; 2041-42: 80.89; 2042-43: 50.67; 2043-44: 51.08; 2044-45: 51.31; 2045-46: 46.94; 2046-47: 47.1; 2047-48: 57.23; 2048-49: 47.21; 2049-50: 47.18
49.1FP | Available non-potable balance (if applicable) | 1.1FP - 12.1FP | Ml/d | 2 | 2019-20: 0; 2020-21: 0; 2021-22: 0; 2022-23: 0; 2023-24: 0; 2024-25: 0; 2025-26: 0; 2026-27: 0; 2027-28: 0; 2028-29: 0; 2029-30: 0; 2030-31: 0; 2031-32: 0; 2032-33: 0; 2033-34: 0; 2034-35: 0; 2035-36: 0; 2036-37: 0; 2037-38: 0; 2038-39: 0; 2039-40: 0; 2040-41: 0; 2041-42: 0; 2042-43: 0; 2043-44: 0; 2044-45: 0; 2045-46: 0; 2046-47: 0; 2047-48: 0; 2048-49: 0; 2049-50: 0
50FP | Supply Demand Balance | 49FP - 48FP | Ml/d | 2 | 2019-20: 1.7861; 2020-21: 2.3261; 2021-22: 2.8661; 2022-23: 3.2261; 2023-24: 3.5661; 2024-25: 4.4661; 2025-26: 0.0060768; 2026-27: 0.0039078; 2027-28: -0.004114; 2028-29: 0.38928; 2029-30: 0.70235; 2030-31: 6.3295; 2031-32: 6.3317; 2032-33: 6.314; 2033-34: 6.3099; 2034-35: 6.335; 2035-36: 6.3208; 2036-37: 49.7104; 2037-38: 41.8162; 2038-39: 41.8103; 2039-40: 54.404; 2040-41: 48.8745; 2041-42: 80.0757; 2042-43: 49.7514; 2043-44: 49.9895; 2044-45: 50.0096; 2045-46: 46.215; 2046-47: 46.2269; 2047-48: 56.3163; 2048-49: 46.2321; 2049-50: 46.2108
Data for Charts
DYAA Baseline |  |  |  |  | 2019-20 | 2020-21 | 2021-22 | 2022-23 | 2023-24 | 2024-25 | 2025-26 | 2026-27 | 2027-28 | 2028-29 | 2029-30 | 2030-31 | 2031-32 | 2032-33 | 2033-34 | 2034-35 | 2035-36 | 2036-37 | 2037-38 | 2038-39 | 2039-40 | 2040-41 | 2041-42 | 2042-43 | 2043-44 | 2044-45 | 2045-46 | 2046-47 | 2047-48 | 2048-49 | 2049-50 | 2050-51 | 2051-52 | 2052-53 | 2053-54 | 2054-55 | 2055-56 | 2056-57 | 2057-58 | 2058-59 | 2059-60 | 2060-61 | 2061-62 | 2062-63 | 2063-64 | 2064-65 | 2065-66 | 2066-67 | 2067-68 | 2068-69 | 2069-70 | 2070-71 | 2071-72 | 2072-73 | 2073-74 | 2074-75 | 2075-76 | 2076-77 | 2077-78 | 2078-79 | 2079-80 | 2080-81 | 2081-82 | 2082-83 | 2083-84 | 2084-85 | 2085-86 | 2086-87 | 2087-88 | 2088-89 | 2089-90 | 2090-91 | 2091-92 | 2092-93 | 2093-94 | 2094-95 | 2095-96 | 2096-97 | 2097-98 | 2098-99 | 2099-100
| Measured HH consumption |  | Ml/d | 2 | 21.15 | 21.32 | 21.41 | 21.71 | 21.99 | 21.89 | 22.19 | 22.45 | 22.76 | 23.16 | 23.51 | 23.85 | 24.17 | 24.52 | 24.86 | 25.17 | 25.43 | 25.67 | 25.98 | 26.27 | 26.58 | 26.82 | 27.06 | 27.32 | 27.57 | 27.82 | 28.01 | 28.19 | 28.37 | 28.56 | 28.71 | 0 | 0 | 0 | 0 | 0 | 0 | 0 | 0 | 0 | 0 | 0 | 0 | 0 | 0 | 0 | 0 | 0 | 0 | 0 | 0 | 0 | 0 | 0 | 0 | 0 | 0 | 0 | 0 | 0 | 0 | 0 | 0 | 0 | 0 | 0 | 0 | 0 | 0 | 0 | 0 | 0 | 0 | 0 | 0 | 0 | 0 | 0 | 0 | 0 | 0
| Unmeasured HH consumption |  | Ml/d | 2 | 7.49 | 7.16 | 6.88 | 6.54 | 6.23 | 5.92 | 5.66 | 5.41 | 5.17 | 4.94 | 4.72 | 4.52 | 4.33 | 4.15 | 3.97 | 3.8 | 3.64 | 3.48 | 3.32 | 3.18 | 3.04 | 2.9 | 2.77 | 2.64 | 2.52 | 2.4 | 2.35 | 2.29 | 2.26 | 2.21 | 2.21 | 0 | 0 | 0 | 0 | 0 | 0 | 0 | 0 | 0 | 0 | 0 | 0 | 0 | 0 | 0 | 0 | 0 | 0 | 0 | 0 | 0 | 0 | 0 | 0 | 0 | 0 | 0 | 0 | 0 | 0 | 0 | 0 | 0 | 0 | 0 | 0 | 0 | 0 | 0 | 0 | 0 | 0 | 0 | 0 | 0 | 0 | 0 | 0 | 0 | 0
| Non-HH consumption |  | Ml/d | 2 | 22.01 | 21.91 | 21.84 | 21.74 | 21.64 | 21.56 | 21.5 | 21.41 | 21.34 | 21.26 | 21.18 | 21.1 | 21.02 | 20.94 | 20.85 | 20.78 | 20.7 | 20.62 | 20.54 | 20.47 | 20.41 | 20.35 | 20.3 | 20.26 | 20.21 | 20.18 | 20.14 | 20.1 | 20.07 | 20.04 | 20.01 | 0 | 0 | 0 | 0 | 0 | 0 | 0 | 0 | 0 | 0 | 0 | 0 | 0 | 0 | 0 | 0 | 0 | 0 | 0 | 0 | 0 | 0 | 0 | 0 | 0 | 0 | 0 | 0 | 0 | 0 | 0 | 0 | 0 | 0 | 0 | 0 | 0 | 0 | 0 | 0 | 0 | 0 | 0 | 0 | 0 | 0 | 0 | 0 | 0 | 0
| Total Leakage |  | Ml/d | 2 | 9.82 | 9.64 | 9.49 | 9.34 | 9.19 | 8.96 | 8.94 | 8.93 | 8.91 | 8.9 | 8.88 | 8.87 | 8.85 | 8.85 | 8.85 | 8.86 | 8.86 | 8.86 | 8.86 | 8.86 | 8.86 | 8.87 | 8.87 | 8.87 | 8.87 | 8.87 | 8.87 | 8.88 | 8.88 | 8.89 | 8.89 | 0 | 0 | 0 | 0 | 0 | 0 | 0 | 0 | 0 | 0 | 0 | 0 | 0 | 0 | 0 | 0 | 0 | 0 | 0 | 0 | 0 | 0 | 0 | 0 | 0 | 0 | 0 | 0 | 0 | 0 | 0 | 0 | 0 | 0 | 0 | 0 | 0 | 0 | 0 | 0 | 0 | 0 | 0 | 0 | 0 | 0 | 0 | 0 | 0 | 0
| Other demand components |  | Ml/d | 2 | 1.81 | 1.81 | 1.8 | 1.8 | 1.8 | 1.81 | 1.79 | 1.8 | 1.82 | 1.8 | 1.81 | 1.79 | 1.79 | 1.8 | 1.81 | 1.79 | 1.8 | 1.8 | 1.81 | 1.82 | 1.8 | 1.8 | 1.82 | 1.81 | 1.81 | 1.8 | 1.81 | 1.81 | 1.79 | 1.81 | 1.82 | 0 | 0 | 0 | 0 | 0 | 0 | 0 | 0 | 0 | 0 | 0 | 0 | 0 | 0 | 0 | 0 | 0 | 0 | 0 | 0 | 0 | 0 | 0 | 0 | 0 | 0 | 0 | 0 | 0 | 0 | 0 | 0 | 0 | 0 | 0 | 0 | 0 | 0 | 0 | 0 | 0 | 0 | 0 | 0 | 0 | 0 | 0 | 0 | 0 | 0
| Total Water Available for use |  | Ml/d | 2 | 68.98 | 68.98 | 68.98 | 68.98 | 68.98 | 68.98 | 63.76 | 63.89 | 63.96 | 64.15 | 64.3 | 64.33 | 64.5 | 64.48 | 64.46 | 64.44 | 64.44 | 64.24 | 64.4 | 64.38 | 61.18 | 49.91 | 49.89 | 49.87 | 49.85 | 49.83 | 49.8 | 49.78 | 49.76 | 49.74 | 49.71 | 0 | 0 | 0 | 0 | 0 | 0 | 0 | 0 | 0 | 0 | 0 | 0 | 0 | 0 | 0 | 0 | 0 | 0 | 0 | 0 | 0 | 0 | 0 | 0 | 0 | 0 | 0 | 0 | 0 | 0 | 0 | 0 | 0 | 0 | 0 | 0 | 0 | 0 | 0 | 0 | 0 | 0 | 0 | 0 | 0 | 0 | 0 | 0 | 0 | 0
| Total Demand + Target Headroom |  | Ml/d | 2 | 65.9557 | 65.5157 | 65.0957 | 64.8057 | 64.5257 | 63.8157 | 63.7557 | 63.8759 | 63.9657 | 64.1405 | 64.2983 | 64.3342 | 64.5002 | 64.7457 | 64.8812 | 65.073 | 64.5915 | 64.2365 | 64.4401 | 64.6225 | 61.1771 | 61.3017 | 61.4331 | 61.5913 | 61.8004 | 62.0475 | 61.7244 | 61.9253 | 62.0551 | 62.2428 | 62.3659 | 0 | 0 | 0 | 0 | 0 | 0 | 0 | 0 | 0 | 0 | 0 | 0 | 0 | 0 | 0 | 0 | 0 | 0 | 0 | 0 | 0 | 0 | 0 | 0 | 0 | 0 | 0 | 0 | 0 | 0 | 0 | 0 | 0 | 0 | 0 | 0 | 0 | 0 | 0 | 0 | 0 | 0 | 0 | 0 | 0 | 0 | 0 | 0 | 0 | 0
DYAA Final Plan |  |  |  |  | 2019-20 | 2020-21 | 2021-22 | 2022-23 | 2023-24 | 2024-25 | 2025-26 | 2026-27 | 2027-28 | 2028-29 | 2029-30 | 2030-31 | 2031-32 | 2032-33 | 2033-34 | 2034-35 | 2035-36 | 2036-37 | 2037-38 | 2038-39 | 2039-40 | 2040-41 | 2041-42 | 2042-43 | 2043-44 | 2044-45 | 2045-46 | 2046-47 | 2047-48 | 2048-49 | 2049-50 | 2050-51 | 2051-52 | 2052-53 | 2053-54 | 2054-55 | 2055-56 | 2056-57 | 2057-58 | 2058-59 | 2059-60 | 2060-61 | 2061-62 | 2062-63 | 2063-64 | 2064-65 | 2065-66 | 2066-67 | 2067-68 | 2068-69 | 2069-70 | 2070-71 | 2071-72 | 2072-73 | 2073-74 | 2074-75 | 2075-76 | 2076-77 | 2077-78 | 2078-79 | 2079-80 | 2080-81 | 2081-82 | 2082-83 | 2083-84 | 2084-85 | 2085-86 | 2086-87 | 2087-88 | 2088-89 | 2089-90 | 2090-91 | 2091-92 | 2092-93 | 2093-94 | 2094-95 | 2095-96 | 2096-97 | 2097-98 | 2098-99 | 2099-100
| Measured HH consumption |  | Ml/d | 2 | 21.15 | 21.32 | 21.41 | 21.71 | 21.99 | 21.89 | 21.74 | 21.78 | 21.96 | 22.16 | 22.3 | 22.44 | 22.56 | 22.8 | 23.02 | 23.07 | 23.07 | 23.05 | 23.1 | 23.13 | 23.18 | 23.16 | 23.14 | 23.13 | 23.11 | 23.25 | 23.33 | 23.41 | 23.48 | 23.55 | 23.6 | 0 | 0 | 0 | 0 | 0 | 0 | 0 | 0 | 0 | 0 | 0 | 0 | 0 | 0 | 0 | 0 | 0 | 0 | 0 | 0 | 0 | 0 | 0 | 0 | 0 | 0 | 0 | 0 | 0 | 0 | 0 | 0 | 0 | 0 | 0 | 0 | 0 | 0 | 0 | 0 | 0 | 0 | 0 | 0 | 0 | 0 | 0 | 0 | 0 | 0
| Unmeasured HH consumption |  | Ml/d | 2 | 7.49 | 7.16 | 6.88 | 6.54 | 6.23 | 5.92 | 5.66 | 5.41 | 5.17 | 4.94 | 4.72 | 4.52 | 4.33 | 4.15 | 3.97 | 3.8 | 3.64 | 3.48 | 3.32 | 3.18 | 3.04 | 2.9 | 2.77 | 2.64 | 2.52 | 2.4 | 2.35 | 2.29 | 2.26 | 2.21 | 2.21 | 0 | 0 | 0 | 0 | 0 | 0 | 0 | 0 | 0 | 0 | 0 | 0 | 0 | 0 | 0 | 0 | 0 | 0 | 0 | 0 | 0 | 0 | 0 | 0 | 0 | 0 | 0 | 0 | 0 | 0 | 0 | 0 | 0 | 0 | 0 | 0 | 0 | 0 | 0 | 0 | 0 | 0 | 0 | 0 | 0 | 0 | 0 | 0 | 0 | 0
| Non-HH consumption |  | Ml/d | 2 | 22.01 | 21.91 | 21.84 | 21.74 | 21.64 | 21.56 | 21.36 | 21.14 | 20.96 | 20.78 | 20.59 | 20.41 | 20.23 | 20.04 | 19.85 | 19.68 | 19.5 | 19.32 | 19.14 | 18.96 | 18.8 | 18.64 | 18.48 | 18.35 | 18.2 | 18.07 | 17.92 | 17.78 | 17.65 | 17.51 | 17.38 | 0 | 0 | 0 | 0 | 0 | 0 | 0 | 0 | 0 | 0 | 0 | 0 | 0 | 0 | 0 | 0 | 0 | 0 | 0 | 0 | 0 | 0 | 0 | 0 | 0 | 0 | 0 | 0 | 0 | 0 | 0 | 0 | 0 | 0 | 0 | 0 | 0 | 0 | 0 | 0 | 0 | 0 | 0 | 0 | 0 | 0 | 0 | 0 | 0 | 0
| Total Leakage |  | Ml/d | 2 | 9.82 | 9.64 | 9.49 | 9.34 | 9.19 | 8.96 | 8.76 | 8.52 | 8.45 | 8.41 | 8.29 | 8.21 | 8.12 | 7.89 | 7.88 | 7.85 | 7.8 | 7.36 | 7.31 | 7.16 | 6.96 | 6.84 | 6.68 | 6.55 | 6.52 | 6.43 | 6.31 | 6.27 | 6.16 | 6.08 | 6.05 | 0 | 0 | 0 | 0 | 0 | 0 | 0 | 0 | 0 | 0 | 0 | 0 | 0 | 0 | 0 | 0 | 0 | 0 | 0 | 0 | 0 | 0 | 0 | 0 | 0 | 0 | 0 | 0 | 0 | 0 | 0 | 0 | 0 | 0 | 0 | 0 | 0 | 0 | 0 | 0 | 0 | 0 | 0 | 0 | 0 | 0 | 0 | 0 | 0 | 0
| Other demand components |  | Ml/d | 2 | 1.81 | 1.81 | 1.8 | 1.8 | 1.8 | 1.81 | 1.79 | 1.8 | 1.82 | 1.8 | 1.81 | 1.79 | 1.79 | 1.8 | 1.81 | 1.79 | 1.8 | 1.8 | 1.81 | 1.82 | 1.8 | 1.8 | 1.82 | 1.81 | 1.81 | 1.8 | 1.81 | 1.81 | 1.79 | 1.81 | 1.82 | 0 | 0 | 0 | 0 | 0 | 0 | 0 | 0 | 0 | 0 | 0 | 0 | 0 | 0 | 0 | 0 | 0 | 0 | 0 | 0 | 0 | 0 | 0 | 0 | 0 | 0 | 0 | 0 | 0 | 0 | 0 | 0 | 0 | 0 | 0 | 0 | 0 | 0 | 0 | 0 | 0 | 0 | 0 | 0 | 0 | 0 | 0 | 0 | 0 | 0
| Total Water Available for use |  | Ml/d | 2 | 68.98 | 68.98 | 68.98 | 68.98 | 68.98 | 68.98 | 62.99 | 62.53 | 62.33 | 62.89 | 62.89 | 61.57 | 61.37 | 61.17 | 61.07 | 60.86 | 59.97 | 58.82 | 58.61 | 58.27 | 54.27 | 53.9 | 53.5 | 53.17 | 52.98 | 52.93 | 52.26 | 52.22 | 52.03 | 51.89 | 51.79 | 0 | 0 | 0 | 0 | 0 | 0 | 0 | 0 | 0 | 0 | 0 | 0 | 0 | 0 | 0 | 0 | 0 | 0 | 0 | 0 | 0 | 0 | 0 | 0 | 0 | 0 | 0 | 0 | 0 | 0 | 0 | 0 | 0 | 0 | 0 | 0 | 0 | 0 | 0 | 0 | 0 | 0 | 0 | 0 | 0 | 0 | 0 | 0 | 0 | 0
| Total Demand + Target Headroom |  | Ml/d | 2 | 65.9557 | 65.5157 | 65.0957 | 64.8057 | 64.5257 | 63.8157 | 62.9857 | 62.5259 | 62.3257 | 62.1705 | 61.9083 | 61.5742 | 61.3702 | 61.1657 | 61.0712 | 60.863 | 59.9715 | 58.8165 | 58.6101 | 58.2725 | 54.2671 | 53.9017 | 53.5031 | 53.1713 | 52.9804 | 52.9275 | 52.2644 | 52.2153 | 52.0251 | 51.8928 | 51.7859 | 0 | 0 | 0 | 0 | 0 | 0 | 0 | 0 | 0 | 0 | 0 | 0 | 0 | 0 | 0 | 0 | 0 | 0 | 0 | 0 | 0 | 0 | 0 | 0 | 0 | 0 | 0 | 0 | 0 | 0 | 0 | 0 | 0 | 0 | 0 | 0 | 0 | 0 | 0 | 0 | 0 | 0 | 0 | 0 | 0 | 0 | 0 | 0 | 0 | 0
DYCP Baseline |  |  |  |  | 2019-20 | 2020-21 | 2021-22 | 2022-23 | 2023-24 | 2024-25 | 2025-26 | 2026-27 | 2027-28 | 2028-29 | 2029-30 | 2030-31 | 2031-32 | 2032-33 | 2033-34 | 2034-35 | 2035-36 | 2036-37 | 2037-38 | 2038-39 | 2039-40 | 2040-41 | 2041-42 | 2042-43 | 2043-44 | 2044-45 | 2045-46 | 2046-47 | 2047-48 | 2048-49 | 2049-50 | 2050-51 | 2051-52 | 2052-53 | 2053-54 | 2054-55 | 2055-56 | 2056-57 | 2057-58 | 2058-59 | 2059-60 | 2060-61 | 2061-62 | 2062-63 | 2063-64 | 2064-65 | 2065-66 | 2066-67 | 2067-68 | 2068-69 | 2069-70 | 2070-71 | 2071-72 | 2072-73 | 2073-74 | 2074-75 | 2075-76 | 2076-77 | 2077-78 | 2078-79 | 2079-80 | 2080-81 | 2081-82 | 2082-83 | 2083-84 | 2084-85 | 2085-86 | 2086-87 | 2087-88 | 2088-89 | 2089-90 | 2090-91 | 2091-92 | 2092-93 | 2093-94 | 2094-95 | 2095-96 | 2096-97 | 2097-98 | 2098-99 | 2099-100
| Measured HH consumption |  | Ml/d | 2 | 29.35 | 29.59 | 29.73 | 30.14 | 30.54 | 30.42 | 30.83 | 31.21 | 31.66 | 32.23 | 32.73 | 33.22 | 33.68 | 34.2 | 34.69 | 35.14 | 35.53 | 35.89 | 36.35 | 36.78 | 37.23 | 37.61 | 37.98 | 38.37 | 38.75 | 39.15 | 39.45 | 39.74 | 40.02 | 40.31 | 40.56 | 0 | 0 | 0 | 0 | 0 | 0 | 0 | 0 | 0 | 0 | 0 | 0 | 0 | 0 | 0 | 0 | 0 | 0 | 0 | 0 | 0 | 0 | 0 | 0 | 0 | 0 | 0 | 0 | 0 | 0 | 0 | 0 | 0 | 0 | 0 | 0 | 0 | 0 | 0 | 0 | 0 | 0 | 0 | 0 | 0 | 0 | 0 | 0 | 0 | 0
| Unmeasured HH consumption |  | Ml/d | 2 | 10.93 | 10.46 | 10.05 | 9.56 | 9.1 | 8.66 | 8.28 | 7.92 | 7.57 | 7.24 | 6.92 | 6.63 | 6.35 | 6.09 | 5.83 | 5.58 | 5.35 | 5.12 | 4.89 | 4.69 | 4.48 | 4.28 | 4.1 | 3.91 | 3.73 | 3.55 | 3.48 | 3.4 | 3.35 | 3.28 | 3.29 | 0 | 0 | 0 | 0 | 0 | 0 | 0 | 0 | 0 | 0 | 0 | 0 | 0 | 0 | 0 | 0 | 0 | 0 | 0 | 0 | 0 | 0 | 0 | 0 | 0 | 0 | 0 | 0 | 0 | 0 | 0 | 0 | 0 | 0 | 0 | 0 | 0 | 0 | 0 | 0 | 0 | 0 | 0 | 0 | 0 | 0 | 0 | 0 | 0 | 0
| Non-HH consumption |  | Ml/d | 2 | 30.09 | 29.96 | 29.85 | 29.72 | 29.59 | 29.47 | 29.39 | 29.28 | 29.18 | 29.07 | 28.96 | 28.84 | 28.74 | 28.63 | 28.51 | 28.4 | 28.29 | 28.18 | 28.08 | 27.98 | 27.9 | 27.83 | 27.76 | 27.7 | 27.64 | 27.59 | 27.53 | 27.48 | 27.44 | 27.4 | 27.36 | 0 | 0 | 0 | 0 | 0 | 0 | 0 | 0 | 0 | 0 | 0 | 0 | 0 | 0 | 0 | 0 | 0 | 0 | 0 | 0 | 0 | 0 | 0 | 0 | 0 | 0 | 0 | 0 | 0 | 0 | 0 | 0 | 0 | 0 | 0 | 0 | 0 | 0 | 0 | 0 | 0 | 0 | 0 | 0 | 0 | 0 | 0 | 0 | 0 | 0
| Total Leakage |  | Ml/d | 2 | 9.82 | 9.64 | 9.49 | 9.34 | 9.19 | 8.96 | 8.94 | 8.93 | 8.91 | 8.9 | 8.88 | 8.87 | 8.85 | 8.85 | 8.85 | 8.86 | 8.86 | 8.86 | 8.86 | 8.86 | 8.86 | 8.87 | 8.87 | 8.87 | 8.87 | 8.87 | 8.87 | 8.88 | 8.88 | 8.89 | 8.89 | 0 | 0 | 0 | 0 | 0 | 0 | 0 | 0 | 0 | 0 | 0 | 0 | 0 | 0 | 0 | 0 | 0 | 0 | 0 | 0 | 0 | 0 | 0 | 0 | 0 | 0 | 0 | 0 | 0 | 0 | 0 | 0 | 0 | 0 | 0 | 0 | 0 | 0 | 0 | 0 | 0 | 0 | 0 | 0 | 0 | 0 | 0 | 0 | 0 | 0
| Other demand components |  | Ml/d | 2 | 1.81 | 1.81 | 1.8 | 1.8 | 1.8 | 1.81 | 1.79 | 1.8 | 1.82 | 1.8 | 1.81 | 1.79 | 1.79 | 1.8 | 1.81 | 1.79 | 1.8 | 1.8 | 1.81 | 1.82 | 1.8 | 1.8 | 1.82 | 1.81 | 1.81 | 1.8 | 1.81 | 1.81 | 1.79 | 1.81 | 1.82 | 0 | 0 | 0 | 0 | 0 | 0 | 0 | 0 | 0 | 0 | 0 | 0 | 0 | 0 | 0 | 0 | 0 | 0 | 0 | 0 | 0 | 0 | 0 | 0 | 0 | 0 | 0 | 0 | 0 | 0 | 0 | 0 | 0 | 0 | 0 | 0 | 0 | 0 | 0 | 0 | 0 | 0 | 0 | 0 | 0 | 0 | 0 | 0 | 0 | 0
| Total Water Available for use |  | Ml/d | 2 | 88.63 | 88.63 | 88.63 | 88.63 | 88.63 | 88.63 | 84.08 | 84.25 | 84.35 | 84.62 | 84.83 | 86.017 | 85.15 | 85.49 | 85.68 | 85.95 | 85.34 | 84.9 | 85.19 | 85.45 | 80.94 | 81.13 | 81.32 | 81.56 | 81.89 | 82.26 | 81.85 | 82.18 | 82.4 | 82.67 | 82.87 | 0 | 0 | 0 | 0 | 0 | 0 | 0 | 0 | 0 | 0 | 0 | 0 | 0 | 0 | 0 | 0 | 0 | 0 | 0 | 0 | 0 | 0 | 0 | 0 | 0 | 0 | 0 | 0 | 0 | 0 | 0 | 0 | 0 | 0 | 0 | 0 | 0 | 0 | 0 | 0 | 0 | 0 | 0 | 0 | 0 | 0 | 0 | 0 | 0 | 0
| Total Demand + Target Headroom |  | Ml/d | 2 | 86.8439 | 86.3039 | 85.7639 | 85.4039 | 85.0639 | 84.1639 | 84.0739 | 84.251 | 84.3689 | 84.6207 | 84.8376 | 84.8975 | 85.1383 | 85.496 | 85.6901 | 85.945 | 85.3292 | 84.8896 | 85.1938 | 85.4597 | 80.916 | 81.1355 | 81.3443 | 81.5786 | 81.8905 | 82.2604 | 81.865 | 82.1831 | 82.3937 | 82.6679 | 82.8892 | 0 | 0 | 0 | 0 | 0 | 0 | 0 | 0 | 0 | 0 | 0 | 0 | 0 | 0 | 0 | 0 | 0 | 0 | 0 | 0 | 0 | 0 | 0 | 0 | 0 | 0 | 0 | 0 | 0 | 0 | 0 | 0 | 0 | 0 | 0 | 0 | 0 | 0 | 0 | 0 | 0 | 0 | 0 | 0 | 0 | 0 | 0 | 0 | 0 | 0
DYCP Final Plan |  |  |  |  | 2019-20 | 2020-21 | 2021-22 | 2022-23 | 2023-24 | 2024-25 | 2025-26 | 2026-27 | 2027-28 | 2028-29 | 2029-30 | 2030-31 | 2031-32 | 2032-33 | 2033-34 | 2034-35 | 2035-36 | 2036-37 | 2037-38 | 2038-39 | 2039-40 | 2040-41 | 2041-42 | 2042-43 | 2043-44 | 2044-45 | 2045-46 | 2046-47 | 2047-48 | 2048-49 | 2049-50 | 2050-51 | 2051-52 | 2052-53 | 2053-54 | 2054-55 | 2055-56 | 2056-57 | 2057-58 | 2058-59 | 2059-60 | 2060-61 | 2061-62 | 2062-63 | 2063-64 | 2064-65 | 2065-66 | 2066-67 | 2067-68 | 2068-69 | 2069-70 | 2070-71 | 2071-72 | 2072-73 | 2073-74 | 2074-75 | 2075-76 | 2076-77 | 2077-78 | 2078-79 | 2079-80 | 2080-81 | 2081-82 | 2082-83 | 2083-84 | 2084-85 | 2085-86 | 2086-87 | 2087-88 | 2088-89 | 2089-90 | 2090-91 | 2091-92 | 2092-93 | 2093-94 | 2094-95 | 2095-96 | 2096-97 | 2097-98 | 2098-99 | 2099-100
| Measured HH consumption |  | Ml/d | 2 | 29.35 | 29.59 | 29.73 | 30.14 | 30.54 | 30.42 | 30.2 | 30.27 | 30.55 | 30.84 | 31.05 | 31.25 | 31.44 | 31.8 | 32.13 | 32.21 | 32.24 | 32.22 | 32.32 | 32.38 | 32.46 | 32.48 | 32.48 | 32.48 | 32.48 | 32.72 | 32.86 | 33 | 33.12 | 33.24 | 33.34 | 0 | 0 | 0 | 0 | 0 | 0 | 0 | 0 | 0 | 0 | 0 | 0 | 0 | 0 | 0 | 0 | 0 | 0 | 0 | 0 | 0 | 0 | 0 | 0 | 0 | 0 | 0 | 0 | 0 | 0 | 0 | 0 | 0 | 0 | 0 | 0 | 0 | 0 | 0 | 0 | 0 | 0 | 0 | 0 | 0 | 0 | 0 | 0 | 0 | 0
| Unmeasured HH consumption |  | Ml/d | 2 | 10.93 | 10.46 | 10.05 | 9.56 | 9.1 | 8.66 | 8.28 | 7.92 | 7.57 | 7.24 | 6.92 | 6.63 | 6.35 | 6.09 | 5.83 | 5.58 | 5.35 | 5.12 | 4.89 | 4.69 | 4.48 | 4.28 | 4.1 | 3.91 | 3.73 | 3.55 | 3.48 | 3.4 | 3.35 | 3.28 | 3.29 | 0 | 0 | 0 | 0 | 0 | 0 | 0 | 0 | 0 | 0 | 0 | 0 | 0 | 0 | 0 | 0 | 0 | 0 | 0 | 0 | 0 | 0 | 0 | 0 | 0 | 0 | 0 | 0 | 0 | 0 | 0 | 0 | 0 | 0 | 0 | 0 | 0 | 0 | 0 | 0 | 0 | 0 | 0 | 0 | 0 | 0 | 0 | 0 | 0 | 0
| Non-HH consumption |  | Ml/d | 2 | 30.09 | 29.96 | 29.85 | 29.72 | 29.59 | 29.47 | 29.2 | 28.91 | 28.66 | 28.41 | 28.16 | 27.89 | 27.65 | 27.4 | 27.14 | 26.89 | 26.65 | 26.4 | 26.16 | 25.92 | 25.7 | 25.49 | 25.28 | 25.09 | 24.89 | 24.7 | 24.49 | 24.3 | 24.12 | 23.94 | 23.76 | 0 | 0 | 0 | 0 | 0 | 0 | 0 | 0 | 0 | 0 | 0 | 0 | 0 | 0 | 0 | 0 | 0 | 0 | 0 | 0 | 0 | 0 | 0 | 0 | 0 | 0 | 0 | 0 | 0 | 0 | 0 | 0 | 0 | 0 | 0 | 0 | 0 | 0 | 0 | 0 | 0 | 0 | 0 | 0 | 0 | 0 | 0 | 0 | 0 | 0
| Total Leakage |  | Ml/d | 2 | 9.82 | 9.64 | 9.49 | 9.34 | 9.19 | 8.96 | 8.76 | 8.52 | 8.45 | 8.41 | 8.29 | 8.21 | 8.12 | 7.89 | 7.88 | 7.85 | 7.8 | 7.36 | 7.31 | 7.16 | 6.96 | 6.84 | 6.68 | 6.55 | 6.52 | 6.43 | 6.31 | 6.27 | 6.16 | 6.08 | 6.05 | 0 | 0 | 0 | 0 | 0 | 0 | 0 | 0 | 0 | 0 | 0 | 0 | 0 | 0 | 0 | 0 | 0 | 0 | 0 | 0 | 0 | 0 | 0 | 0 | 0 | 0 | 0 | 0 | 0 | 0 | 0 | 0 | 0 | 0 | 0 | 0 | 0 | 0 | 0 | 0 | 0 | 0 | 0 | 0 | 0 | 0 | 0 | 0 | 0 | 0
| Other demand components |  | Ml/d | 2 | 1.81 | 1.81 | 1.8 | 1.8 | 1.8 | 1.81 | 1.79 | 1.8 | 1.82 | 1.8 | 1.81 | 1.79 | 1.79 | 1.8 | 1.81 | 1.79 | 1.8 | 1.8 | 1.81 | 1.82 | 1.8 | 1.8 | 1.82 | 1.81 | 1.81 | 1.8 | 1.81 | 1.81 | 1.79 | 1.81 | 1.82 | 0 | 0 | 0 | 0 | 0 | 0 | 0 | 0 | 0 | 0 | 0 | 0 | 0 | 0 | 0 | 0 | 0 | 0 | 0 | 0 | 0 | 0 | 0 | 0 | 0 | 0 | 0 | 0 | 0 | 0 | 0 | 0 | 0 | 0 | 0 | 0 | 0 | 0 | 0 | 0 | 0 | 0 | 0 | 0 | 0 | 0 | 0 | 0 | 0 | 0
| Total Water Available for use |  | Ml/d | 2 | 88.63 | 88.63 | 88.63 | 88.63 | 88.63 | 88.63 | 83.08 | 82.53 | 82.271 | 82.47 | 82.47 | 87.647 | 87.41 | 87.22 | 87.1 | 86.83 | 85.66 | 127.65 | 119.51 | 119.11 | 126.45 | 120.51 | 151.25 | 120.51 | 120.51 | 120.51 | 115.89 | 115.88 | 125.77 | 115.56 | 115.44 | 0 | 0 | 0 | 0 | 0 | 0 | 0 | 0 | 0 | 0 | 0 | 0 | 0 | 0 | 0 | 0 | 0 | 0 | 0 | 0 | 0 | 0 | 0 | 0 | 0 | 0 | 0 | 0 | 0 | 0 | 0 | 0 | 0 | 0 | 0 | 0 | 0 | 0 | 0 | 0 | 0 | 0 | 0 | 0 | 0 | 0 | 0 | 0 | 0 | 0
| Total Demand + Target Headroom |  | Ml/d | 2 | 86.8439 | 86.3039 | 85.7639 | 85.4039 | 85.0639 | 84.1639 | 83.0739 | 82.5261 | 82.2751 | 82.0807 | 81.7676 | 81.3175 | 81.0783 | 80.906 | 80.7901 | 80.495 | 79.3392 | 77.9396 | 77.6938 | 77.2997 | 72.046 | 71.6355 | 71.1743 | 70.7586 | 70.5205 | 70.5004 | 69.675 | 69.6531 | 69.4537 | 69.3279 | 69.2292 | 0 | 0 | 0 | 0 | 0 | 0 | 0 | 0 | 0 | 0 | 0 | 0 | 0 | 0 | 0 | 0 | 0 | 0 | 0 | 0 | 0 | 0 | 0 | 0 | 0 | 0 | 0 | 0 | 0 | 0 | 0 | 0 | 0 | 0 | 0 | 0 | 0 | 0 | 0 | 0 | 0 | 0 | 0 | 0 | 0 | 0 | 0 | 0 | 0 | 0

## AWSHPL
Back to title page
Table 3a: DYAA - Baseline
Table 3b: DYAA - Final plan Options
Table 3c: DYAA - Final plan
Table 3d: DYCP - Baseline
Table 3e: DYCP - Final plan Options
Table 3f: DYCP - Final plan
Water Company | Anglian Water | Version | V3.1
WRZ | AWSHPL | Planning Scenario | DYAA
Table 3a: DYAA - Baseline | Back to top of sheet
WRMP24 reference | Component | Derivation | Unit | Decimal places | 2019-20 | 2020-21 | 2021-22 | 2022-23 | 2023-24 | 2024-25 | 2025-26 | 2026-27 | 2027-28 | 2028-29 | 2029-30 | 2030-31 | 2031-32 | 2032-33 | 2033-34 | 2034-35 | 2035-36 | 2036-37 | 2037-38 | 2038-39 | 2039-40 | 2040-41 | 2041-42 | 2042-43 | 2043-44 | 2044-45 | 2045-46 | 2046-47 | 2047-48 | 2048-49 | 2049-50 | 2050-51 | 2051-52 | 2052-53 | 2053-54 | 2054-55 | 2055-56 | 2056-57 | 2057-58 | 2058-59 | 2059-60 | 2060-61 | 2061-62 | 2062-63 | 2063-64 | 2064-65 | 2065-66 | 2066-67 | 2067-68 | 2068-69 | 2069-70 | 2070-71 | 2071-72 | 2072-73 | 2073-74 | 2074-75 | 2075-76 | 2076-77 | 2077-78 | 2078-79 | 2079-80 | 2080-81 | 2081-82 | 2082-83 | 2083-84 | 2084-85 | 2085-86 | 2086-87 | 2087-88 | 2088-89 | 2089-90 | 2090-91 | 2091-92 | 2092-93 | 2093-94 | 2094-95 | 2095-96 | 2096-97 | 2097-98 | 2098-99 | 2099-100
1BL | Raw water abstracted | Input | Ml/d | 2 | 2019-20: 0; 2020-21: 0; 2021-22: 0; 2022-23: 0; 2023-24: 0; 2024-25: 0; 2025-26: 0; 2026-27: 0; 2027-28: 0; 2028-29: 0; 2029-30: 0; 2030-31: 0; 2031-32: 0; 2032-33: 0; 2033-34: 0; 2034-35: 0; 2035-36: 0; 2036-37: 0; 2037-38: 0; 2038-39: 0; 2039-40: 0; 2040-41: 0; 2041-42: 0; 2042-43: 0; 2043-44: 0; 2044-45: 0; 2045-46: 0; 2046-47: 0; 2047-48: 0; 2048-49: 0; 2049-50: 0
1.1BL | Non-potable water supplies (if applicable) | Input | Ml/d | 2 | 2019-20: 0; 2020-21: 0; 2021-22: 0; 2022-23: 0; 2023-24: 0; 2024-25: 0; 2025-26: 0; 2026-27: 0; 2027-28: 0; 2028-29: 0; 2029-30: 0; 2030-31: 0; 2031-32: 0; 2032-33: 0; 2033-34: 0; 2034-35: 0; 2035-36: 0; 2036-37: 0; 2037-38: 0; 2038-39: 0; 2039-40: 0; 2040-41: 0; 2041-42: 0; 2042-43: 0; 2043-44: 0; 2044-45: 0; 2045-46: 0; 2046-47: 0; 2047-48: 0; 2048-49: 0; 2049-50: 0
2BL | Raw water imported | Input | Ml/d | 2 | 2019-20: 0; 2020-21: 0; 2021-22: 0; 2022-23: 0; 2023-24: 0; 2024-25: 0; 2025-26: 0; 2026-27: 0; 2027-28: 0; 2028-29: 0; 2029-30: 0; 2030-31: 0; 2031-32: 0; 2032-33: 0; 2033-34: 0; 2034-35: 0; 2035-36: 0; 2036-37: 0; 2037-38: 0; 2038-39: 0; 2039-40: 0; 2040-41: 0; 2041-42: 0; 2042-43: 0; 2043-44: 0; 2044-45: 0; 2045-46: 0; 2046-47: 0; 2047-48: 0; 2048-49: 0; 2049-50: 0
3BL | Potable water imported | Input | Ml/d | 2 | 2019-20: 0; 2020-21: 0; 2021-22: 0; 2022-23: 0; 2023-24: 0; 2024-25: 0; 2025-26: 0; 2026-27: 0; 2027-28: 0; 2028-29: 0; 2029-30: 0; 2030-31: 0; 2031-32: 0; 2032-33: 0; 2033-34: 0; 2034-35: 0; 2035-36: 0; 2036-37: 0; 2037-38: 0; 2038-39: 0; 2039-40: 0; 2040-41: 0; 2041-42: 0; 2042-43: 0; 2043-44: 0; 2044-45: 0; 2045-46: 0; 2046-47: 0; 2047-48: 0; 2048-49: 0; 2049-50: 0
4BL | Raw water exported enter as -ve | Input | Ml/d | 2 | 2019-20: 0; 2020-21: 0; 2021-22: 0; 2022-23: 0; 2023-24: 0; 2024-25: 0; 2025-26: 0; 2026-27: 0; 2027-28: 0; 2028-29: 0; 2029-30: 0; 2030-31: 0; 2031-32: 0; 2032-33: 0; 2033-34: 0; 2034-35: 0; 2035-36: 0; 2036-37: 0; 2037-38: 0; 2038-39: 0; 2039-40: 0; 2040-41: 0; 2041-42: 0; 2042-43: 0; 2043-44: 0; 2044-45: 0; 2045-46: 0; 2046-47: 0; 2047-48: 0; 2048-49: 0; 2049-50: 0
5BL | Potable water exported enter as -ve | Input | Ml/d | 2 | 2019-20: 0; 2020-21: 0; 2021-22: 0; 2022-23: 0; 2023-24: 0; 2024-25: 0; 2025-26: 0; 2026-27: 0; 2027-28: 0; 2028-29: 0; 2029-30: 0; 2030-31: 0; 2031-32: 0; 2032-33: 0; 2033-34: 0; 2034-35: 0; 2035-36: 0; 2036-37: 0; 2037-38: 0; 2038-39: 0; 2039-40: 0; 2040-41: 0; 2041-42: 0; 2042-43: 0; 2043-44: 0; 2044-45: 0; 2045-46: 0; 2046-47: 0; 2047-48: 0; 2048-49: 0; 2049-50: 0
6BL | Deployable Output before forecast changes | Input | Ml/d | 2 | 2019-20: 40.26; 2020-21: 40.26; 2021-22: 40.26; 2022-23: 40.26; 2023-24: 40.26; 2024-25: 40.26; 2025-26: 40.26; 2026-27: 40.26; 2027-28: 40.26; 2028-29: 40.26; 2029-30: 40.26; 2030-31: 40.26; 2031-32: 40.26; 2032-33: 40.26; 2033-34: 40.26; 2034-35: 40.26; 2035-36: 40.26; 2036-37: 40.26; 2037-38: 40.26; 2038-39: 40.26; 2039-40: 40.26; 2040-41: 40.26; 2041-42: 40.26; 2042-43: 40.26; 2043-44: 40.26; 2044-45: 40.26; 2045-46: 40.26; 2046-47: 40.26; 2047-48: 40.26; 2048-49: 40.26; 2049-50: 40.26
6.1BL | Deployable Output post forecast changes | 6BL + 7BL | Ml/d | 2 | 2019-20: 40.26; 2020-21: 40.26; 2021-22: 40.26; 2022-23: 40.26; 2023-24: 40.26; 2024-25: 40.26; 2025-26: 40.26; 2026-27: 40.26; 2027-28: 40.26; 2028-29: 40.26; 2029-30: 40.26; 2030-31: 32.82; 2031-32: 32.82; 2032-33: 32.82; 2033-34: 32.82; 2034-35: 32.82; 2035-36: 32.82; 2036-37: 32.82; 2037-38: 32.82; 2038-39: 32.82; 2039-40: 32.82; 2040-41: 32.82; 2041-42: 32.82; 2042-43: 32.82; 2043-44: 32.82; 2044-45: 32.82; 2045-46: 32.82; 2046-47: 32.82; 2047-48: 32.82; 2048-49: 32.82; 2049-50: 32.82
7BL | Baseline forecast changes to Deployable Output | sum (7.1BL:7.6BL) | Ml/d | 2 | 2019-20: 0; 2020-21: 0; 2021-22: 0; 2022-23: 0; 2023-24: 0; 2024-25: 0; 2025-26: 0; 2026-27: 0; 2027-28: 0; 2028-29: 0; 2029-30: 0; 2030-31: -7.44; 2031-32: -7.44; 2032-33: -7.44; 2033-34: -7.44; 2034-35: -7.44; 2035-36: -7.44; 2036-37: -7.44; 2037-38: -7.44; 2038-39: -7.44; 2039-40: -7.44; 2040-41: -7.44; 2041-42: -7.44; 2042-43: -7.44; 2043-44: -7.44; 2044-45: -7.44; 2045-46: -7.44; 2046-47: -7.44; 2047-48: -7.44; 2048-49: -7.44; 2049-50: -7.44
7.1BL | Change in DO due to climate change | Input | Ml/d | 2 | 2019-20: 0; 2020-21: 0; 2021-22: 0; 2022-23: 0; 2023-24: 0; 2024-25: 0; 2025-26: 0; 2026-27: 0; 2027-28: 0; 2028-29: 0; 2029-30: 0; 2030-31: 0; 2031-32: 0; 2032-33: 0; 2033-34: 0; 2034-35: 0; 2035-36: 0; 2036-37: 0; 2037-38: 0; 2038-39: 0; 2039-40: 0; 2040-41: 0; 2041-42: 0; 2042-43: 0; 2043-44: 0; 2044-45: 0; 2045-46: 0; 2046-47: 0; 2047-48: 0; 2048-49: 0; 2049-50: 0
7.2BL | Total confirmed DO reductions to restore sustainable abstraction enter as -ve | Input | Ml/d | 2 | 2019-20: 0; 2020-21: 0; 2021-22: 0; 2022-23: 0; 2023-24: 0; 2024-25: 0; 2025-26: 0; 2026-27: 0; 2027-28: 0; 2028-29: 0; 2029-30: 0; 2030-31: -7.36; 2031-32: -7.36; 2032-33: -7.36; 2033-34: -7.36; 2034-35: -7.36; 2035-36: -7.36; 2036-37: -7.36; 2037-38: -7.36; 2038-39: -7.36; 2039-40: -7.36; 2040-41: -7.36; 2041-42: -7.36; 2042-43: -7.36; 2043-44: -7.36; 2044-45: -7.36; 2045-46: -7.36; 2046-47: -7.36; 2047-48: -7.36; 2048-49: -7.36; 2049-50: -7.36
7.3BL | Total additional DO reductions for Environmental Destination (excl. any confirmed reductions) enter as -ve | Input | Ml/d | 2 | 2019-20: 0; 2020-21: 0; 2021-22: 0; 2022-23: 0; 2023-24: 0; 2024-25: 0; 2025-26: 0; 2026-27: 0; 2027-28: 0; 2028-29: 0; 2029-30: 0; 2030-31: -0.08; 2031-32: -0.08; 2032-33: -0.08; 2033-34: -0.08; 2034-35: -0.08; 2035-36: -0.08; 2036-37: -0.08; 2037-38: -0.08; 2038-39: -0.08; 2039-40: -0.08; 2040-41: -0.08; 2041-42: -0.08; 2042-43: -0.08; 2043-44: -0.08; 2044-45: -0.08; 2045-46: -0.08; 2046-47: -0.08; 2047-48: -0.08; 2048-49: -0.08; 2049-50: -0.08
7.4BL | Change in DO from prolonged Outage reduction enter as -ve | Input | Ml/d | 2 | 2019-20: 0; 2020-21: 0; 2021-22: 0; 2022-23: 0; 2023-24: 0; 2024-25: 0; 2025-26: 0; 2026-27: 0; 2027-28: 0; 2028-29: 0; 2029-30: 0; 2030-31: 0; 2031-32: 0; 2032-33: 0; 2033-34: 0; 2034-35: 0; 2035-36: 0; 2036-37: 0; 2037-38: 0; 2038-39: 0; 2039-40: 0; 2040-41: 0; 2041-42: 0; 2042-43: 0; 2043-44: 0; 2044-45: 0; 2045-46: 0; 2046-47: 0; 2047-48: 0; 2048-49: 0; 2049-50: 0
7.5BL | Change in DO from drought measures | Zero for baseline | Ml/d | 2 | 2019-20: 0; 2020-21: 0; 2021-22: 0; 2022-23: 0; 2023-24: 0; 2024-25: 0; 2025-26: 0; 2026-27: 0; 2027-28: 0; 2028-29: 0; 2029-30: 0; 2030-31: 0; 2031-32: 0; 2032-33: 0; 2033-34: 0; 2034-35: 0; 2035-36: 0; 2036-37: 0; 2037-38: 0; 2038-39: 0; 2039-40: 0; 2040-41: 0; 2041-42: 0; 2042-43: 0; 2043-44: 0; 2044-45: 0; 2045-46: 0; 2046-47: 0; 2047-48: 0; 2048-49: 0; 2049-50: 0
7.6BL | Total other changes to DO (e.g. nitrates/operational decline) | Input | Ml/d | 2 | 2019-20: 0; 2020-21: 0; 2021-22: 0; 2022-23: 0; 2023-24: 0; 2024-25: 0; 2025-26: 0; 2026-27: 0; 2027-28: 0; 2028-29: 0; 2029-30: 0; 2030-31: 0; 2031-32: 0; 2032-33: 0; 2033-34: 0; 2034-35: 0; 2035-36: 0; 2036-37: 0; 2037-38: 0; 2038-39: 0; 2039-40: 0; 2040-41: 0; 2041-42: 0; 2042-43: 0; 2043-44: 0; 2044-45: 0; 2045-46: 0; 2046-47: 0; 2047-48: 0; 2048-49: 0; 2049-50: 0
8BL | Raw water losses, treatment works losses and operational use | Input | Ml/d | 2 | 2019-20: 1.92; 2020-21: 1.92; 2021-22: 1.92; 2022-23: 1.92; 2023-24: 1.92; 2024-25: 1.92; 2025-26: 1.92; 2026-27: 1.92; 2027-28: 1.92; 2028-29: 1.92; 2029-30: 1.92; 2030-31: 1.92; 2031-32: 1.92; 2032-33: 1.92; 2033-34: 1.92; 2034-35: 1.92; 2035-36: 1.92; 2036-37: 1.92; 2037-38: 1.92; 2038-39: 1.92; 2039-40: 1.92; 2040-41: 1.92; 2041-42: 1.92; 2042-43: 1.92; 2043-44: 1.92; 2044-45: 1.92; 2045-46: 1.92; 2046-47: 1.92; 2047-48: 1.92; 2048-49: 1.92; 2049-50: 1.92
9BL | Total Outage Allowance | Input | Ml/d | 2 | 2019-20: 0.23; 2020-21: 0.23; 2021-22: 0.23; 2022-23: 0.23; 2023-24: 0.23; 2024-25: 0.23; 2025-26: 0.23; 2026-27: 0.23; 2027-28: 0.23; 2028-29: 0.23; 2029-30: 0.23; 2030-31: 0.23; 2031-32: 0.23; 2032-33: 0.23; 2033-34: 0.23; 2034-35: 0.23; 2035-36: 0.19; 2036-37: 0.19; 2037-38: 0.19; 2038-39: 0.19; 2039-40: 0.19; 2040-41: 0.19; 2041-42: 0.19; 2042-43: 0.19; 2043-44: 0.19; 2044-45: 0.19; 2045-46: 0.19; 2046-47: 0.19; 2047-48: 0.19; 2048-49: 0.19; 2049-50: 0.19
10BL | Water Available For Use (own sources) | (6BL + 7BL) - (8BL + 9BL) | Ml/d | 2 | 2019-20: 38.11; 2020-21: 38.11; 2021-22: 38.11; 2022-23: 38.11; 2023-24: 38.11; 2024-25: 38.11; 2025-26: 38.11; 2026-27: 38.11; 2027-28: 38.11; 2028-29: 38.11; 2029-30: 38.11; 2030-31: 30.67; 2031-32: 30.67; 2032-33: 30.67; 2033-34: 30.67; 2034-35: 30.67; 2035-36: 30.71; 2036-37: 30.71; 2037-38: 30.71; 2038-39: 30.71; 2039-40: 30.71; 2040-41: 30.71; 2041-42: 30.71; 2042-43: 30.71; 2043-44: 30.71; 2044-45: 30.71; 2045-46: 30.71; 2046-47: 30.71; 2047-48: 30.71; 2048-49: 30.71; 2049-50: 30.71
11BL | Total Water Available For Use | 10BL + sum (2BL:5BL) | Ml/d | 2 | 2019-20: 38.11; 2020-21: 38.11; 2021-22: 38.11; 2022-23: 38.11; 2023-24: 38.11; 2024-25: 38.11; 2025-26: 38.11; 2026-27: 38.11; 2027-28: 38.11; 2028-29: 38.11; 2029-30: 38.11; 2030-31: 30.67; 2031-32: 30.67; 2032-33: 30.67; 2033-34: 30.67; 2034-35: 30.67; 2035-36: 30.71; 2036-37: 30.71; 2037-38: 30.71; 2038-39: 30.71; 2039-40: 30.71; 2040-41: 30.71; 2041-42: 30.71; 2042-43: 30.71; 2043-44: 30.71; 2044-45: 30.71; 2045-46: 30.71; 2046-47: 30.71; 2047-48: 30.71; 2048-49: 30.71; 2049-50: 30.71
12BL | Water delivered measured non-household | Input | Ml/d | 2 | 2019-20: 9.62; 2020-21: 9.62; 2021-22: 9.62; 2022-23: 9.62; 2023-24: 9.62; 2024-25: 9.62; 2025-26: 9.62; 2026-27: 9.62; 2027-28: 9.62; 2028-29: 9.62; 2029-30: 9.62; 2030-31: 9.62; 2031-32: 9.62; 2032-33: 9.62; 2033-34: 9.62; 2034-35: 9.62; 2035-36: 9.62; 2036-37: 9.62; 2037-38: 9.62; 2038-39: 9.62; 2039-40: 9.62; 2040-41: 9.63; 2041-42: 9.63; 2042-43: 9.63; 2043-44: 9.63; 2044-45: 9.63; 2045-46: 9.63; 2046-47: 9.63; 2047-48: 9.63; 2048-49: 9.63; 2049-50: 9.63
12.1BL | Non-potable water consumption (if applicable) | Input | Ml/d | 2 | 2019-20: 0; 2020-21: 0; 2021-22: 0; 2022-23: 0; 2023-24: 0; 2024-25: 0; 2025-26: 0; 2026-27: 0; 2027-28: 0; 2028-29: 0; 2029-30: 0; 2030-31: 0; 2031-32: 0; 2032-33: 0; 2033-34: 0; 2034-35: 0; 2035-36: 0; 2036-37: 0; 2037-38: 0; 2038-39: 0; 2039-40: 0; 2040-41: 0; 2041-42: 0; 2042-43: 0; 2043-44: 0; 2044-45: 0; 2045-46: 0; 2046-47: 0; 2047-48: 0; 2048-49: 0; 2049-50: 0
13BL | Water delivered unmeasured non-household | Input | Ml/d | 2 | 2019-20: 0.05; 2020-21: 0.05; 2021-22: 0.05; 2022-23: 0.05; 2023-24: 0.05; 2024-25: 0.05; 2025-26: 0.05; 2026-27: 0.05; 2027-28: 0.05; 2028-29: 0.05; 2029-30: 0.05; 2030-31: 0.05; 2031-32: 0.05; 2032-33: 0.05; 2033-34: 0.05; 2034-35: 0.05; 2035-36: 0.05; 2036-37: 0.05; 2037-38: 0.05; 2038-39: 0.05; 2039-40: 0.05; 2040-41: 0.05; 2041-42: 0.05; 2042-43: 0.05; 2043-44: 0.05; 2044-45: 0.05; 2045-46: 0.05; 2046-47: 0.05; 2047-48: 0.05; 2048-49: 0.05; 2049-50: 0.05
14BL | Water delivered measured household | Input | Ml/d | 2 | 2019-20: 5.18; 2020-21: 5.5; 2021-22: 5.77; 2022-23: 6.11; 2023-24: 6.42; 2024-25: 6.72; 2025-26: 6.96; 2026-27: 7.17; 2027-28: 7.37; 2028-29: 7.56; 2029-30: 7.71; 2030-31: 7.88; 2031-32: 8.04; 2032-33: 8.19; 2033-34: 8.34; 2034-35: 8.48; 2035-36: 8.62; 2036-37: 8.76; 2037-38: 8.89; 2038-39: 9.03; 2039-40: 9.16; 2040-41: 9.29; 2041-42: 9.41; 2042-43: 9.53; 2043-44: 9.65; 2044-45: 9.77; 2045-46: 9.86; 2046-47: 9.89; 2047-48: 9.92; 2048-49: 9.95; 2049-50: 9.98
15BL | Water delivered unmeasured household | Input | Ml/d | 2 | 2019-20: 8.51; 2020-21: 8.23; 2021-22: 7.96; 2022-23: 7.69; 2023-24: 7.4; 2024-25: 7.12; 2025-26: 6.88; 2026-27: 6.65; 2027-28: 6.43; 2028-29: 6.22; 2029-30: 6.02; 2030-31: 5.81; 2031-32: 5.61; 2032-33: 5.43; 2033-34: 5.26; 2034-35: 5.09; 2035-36: 4.93; 2036-37: 4.78; 2037-38: 4.64; 2038-39: 4.5; 2039-40: 4.37; 2040-41: 4.25; 2041-42: 4.13; 2042-43: 4.02; 2043-44: 3.91; 2044-45: 3.81; 2045-46: 3.73; 2046-47: 3.73; 2047-48: 3.74; 2048-49: 3.74; 2049-50: 3.74
16BL | Percentage of consumption driven by climate change | Input | % | 1 | 2019-20: 0%; 2020-21: 0%; 2021-22: 0%; 2022-23: 0.1%; 2023-24: 0.1%; 2024-25: 0.1%; 2025-26: 0.1%; 2026-27: 0.1%; 2027-28: 0.1%; 2028-29: 0.2%; 2029-30: 0.2%; 2030-31: 0.2%; 2031-32: 0.2%; 2032-33: 0.3%; 2033-34: 0.3%; 2034-35: 0.3%; 2035-36: 0.4%; 2036-37: 0.4%; 2037-38: 0.4%; 2038-39: 0.5%; 2039-40: 0.5%; 2040-41: 0.6%; 2041-42: 0.6%; 2042-43: 0.6%; 2043-44: 0.7%; 2044-45: 0.7%; 2045-46: 0.8%; 2046-47: 0.8%; 2047-48: 0.8%; 2048-49: 0.8%; 2049-50: 0.9%
17BL | Volume of consumption driven by climate change | 16BL * (12BL + sum(13BL:15BL) - sum (23BL:26BL)) | Ml/d | 2 | 2019-20: 0; 2020-21: 0; 2021-22: 0; 2022-23: 0.02227; 2023-24: 0.0223; 2024-25: 0.02233; 2025-26: 0.02233; 2026-27: 0.02232; 2027-28: 0.0223; 2028-29: 0.04458; 2029-30: 0.0445; 2030-31: 0.04442; 2031-32: 0.04436; 2032-33: 0.06651; 2033-34: 0.06645; 2034-35: 0.06639; 2035-36: 0.08844; 2036-37: 0.08844; 2037-38: 0.08844; 2038-39: 0.1106; 2039-40: 0.1106; 2040-41: 0.1329; 2041-42: 0.1329; 2042-43: 0.13302; 2043-44: 0.15526; 2044-45: 0.15547; 2045-46: 0.17776; 2046-47: 0.178; 2047-48: 0.17832; 2048-49: 0.17848; 2049-50: 0.20106
18BL | Measured Household - PCC | ((14BL - 25BL) * 1,000,000) / (39BL *1,000) | l/h/d | 1 | 2019-20: 150.9745; 2020-21: 148.1544; 2021-22: 146.0087; 2022-23: 143.8636; 2023-24: 142.0699; 2024-25: 140.5446; 2025-26: 139.2899; 2026-27: 138.2058; 2027-28: 137.1774; 2028-29: 136.4381; 2029-30: 135.6348; 2030-31: 134.8953; 2031-32: 134.5395; 2032-33: 134.0631; 2033-34: 133.5687; 2034-35: 133.158; 2035-36: 132.8605; 2036-37: 132.6503; 2037-38: 132.3813; 2038-39: 132.336; 2039-40: 132.0683; 2040-41: 131.9381; 2041-42: 131.6826; 2042-43: 131.4459; 2043-44: 131.2917; 2044-45: 131.316; 2045-46: 131.1401; 2046-47: 131.1933; 2047-48: 131.2351; 2048-49: 131.2932; 2049-50: 131.3583
19BL | Unmeasured Household - PCC | ((15BL - 26BL) * 1,000,000) / (40BL *1,000) | l/h/d | 1 | 2019-20: 133.3758; 2020-21: 133.1139; 2021-22: 132.8101; 2022-23: 132.52; 2023-24: 131.9586; 2024-25: 131.6864; 2025-26: 131.1808; 2026-27: 130.9479; 2027-28: 130.5008; 2028-29: 130.1076; 2029-30: 129.8097; 2030-31: 129.6888; 2031-32: 129.4881; 2032-33: 129.8031; 2033-34: 129.9467; 2034-35: 129.8701; 2035-36: 129.5903; 2036-37: 129.7057; 2037-38: 129.9694; 2038-39: 130.045; 2039-40: 129.8262; 2040-41: 130.1775; 2041-42: 129.9864; 2042-43: 130.3147; 2043-44: 130.1502; 2044-45: 130.1881; 2045-46: 130.0555; 2046-47: 130.0607; 2047-48: 130.4365; 2048-49: 130.4158; 2049-50: 130.39
20BL | Average Household - PCC | (((14BL - 25BL) + (15BL - 26BL)) * 1,000,000) / ((39BL + 40BL) *1,000) | l/h/d | 1 | 2019-20: 139.8413; 2020-21: 139.0276; 2021-22: 138.2931; 2022-23: 137.5207; 2023-24: 136.6563; 2024-25: 136.0063; 2025-26: 135.2865; 2026-27: 134.7457; 2027-28: 134.1023; 2028-29: 133.6195; 2029-30: 133.122; 2030-31: 132.7275; 2031-32: 132.5057; 2032-33: 132.4041; 2033-34: 132.2038; 2034-35: 131.9588; 2035-36: 131.7055; 2036-37: 131.6429; 2037-38: 131.5817; 2038-39: 131.5998; 2039-40: 131.3696; 2040-41: 131.4059; 2041-42: 131.1851; 2042-43: 131.1238; 2043-44: 130.976; 2044-45: 131.013; 2045-46: 130.8551; 2046-47: 130.8963; 2047-48: 131.0261; 2048-49: 131.064; 2049-50: 131.1059
21BL | Water taken unbilled | Input | Ml/d | 2 | 2019-20: 0.23; 2020-21: 0.23; 2021-22: 0.23; 2022-23: 0.23; 2023-24: 0.24; 2024-25: 0.23; 2025-26: 0.23; 2026-27: 0.23; 2027-28: 0.23; 2028-29: 0.23; 2029-30: 0.23; 2030-31: 0.23; 2031-32: 0.22; 2032-33: 0.23; 2033-34: 0.22; 2034-35: 0.23; 2035-36: 0.24; 2036-37: 0.23; 2037-38: 0.23; 2038-39: 0.23; 2039-40: 0.24; 2040-41: 0.22; 2041-42: 0.22; 2042-43: 0.22; 2043-44: 0.22; 2044-45: 0.22; 2045-46: 0.22; 2046-47: 0.22; 2047-48: 0.22; 2048-49: 0.22; 2049-50: 0.22
22BL | Distribution system operational use | Input | Ml/d | 2 | 2019-20: 1.71; 2020-21: 1.71; 2021-22: 1.71; 2022-23: 1.71; 2023-24: 1.71; 2024-25: 1.71; 2025-26: 1.71; 2026-27: 1.71; 2027-28: 1.71; 2028-29: 1.71; 2029-30: 1.71; 2030-31: 1.71; 2031-32: 1.71; 2032-33: 1.71; 2033-34: 1.71; 2034-35: 1.71; 2035-36: 1.71; 2036-37: 1.71; 2037-38: 1.71; 2038-39: 1.71; 2039-40: 1.71; 2040-41: 1.71; 2041-42: 1.71; 2042-43: 1.71; 2043-44: 1.71; 2044-45: 1.71; 2045-46: 1.71; 2046-47: 1.71; 2047-48: 1.71; 2048-49: 1.71; 2049-50: 1.71
23BL | Measured Non Household - USPL | Input | Ml/d | 2 | 2019-20: 0.01; 2020-21: 0.01; 2021-22: 0.01; 2022-23: 0.01; 2023-24: 0.01; 2024-25: 0.01; 2025-26: 0.01; 2026-27: 0.01; 2027-28: 0.01; 2028-29: 0.01; 2029-30: 0.01; 2030-31: 0.01; 2031-32: 0.01; 2032-33: 0.01; 2033-34: 0.01; 2034-35: 0.01; 2035-36: 0.01; 2036-37: 0.01; 2037-38: 0.01; 2038-39: 0.01; 2039-40: 0.01; 2040-41: 0.01; 2041-42: 0.01; 2042-43: 0.01; 2043-44: 0.01; 2044-45: 0.01; 2045-46: 0.01; 2046-47: 0.01; 2047-48: 0.01; 2048-49: 0.02; 2049-50: 0.02
24BL | Unmeasured Non Household - USPL | Input | Ml/d | 2 | 2019-20: 0.01; 2020-21: 0.01; 2021-22: 0.01; 2022-23: 0.01; 2023-24: 0.01; 2024-25: 0.01; 2025-26: 0.01; 2026-27: 0.01; 2027-28: 0.01; 2028-29: 0.01; 2029-30: 0.01; 2030-31: 0.01; 2031-32: 0.01; 2032-33: 0.01; 2033-34: 0.01; 2034-35: 0.01; 2035-36: 0.01; 2036-37: 0.01; 2037-38: 0.01; 2038-39: 0.01; 2039-40: 0.01; 2040-41: 0.01; 2041-42: 0.01; 2042-43: 0.01; 2043-44: 0.01; 2044-45: 0.01; 2045-46: 0.01; 2046-47: 0.01; 2047-48: 0.01; 2048-49: 0.01; 2049-50: 0.01
25BL | Measured Household - USPL | Input | Ml/d | 2 | 2019-20: 0.23; 2020-21: 0.25; 2021-22: 0.27; 2022-23: 0.29; 2023-24: 0.31; 2024-25: 0.33; 2025-26: 0.35; 2026-27: 0.37; 2027-28: 0.39; 2028-29: 0.4; 2029-30: 0.41; 2030-31: 0.43; 2031-32: 0.44; 2032-33: 0.45; 2033-34: 0.47; 2034-35: 0.48; 2035-36: 0.49; 2036-37: 0.5; 2037-38: 0.51; 2038-39: 0.52; 2039-40: 0.53; 2040-41: 0.54; 2041-42: 0.55; 2042-43: 0.56; 2043-44: 0.57; 2044-45: 0.57; 2045-46: 0.58; 2046-47: 0.58; 2047-48: 0.58; 2048-49: 0.58; 2049-50: 0.58
26BL | Unmeasured Household - USPL | Input | Ml/d | 2 | 2019-20: 0.98; 2020-21: 0.95; 2021-22: 0.92; 2022-23: 0.89; 2023-24: 0.86; 2024-25: 0.83; 2025-26: 0.81; 2026-27: 0.78; 2027-28: 0.76; 2028-29: 0.74; 2029-30: 0.72; 2030-31: 0.7; 2031-32: 0.68; 2032-33: 0.65; 2033-34: 0.63; 2034-35: 0.61; 2035-36: 0.6; 2036-37: 0.58; 2037-38: 0.56; 2038-39: 0.54; 2039-40: 0.53; 2040-41: 0.51; 2041-42: 0.5; 2042-43: 0.48; 2043-44: 0.47; 2044-45: 0.46; 2045-46: 0.45; 2046-47: 0.45; 2047-48: 0.45; 2048-49: 0.45; 2049-50: 0.45
27BL | Void Properties - USPL | Input | Ml/d | 2 | 2019-20: 0.11; 2020-21: 0.11; 2021-22: 0.11; 2022-23: 0.11; 2023-24: 0.11; 2024-25: 0.11; 2025-26: 0.11; 2026-27: 0.11; 2027-28: 0.11; 2028-29: 0.11; 2029-30: 0.11; 2030-31: 0.11; 2031-32: 0.12; 2032-33: 0.12; 2033-34: 0.12; 2034-35: 0.12; 2035-36: 0.12; 2036-37: 0.12; 2037-38: 0.12; 2038-39: 0.12; 2039-40: 0.12; 2040-41: 0.12; 2041-42: 0.12; 2042-43: 0.12; 2043-44: 0.12; 2044-45: 0.12; 2045-46: 0.12; 2046-47: 0.12; 2047-48: 0.12; 2048-49: 0.12; 2049-50: 0.12
28BL | Distribution losses | Input | Ml/d | 2 | 2019-20: 3.66; 2020-21: 3.58; 2021-22: 3.54; 2022-23: 3.47; 2023-24: 3.4; 2024-25: 3.33; 2025-26: 3.33; 2026-27: 3.33; 2027-28: 3.33; 2028-29: 3.33; 2029-30: 3.33; 2030-31: 3.33; 2031-32: 3.33; 2032-33: 3.33; 2033-34: 3.33; 2034-35: 3.33; 2035-36: 3.33; 2036-37: 3.33; 2037-38: 3.33; 2038-39: 3.33; 2039-40: 3.33; 2040-41: 3.33; 2041-42: 3.33; 2042-43: 3.33; 2043-44: 3.33; 2044-45: 3.33; 2045-46: 3.33; 2046-47: 3.33; 2047-48: 3.33; 2048-49: 3.33; 2049-50: 3.33
29BL | Total Leakage | sum (23BL:28BL) | Ml/d | 2 | 2019-20: 5; 2020-21: 4.91; 2021-22: 4.86; 2022-23: 4.78; 2023-24: 4.7; 2024-25: 4.62; 2025-26: 4.62; 2026-27: 4.61; 2027-28: 4.61; 2028-29: 4.6; 2029-30: 4.59; 2030-31: 4.59; 2031-32: 4.59; 2032-33: 4.57; 2033-34: 4.57; 2034-35: 4.56; 2035-36: 4.56; 2036-37: 4.55; 2037-38: 4.54; 2038-39: 4.53; 2039-40: 4.53; 2040-41: 4.52; 2041-42: 4.52; 2042-43: 4.51; 2043-44: 4.51; 2044-45: 4.5; 2045-46: 4.5; 2046-47: 4.5; 2047-48: 4.5; 2048-49: 4.51; 2049-50: 4.51
30BL | Leakage/property | (29BL * 1,000,000) / (36BL * 1,000) | l/prop/d | 2 | 2019-20: 111.6047; 2020-21: 107.6212; 2021-22: 104.6895; 2022-23: 101.5833; 2023-24: 98.7291; 2024-25: 95.9521; 2025-26: 95.0168; 2026-27: 94.0528; 2027-28: 93.335; 2028-29: 92.4512; 2029-30: 91.7505; 2030-31: 91.2688; 2031-32: 90.9145; 2032-33: 90.1843; 2033-34: 89.858; 2034-35: 89.3487; 2035-36: 89.0451; 2036-37: 88.5593; 2037-38: 88.0869; 2038-39: 87.6243; 2039-40: 87.3657; 2040-41: 86.9247; 2041-42: 86.6897; 2042-43: 86.2729; 2043-44: 86.0539; 2044-45: 85.6556; 2045-46: 85.4555; 2046-47: 85.2676; 2047-48: 85.0871; 2048-49: 85.1072; 2049-50: 84.9469
31BL | Measured Non Household - properties | Input | 000's | 2 | 2019-20: 2.147; 2020-21: 2.173; 2021-22: 2.196; 2022-23: 2.223; 2023-24: 2.246; 2024-25: 2.273; 2025-26: 2.294; 2026-27: 2.315; 2027-28: 2.336; 2028-29: 2.357; 2029-30: 2.377; 2030-31: 2.397; 2031-32: 2.417; 2032-33: 2.435; 2033-34: 2.453; 2034-35: 2.47; 2035-36: 2.487; 2036-37: 2.503; 2037-38: 2.518; 2038-39: 2.533; 2039-40: 2.548; 2040-41: 2.562; 2041-42: 2.575; 2042-43: 2.588; 2043-44: 2.601; 2044-45: 2.614; 2045-46: 2.626; 2046-47: 2.638; 2047-48: 2.65; 2048-49: 2.661; 2049-50: 2.672
32BL | Unmeasured Non Household - properties | Input | 000's | 2 | 2019-20: 0.009; 2020-21: 0.009; 2021-22: 0.009; 2022-23: 0.009; 2023-24: 0.009; 2024-25: 0.009; 2025-26: 0.009; 2026-27: 0.009; 2027-28: 0.009; 2028-29: 0.009; 2029-30: 0.01; 2030-31: 0.01; 2031-32: 0.01; 2032-33: 0.01; 2033-34: 0.01; 2034-35: 0.01; 2035-36: 0.01; 2036-37: 0.01; 2037-38: 0.01; 2038-39: 0.01; 2039-40: 0.01; 2040-41: 0.01; 2041-42: 0.01; 2042-43: 0.01; 2043-44: 0.01; 2044-45: 0.01; 2045-46: 0.011; 2046-47: 0.011; 2047-48: 0.011; 2048-49: 0.011; 2049-50: 0.011
33BL | All void non-households - properties | Input | 000's | 2 | 2019-20: 0; 2020-21: 0; 2021-22: 0; 2022-23: 0; 2023-24: 0; 2024-25: 0; 2025-26: 0; 2026-27: 0; 2027-28: 0; 2028-29: 0; 2029-30: 0; 2030-31: 0; 2031-32: 0; 2032-33: 0; 2033-34: 0; 2034-35: 0; 2035-36: 0; 2036-37: 0; 2037-38: 0; 2038-39: 0; 2039-40: 0; 2040-41: 0; 2041-42: 0; 2042-43: 0; 2043-44: 0; 2044-45: 0; 2045-46: 0; 2046-47: 0; 2047-48: 0; 2048-49: 0; 2049-50: 0
34BL | Measured households - properties (excl. void) | Year before + sum (34.1BL:34.6BL) | 000's | 2 | 2019-20: 17.396; 2020-21: 18.877; 2021-22: 20.279; 2022-23: 21.557; 2023-24: 22.759; 2024-25: 23.952; 2025-26: 24.952; 2026-27: 25.853; 2027-28: 26.724; 2028-29: 27.563; 2029-30: 28.297; 2030-31: 29.081; 2031-32: 29.774; 2032-33: 30.442; 2033-34: 31.087; 2034-35: 31.709; 2035-36: 32.308; 2036-37: 32.885; 2037-38: 33.441; 2038-39: 33.977; 2039-40: 34.492; 2040-41: 34.989; 2041-42: 35.466; 2042-43: 35.925; 2043-44: 36.368; 2044-45: 36.792; 2045-46: 37.127; 2046-47: 37.227; 2047-48: 37.322; 2048-49: 37.412; 2049-50: 37.497
34.1BL | New build properties - properties | Input (new builds in each year) | 000's | 2 | 2019-20: 0.718; 2020-21: 0.67; 2021-22: 0.629; 2022-23: 0.58; 2023-24: 0.504; 2024-25: 0.495; 2025-26: 0.436; 2026-27: 0.356; 2027-28: 0.343; 2028-29: 0.329; 2029-30: 0.241; 2030-31: 0.237; 2031-32: 0.167; 2032-33: 0.162; 2033-34: 0.158; 2034-35: 0.154; 2035-36: 0.149; 2036-37: 0.145; 2037-38: 0.14; 2038-39: 0.136; 2039-40: 0.131; 2040-41: 0.127; 2041-42: 0.122; 2042-43: 0.118; 2043-44: 0.114; 2044-45: 0.109; 2045-46: 0.105; 2046-47: 0.1; 2047-48: 0.095; 2048-49: 0.09; 2049-50: 0.085
34.2BL | Meter optants - properties | Input (meter optants in each year) | 000's | 2 | 2019-20: 0.791; 2020-21: 0.777; 2021-22: 0.74; 2022-23: 0.668; 2023-24: 0.668; 2024-25: 0.668; 2025-26: 0.539; 2026-27: 0.521; 2027-28: 0.504; 2028-29: 0.487; 2029-30: 0.471; 2030-31: 0.116; 2031-32: 0.112; 2032-33: 0.109; 2033-34: 0.105; 2034-35: 0.102; 2035-36: 0.098; 2036-37: 0.095; 2037-38: 0.092; 2038-39: 0.089; 2039-40: 0.086; 2040-41: 0.083; 2041-42: 0.08; 2042-43: 0.077; 2043-44: 0.075; 2044-45: 0.072; 2045-46: 0; 2046-47: 0; 2047-48: 0; 2048-49: 0; 2049-50: 0
34.3BL | Compulsory metering - properties | Input (compulsory meters in each year) | 000's | 2 | 2019-20: 0; 2020-21: 0; 2021-22: 0; 2022-23: 0; 2023-24: 0; 2024-25: 0; 2025-26: 0; 2026-27: 0; 2027-28: 0; 2028-29: 0; 2029-30: 0; 2030-31: 0; 2031-32: 0; 2032-33: 0; 2033-34: 0; 2034-35: 0; 2035-36: 0; 2036-37: 0; 2037-38: 0; 2038-39: 0; 2039-40: 0; 2040-41: 0; 2041-42: 0; 2042-43: 0; 2043-44: 0; 2044-45: 0; 2045-46: 0; 2046-47: 0; 2047-48: 0; 2048-49: 0; 2049-50: 0
34.4BL | Metering on change of occupancy - properties | Input (change of occupancy meters in each year) | 000's | 2 | 2019-20: 0; 2020-21: 0; 2021-22: 0; 2022-23: 0; 2023-24: 0; 2024-25: 0; 2025-26: 0; 2026-27: 0; 2027-28: 0; 2028-29: 0; 2029-30: 0; 2030-31: 0.426; 2031-32: 0.409; 2032-33: 0.392; 2033-34: 0.377; 2034-35: 0.361; 2035-36: 0.347; 2036-37: 0.333; 2037-38: 0.32; 2038-39: 0.307; 2039-40: 0.294; 2040-41: 0.283; 2041-42: 0.271; 2042-43: 0.26; 2043-44: 0.25; 2044-45: 0.24; 2045-46: 0.23; 2046-47: 0; 2047-48: 0; 2048-49: 0; 2049-50: 0
34.5BL | Selective metering - properties | Input (selective meters in each year) | 000's | 2 | 2019-20: 0.035; 2020-21: 0.034; 2021-22: 0.033; 2022-23: 0.03; 2023-24: 0.03; 2024-25: 0.03; 2025-26: 0.025; 2026-27: 0.024; 2027-28: 0.024; 2028-29: 0.023; 2029-30: 0.022; 2030-31: 0.005; 2031-32: 0.005; 2032-33: 0.005; 2033-34: 0.005; 2034-35: 0.005; 2035-36: 0.005; 2036-37: 0.004; 2037-38: 0.004; 2038-39: 0.004; 2039-40: 0.004; 2040-41: 0.004; 2041-42: 0.004; 2042-43: 0.004; 2043-44: 0.004; 2044-45: 0.003; 2045-46: 0; 2046-47: 0; 2047-48: 0; 2048-49: 0; 2049-50: 0
34.6BL | Other changes to existing metering - properties | Input (other changes to meters in each year) | 000's | 2 | 2019-20: 0; 2020-21: 0; 2021-22: 0; 2022-23: 0; 2023-24: 0; 2024-25: 0; 2025-26: 0; 2026-27: 0; 2027-28: 0; 2028-29: 0; 2029-30: 0; 2030-31: 0; 2031-32: 0; 2032-33: 0; 2033-34: 0; 2034-35: 0; 2035-36: 0; 2036-37: 0; 2037-38: 0; 2038-39: 0; 2039-40: 0; 2040-41: 0; 2041-42: 0; 2042-43: 0; 2043-44: 0; 2044-45: 0; 2045-46: 0; 2046-47: 0; 2047-48: 0; 2048-49: 0; 2049-50: 0
34.7BL | Measured household void properties | Input | 000's | 2 | 2019-20: 0.853; 2020-21: 0.913; 2021-22: 0.965; 2022-23: 1.026; 2023-24: 1.084; 2024-25: 1.141; 2025-26: 1.188; 2026-27: 1.23; 2027-28: 1.27; 2028-29: 1.309; 2029-30: 1.343; 2030-31: 1.379; 2031-32: 1.413; 2032-33: 1.445; 2033-34: 1.476; 2034-35: 1.506; 2035-36: 1.535; 2036-37: 1.563; 2037-38: 1.59; 2038-39: 1.616; 2039-40: 1.641; 2040-41: 1.665; 2041-42: 1.688; 2042-43: 1.71; 2043-44: 1.731; 2044-45: 1.752; 2045-46: 1.768; 2046-47: 1.772; 2047-48: 1.777; 2048-49: 1.781; 2049-50: 1.785
35BL | Unmeasured households - properties (excl. void) | Input | 000's | 2 | 2019-20: 23.257; 2020-21: 22.548; 2021-22: 21.903; 2022-23: 21.205; 2023-24: 20.507; 2024-25: 19.809; 2025-26: 19.244; 2026-27: 18.699; 2027-28: 18.171; 2028-29: 17.662; 2029-30: 17.169; 2030-31: 16.621; 2031-32: 16.095; 2032-33: 15.589; 2033-34: 15.102; 2034-35: 14.634; 2035-36: 14.185; 2036-37: 13.752; 2037-38: 13.337; 2038-39: 12.937; 2039-40: 12.553; 2040-41: 12.184; 2041-42: 11.829; 2042-43: 11.488; 2043-44: 11.16; 2044-45: 10.844; 2045-46: 10.614; 2046-47: 10.614; 2047-48: 10.614; 2048-49: 10.614; 2049-50: 10.614
35.1BL | Unmeasured household void properties | Input | 000's | 2 | 2019-20: 1.139; 2020-21: 1.103; 2021-22: 1.071; 2022-23: 1.035; 2023-24: 1; 2024-25: 0.965; 2025-26: 0.936; 2026-27: 0.909; 2027-28: 0.882; 2028-29: 0.856; 2029-30: 0.831; 2030-31: 0.803; 2031-32: 0.778; 2032-33: 0.753; 2033-34: 0.73; 2034-35: 0.707; 2035-36: 0.685; 2036-37: 0.665; 2037-38: 0.644; 2038-39: 0.625; 2039-40: 0.607; 2040-41: 0.589; 2041-42: 0.572; 2042-43: 0.555; 2043-44: 0.539; 2044-45: 0.524; 2045-46: 0.513; 2046-47: 0.513; 2047-48: 0.513; 2048-49: 0.513; 2049-50: 0.513
36BL | Total Resource Zone Properties (incl. voids) | sum (31BL:34BL) + 34.7BL + 35BL + 35.1BL | 000's | 2 | 2019-20: 44.801; 2020-21: 45.623; 2021-22: 46.423; 2022-23: 47.055; 2023-24: 47.605; 2024-25: 48.149; 2025-26: 48.623; 2026-27: 49.015; 2027-28: 49.392; 2028-29: 49.756; 2029-30: 50.027; 2030-31: 50.291; 2031-32: 50.487; 2032-33: 50.674; 2033-34: 50.858; 2034-35: 51.036; 2035-36: 51.21; 2036-37: 51.378; 2037-38: 51.54; 2038-39: 51.698; 2039-40: 51.851; 2040-41: 51.999; 2041-42: 52.14; 2042-43: 52.276; 2043-44: 52.409; 2044-45: 52.536; 2045-46: 52.659; 2046-47: 52.775; 2047-48: 52.887; 2048-49: 52.992; 2049-50: 53.092
37BL | Measured Non Household - Population | Input | 000's | 2 | 2019-20: 1.513; 2020-21: 1.535; 2021-22: 1.543; 2022-23: 1.573; 2023-24: 1.591; 2024-25: 1.606; 2025-26: 1.609; 2026-27: 1.641; 2027-28: 1.658; 2028-29: 1.68; 2029-30: 1.705; 2030-31: 1.732; 2031-32: 1.786; 2032-33: 1.834; 2033-34: 1.882; 2034-35: 1.92; 2035-36: 1.955; 2036-37: 1.996; 2037-38: 2.042; 2038-39: 2.075; 2039-40: 2.118; 2040-41: 2.157; 2041-42: 2.202; 2042-43: 2.245; 2043-44: 2.295; 2044-45: 2.338; 2045-46: 2.389; 2046-47: 2.44; 2047-48: 2.48; 2048-49: 2.514; 2049-50: 2.546
38BL | Unmeasured Non Household - Population | Input | 000's | 2 | 2019-20: 0.006; 2020-21: 0.006; 2021-22: 0.006; 2022-23: 0.006; 2023-24: 0.006; 2024-25: 0.006; 2025-26: 0.006; 2026-27: 0.007; 2027-28: 0.007; 2028-29: 0.007; 2029-30: 0.007; 2030-31: 0.007; 2031-32: 0.007; 2032-33: 0.007; 2033-34: 0.008; 2034-35: 0.008; 2035-36: 0.008; 2036-37: 0.008; 2037-38: 0.008; 2038-39: 0.008; 2039-40: 0.009; 2040-41: 0.009; 2041-42: 0.009; 2042-43: 0.009; 2043-44: 0.009; 2044-45: 0.009; 2045-46: 0.01; 2046-47: 0.01; 2047-48: 0.01; 2048-49: 0.01; 2049-50: 0.01
39BL | Measured Household - Population | Input | 000's | 2 | 2019-20: 32.787; 2020-21: 35.436; 2021-22: 37.669; 2022-23: 40.455; 2023-24: 43.007; 2024-25: 45.466; 2025-26: 47.455; 2026-27: 49.202; 2027-28: 50.883; 2028-29: 52.478; 2029-30: 53.821; 2030-31: 55.228; 2031-32: 56.489; 2032-33: 57.734; 2033-34: 58.921; 2034-35: 60.079; 2035-36: 61.192; 2036-37: 62.269; 2037-38: 63.302; 2038-39: 64.306; 2039-40: 65.345; 2040-41: 66.319; 2041-42: 67.283; 2042-43: 68.241; 2043-44: 69.159; 2044-45: 70.06; 2045-46: 70.764; 2046-47: 70.964; 2047-48: 71.17; 2048-49: 71.367; 2049-50: 71.56
40BL | Unmeasured Household - Population | Input | 000's | 2 | 2019-20: 56.457; 2020-21: 54.69; 2021-22: 53.008; 2022-23: 51.313; 2023-24: 49.561; 2024-25: 47.765; 2025-26: 46.272; 2026-27: 44.827; 2027-28: 43.448; 2028-29: 42.119; 2029-30: 40.829; 2030-31: 39.402; 2031-32: 38.073; 2032-33: 36.825; 2033-34: 35.63; 2034-35: 34.496; 2035-36: 33.413; 2036-37: 32.381; 2037-38: 31.392; 2038-39: 30.451; 2039-40: 29.578; 2040-41: 28.73; 2041-42: 27.926; 2042-43: 27.165; 2043-44: 26.431; 2044-45: 25.732; 2045-46: 25.22; 2046-47: 25.219; 2047-48: 25.223; 2048-49: 25.227; 2049-50: 25.232
41BL | Total Resource Zone Population | sum (37BL:40BL) | 000's | 2 | 2019-20: 90.763; 2020-21: 91.667; 2021-22: 92.226; 2022-23: 93.347; 2023-24: 94.165; 2024-25: 94.843; 2025-26: 95.342; 2026-27: 95.677; 2027-28: 95.996; 2028-29: 96.284; 2029-30: 96.362; 2030-31: 96.369; 2031-32: 96.355; 2032-33: 96.4; 2033-34: 96.441; 2034-35: 96.503; 2035-36: 96.568; 2036-37: 96.654; 2037-38: 96.744; 2038-39: 96.84; 2039-40: 97.05; 2040-41: 97.215; 2041-42: 97.42; 2042-43: 97.66; 2043-44: 97.894; 2044-45: 98.139; 2045-46: 98.383; 2046-47: 98.633; 2047-48: 98.883; 2048-49: 99.118; 2049-50: 99.348
42BL | Average household occupancy rate (excl. voids) | (39BL + 40BL) / (34BL + 35BL) | h/prop | 1 | 2019-20: 2.1953; 2020-21: 2.1756; 2021-22: 2.1497; 2022-23: 2.146; 2023-24: 2.1395; 2024-25: 2.1305; 2025-26: 2.1207; 2026-27: 2.1105; 2027-28: 2.1011; 2028-29: 2.0917; 2029-30: 2.0818; 2030-31: 2.0706; 2031-32: 2.0616; 2032-33: 2.0542; 2033-34: 2.047; 2034-35: 2.0408; 2035-36: 2.0348; 2036-37: 2.0295; 2037-38: 2.0243; 2038-39: 2.0198; 2039-40: 2.0177; 2040-41: 2.0149; 2041-42: 2.0131; 2042-43: 2.0122; 2043-44: 2.0112; 2044-45: 2.0109; 2045-46: 2.0105; 2046-47: 2.0105; 2047-48: 2.0109; 2048-49: 2.0113; 2049-50: 2.0118
43BL | Total Household Metering penetration (excl. voids) | 34BL / (34BL + 35BL) | % | 1 | 2019-20: 42.79%; 2020-21: 45.57%; 2021-22: 48.08%; 2022-23: 50.41%; 2023-24: 52.6%; 2024-25: 54.73%; 2025-26: 56.46%; 2026-27: 58.03%; 2027-28: 59.53%; 2028-29: 60.95%; 2029-30: 62.24%; 2030-31: 63.63%; 2031-32: 64.91%; 2032-33: 66.13%; 2033-34: 67.3%; 2034-35: 68.42%; 2035-36: 69.49%; 2036-37: 70.51%; 2037-38: 71.49%; 2038-39: 72.42%; 2039-40: 73.32%; 2040-41: 74.17%; 2041-42: 74.99%; 2042-43: 75.77%; 2043-44: 76.52%; 2044-45: 77.24%; 2045-46: 77.77%; 2046-47: 77.81%; 2047-48: 77.86%; 2048-49: 77.9%; 2049-50: 77.94%
44BL | Total Household Metering penetration (incl. voids) | (34BL) / (34BL + 34.7BL + 35BL + 35.1BL) | % | 1 | 2019-20: 40.79%; 2020-21: 43.45%; 2021-22: 45.86%; 2022-23: 48.09%; 2023-24: 50.19%; 2024-25: 52.22%; 2025-26: 53.87%; 2026-27: 55.37%; 2027-28: 56.8%; 2028-29: 58.16%; 2029-30: 59.4%; 2030-31: 60.73%; 2031-32: 61.95%; 2032-33: 63.12%; 2033-34: 64.24%; 2034-35: 65.3%; 2035-36: 66.32%; 2036-37: 67.3%; 2037-38: 68.23%; 2038-39: 69.12%; 2039-40: 69.97%; 2040-41: 70.79%; 2041-42: 71.57%; 2042-43: 72.32%; 2043-44: 73.03%; 2044-45: 73.71%; 2045-46: 74.22%; 2046-47: 74.27%; 2047-48: 74.31%; 2048-49: 74.35%; 2049-50: 74.39%
45BL | Distribution input | sum (12BL:15BL) +21BL + 22BL + 27BL + 28BL | Ml/d | 2 | 2019-20: 29.07; 2020-21: 29.03; 2021-22: 28.99; 2022-23: 28.99; 2023-24: 28.95; 2024-25: 28.89; 2025-26: 28.89; 2026-27: 28.87; 2027-28: 28.85; 2028-29: 28.83; 2029-30: 28.78; 2030-31: 28.74; 2031-32: 28.7; 2032-33: 28.68; 2033-34: 28.65; 2034-35: 28.63; 2035-36: 28.62; 2036-37: 28.6; 2037-38: 28.59; 2038-39: 28.59; 2039-40: 28.6; 2040-41: 28.6; 2041-42: 28.6; 2042-43: 28.61; 2043-44: 28.62; 2044-45: 28.64; 2045-46: 28.65; 2046-47: 28.68; 2047-48: 28.72; 2048-49: 28.75; 2049-50: 28.78
46BL | Target headroom (climate change component) | Input | Ml/d | 2 | 2019-20: 0.00063719; 2020-21: 0.00063719; 2021-22: 0.00063719; 2022-23: 0.00063719; 2023-24: 0.00063719; 2024-25: 0.00063719; 2025-26: 0.00063719; 2026-27: 0.0024496; 2027-28: 0.00011049; 2028-29: 0.0060456; 2029-30: 0.0020786; 2030-31: 0.0042057; 2031-32: 0.0038256; 2032-33: 0.0043009; 2033-34: 0.0034938; 2034-35: 0.0073051; 2035-36: 0.0060522; 2036-37: 0.0071429; 2037-38: 0.0095535; 2038-39: 0.010279; 2039-40: 0; 2040-41: 0; 2041-42: 0; 2042-43: 0; 2043-44: 0; 2044-45: 0; 2045-46: 0; 2046-47: 0; 2047-48: 0; 2048-49: 0; 2049-50: 0
47BL | Target headroom (All other components) | Input | Ml/d | 2 | 2019-20: 1.338; 2020-21: 1.338; 2021-22: 1.338; 2022-23: 1.338; 2023-24: 1.338; 2024-25: 1.338; 2025-26: 1.338; 2026-27: 1.3334; 2027-28: 1.2916; 2028-29: 1.2594; 2029-30: 1.4467; 2030-31: 1.468; 2031-32: 1.4916; 2032-33: 1.5112; 2033-34: 1.5091; 2034-35: 1.5635; 2035-36: 1.1768; 2036-37: 1.0105; 2037-38: 1.0421; 2038-39: 1.0787; 2039-40: 0.75336; 2040-41: 0.77119; 2041-42: 0.80402; 2042-43: 0.8308; 2043-44: 0.84075; 2044-45: 0.82553; 2045-46: 0.66401; 2046-47: 0.6589; 2047-48: 0.64777; 2048-49: 0.63082; 2049-50: 0.60817
48BL | Target Headroom | 46BL + 47BL | Ml/d | 2 | 2019-20: 1.3386; 2020-21: 1.3386; 2021-22: 1.3386; 2022-23: 1.3386; 2023-24: 1.3386; 2024-25: 1.3386; 2025-26: 1.3386; 2026-27: 1.3358; 2027-28: 1.2917; 2028-29: 1.2655; 2029-30: 1.4488; 2030-31: 1.4722; 2031-32: 1.4954; 2032-33: 1.5155; 2033-34: 1.5126; 2034-35: 1.5708; 2035-36: 1.1829; 2036-37: 1.0177; 2037-38: 1.0517; 2038-39: 1.089; 2039-40: 0.75336; 2040-41: 0.77119; 2041-42: 0.80402; 2042-43: 0.8308; 2043-44: 0.84075; 2044-45: 0.82553; 2045-46: 0.66401; 2046-47: 0.6589; 2047-48: 0.64777; 2048-49: 0.63082; 2049-50: 0.60817
49BL | Available Headroom | 11BL - 45BL | Ml/d | 2 | 2019-20: 9.04; 2020-21: 9.08; 2021-22: 9.12; 2022-23: 9.12; 2023-24: 9.16; 2024-25: 9.22; 2025-26: 9.22; 2026-27: 9.24; 2027-28: 9.26; 2028-29: 9.28; 2029-30: 9.33; 2030-31: 1.93; 2031-32: 1.97; 2032-33: 1.99; 2033-34: 2.02; 2034-35: 2.04; 2035-36: 2.09; 2036-37: 2.11; 2037-38: 2.12; 2038-39: 2.12; 2039-40: 2.11; 2040-41: 2.11; 2041-42: 2.11; 2042-43: 2.1; 2043-44: 2.09; 2044-45: 2.07; 2045-46: 2.06; 2046-47: 2.03; 2047-48: 1.99; 2048-49: 1.96; 2049-50: 1.93
49.1BL | Available non-potable balance (if applicable) | 1.1BL -12.1BL | Ml/d | 2 | 2019-20: 0; 2020-21: 0; 2021-22: 0; 2022-23: 0; 2023-24: 0; 2024-25: 0; 2025-26: 0; 2026-27: 0; 2027-28: 0; 2028-29: 0; 2029-30: 0; 2030-31: 0; 2031-32: 0; 2032-33: 0; 2033-34: 0; 2034-35: 0; 2035-36: 0; 2036-37: 0; 2037-38: 0; 2038-39: 0; 2039-40: 0; 2040-41: 0; 2041-42: 0; 2042-43: 0; 2043-44: 0; 2044-45: 0; 2045-46: 0; 2046-47: 0; 2047-48: 0; 2048-49: 0; 2049-50: 0
50BL | Supply Demand Balance | 49BL - 48BL | Ml/d | 2 | 2019-20: 7.7014; 2020-21: 7.7414; 2021-22: 7.7814; 2022-23: 7.7814; 2023-24: 7.8214; 2024-25: 7.8814; 2025-26: 7.8814; 2026-27: 7.9042; 2027-28: 7.9683; 2028-29: 8.0145; 2029-30: 7.8812; 2030-31: 0.45784; 2031-32: 0.4746; 2032-33: 0.47452; 2033-34: 0.50739; 2034-35: 0.46919; 2035-36: 0.90714; 2036-37: 1.0923; 2037-38: 1.0683; 2038-39: 1.031; 2039-40: 1.3566; 2040-41: 1.3388; 2041-42: 1.306; 2042-43: 1.2692; 2043-44: 1.2493; 2044-45: 1.2445; 2045-46: 1.396; 2046-47: 1.3711; 2047-48: 1.3422; 2048-49: 1.3292; 2049-50: 1.3218
Table 3b: DYAA - Final plan Options | Back to top of sheet |  |  |  | 2019-20: 0.1
WRMP24 reference | Option type | Cat ID | Unit | Decimal places | 2019-20 | 2020-21 | 2021-22 | 2022-23 | 2023-24 | 2024-25 | 2025-26 | 2026-27 | 2027-28 | 2028-29 | 2029-30 | 2030-31 | 2031-32 | 2032-33 | 2033-34 | 2034-35 | 2035-36 | 2036-37 | 2037-38 | 2038-39 | 2039-40 | 2040-41 | 2041-42 | 2042-43 | 2043-44 | 2044-45 | 2045-46 | 2046-47 | 2047-48 | 2048-49 | 2049-50 | 2050-51 | 2051-52 | 2052-53 | 2053-54 | 2054-55 | 2055-56 | 2056-57 | 2057-58 | 2058-59 | 2059-60 | 2060-61 | 2061-62 | 2062-63 | 2063-64 | 2064-65 | 2065-66 | 2066-67 | 2067-68 | 2068-69 | 2069-70 | 2070-71 | 2071-72 | 2072-73 | 2073-74 | 2074-75 | 2075-76 | 2076-77 | 2077-78 | 2078-79 | 2079-80 | 2080-81 | 2081-82 | 2082-83 | 2083-84 | 2084-85 | 2085-86 | 2086-87 | 2087-88 | 2088-89 | 2089-90 | 2090-91 | 2091-92 | 2092-93 | 2093-94 | 2094-95 | 2095-96 | 2096-97 | 2097-98 | 2098-99 | 2099-100
1.11FP | Non potable supplies input reductions as -ve and increases as +ve | RSNPS | Ml/d | 2 | 0.1 2019-20: 0; 0.1 2020-21: 0; 0.1 2021-22: 0; 0.1 2022-23: 0; 0.1 2023-24: 0; 0.1 2024-25: 0; 0.1 2025-26: 0; 0.1 2026-27: 0; 0.1 2027-28: 0; 0.1 2028-29: 0; 0.1 2029-30: 0; 0.1 2030-31: 0; 0.1 2031-32: 0; 0.1 2032-33: 0; 0.1 2033-34: 0; 0.1 2034-35: 0; 0.1 2035-36: 0; 0.1 2036-37: 0; 0.1 2037-38: 0; 0.1 2038-39: 0; 0.1 2039-40: 0; 0.1 2040-41: 0; 0.1 2041-42: 0; 0.1 2042-43: 0; 0.1 2043-44: 0; 0.1 2044-45: 0; 0.1 2045-46: 0; 0.1 2046-47: 0; 0.1 2047-48: 0; 0.1 2048-49: 0; 0.1 2049-50: 0
2.1FP | Raw water imports input reductions as -ve | RSRWI | Ml/d | 2 | 0.1 2019-20: 0; 0.1 2020-21: 0; 0.1 2021-22: 0; 0.1 2022-23: 0; 0.1 2023-24: 0; 0.1 2024-25: 0; 0.1 2025-26: 0; 0.1 2026-27: 0; 0.1 2027-28: 0; 0.1 2028-29: 0; 0.1 2029-30: 0; 0.1 2030-31: 0; 0.1 2031-32: 0; 0.1 2032-33: 0; 0.1 2033-34: 0; 0.1 2034-35: 0; 0.1 2035-36: 0; 0.1 2036-37: 0; 0.1 2037-38: 0; 0.1 2038-39: 0; 0.1 2039-40: 0; 0.1 2040-41: 0; 0.1 2041-42: 0; 0.1 2042-43: 0; 0.1 2043-44: 0; 0.1 2044-45: 0; 0.1 2045-46: 0; 0.1 2046-47: 0; 0.1 2047-48: 0; 0.1 2048-49: 0; 0.1 2049-50: 0
3.1FP | Potable water imports input reductions as -ve | RSPWI | Ml/d | 2 | 0.1 2019-20: 0; 0.1 2020-21: 0; 0.1 2021-22: 0; 0.1 2022-23: 0; 0.1 2023-24: 0; 0.1 2024-25: 0; 0.1 2025-26: 0; 0.1 2026-27: 0; 0.1 2027-28: 0; 0.1 2028-29: 0; 0.1 2029-30: 0; 0.1 2030-31: 0; 0.1 2031-32: 0; 0.1 2032-33: 0; 0.1 2033-34: 0; 0.1 2034-35: 0; 0.1 2035-36: 0; 0.1 2036-37: 0; 0.1 2037-38: 0; 0.1 2038-39: 0; 0.1 2039-40: 0; 0.1 2040-41: 0; 0.1 2041-42: 0; 0.1 2042-43: 0; 0.1 2043-44: 0; 0.1 2044-45: 0; 0.1 2045-46: 0; 0.1 2046-47: 0; 0.1 2047-48: 0; 0.1 2048-49: 0; 0.1 2049-50: 0
4.1FP | Raw water exports input reductions as +ve and increases as -ve | RSRWE | Ml/d | 2 | 0.1 2019-20: 0; 0.1 2020-21: 0; 0.1 2021-22: 0; 0.1 2022-23: 0; 0.1 2023-24: 0; 0.1 2024-25: 0; 0.1 2025-26: 0; 0.1 2026-27: 0; 0.1 2027-28: 0; 0.1 2028-29: 0; 0.1 2029-30: 0; 0.1 2030-31: 0; 0.1 2031-32: 0; 0.1 2032-33: 0; 0.1 2033-34: 0; 0.1 2034-35: 0; 0.1 2035-36: 0; 0.1 2036-37: 0; 0.1 2037-38: 0; 0.1 2038-39: 0; 0.1 2039-40: 0; 0.1 2040-41: 0; 0.1 2041-42: 0; 0.1 2042-43: 0; 0.1 2043-44: 0; 0.1 2044-45: 0; 0.1 2045-46: 0; 0.1 2046-47: 0; 0.1 2047-48: 0; 0.1 2048-49: 0; 0.1 2049-50: 0
5.1FP | Potable water exports input reductions as +ve and increases as -ve | RSPWE | Ml/d | 2 | 0.1 2019-20: 0; 0.1 2020-21: 0; 0.1 2021-22: 0; 0.1 2022-23: 0; 0.1 2023-24: 0; 0.1 2024-25: 0; 0.1 2025-26: 0; 0.1 2026-27: 0; 0.1 2027-28: 0; 0.1 2028-29: 0; 0.1 2029-30: 0; 0.1 2030-31: 0; 0.1 2031-32: 0; 0.1 2032-33: 0; 0.1 2033-34: 0; 0.1 2034-35: 0; 0.1 2035-36: 0; 0.1 2036-37: 0; 0.1 2037-38: 0; 0.1 2038-39: 0; 0.1 2039-40: 0; 0.1 2040-41: 0; 0.1 2041-42: 0; 0.1 2042-43: 0; 0.1 2043-44: 0; 0.1 2044-45: 0; 0.1 2045-46: 0; 0.1 2046-47: 0; 0.1 2047-48: 0; 0.1 2048-49: 0; 0.1 2049-50: 0
6.2FP | DO benefit from increase raw water abstractions | RSRWA | Ml/d | 2 | 0.1 2019-20: 0; 0.1 2020-21: 0; 0.1 2021-22: 0; 0.1 2022-23: 0; 0.1 2023-24: 0; 0.1 2024-25: 0; 0.1 2025-26: 0; 0.1 2026-27: 0; 0.1 2027-28: 0; 0.1 2028-29: 0; 0.1 2029-30: 0; 0.1 2030-31: 0; 0.1 2031-32: 0; 0.1 2032-33: 0; 0.1 2033-34: 0; 0.1 2034-35: 0; 0.1 2035-36: 0; 0.1 2036-37: 0; 0.1 2037-38: 0; 0.1 2038-39: 0; 0.1 2039-40: 0; 0.1 2040-41: 0; 0.1 2041-42: 0; 0.1 2042-43: 0; 0.1 2043-44: 0; 0.1 2044-45: 0; 0.1 2045-46: 0; 0.1 2046-47: 0; 0.1 2047-48: 0; 0.1 2048-49: 0; 0.1 2049-50: 0
6.3FP | Other options to increase deployable output | RSIPO | Ml/d | 2 | 0.1 2019-20: 0; 0.1 2020-21: 0; 0.1 2021-22: 0; 0.1 2022-23: 0; 0.1 2023-24: 0; 0.1 2024-25: 0; 0.1 2025-26: 0; 0.1 2026-27: 0; 0.1 2027-28: 0; 0.1 2028-29: 0; 0.1 2029-30: 0; 0.1 2030-31: 0; 0.1 2031-32: 0; 0.1 2032-33: 0; 0.1 2033-34: 0; 0.1 2034-35: 0; 0.1 2035-36: 0; 0.1 2036-37: 0; 0.1 2037-38: 0; 0.1 2038-39: 0; 0.1 2039-40: 0; 0.1 2040-41: 0; 0.1 2041-42: 0; 0.1 2042-43: 0; 0.1 2043-44: 0; 0.1 2044-45: 0; 0.1 2045-46: 0; 0.1 2046-47: 0; 0.1 2047-48: 0; 0.1 2048-49: 0; 0.1 2049-50: 0
7.01FP | DO benefit from supply side drought measures | RSDPS | Ml/d | 2 | 0.1 2019-20: 0; 0.1 2020-21: 0; 0.1 2021-22: 0; 0.1 2022-23: 0; 0.1 2023-24: 0; 0.1 2024-25: 0; 0.1 2025-26: 0; 0.1 2026-27: 0; 0.1 2027-28: 0; 0.1 2028-29: 0; 0.1 2029-30: 0; 0.1 2030-31: 0; 0.1 2031-32: 0; 0.1 2032-33: 0; 0.1 2033-34: 0; 0.1 2034-35: 0; 0.1 2035-36: 0; 0.1 2036-37: 0; 0.1 2037-38: 0; 0.1 2038-39: 0; 0.1 2039-40: 0; 0.1 2040-41: 0; 0.1 2041-42: 0; 0.1 2042-43: 0; 0.1 2043-44: 0; 0.1 2044-45: 0; 0.1 2045-46: 0; 0.1 2046-47: 0; 0.1 2047-48: 0; 0.1 2048-49: 0; 0.1 2049-50: 0
7.02FP | Benefit from demand side drought measures | RSDPD | Ml/d | 2 | 0.1 2019-20: 0; 0.1 2020-21: 0; 0.1 2021-22: 0; 0.1 2022-23: 0; 0.1 2023-24: 0; 0.1 2024-25: 0; 0.1 2025-26: 0; 0.1 2026-27: 0; 0.1 2027-28: 0; 0.1 2028-29: 0; 0.1 2029-30: 0; 0.1 2030-31: 0; 0.1 2031-32: 0; 0.1 2032-33: 0; 0.1 2033-34: 0; 0.1 2034-35: 0; 0.1 2035-36: 0; 0.1 2036-37: 0; 0.1 2037-38: 0; 0.1 2038-39: 0; 0.1 2039-40: 0; 0.1 2040-41: 0; 0.1 2041-42: 0; 0.1 2042-43: 0; 0.1 2043-44: 0; 0.1 2044-45: 0; 0.1 2045-46: 0; 0.1 2046-47: 0; 0.1 2047-48: 0; 0.1 2048-49: 0; 0.1 2049-50: 0
8.1FP | Reduce raw water losses and operational use input as -ve | RSLOU | Ml/d | 2 | 0.1 2019-20: 0; 0.1 2020-21: 0; 0.1 2021-22: 0; 0.1 2022-23: 0; 0.1 2023-24: 0; 0.1 2024-25: 0; 0.1 2025-26: 0; 0.1 2026-27: 0; 0.1 2027-28: 0; 0.1 2028-29: 0; 0.1 2029-30: 0; 0.1 2030-31: 0; 0.1 2031-32: 0; 0.1 2032-33: 0; 0.1 2033-34: 0; 0.1 2034-35: 0; 0.1 2035-36: 0; 0.1 2036-37: 0; 0.1 2037-38: 0; 0.1 2038-39: 0; 0.1 2039-40: 0; 0.1 2040-41: 0; 0.1 2041-42: 0; 0.1 2042-43: 0; 0.1 2043-44: 0; 0.1 2044-45: 0; 0.1 2045-46: 0; 0.1 2046-47: 0; 0.1 2047-48: 0; 0.1 2048-49: 0; 0.1 2049-50: 0
8.2FP | Reduce treatment works losses input as -ve | PSTWL | Ml/d | 2 | 0.1 2019-20: 0; 0.1 2020-21: 0; 0.1 2021-22: 0; 0.1 2022-23: 0; 0.1 2023-24: 0; 0.1 2024-25: 0; 0.1 2025-26: 0; 0.1 2026-27: 0; 0.1 2027-28: 0; 0.1 2028-29: 0; 0.1 2029-30: 0; 0.1 2030-31: 0; 0.1 2031-32: 0; 0.1 2032-33: 0; 0.1 2033-34: 0; 0.1 2034-35: 0; 0.1 2035-36: 0; 0.1 2036-37: 0; 0.1 2037-38: 0; 0.1 2038-39: 0; 0.1 2039-40: 0; 0.1 2040-41: 0; 0.1 2041-42: 0; 0.1 2042-43: 0; 0.1 2043-44: 0; 0.1 2044-45: 0; 0.1 2045-46: 0; 0.1 2046-47: 0; 0.1 2047-48: 0; 0.1 2048-49: 0; 0.1 2049-50: 0
9.1FP | Reduce outages input as -ve | PSROU | Ml/d | 2 | 0.1 2019-20: 0; 0.1 2020-21: 0; 0.1 2021-22: 0; 0.1 2022-23: 0; 0.1 2023-24: 0; 0.1 2024-25: 0; 0.1 2025-26: 0; 0.1 2026-27: 0; 0.1 2027-28: 0; 0.1 2028-29: 0; 0.1 2029-30: 0; 0.1 2030-31: 0; 0.1 2031-32: 0; 0.1 2032-33: 0; 0.1 2033-34: 0; 0.1 2034-35: 0; 0.1 2035-36: 0; 0.1 2036-37: 0; 0.1 2037-38: 0; 0.1 2038-39: 0; 0.1 2039-40: 0; 0.1 2040-41: 0; 0.1 2041-42: 0; 0.1 2042-43: 0; 0.1 2043-44: 0; 0.1 2044-45: 0; 0.1 2045-46: 0; 0.1 2046-47: 0; 0.1 2047-48: 0; 0.1 2048-49: 0; 0.1 2049-50: 0
12.2FP | Change volume delivered to measured non households input reductions as -ve, line to include both measured non-household consumption and USPL options | CVMNH | Ml/d | 2 | 0.1 2019-20: 0; 0.1 2020-21: 0; 0.1 2021-22: 0; 0.1 2022-23: 0; 0.1 2023-24: 0; 0.1 2024-25: 0; 0.1 2025-26: -0.04; 0.1 2026-27: -0.08; 0.1 2027-28: -0.11; 0.1 2028-29: -0.14; 0.1 2029-30: -0.17; 0.1 2030-31: -0.2; 0.1 2031-32: -0.23; 0.1 2032-33: -0.26; 0.1 2033-34: -0.29; 0.1 2034-35: -0.32; 0.1 2035-36: -0.35; 0.1 2036-37: -0.38; 0.1 2037-38: -0.41; 0.1 2038-39: -0.44; 0.1 2039-40: -0.48; 0.1 2040-41: -0.51; 0.1 2041-42: -0.54; 0.1 2042-43: -0.57; 0.1 2043-44: -0.6; 0.1 2044-45: -0.63; 0.1 2045-46: -0.66; 0.1 2046-47: -0.69; 0.1 2047-48: -0.72; 0.1 2048-49: -0.75; 0.1 2049-50: -0.79
13.1FP | Change volume delivered to unmeasured non households input reductions as -ve, line to include both unmeasured non-household consumption and USPL options | CVUNH | Ml/d | 2 | 0.1 2019-20: 0; 0.1 2020-21: 0; 0.1 2021-22: 0; 0.1 2022-23: 0; 0.1 2023-24: 0; 0.1 2024-25: 0; 0.1 2025-26: 0; 0.1 2026-27: 0; 0.1 2027-28: 0; 0.1 2028-29: 0; 0.1 2029-30: 0; 0.1 2030-31: 0; 0.1 2031-32: 0; 0.1 2032-33: 0; 0.1 2033-34: 0; 0.1 2034-35: 0; 0.1 2035-36: 0; 0.1 2036-37: 0; 0.1 2037-38: 0; 0.1 2038-39: 0; 0.1 2039-40: 0; 0.1 2040-41: 0; 0.1 2041-42: 0; 0.1 2042-43: 0; 0.1 2043-44: 0; 0.1 2044-45: 0; 0.1 2045-46: 0; 0.1 2046-47: 0; 0.1 2047-48: 0; 0.1 2048-49: 0; 0.1 2049-50: 0
14.1FP | Change volume delivered to measured households input reductions as -ve, line to include both measured household consumption and USPL options | CVMHH | Ml/d | 2 | 0.1 2019-20: 0; 0.1 2020-21: 0; 0.1 2021-22: 0; 0.1 2022-23: 0; 0.1 2023-24: 0; 0.1 2024-25: 0; 0.1 2025-26: -0.06; 0.1 2026-27: -0.15; 0.1 2027-28: -0.25; 0.1 2028-29: -0.4; 0.1 2029-30: -0.56; 0.1 2030-31: -0.67; 0.1 2031-32: -0.77; 0.1 2032-33: -0.82; 0.1 2033-34: -0.99; 0.1 2034-35: -1.22; 0.1 2035-36: -1.45; 0.1 2036-37: -1.67; 0.1 2037-38: -1.88; 0.1 2038-39: -2.09; 0.1 2039-40: -2.3; 0.1 2040-41: -2.5; 0.1 2041-42: -2.7; 0.1 2042-43: -2.9; 0.1 2043-44: -3.1; 0.1 2044-45: -3.22; 0.1 2045-46: -3.32; 0.1 2046-47: -3.36; 0.1 2047-48: -3.39; 0.1 2048-49: -3.43; 0.1 2049-50: -3.47
15.1FP | Change volume delivered to unmeasured households input reductions as -ve, line to include both unmeasured household consumption and USPL options | CVUHH | Ml/d | 2 | 0.1 2019-20: 0; 0.1 2020-21: 0; 0.1 2021-22: 0; 0.1 2022-23: 0; 0.1 2023-24: 0; 0.1 2024-25: 0; 0.1 2025-26: 0; 0.1 2026-27: -0.01; 0.1 2027-28: -0.03; 0.1 2028-29: -0.07; 0.1 2029-30: -0.1; 0.1 2030-31: -0.1; 0.1 2031-32: -0.1; 0.1 2032-33: -0.1; 0.1 2033-34: 0.06; 0.1 2034-35: 0.21; 0.1 2035-36: 0.36; 0.1 2036-37: 0.5; 0.1 2037-38: 0.64; 0.1 2038-39: 0.77; 0.1 2039-40: 0.89; 0.1 2040-41: 1.01; 0.1 2041-42: 1.13; 0.1 2042-43: 1.24; 0.1 2043-44: 1.35; 0.1 2044-45: 1.45; 0.1 2045-46: 1.53; 0.1 2046-47: 1.53; 0.1 2047-48: 1.53; 0.1 2048-49: 1.53; 0.1 2049-50: 1.53
21.1FP | Options to reduce water taken unbilled input as -ve | CSWTU | Ml/d | 2 | 0.1 2019-20: 0; 0.1 2020-21: 0; 0.1 2021-22: 0; 0.1 2022-23: 0; 0.1 2023-24: 0; 0.1 2024-25: 0; 0.1 2025-26: 0; 0.1 2026-27: 0; 0.1 2027-28: 0; 0.1 2028-29: 0; 0.1 2029-30: 0; 0.1 2030-31: 0; 0.1 2031-32: 0; 0.1 2032-33: 0; 0.1 2033-34: 0; 0.1 2034-35: 0; 0.1 2035-36: 0; 0.1 2036-37: 0; 0.1 2037-38: 0; 0.1 2038-39: 0; 0.1 2039-40: 0; 0.1 2040-41: 0; 0.1 2041-42: 0; 0.1 2042-43: 0; 0.1 2043-44: 0; 0.1 2044-45: 0; 0.1 2045-46: 0; 0.1 2046-47: 0; 0.1 2047-48: 0; 0.1 2048-49: 0; 0.1 2049-50: 0
22.1FP | Reduce distribution system operational use (DSOU) input as -ve | DSDOU | Ml/d | 2 | 0.1 2019-20: 0; 0.1 2020-21: 0; 0.1 2021-22: 0; 0.1 2022-23: 0; 0.1 2023-24: 0; 0.1 2024-25: 0; 0.1 2025-26: 0; 0.1 2026-27: 0; 0.1 2027-28: 0; 0.1 2028-29: 0; 0.1 2029-30: 0; 0.1 2030-31: 0; 0.1 2031-32: 0; 0.1 2032-33: 0; 0.1 2033-34: 0; 0.1 2034-35: 0; 0.1 2035-36: 0; 0.1 2036-37: 0; 0.1 2037-38: 0; 0.1 2038-39: 0; 0.1 2039-40: 0; 0.1 2040-41: 0; 0.1 2041-42: 0; 0.1 2042-43: 0; 0.1 2043-44: 0; 0.1 2044-45: 0; 0.1 2045-46: 0; 0.1 2046-47: 0; 0.1 2047-48: 0; 0.1 2048-49: 0; 0.1 2049-50: 0
23.1FP | Options impacting on measured Non Household - USPL input reductions as -ve | CUMNH | Ml/d | 2 | 0.1 2019-20: 0; 0.1 2020-21: 0; 0.1 2021-22: 0; 0.1 2022-23: 0; 0.1 2023-24: 0; 0.1 2024-25: 0; 0.1 2025-26: 0; 0.1 2026-27: 0; 0.1 2027-28: 0; 0.1 2028-29: 0; 0.1 2029-30: 0; 0.1 2030-31: 0; 0.1 2031-32: 0; 0.1 2032-33: 0; 0.1 2033-34: 0; 0.1 2034-35: 0; 0.1 2035-36: 0; 0.1 2036-37: 0; 0.1 2037-38: -0.01; 0.1 2038-39: -0.01; 0.1 2039-40: -0.01; 0.1 2040-41: -0.01; 0.1 2041-42: -0.01; 0.1 2042-43: -0.01; 0.1 2043-44: -0.01; 0.1 2044-45: -0.01; 0.1 2045-46: -0.01; 0.1 2046-47: -0.01; 0.1 2047-48: -0.01; 0.1 2048-49: -0.01; 0.1 2049-50: -0.01
24.1FP | Options impacting on unmeasured Non Household - USPL input reductions as -ve | CUUNH | Ml/d | 2 | 0.1 2019-20: 0; 0.1 2020-21: 0; 0.1 2021-22: 0; 0.1 2022-23: 0; 0.1 2023-24: 0; 0.1 2024-25: 0; 0.1 2025-26: 0; 0.1 2026-27: 0; 0.1 2027-28: 0; 0.1 2028-29: 0; 0.1 2029-30: 0; 0.1 2030-31: 0; 0.1 2031-32: 0; 0.1 2032-33: 0; 0.1 2033-34: 0; 0.1 2034-35: 0; 0.1 2035-36: 0; 0.1 2036-37: 0; 0.1 2037-38: 0; 0.1 2038-39: 0; 0.1 2039-40: 0; 0.1 2040-41: 0; 0.1 2041-42: 0; 0.1 2042-43: 0; 0.1 2043-44: 0; 0.1 2044-45: 0; 0.1 2045-46: 0; 0.1 2046-47: 0; 0.1 2047-48: 0; 0.1 2048-49: 0; 0.1 2049-50: 0
25.1FP | Options impacting on measured Household - USPL input reductions as -ve | CUMHH | Ml/d | 2 | 0.1 2019-20: 0; 0.1 2020-21: 0; 0.1 2021-22: 0; 0.1 2022-23: 0; 0.1 2023-24: 0; 0.1 2024-25: 0; 0.1 2025-26: -0.01; 0.1 2026-27: -0.02; 0.1 2027-28: -0.04; 0.1 2028-29: -0.07; 0.1 2029-30: -0.1; 0.1 2030-31: -0.11; 0.1 2031-32: -0.13; 0.1 2032-33: -0.13; 0.1 2033-34: -0.14; 0.1 2034-35: -0.16; 0.1 2035-36: -0.17; 0.1 2036-37: -0.18; 0.1 2037-38: -0.19; 0.1 2038-39: -0.2; 0.1 2039-40: -0.2; 0.1 2040-41: -0.21; 0.1 2041-42: -0.22; 0.1 2042-43: -0.23; 0.1 2043-44: -0.24; 0.1 2044-45: -0.24; 0.1 2045-46: -0.25; 0.1 2046-47: -0.25; 0.1 2047-48: -0.25; 0.1 2048-49: -0.25; 0.1 2049-50: -0.25
26.1FP | Options impacting on unmeasured Household - USPL input reductions as -ve | CUUHH | Ml/d | 2 | 0.1 2019-20: 0; 0.1 2020-21: 0; 0.1 2021-22: 0; 0.1 2022-23: 0; 0.1 2023-24: 0; 0.1 2024-25: 0; 0.1 2025-26: 0; 0.1 2026-27: 0; 0.1 2027-28: 0; 0.1 2028-29: -0.01; 0.1 2029-30: -0.01; 0.1 2030-31: -0.01; 0.1 2031-32: -0.01; 0.1 2032-33: -0.01; 0.1 2033-34: 0.01; 0.1 2034-35: 0.03; 0.1 2035-36: 0.05; 0.1 2036-37: 0.06; 0.1 2037-38: 0.08; 0.1 2038-39: 0.1; 0.1 2039-40: 0.11; 0.1 2040-41: 0.13; 0.1 2041-42: 0.14; 0.1 2042-43: 0.16; 0.1 2043-44: 0.17; 0.1 2044-45: 0.19; 0.1 2045-46: 0.2; 0.1 2046-47: 0.2; 0.1 2047-48: 0.2; 0.1 2048-49: 0.2; 0.1 2049-50: 0.2
27.1FP | Options impacting on Void properties - USPL input reductions as -ve | CUVPP | Ml/d | 2 | 0.1 2019-20: 0; 0.1 2020-21: 0; 0.1 2021-22: 0; 0.1 2022-23: 0; 0.1 2023-24: 0; 0.1 2024-25: 0; 0.1 2025-26: 0; 0.1 2026-27: 0; 0.1 2027-28: 0; 0.1 2028-29: 0; 0.1 2029-30: 0; 0.1 2030-31: 0; 0.1 2031-32: 0; 0.1 2032-33: 0; 0.1 2033-34: 0; 0.1 2034-35: 0; 0.1 2035-36: 0; 0.1 2036-37: 0; 0.1 2037-38: 0; 0.1 2038-39: 0; 0.1 2039-40: 0; 0.1 2040-41: 0; 0.1 2041-42: 0; 0.1 2042-43: 0; 0.1 2043-44: 0; 0.1 2044-45: 0; 0.1 2045-46: 0; 0.1 2046-47: 0; 0.1 2047-48: 0; 0.1 2048-49: 0; 0.1 2049-50: 0
28.1FP | Reduce distribution losses input as -ve | DSRDL | Ml/d | 2 | 0.1 2019-20: 0; 0.1 2020-21: 0; 0.1 2021-22: 0; 0.1 2022-23: 0; 0.1 2023-24: 0; 0.1 2024-25: 0; 0.1 2025-26: 0; 0.1 2026-27: 0; 0.1 2027-28: 0; 0.1 2028-29: 0; 0.1 2029-30: 0; 0.1 2030-31: 0; 0.1 2031-32: 0; 0.1 2032-33: 0; 0.1 2033-34: 0; 0.1 2034-35: 0; 0.1 2035-36: 0; 0.1 2036-37: 0; 0.1 2037-38: 0; 0.1 2038-39: 0; 0.1 2039-40: 0; 0.1 2040-41: 0; 0.1 2041-42: 0; 0.1 2042-43: 0; 0.1 2043-44: 0; 0.1 2044-45: 0; 0.1 2045-46: 0; 0.1 2046-47: 0; 0.1 2047-48: 0; 0.1 2048-49: 0; 0.1 2049-50: 0
Table 3c: DYAA - Final plan | Back to top of sheet
WRMP24 reference | Component | Derivation | Unit | Decimal places | 2019-20 | 2020-21 | 2021-22 | 2022-23 | 2023-24 | 2024-25 | 2025-26 | 2026-27 | 2027-28 | 2028-29 | 2029-30 | 2030-31 | 2031-32 | 2032-33 | 2033-34 | 2034-35 | 2035-36 | 2036-37 | 2037-38 | 2038-39 | 2039-40 | 2040-41 | 2041-42 | 2042-43 | 2043-44 | 2044-45 | 2045-46 | 2046-47 | 2047-48 | 2048-49 | 2049-50 | 2050-51 | 2051-52 | 2052-53 | 2053-54 | 2054-55 | 2055-56 | 2056-57 | 2057-58 | 2058-59 | 2059-60 | 2060-61 | 2061-62 | 2062-63 | 2063-64 | 2064-65 | 2065-66 | 2066-67 | 2067-68 | 2068-69 | 2069-70 | 2070-71 | 2071-72 | 2072-73 | 2073-74 | 2074-75 | 2075-76 | 2076-77 | 2077-78 | 2078-79 | 2079-80 | 2080-81 | 2081-82 | 2082-83 | 2083-84 | 2084-85 | 2085-86 | 2086-87 | 2087-88 | 2088-89 | 2089-90 | 2090-91 | 2091-92 | 2092-93 | 2093-94 | 2094-95 | 2095-96 | 2096-97 | 2097-98 | 2098-99 | 2099-100
1FP | Raw water abstracted | Input | Ml/d | 2 | 2019-20: 0; 2020-21: 0; 2021-22: 0; 2022-23: 0; 2023-24: 0; 2024-25: 0; 2025-26: 0; 2026-27: 0; 2027-28: 0; 2028-29: 0; 2029-30: 0; 2030-31: 0; 2031-32: 0; 2032-33: 0; 2033-34: 0; 2034-35: 0; 2035-36: 0; 2036-37: 0; 2037-38: 0; 2038-39: 0; 2039-40: 0; 2040-41: 0; 2041-42: 0; 2042-43: 0; 2043-44: 0; 2044-45: 0; 2045-46: 0; 2046-47: 0; 2047-48: 0; 2048-49: 0; 2049-50: 0
1.1FP | Non-potable water supplies | 1.1BL + 1.11FP | Ml/d | 2 | 2019-20: 0; 2020-21: 0; 2021-22: 0; 2022-23: 0; 2023-24: 0; 2024-25: 0; 2025-26: 0; 2026-27: 0; 2027-28: 0; 2028-29: 0; 2029-30: 0; 2030-31: 0; 2031-32: 0; 2032-33: 0; 2033-34: 0; 2034-35: 0; 2035-36: 0; 2036-37: 0; 2037-38: 0; 2038-39: 0; 2039-40: 0; 2040-41: 0; 2041-42: 0; 2042-43: 0; 2043-44: 0; 2044-45: 0; 2045-46: 0; 2046-47: 0; 2047-48: 0; 2048-49: 0; 2049-50: 0
2FP | Raw water imported | 2BL + 2.1FP | Ml/d | 2 | 2019-20: 0; 2020-21: 0; 2021-22: 0; 2022-23: 0; 2023-24: 0; 2024-25: 0; 2025-26: 0; 2026-27: 0; 2027-28: 0; 2028-29: 0; 2029-30: 0; 2030-31: 0; 2031-32: 0; 2032-33: 0; 2033-34: 0; 2034-35: 0; 2035-36: 0; 2036-37: 0; 2037-38: 0; 2038-39: 0; 2039-40: 0; 2040-41: 0; 2041-42: 0; 2042-43: 0; 2043-44: 0; 2044-45: 0; 2045-46: 0; 2046-47: 0; 2047-48: 0; 2048-49: 0; 2049-50: 0
3FP | Potable water imported | 3BL + 3.1FP | Ml/d | 2 | 2019-20: 0; 2020-21: 0; 2021-22: 0; 2022-23: 0; 2023-24: 0; 2024-25: 0; 2025-26: 0; 2026-27: 0; 2027-28: 0; 2028-29: 0; 2029-30: 0; 2030-31: 0; 2031-32: 0; 2032-33: 0; 2033-34: 0; 2034-35: 0; 2035-36: 0; 2036-37: 0; 2037-38: 0; 2038-39: 0; 2039-40: 0; 2040-41: 0; 2041-42: 0; 2042-43: 0; 2043-44: 0; 2044-45: 0; 2045-46: 0; 2046-47: 0; 2047-48: 0; 2048-49: 0; 2049-50: 0
4FP | Raw water exported enter as -ve | 4BL + 4.1FP | Ml/d | 2 | 2019-20: 0; 2020-21: 0; 2021-22: 0; 2022-23: 0; 2023-24: 0; 2024-25: 0; 2025-26: 0; 2026-27: 0; 2027-28: 0; 2028-29: 0; 2029-30: 0; 2030-31: 0; 2031-32: 0; 2032-33: 0; 2033-34: 0; 2034-35: 0; 2035-36: 0; 2036-37: 0; 2037-38: 0; 2038-39: 0; 2039-40: 0; 2040-41: 0; 2041-42: 0; 2042-43: 0; 2043-44: 0; 2044-45: 0; 2045-46: 0; 2046-47: 0; 2047-48: 0; 2048-49: 0; 2049-50: 0
5FP | Potable water exported enter as -ve | 5BL + 5.1FP | Ml/d | 2 | 2019-20: 0; 2020-21: 0; 2021-22: 0; 2022-23: 0; 2023-24: 0; 2024-25: 0; 2025-26: 0; 2026-27: 0; 2027-28: 0; 2028-29: 0; 2029-30: 0; 2030-31: 0; 2031-32: 0; 2032-33: 0; 2033-34: 0; 2034-35: 0; 2035-36: 0; 2036-37: 0; 2037-38: 0; 2038-39: 0; 2039-40: 0; 2040-41: 0; 2041-42: 0; 2042-43: 0; 2043-44: 0; 2044-45: 0; 2045-46: 0; 2046-47: 0; 2047-48: 0; 2048-49: 0; 2049-50: 0
6.1FP | Deployable Output post forecast changes | 6.1BL + 6.2FP + 6.3FP +7.01FP +7.02FP | Ml/d | 2 | 2019-20: 40.26; 2020-21: 40.26; 2021-22: 40.26; 2022-23: 40.26; 2023-24: 40.26; 2024-25: 40.26; 2025-26: 40.26; 2026-27: 40.26; 2027-28: 40.26; 2028-29: 40.26; 2029-30: 40.26; 2030-31: 32.82; 2031-32: 32.82; 2032-33: 32.82; 2033-34: 32.82; 2034-35: 32.82; 2035-36: 32.82; 2036-37: 32.82; 2037-38: 32.82; 2038-39: 32.82; 2039-40: 32.82; 2040-41: 32.82; 2041-42: 32.82; 2042-43: 32.82; 2043-44: 32.82; 2044-45: 32.82; 2045-46: 32.82; 2046-47: 32.82; 2047-48: 32.82; 2048-49: 32.82; 2049-50: 32.82
8FP | Raw water losses, treatment works losses and operational use | 8BL + 8.1FP + 8.2FP | Ml/d | 2 | 2019-20: 1.92; 2020-21: 1.92; 2021-22: 1.92; 2022-23: 1.92; 2023-24: 1.92; 2024-25: 1.92; 2025-26: 1.92; 2026-27: 1.92; 2027-28: 1.92; 2028-29: 1.92; 2029-30: 1.92; 2030-31: 1.92; 2031-32: 1.92; 2032-33: 1.92; 2033-34: 1.92; 2034-35: 1.92; 2035-36: 1.92; 2036-37: 1.92; 2037-38: 1.92; 2038-39: 1.92; 2039-40: 1.92; 2040-41: 1.92; 2041-42: 1.92; 2042-43: 1.92; 2043-44: 1.92; 2044-45: 1.92; 2045-46: 1.92; 2046-47: 1.92; 2047-48: 1.92; 2048-49: 1.92; 2049-50: 1.92
9FP | Total Outage Allowance | 9BL + 9.1FP | Ml/d | 2 | 2019-20: 0.23; 2020-21: 0.23; 2021-22: 0.23; 2022-23: 0.23; 2023-24: 0.23; 2024-25: 0.23; 2025-26: 0.23; 2026-27: 0.23; 2027-28: 0.23; 2028-29: 0.23; 2029-30: 0.23; 2030-31: 0.23; 2031-32: 0.23; 2032-33: 0.23; 2033-34: 0.23; 2034-35: 0.23; 2035-36: 0.19; 2036-37: 0.19; 2037-38: 0.19; 2038-39: 0.19; 2039-40: 0.19; 2040-41: 0.19; 2041-42: 0.19; 2042-43: 0.19; 2043-44: 0.19; 2044-45: 0.19; 2045-46: 0.19; 2046-47: 0.19; 2047-48: 0.19; 2048-49: 0.19; 2049-50: 0.19
10FP | Water Available For Use (own sources) | (6.1FP) - (8FP + 9FP) | Ml/d | 2 | 2019-20: 38.11; 2020-21: 38.11; 2021-22: 38.11; 2022-23: 38.11; 2023-24: 38.11; 2024-25: 38.11; 2025-26: 38.11; 2026-27: 38.11; 2027-28: 38.11; 2028-29: 38.11; 2029-30: 38.11; 2030-31: 30.67; 2031-32: 30.67; 2032-33: 30.67; 2033-34: 30.67; 2034-35: 30.67; 2035-36: 30.71; 2036-37: 30.71; 2037-38: 30.71; 2038-39: 30.71; 2039-40: 30.71; 2040-41: 30.71; 2041-42: 30.71; 2042-43: 30.71; 2043-44: 30.71; 2044-45: 30.71; 2045-46: 30.71; 2046-47: 30.71; 2047-48: 30.71; 2048-49: 30.71; 2049-50: 30.71
11FP | Total Water Available For Use | 10FP + sum (2FP:5FP) | Ml/d | 2 | 2019-20: 38.11; 2020-21: 38.11; 2021-22: 38.11; 2022-23: 38.11; 2023-24: 38.11; 2024-25: 38.11; 2025-26: 38.11; 2026-27: 38.11; 2027-28: 38.11; 2028-29: 38.11; 2029-30: 38.11; 2030-31: 30.67; 2031-32: 30.67; 2032-33: 30.67; 2033-34: 30.67; 2034-35: 30.67; 2035-36: 30.71; 2036-37: 30.71; 2037-38: 30.71; 2038-39: 30.71; 2039-40: 30.71; 2040-41: 30.71; 2041-42: 30.71; 2042-43: 30.71; 2043-44: 30.71; 2044-45: 30.71; 2045-46: 30.71; 2046-47: 30.71; 2047-48: 30.71; 2048-49: 30.71; 2049-50: 30.71
12FP | Water delivered measured non-household | 12BL + 12.2FP | Ml/d | 2 | 2019-20: 9.62; 2020-21: 9.62; 2021-22: 9.62; 2022-23: 9.62; 2023-24: 9.62; 2024-25: 9.62; 2025-26: 9.58; 2026-27: 9.54; 2027-28: 9.51; 2028-29: 9.48; 2029-30: 9.45; 2030-31: 9.42; 2031-32: 9.39; 2032-33: 9.36; 2033-34: 9.33; 2034-35: 9.3; 2035-36: 9.27; 2036-37: 9.24; 2037-38: 9.21; 2038-39: 9.18; 2039-40: 9.14; 2040-41: 9.12; 2041-42: 9.09; 2042-43: 9.06; 2043-44: 9.03; 2044-45: 9; 2045-46: 8.97; 2046-47: 8.94; 2047-48: 8.91; 2048-49: 8.88; 2049-50: 8.84
12.1FP | Non-potable water consumption | Input | Ml/d | 2 | 2019-20: 0; 2020-21: 0; 2021-22: 0; 2022-23: 0; 2023-24: 0; 2024-25: 0; 2025-26: 0; 2026-27: 0; 2027-28: 0; 2028-29: 0; 2029-30: 0; 2030-31: 0; 2031-32: 0; 2032-33: 0; 2033-34: 0; 2034-35: 0; 2035-36: 0; 2036-37: 0; 2037-38: 0; 2038-39: 0; 2039-40: 0; 2040-41: 0; 2041-42: 0; 2042-43: 0; 2043-44: 0; 2044-45: 0; 2045-46: 0; 2046-47: 0; 2047-48: 0; 2048-49: 0; 2049-50: 0
13FP | Water delivered unmeasured non-household | 13BL + 13.1FP | Ml/d | 2 | 2019-20: 0.05; 2020-21: 0.05; 2021-22: 0.05; 2022-23: 0.05; 2023-24: 0.05; 2024-25: 0.05; 2025-26: 0.05; 2026-27: 0.05; 2027-28: 0.05; 2028-29: 0.05; 2029-30: 0.05; 2030-31: 0.05; 2031-32: 0.05; 2032-33: 0.05; 2033-34: 0.05; 2034-35: 0.05; 2035-36: 0.05; 2036-37: 0.05; 2037-38: 0.05; 2038-39: 0.05; 2039-40: 0.05; 2040-41: 0.05; 2041-42: 0.05; 2042-43: 0.05; 2043-44: 0.05; 2044-45: 0.05; 2045-46: 0.05; 2046-47: 0.05; 2047-48: 0.05; 2048-49: 0.05; 2049-50: 0.05
14FP | Water delivered measured household | 14BL + 14.1FP | Ml/d | 2 | 2019-20: 5.18; 2020-21: 5.5; 2021-22: 5.77; 2022-23: 6.11; 2023-24: 6.42; 2024-25: 6.72; 2025-26: 6.9; 2026-27: 7.02; 2027-28: 7.12; 2028-29: 7.16; 2029-30: 7.15; 2030-31: 7.21; 2031-32: 7.27; 2032-33: 7.37; 2033-34: 7.35; 2034-35: 7.26; 2035-36: 7.17; 2036-37: 7.09; 2037-38: 7.01; 2038-39: 6.94; 2039-40: 6.86; 2040-41: 6.79; 2041-42: 6.71; 2042-43: 6.63; 2043-44: 6.55; 2044-45: 6.55; 2045-46: 6.54; 2046-47: 6.53; 2047-48: 6.53; 2048-49: 6.52; 2049-50: 6.51
15FP | Water delivered unmeasured household | 15BL + 15.1FP | Ml/d | 2 | 2019-20: 8.51; 2020-21: 8.23; 2021-22: 7.96; 2022-23: 7.69; 2023-24: 7.4; 2024-25: 7.12; 2025-26: 6.88; 2026-27: 6.64; 2027-28: 6.4; 2028-29: 6.15; 2029-30: 5.92; 2030-31: 5.71; 2031-32: 5.51; 2032-33: 5.33; 2033-34: 5.32; 2034-35: 5.3; 2035-36: 5.29; 2036-37: 5.28; 2037-38: 5.28; 2038-39: 5.27; 2039-40: 5.26; 2040-41: 5.26; 2041-42: 5.26; 2042-43: 5.26; 2043-44: 5.26; 2044-45: 5.26; 2045-46: 5.26; 2046-47: 5.26; 2047-48: 5.27; 2048-49: 5.27; 2049-50: 5.27
16FP | Percentage of consumption driven by climate change | 16BL | % | 1 | 2019-20: 0%; 2020-21: 0%; 2021-22: 0%; 2022-23: 0.1%; 2023-24: 0.1%; 2024-25: 0.1%; 2025-26: 0.1%; 2026-27: 0.1%; 2027-28: 0.1%; 2028-29: 0.2%; 2029-30: 0.2%; 2030-31: 0.2%; 2031-32: 0.2%; 2032-33: 0.3%; 2033-34: 0.3%; 2034-35: 0.3%; 2035-36: 0.4%; 2036-37: 0.4%; 2037-38: 0.4%; 2038-39: 0.5%; 2039-40: 0.5%; 2040-41: 0.6%; 2041-42: 0.6%; 2042-43: 0.6%; 2043-44: 0.7%; 2044-45: 0.7%; 2045-46: 0.8%; 2046-47: 0.8%; 2047-48: 0.8%; 2048-49: 0.8%; 2049-50: 0.9%
17FP | Volume of consumption driven by climate change | 16FP * (12FP + sum(13FP:15FP) - sum (23FP:26FP)) | Ml/d | 2 | 2019-20: 0; 2020-21: 0; 2021-22: 0; 2022-23: 0.02227; 2023-24: 0.0223; 2024-25: 0.02233; 2025-26: 0.02224; 2026-27: 0.0221; 2027-28: 0.02195; 2028-29: 0.04352; 2029-30: 0.04306; 2030-31: 0.04272; 2031-32: 0.04244; 2032-33: 0.06339; 2033-34: 0.06318; 2034-35: 0.06279; 2035-36: 0.08316; 2036-37: 0.08272; 2037-38: 0.08232; 2038-39: 0.10235; 2039-40: 0.10165; 2040-41: 0.12144; 2041-42: 0.12078; 2042-43: 0.12012; 2043-44: 0.13937; 2044-45: 0.13909; 2045-46: 0.15864; 2046-47: 0.15832; 2047-48: 0.15816; 2048-49: 0.15776; 2049-50: 0.17703
18FP | Measured Household - PCC | ((14FP - 25FP) * 1,000,000) / (39FP * 1000) | l/h/d | 1 | 2019-20: 150.9745; 2020-21: 148.1544; 2021-22: 146.0087; 2022-23: 143.8636; 2023-24: 142.0699; 2024-25: 140.5446; 2025-26: 138.2362; 2026-27: 135.3435; 2027-28: 132.4516; 2028-29: 129.0579; 2029-30: 125.5945; 2030-31: 123.2823; 2031-32: 121.7486; 2032-33: 120.6634; 2033-34: 119.9364; 2034-35: 118.323; 2035-36: 116.5422; 2036-37: 114.9289; 2037-38: 113.3303; 2038-39: 111.8924; 2039-40: 109.9993; 2040-41: 108.5094; 2041-42: 106.8265; 2042-43: 105.1139; 2043-44: 103.4357; 2044-45: 103.0774; 2045-46: 102.5734; 2046-47: 102.0711; 2047-48: 101.7294; 2048-49: 101.2397; 2049-50: 100.7631
19FP | Unmeasured Household - PCC | ((15FP - 26FP) * 1,000,000) / (40FP * 1000) | l/h/d | 1 | 2019-20: 133.3758; 2020-21: 133.1139; 2021-22: 132.8101; 2022-23: 132.52; 2023-24: 131.9586; 2024-25: 131.6864; 2025-26: 131.1808; 2026-27: 130.9585; 2027-28: 130.5012; 2028-29: 130.0571; 2029-30: 129.6407; 2030-31: 129.5751; 2031-32: 129.4256; 2032-33: 129.7982; 2033-34: 129.9278; 2034-35: 129.7291; 2035-36: 129.504; 2036-37: 129.8084; 2037-38: 130.1032; 2038-39: 130.0854; 2039-40: 129.9249; 2040-41: 130.0859; 2041-42: 130.1922; 2042-43: 130.2472; 2043-44: 130.3023; 2044-45: 130.046; 2045-46: 130.068; 2046-47: 130.0753; 2047-48: 130.3391; 2048-49: 130.317; 2049-50: 130.2876
20FP | Average Household - PCC | (((14FP - 25FP) + (15FP - 26FP)) * 1,000,000)/ ((39FP + 40FP) * 1,000) | l/h/d | 1 | 2019-20: 139.8413; 2020-21: 139.0276; 2021-22: 138.2931; 2022-23: 137.5207; 2023-24: 136.6563; 2024-25: 136.0063; 2025-26: 134.7531; 2026-27: 133.2568; 2027-28: 131.558; 2028-29: 129.4981; 2029-30: 127.3125; 2030-31: 125.8586; 2031-32: 124.7845; 2032-33: 124.154; 2033-34: 123.7427; 2034-35: 122.6553; 2035-36: 121.4511; 2036-37: 120.5481; 2037-38: 119.6473; 2038-39: 118.726; 2039-40: 117.4636; 2040-41: 116.5715; 2041-42: 115.5353; 2042-43: 114.4582; 2043-44: 113.401; 2044-45: 113.0575; 2045-46: 112.7259; 2046-47: 112.3899; 2047-48: 112.25; 2048-49: 111.9117; 2049-50: 111.5795
21FP | Water taken unbilled | 21BL + 21.1FP | Ml/d | 2 | 2019-20: 0.23; 2020-21: 0.23; 2021-22: 0.23; 2022-23: 0.23; 2023-24: 0.24; 2024-25: 0.23; 2025-26: 0.23; 2026-27: 0.23; 2027-28: 0.23; 2028-29: 0.23; 2029-30: 0.23; 2030-31: 0.23; 2031-32: 0.22; 2032-33: 0.23; 2033-34: 0.22; 2034-35: 0.23; 2035-36: 0.24; 2036-37: 0.23; 2037-38: 0.23; 2038-39: 0.23; 2039-40: 0.24; 2040-41: 0.22; 2041-42: 0.22; 2042-43: 0.22; 2043-44: 0.22; 2044-45: 0.22; 2045-46: 0.22; 2046-47: 0.22; 2047-48: 0.22; 2048-49: 0.22; 2049-50: 0.22
22FP | Distribution system operational use | 22BL + 22.1FP | Ml/d | 2 | 2019-20: 1.71; 2020-21: 1.71; 2021-22: 1.71; 2022-23: 1.71; 2023-24: 1.71; 2024-25: 1.71; 2025-26: 1.71; 2026-27: 1.71; 2027-28: 1.71; 2028-29: 1.71; 2029-30: 1.71; 2030-31: 1.71; 2031-32: 1.71; 2032-33: 1.71; 2033-34: 1.71; 2034-35: 1.71; 2035-36: 1.71; 2036-37: 1.71; 2037-38: 1.71; 2038-39: 1.71; 2039-40: 1.71; 2040-41: 1.71; 2041-42: 1.71; 2042-43: 1.71; 2043-44: 1.71; 2044-45: 1.71; 2045-46: 1.71; 2046-47: 1.71; 2047-48: 1.71; 2048-49: 1.71; 2049-50: 1.71
23FP | Measured Non Household - USPL | 23BL + 23.1FP | Ml/d | 2 | 2019-20: 0.01; 2020-21: 0.01; 2021-22: 0.01; 2022-23: 0.01; 2023-24: 0.01; 2024-25: 0.01; 2025-26: 0.01; 2026-27: 0.01; 2027-28: 0.01; 2028-29: 0.01; 2029-30: 0.01; 2030-31: 0.01; 2031-32: 0.01; 2032-33: 0.01; 2033-34: 0.01; 2034-35: 0.01; 2035-36: 0.01; 2036-37: 0.01; 2037-38: 0; 2038-39: 0; 2039-40: 0; 2040-41: 0; 2041-42: 0; 2042-43: 0; 2043-44: 0; 2044-45: 0; 2045-46: 0; 2046-47: 0; 2047-48: 0; 2048-49: 0.01; 2049-50: 0.01
24FP | Unmeasured Non Household - USPL | 24BL + 24.1FP | Ml/d | 2 | 2019-20: 0.01; 2020-21: 0.01; 2021-22: 0.01; 2022-23: 0.01; 2023-24: 0.01; 2024-25: 0.01; 2025-26: 0.01; 2026-27: 0.01; 2027-28: 0.01; 2028-29: 0.01; 2029-30: 0.01; 2030-31: 0.01; 2031-32: 0.01; 2032-33: 0.01; 2033-34: 0.01; 2034-35: 0.01; 2035-36: 0.01; 2036-37: 0.01; 2037-38: 0.01; 2038-39: 0.01; 2039-40: 0.01; 2040-41: 0.01; 2041-42: 0.01; 2042-43: 0.01; 2043-44: 0.01; 2044-45: 0.01; 2045-46: 0.01; 2046-47: 0.01; 2047-48: 0.01; 2048-49: 0.01; 2049-50: 0.01
25FP | Measured Household - USPL | 25BL + 25.1FP | Ml/d | 2 | 2019-20: 0.23; 2020-21: 0.25; 2021-22: 0.27; 2022-23: 0.29; 2023-24: 0.31; 2024-25: 0.33; 2025-26: 0.34; 2026-27: 0.35; 2027-28: 0.35; 2028-29: 0.33; 2029-30: 0.31; 2030-31: 0.32; 2031-32: 0.31; 2032-33: 0.32; 2033-34: 0.33; 2034-35: 0.32; 2035-36: 0.32; 2036-37: 0.32; 2037-38: 0.32; 2038-39: 0.32; 2039-40: 0.33; 2040-41: 0.33; 2041-42: 0.33; 2042-43: 0.33; 2043-44: 0.33; 2044-45: 0.33; 2045-46: 0.33; 2046-47: 0.33; 2047-48: 0.33; 2048-49: 0.33; 2049-50: 0.33
26FP | Unmeasured Household - USPL | 26BL + 26.1BL | Ml/d | 2 | 2019-20: 0.98; 2020-21: 0.95; 2021-22: 0.92; 2022-23: 0.89; 2023-24: 0.86; 2024-25: 0.83; 2025-26: 0.81; 2026-27: 0.78; 2027-28: 0.76; 2028-29: 0.73; 2029-30: 0.71; 2030-31: 0.69; 2031-32: 0.67; 2032-33: 0.64; 2033-34: 0.64; 2034-35: 0.64; 2035-36: 0.65; 2036-37: 0.64; 2037-38: 0.64; 2038-39: 0.64; 2039-40: 0.64; 2040-41: 0.64; 2041-42: 0.64; 2042-43: 0.64; 2043-44: 0.64; 2044-45: 0.65; 2045-46: 0.65; 2046-47: 0.65; 2047-48: 0.65; 2048-49: 0.65; 2049-50: 0.65
27FP | Void Properties - USPL | 27BL + 27.1FP | Ml/d | 2 | 2019-20: 0.11; 2020-21: 0.11; 2021-22: 0.11; 2022-23: 0.11; 2023-24: 0.11; 2024-25: 0.11; 2025-26: 0.11; 2026-27: 0.11; 2027-28: 0.11; 2028-29: 0.11; 2029-30: 0.11; 2030-31: 0.11; 2031-32: 0.12; 2032-33: 0.12; 2033-34: 0.12; 2034-35: 0.12; 2035-36: 0.12; 2036-37: 0.12; 2037-38: 0.12; 2038-39: 0.12; 2039-40: 0.12; 2040-41: 0.12; 2041-42: 0.12; 2042-43: 0.12; 2043-44: 0.12; 2044-45: 0.12; 2045-46: 0.12; 2046-47: 0.12; 2047-48: 0.12; 2048-49: 0.12; 2049-50: 0.12
28FP | Distribution losses | 28BL + 28.1FP | Ml/d | 2 | 2019-20: 3.66; 2020-21: 3.58; 2021-22: 3.54; 2022-23: 3.47; 2023-24: 3.4; 2024-25: 3.33; 2025-26: 3.33; 2026-27: 3.33; 2027-28: 3.33; 2028-29: 3.33; 2029-30: 3.33; 2030-31: 3.33; 2031-32: 3.33; 2032-33: 3.33; 2033-34: 3.33; 2034-35: 3.33; 2035-36: 3.33; 2036-37: 3.33; 2037-38: 3.33; 2038-39: 3.33; 2039-40: 3.33; 2040-41: 3.33; 2041-42: 3.33; 2042-43: 3.33; 2043-44: 3.33; 2044-45: 3.33; 2045-46: 3.33; 2046-47: 3.33; 2047-48: 3.33; 2048-49: 3.33; 2049-50: 3.33
29FP | Total Leakage | sum (23FP:28FP) | Ml/d | 2 | 2019-20: 5; 2020-21: 4.91; 2021-22: 4.86; 2022-23: 4.78; 2023-24: 4.7; 2024-25: 4.62; 2025-26: 4.61; 2026-27: 4.59; 2027-28: 4.57; 2028-29: 4.52; 2029-30: 4.48; 2030-31: 4.47; 2031-32: 4.45; 2032-33: 4.43; 2033-34: 4.44; 2034-35: 4.43; 2035-36: 4.44; 2036-37: 4.43; 2037-38: 4.42; 2038-39: 4.42; 2039-40: 4.43; 2040-41: 4.43; 2041-42: 4.43; 2042-43: 4.43; 2043-44: 4.43; 2044-45: 4.44; 2045-46: 4.44; 2046-47: 4.44; 2047-48: 4.44; 2048-49: 4.45; 2049-50: 4.45
30FP | Leakage/property | (29FP * 1,000,000) / (36FP * 1,000) | l/prop/d | 2 | 2019-20: 111.6047; 2020-21: 107.6212; 2021-22: 104.6895; 2022-23: 101.5833; 2023-24: 98.7291; 2024-25: 95.9521; 2025-26: 94.8111; 2026-27: 93.6448; 2027-28: 92.5251; 2028-29: 90.8433; 2029-30: 89.5516; 2030-31: 88.8827; 2031-32: 88.1415; 2032-33: 87.4216; 2033-34: 87.3019; 2034-35: 86.8015; 2035-36: 86.7018; 2036-37: 86.2237; 2037-38: 85.7586; 2038-39: 85.4965; 2039-40: 85.4371; 2040-41: 85.1939; 2041-42: 84.9636; 2042-43: 84.7425; 2043-44: 84.5275; 2044-45: 84.5135; 2045-46: 84.3161; 2046-47: 84.1307; 2047-48: 83.9526; 2048-49: 83.9749; 2049-50: 83.8168
31FP | Measured Non Household - properties | Input | 000's | 2 | 2019-20: 2.147; 2020-21: 2.173; 2021-22: 2.196; 2022-23: 2.223; 2023-24: 2.246; 2024-25: 2.273; 2025-26: 2.294; 2026-27: 2.315; 2027-28: 2.336; 2028-29: 2.357; 2029-30: 2.377; 2030-31: 2.397; 2031-32: 2.417; 2032-33: 2.435; 2033-34: 2.453; 2034-35: 2.47; 2035-36: 2.487; 2036-37: 2.503; 2037-38: 2.518; 2038-39: 2.533; 2039-40: 2.548; 2040-41: 2.562; 2041-42: 2.575; 2042-43: 2.588; 2043-44: 2.601; 2044-45: 2.614; 2045-46: 2.626; 2046-47: 2.638; 2047-48: 2.65; 2048-49: 2.661; 2049-50: 2.672
32FP | Unmeasured Non Household - properties | Input | 000's | 2 | 2019-20: 0.009; 2020-21: 0.009; 2021-22: 0.009; 2022-23: 0.009; 2023-24: 0.009; 2024-25: 0.009; 2025-26: 0.009; 2026-27: 0.009; 2027-28: 0.009; 2028-29: 0.009; 2029-30: 0.01; 2030-31: 0.01; 2031-32: 0.01; 2032-33: 0.01; 2033-34: 0.01; 2034-35: 0.01; 2035-36: 0.01; 2036-37: 0.01; 2037-38: 0.01; 2038-39: 0.01; 2039-40: 0.01; 2040-41: 0.01; 2041-42: 0.01; 2042-43: 0.01; 2043-44: 0.01; 2044-45: 0.01; 2045-46: 0.011; 2046-47: 0.011; 2047-48: 0.011; 2048-49: 0.011; 2049-50: 0.011
33FP | All void non-households - properties | Input | 000's | 2 | 2019-20: 0; 2020-21: 0; 2021-22: 0; 2022-23: 0; 2023-24: 0; 2024-25: 0; 2025-26: 0; 2026-27: 0; 2027-28: 0; 2028-29: 0; 2029-30: 0; 2030-31: 0; 2031-32: 0; 2032-33: 0; 2033-34: 0; 2034-35: 0; 2035-36: 0; 2036-37: 0; 2037-38: 0; 2038-39: 0; 2039-40: 0; 2040-41: 0; 2041-42: 0; 2042-43: 0; 2043-44: 0; 2044-45: 0; 2045-46: 0; 2046-47: 0; 2047-48: 0; 2048-49: 0; 2049-50: 0
34FP | Measured households - properties (excl. void) | Year before + sum (34.1BL:34.6BL) | 000's | 2 | 2019-20: 17.396; 2020-21: 18.877; 2021-22: 20.279; 2022-23: 21.557; 2023-24: 22.759; 2024-25: 23.952; 2025-26: 24.952; 2026-27: 25.853; 2027-28: 26.724; 2028-29: 27.563; 2029-30: 28.297; 2030-31: 29.081; 2031-32: 29.774; 2032-33: 30.442; 2033-34: 31.087; 2034-35: 31.709; 2035-36: 32.308; 2036-37: 32.885; 2037-38: 33.441; 2038-39: 33.977; 2039-40: 34.492; 2040-41: 34.989; 2041-42: 35.466; 2042-43: 35.925; 2043-44: 36.368; 2044-45: 36.792; 2045-46: 37.127; 2046-47: 37.227; 2047-48: 37.322; 2048-49: 37.412; 2049-50: 37.497
34.1FP | New build properties - properties | Input (new builds in each year) | 000's | 2 | 2019-20: 0.718; 2020-21: 0.67; 2021-22: 0.629; 2022-23: 0.58; 2023-24: 0.504; 2024-25: 0.495; 2025-26: 0.436; 2026-27: 0.356; 2027-28: 0.343; 2028-29: 0.329; 2029-30: 0.241; 2030-31: 0.237; 2031-32: 0.167; 2032-33: 0.162; 2033-34: 0.158; 2034-35: 0.154; 2035-36: 0.149; 2036-37: 0.145; 2037-38: 0.14; 2038-39: 0.136; 2039-40: 0.131; 2040-41: 0.127; 2041-42: 0.122; 2042-43: 0.118; 2043-44: 0.114; 2044-45: 0.109; 2045-46: 0.105; 2046-47: 0.1; 2047-48: 0.095; 2048-49: 0.09; 2049-50: 0.085
34.2FP | Meter optants - properties | Input (meter optants in each year) | 000's | 2 | 2019-20: 0.791; 2020-21: 0.777; 2021-22: 0.74; 2022-23: 0.668; 2023-24: 0.668; 2024-25: 0.668; 2025-26: 0.539; 2026-27: 0.521; 2027-28: 0.504; 2028-29: 0.487; 2029-30: 0.471; 2030-31: 0.116; 2031-32: 0.112; 2032-33: 0.109; 2033-34: 0.105; 2034-35: 0.102; 2035-36: 0.098; 2036-37: 0.095; 2037-38: 0.092; 2038-39: 0.089; 2039-40: 0.086; 2040-41: 0.083; 2041-42: 0.08; 2042-43: 0.077; 2043-44: 0.075; 2044-45: 0.072; 2045-46: 0; 2046-47: 0; 2047-48: 0; 2048-49: 0; 2049-50: 0
34.3FP | Compulsory metering - properties | Input (compulsory meters in each year) | 000's | 2 | 2019-20: 0; 2020-21: 0; 2021-22: 0; 2022-23: 0; 2023-24: 0; 2024-25: 0; 2025-26: 0; 2026-27: 0; 2027-28: 0; 2028-29: 0; 2029-30: 0; 2030-31: 0; 2031-32: 0; 2032-33: 0; 2033-34: 0; 2034-35: 0; 2035-36: 0; 2036-37: 0; 2037-38: 0; 2038-39: 0; 2039-40: 0; 2040-41: 0; 2041-42: 0; 2042-43: 0; 2043-44: 0; 2044-45: 0; 2045-46: 0; 2046-47: 0; 2047-48: 0; 2048-49: 0; 2049-50: 0
34.4FP | Metering on change of occupancy - properties | Input (change of occupancy meters in each year) | 000's | 2 | 2019-20: 0; 2020-21: 0; 2021-22: 0; 2022-23: 0; 2023-24: 0; 2024-25: 0; 2025-26: 0; 2026-27: 0; 2027-28: 0; 2028-29: 0; 2029-30: 0; 2030-31: 0.426; 2031-32: 0.409; 2032-33: 0.392; 2033-34: 0.377; 2034-35: 0.361; 2035-36: 0.347; 2036-37: 0.333; 2037-38: 0.32; 2038-39: 0.307; 2039-40: 0.294; 2040-41: 0.283; 2041-42: 0.271; 2042-43: 0.26; 2043-44: 0.25; 2044-45: 0.24; 2045-46: 0.23; 2046-47: 0; 2047-48: 0; 2048-49: 0; 2049-50: 0
34.5FP | Selective metering - properties | Input (selective meters in each year) | 000's | 2 | 2019-20: 0.035; 2020-21: 0.034; 2021-22: 0.033; 2022-23: 0.03; 2023-24: 0.03; 2024-25: 0.03; 2025-26: 0.025; 2026-27: 0.024; 2027-28: 0.024; 2028-29: 0.023; 2029-30: 0.022; 2030-31: 0.005; 2031-32: 0.005; 2032-33: 0.005; 2033-34: 0.005; 2034-35: 0.005; 2035-36: 0.005; 2036-37: 0.004; 2037-38: 0.004; 2038-39: 0.004; 2039-40: 0.004; 2040-41: 0.004; 2041-42: 0.004; 2042-43: 0.004; 2043-44: 0.004; 2044-45: 0.003; 2045-46: 0; 2046-47: 0; 2047-48: 0; 2048-49: 0; 2049-50: 0
34.6FP | Other changes to existing metering - properties | Input (other changes to meters in each year) | 000's | 2 | 2019-20: 0; 2020-21: 0; 2021-22: 0; 2022-23: 0; 2023-24: 0; 2024-25: 0; 2025-26: 0; 2026-27: 0; 2027-28: 0; 2028-29: 0; 2029-30: 0; 2030-31: 0; 2031-32: 0; 2032-33: 0; 2033-34: 0; 2034-35: 0; 2035-36: 0; 2036-37: 0; 2037-38: 0; 2038-39: 0; 2039-40: 0; 2040-41: 0; 2041-42: 0; 2042-43: 0; 2043-44: 0; 2044-45: 0; 2045-46: 0; 2046-47: 0; 2047-48: 0; 2048-49: 0; 2049-50: 0
34.7FP | Measured household void properties | Input | 000's | 2 | 2019-20: 0.853; 2020-21: 0.913; 2021-22: 0.965; 2022-23: 1.026; 2023-24: 1.084; 2024-25: 1.141; 2025-26: 1.188; 2026-27: 1.23; 2027-28: 1.27; 2028-29: 1.309; 2029-30: 1.343; 2030-31: 1.379; 2031-32: 1.413; 2032-33: 1.445; 2033-34: 1.476; 2034-35: 1.506; 2035-36: 1.535; 2036-37: 1.563; 2037-38: 1.59; 2038-39: 1.616; 2039-40: 1.641; 2040-41: 1.665; 2041-42: 1.688; 2042-43: 1.71; 2043-44: 1.731; 2044-45: 1.752; 2045-46: 1.768; 2046-47: 1.772; 2047-48: 1.777; 2048-49: 1.781; 2049-50: 1.785
35FP | Unmeasured households - properties (excl. void) | Input | 000's | 2 | 2019-20: 23.257; 2020-21: 22.548; 2021-22: 21.903; 2022-23: 21.205; 2023-24: 20.507; 2024-25: 19.809; 2025-26: 19.244; 2026-27: 18.699; 2027-28: 18.171; 2028-29: 17.662; 2029-30: 17.169; 2030-31: 16.621; 2031-32: 16.095; 2032-33: 15.589; 2033-34: 15.102; 2034-35: 14.634; 2035-36: 14.185; 2036-37: 13.752; 2037-38: 13.337; 2038-39: 12.937; 2039-40: 12.553; 2040-41: 12.184; 2041-42: 11.829; 2042-43: 11.488; 2043-44: 11.16; 2044-45: 10.844; 2045-46: 10.614; 2046-47: 10.614; 2047-48: 10.614; 2048-49: 10.614; 2049-50: 10.614
35.1FP | Unmeasured household void properties | Input | 000's | 2 | 2019-20: 1.139; 2020-21: 1.103; 2021-22: 1.071; 2022-23: 1.035; 2023-24: 1; 2024-25: 0.965; 2025-26: 0.936; 2026-27: 0.909; 2027-28: 0.882; 2028-29: 0.856; 2029-30: 0.831; 2030-31: 0.803; 2031-32: 0.778; 2032-33: 0.753; 2033-34: 0.73; 2034-35: 0.707; 2035-36: 0.685; 2036-37: 0.665; 2037-38: 0.644; 2038-39: 0.625; 2039-40: 0.607; 2040-41: 0.589; 2041-42: 0.572; 2042-43: 0.555; 2043-44: 0.539; 2044-45: 0.524; 2045-46: 0.513; 2046-47: 0.513; 2047-48: 0.513; 2048-49: 0.513; 2049-50: 0.513
36FP | Total Resource Zone Properties (incl. voids) | sum (31FP:34FP) + 34.7FP + 35BL + 35.1BL | 000's | 2 | 2019-20: 44.801; 2020-21: 45.623; 2021-22: 46.423; 2022-23: 47.055; 2023-24: 47.605; 2024-25: 48.149; 2025-26: 48.623; 2026-27: 49.015; 2027-28: 49.392; 2028-29: 49.756; 2029-30: 50.027; 2030-31: 50.291; 2031-32: 50.487; 2032-33: 50.674; 2033-34: 50.858; 2034-35: 51.036; 2035-36: 51.21; 2036-37: 51.378; 2037-38: 51.54; 2038-39: 51.698; 2039-40: 51.851; 2040-41: 51.999; 2041-42: 52.14; 2042-43: 52.276; 2043-44: 52.409; 2044-45: 52.536; 2045-46: 52.659; 2046-47: 52.775; 2047-48: 52.887; 2048-49: 52.992; 2049-50: 53.092
37FP | Measured Non Household - Population | Input | 000's | 2 | 2019-20: 1.513; 2020-21: 1.535; 2021-22: 1.543; 2022-23: 1.573; 2023-24: 1.591; 2024-25: 1.606; 2025-26: 1.609; 2026-27: 1.641; 2027-28: 1.658; 2028-29: 1.68; 2029-30: 1.705; 2030-31: 1.732; 2031-32: 1.786; 2032-33: 1.834; 2033-34: 1.882; 2034-35: 1.92; 2035-36: 1.955; 2036-37: 1.996; 2037-38: 2.042; 2038-39: 2.075; 2039-40: 2.118; 2040-41: 2.157; 2041-42: 2.202; 2042-43: 2.245; 2043-44: 2.295; 2044-45: 2.338; 2045-46: 2.389; 2046-47: 2.44; 2047-48: 2.48; 2048-49: 2.514; 2049-50: 2.546
38FP | Unmeasured Non Household - Population | Input | 000's | 2 | 2019-20: 0.006; 2020-21: 0.006; 2021-22: 0.006; 2022-23: 0.006; 2023-24: 0.006; 2024-25: 0.006; 2025-26: 0.006; 2026-27: 0.007; 2027-28: 0.007; 2028-29: 0.007; 2029-30: 0.007; 2030-31: 0.007; 2031-32: 0.007; 2032-33: 0.007; 2033-34: 0.008; 2034-35: 0.008; 2035-36: 0.008; 2036-37: 0.008; 2037-38: 0.008; 2038-39: 0.008; 2039-40: 0.009; 2040-41: 0.009; 2041-42: 0.009; 2042-43: 0.009; 2043-44: 0.009; 2044-45: 0.009; 2045-46: 0.01; 2046-47: 0.01; 2047-48: 0.01; 2048-49: 0.01; 2049-50: 0.01
39FP | Measured Household - Population | Input | 000's | 2 | 2019-20: 32.787; 2020-21: 35.436; 2021-22: 37.669; 2022-23: 40.455; 2023-24: 43.007; 2024-25: 45.466; 2025-26: 47.455; 2026-27: 49.282; 2027-28: 51.113; 2028-29: 52.922; 2029-30: 54.461; 2030-31: 55.888; 2031-32: 57.167; 2032-33: 58.427; 2033-34: 58.531; 2034-35: 58.653; 2035-36: 58.777; 2036-37: 58.906; 2037-38: 59.031; 2038-39: 59.164; 2039-40: 59.364; 2040-41: 59.534; 2041-42: 59.723; 2042-43: 59.935; 2043-44: 60.134; 2044-45: 60.343; 2045-46: 60.542; 2046-47: 60.742; 2047-48: 60.946; 2048-49: 61.142; 2049-50: 61.332
40FP | Unmeasured Household - Population | Input | 000's | 2 | 2019-20: 56.457; 2020-21: 54.69; 2021-22: 53.008; 2022-23: 51.313; 2023-24: 49.561; 2024-25: 47.765; 2025-26: 46.272; 2026-27: 44.747; 2027-28: 43.218; 2028-29: 41.674; 2029-30: 40.188; 2030-31: 38.742; 2031-32: 37.396; 2032-33: 36.133; 2033-34: 36.02; 2034-35: 35.921; 2035-36: 35.829; 2036-37: 35.745; 2037-38: 35.664; 2038-39: 35.592; 2039-40: 35.559; 2040-41: 35.515; 2041-42: 35.486; 2042-43: 35.471; 2043-44: 35.456; 2044-45: 35.449; 2045-46: 35.443; 2046-47: 35.441; 2047-48: 35.446; 2048-49: 35.452; 2049-50: 35.46
41FP | Total Resource Zone Population | sum (37FP:40FP) | 000's | 2 | 2019-20: 90.763; 2020-21: 91.667; 2021-22: 92.226; 2022-23: 93.347; 2023-24: 94.165; 2024-25: 94.843; 2025-26: 95.342; 2026-27: 95.677; 2027-28: 95.996; 2028-29: 96.283; 2029-30: 96.361; 2030-31: 96.369; 2031-32: 96.356; 2032-33: 96.401; 2033-34: 96.441; 2034-35: 96.502; 2035-36: 96.569; 2036-37: 96.655; 2037-38: 96.745; 2038-39: 96.839; 2039-40: 97.05; 2040-41: 97.215; 2041-42: 97.42; 2042-43: 97.66; 2043-44: 97.894; 2044-45: 98.139; 2045-46: 98.384; 2046-47: 98.633; 2047-48: 98.882; 2048-49: 99.118; 2049-50: 99.348
42FP | Average household occupancy rate (excl. voids) | (39FP + 40FP) / (34FP + 35FP) | h/prop | 1 | 2019-20: 2.1953; 2020-21: 2.1756; 2021-22: 2.1497; 2022-23: 2.146; 2023-24: 2.1395; 2024-25: 2.1305; 2025-26: 2.1207; 2026-27: 2.1105; 2027-28: 2.1011; 2028-29: 2.0917; 2029-30: 2.0818; 2030-31: 2.0706; 2031-32: 2.0616; 2032-33: 2.0543; 2033-34: 2.047; 2034-35: 2.0407; 2035-36: 2.0348; 2036-37: 2.0295; 2037-38: 2.0243; 2038-39: 2.0198; 2039-40: 2.0177; 2040-41: 2.0149; 2041-42: 2.0131; 2042-43: 2.0122; 2043-44: 2.0112; 2044-45: 2.0109; 2045-46: 2.0105; 2046-47: 2.0105; 2047-48: 2.0108; 2048-49: 2.0113; 2049-50: 2.0118
43FP | Total Household Metering penetration (excl. voids) | 34FP / (34FP + 35FP) | % | 1 | 2019-20: 42.79%; 2020-21: 45.57%; 2021-22: 48.08%; 2022-23: 50.41%; 2023-24: 52.6%; 2024-25: 54.73%; 2025-26: 56.46%; 2026-27: 58.03%; 2027-28: 59.53%; 2028-29: 60.95%; 2029-30: 62.24%; 2030-31: 63.63%; 2031-32: 64.91%; 2032-33: 66.13%; 2033-34: 67.3%; 2034-35: 68.42%; 2035-36: 69.49%; 2036-37: 70.51%; 2037-38: 71.49%; 2038-39: 72.42%; 2039-40: 73.32%; 2040-41: 74.17%; 2041-42: 74.99%; 2042-43: 75.77%; 2043-44: 76.52%; 2044-45: 77.24%; 2045-46: 77.77%; 2046-47: 77.81%; 2047-48: 77.86%; 2048-49: 77.9%; 2049-50: 77.94%
44FP | Total Household Metering penetration (incl. voids) | (34FP) / (34FP + 34.7FP + 35FP + 35.1FP) | % | 1 | 2019-20: 40.79%; 2020-21: 43.45%; 2021-22: 45.86%; 2022-23: 48.09%; 2023-24: 50.19%; 2024-25: 52.22%; 2025-26: 53.87%; 2026-27: 55.37%; 2027-28: 56.8%; 2028-29: 58.16%; 2029-30: 59.4%; 2030-31: 60.73%; 2031-32: 61.95%; 2032-33: 63.12%; 2033-34: 64.24%; 2034-35: 65.3%; 2035-36: 66.32%; 2036-37: 67.3%; 2037-38: 68.23%; 2038-39: 69.12%; 2039-40: 69.97%; 2040-41: 70.79%; 2041-42: 71.57%; 2042-43: 72.32%; 2043-44: 73.03%; 2044-45: 73.71%; 2045-46: 74.22%; 2046-47: 74.27%; 2047-48: 74.31%; 2048-49: 74.35%; 2049-50: 74.39%
45FP | Distribution input | sum (12FP:15FP) + 21FP + 22FP + 27FP + 28FP | Ml/d | 2 | 2019-20: 29.07; 2020-21: 29.03; 2021-22: 28.99; 2022-23: 28.99; 2023-24: 28.95; 2024-25: 28.89; 2025-26: 28.79; 2026-27: 28.63; 2027-28: 28.46; 2028-29: 28.22; 2029-30: 27.95; 2030-31: 27.77; 2031-32: 27.6; 2032-33: 27.5; 2033-34: 27.43; 2034-35: 27.3; 2035-36: 27.18; 2036-37: 27.05; 2037-38: 26.94; 2038-39: 26.83; 2039-40: 26.71; 2040-41: 26.6; 2041-42: 26.49; 2042-43: 26.38; 2043-44: 26.27; 2044-45: 26.24; 2045-46: 26.2; 2046-47: 26.16; 2047-48: 26.14; 2048-49: 26.1; 2049-50: 26.05
46FP | Target headroom (climate change component) | Input | Ml/d | 2 | 2019-20: 0.00063719; 2020-21: 0.00063719; 2021-22: 0.00063719; 2022-23: 0.00063719; 2023-24: 0.00063719; 2024-25: 0.00063719; 2025-26: 0.00063719; 2026-27: 0.0024496; 2027-28: 0.00011049; 2028-29: 0.0060456; 2029-30: 0.0020786; 2030-31: 0.0042057; 2031-32: 0.0038256; 2032-33: 0.0043009; 2033-34: 0.0034938; 2034-35: 0.0073051; 2035-36: 0.0060522; 2036-37: 0.0071429; 2037-38: 0.0095535; 2038-39: 0.010279; 2039-40: 0; 2040-41: 0; 2041-42: 0; 2042-43: 0; 2043-44: 0; 2044-45: 0; 2045-46: 0; 2046-47: 0; 2047-48: 0; 2048-49: 0; 2049-50: 0
47FP | Target headroom (All other components) | Input | Ml/d | 2 | 2019-20: 1.338; 2020-21: 1.338; 2021-22: 1.338; 2022-23: 1.338; 2023-24: 1.338; 2024-25: 1.338; 2025-26: 1.338; 2026-27: 1.3334; 2027-28: 1.2916; 2028-29: 1.2594; 2029-30: 1.4467; 2030-31: 1.468; 2031-32: 1.4916; 2032-33: 1.5112; 2033-34: 1.5091; 2034-35: 1.5635; 2035-36: 1.1768; 2036-37: 1.0105; 2037-38: 1.0421; 2038-39: 1.0787; 2039-40: 0.75336; 2040-41: 0.77119; 2041-42: 0.80402; 2042-43: 0.8308; 2043-44: 0.84075; 2044-45: 0.82553; 2045-46: 0.66401; 2046-47: 0.6589; 2047-48: 0.64777; 2048-49: 0.63082; 2049-50: 0.60817
48FP | Target Headroom | 46FP + 47FP | Ml/d | 2 | 2019-20: 1.3386; 2020-21: 1.3386; 2021-22: 1.3386; 2022-23: 1.3386; 2023-24: 1.3386; 2024-25: 1.3386; 2025-26: 1.3386; 2026-27: 1.3358; 2027-28: 1.2917; 2028-29: 1.2655; 2029-30: 1.4488; 2030-31: 1.4722; 2031-32: 1.4954; 2032-33: 1.5155; 2033-34: 1.5126; 2034-35: 1.5708; 2035-36: 1.1829; 2036-37: 1.0177; 2037-38: 1.0517; 2038-39: 1.089; 2039-40: 0.75336; 2040-41: 0.77119; 2041-42: 0.80402; 2042-43: 0.8308; 2043-44: 0.84075; 2044-45: 0.82553; 2045-46: 0.66401; 2046-47: 0.6589; 2047-48: 0.64777; 2048-49: 0.63082; 2049-50: 0.60817
49FP | Available Headroom | 11FP - 45FP | Ml/d | 2 | 2019-20: 9.04; 2020-21: 9.08; 2021-22: 9.12; 2022-23: 9.12; 2023-24: 9.16; 2024-25: 9.22; 2025-26: 9.32; 2026-27: 9.48; 2027-28: 9.65; 2028-29: 9.89; 2029-30: 10.16; 2030-31: 2.9; 2031-32: 3.07; 2032-33: 3.17; 2033-34: 3.24; 2034-35: 3.37; 2035-36: 3.53; 2036-37: 3.66; 2037-38: 3.77; 2038-39: 3.88; 2039-40: 4; 2040-41: 4.11; 2041-42: 4.22; 2042-43: 4.33; 2043-44: 4.44; 2044-45: 4.47; 2045-46: 4.51; 2046-47: 4.55; 2047-48: 4.57; 2048-49: 4.61; 2049-50: 4.66
49.1FP | Available non-potable balance (if applicable) | 1.1FP - 12.1FP | Ml/d | 2 | 2019-20: 0; 2020-21: 0; 2021-22: 0; 2022-23: 0; 2023-24: 0; 2024-25: 0; 2025-26: 0; 2026-27: 0; 2027-28: 0; 2028-29: 0; 2029-30: 0; 2030-31: 0; 2031-32: 0; 2032-33: 0; 2033-34: 0; 2034-35: 0; 2035-36: 0; 2036-37: 0; 2037-38: 0; 2038-39: 0; 2039-40: 0; 2040-41: 0; 2041-42: 0; 2042-43: 0; 2043-44: 0; 2044-45: 0; 2045-46: 0; 2046-47: 0; 2047-48: 0; 2048-49: 0; 2049-50: 0
50FP | Supply Demand Balance | 49FP - 48FP | Ml/d | 2 | 2019-20: 7.7014; 2020-21: 7.7414; 2021-22: 7.7814; 2022-23: 7.7814; 2023-24: 7.8214; 2024-25: 7.8814; 2025-26: 7.9814; 2026-27: 8.1442; 2027-28: 8.3583; 2028-29: 8.6245; 2029-30: 8.7112; 2030-31: 1.4278; 2031-32: 1.5746; 2032-33: 1.6545; 2033-34: 1.7274; 2034-35: 1.7992; 2035-36: 2.3471; 2036-37: 2.6423; 2037-38: 2.7183; 2038-39: 2.791; 2039-40: 3.2466; 2040-41: 3.3388; 2041-42: 3.416; 2042-43: 3.4992; 2043-44: 3.5993; 2044-45: 3.6445; 2045-46: 3.846; 2046-47: 3.8911; 2047-48: 3.9222; 2048-49: 3.9792; 2049-50: 4.0518
Water Company | Anglian Water | Version | V3.1
WRZ | AWSHPL | Planning Scenario | DYCP
Table 3d: DYCP - Baseline | Back to top of sheet
WRMP24 reference | Component | Derivation | Unit | Decimal places | 2019-20 | 2020-21 | 2021-22 | 2022-23 | 2023-24 | 2024-25 | 2025-26 | 2026-27 | 2027-28 | 2028-29 | 2029-30 | 2030-31 | 2031-32 | 2032-33 | 2033-34 | 2034-35 | 2035-36 | 2036-37 | 2037-38 | 2038-39 | 2039-40 | 2040-41 | 2041-42 | 2042-43 | 2043-44 | 2044-45 | 2045-46 | 2046-47 | 2047-48 | 2048-49 | 2049-50 | 2050-51 | 2051-52 | 2052-53 | 2053-54 | 2054-55 | 2055-56 | 2056-57 | 2057-58 | 2058-59 | 2059-60 | 2060-61 | 2061-62 | 2062-63 | 2063-64 | 2064-65 | 2065-66 | 2066-67 | 2067-68 | 2068-69 | 2069-70 | 2070-71 | 2071-72 | 2072-73 | 2073-74 | 2074-75 | 2075-76 | 2076-77 | 2077-78 | 2078-79 | 2079-80 | 2080-81 | 2081-82 | 2082-83 | 2083-84 | 2084-85 | 2085-86 | 2086-87 | 2087-88 | 2088-89 | 2089-90 | 2090-91 | 2091-92 | 2092-93 | 2093-94 | 2094-95 | 2095-96 | 2096-97 | 2097-98 | 2098-99 | 2099-100
1BL | Raw water abstracted | Input | Ml/d | 2 | 2019-20: 0; 2020-21: 0; 2021-22: 0; 2022-23: 0; 2023-24: 0; 2024-25: 0; 2025-26: 0; 2026-27: 0; 2027-28: 0; 2028-29: 0; 2029-30: 0; 2030-31: 0; 2031-32: 0; 2032-33: 0; 2033-34: 0; 2034-35: 0; 2035-36: 0; 2036-37: 0; 2037-38: 0; 2038-39: 0; 2039-40: 0; 2040-41: 0; 2041-42: 0; 2042-43: 0; 2043-44: 0; 2044-45: 0; 2045-46: 0; 2046-47: 0; 2047-48: 0; 2048-49: 0; 2049-50: 0
1.1BL | Non-potable water supplies | Input | Ml/d | 2 | 2019-20: 0; 2020-21: 0; 2021-22: 0; 2022-23: 0; 2023-24: 0; 2024-25: 0; 2025-26: 0; 2026-27: 0; 2027-28: 0; 2028-29: 0; 2029-30: 0; 2030-31: 0; 2031-32: 0; 2032-33: 0; 2033-34: 0; 2034-35: 0; 2035-36: 0; 2036-37: 0; 2037-38: 0; 2038-39: 0; 2039-40: 0; 2040-41: 0; 2041-42: 0; 2042-43: 0; 2043-44: 0; 2044-45: 0; 2045-46: 0; 2046-47: 0; 2047-48: 0; 2048-49: 0; 2049-50: 0
2BL | Raw water imported | Input | Ml/d | 2 | 2019-20: 0; 2020-21: 0; 2021-22: 0; 2022-23: 0; 2023-24: 0; 2024-25: 0; 2025-26: 0; 2026-27: 0; 2027-28: 0; 2028-29: 0; 2029-30: 0; 2030-31: 0; 2031-32: 0; 2032-33: 0; 2033-34: 0; 2034-35: 0; 2035-36: 0; 2036-37: 0; 2037-38: 0; 2038-39: 0; 2039-40: 0; 2040-41: 0; 2041-42: 0; 2042-43: 0; 2043-44: 0; 2044-45: 0; 2045-46: 0; 2046-47: 0; 2047-48: 0; 2048-49: 0; 2049-50: 0
3BL | Potable water imported | Input | Ml/d | 2 | 2019-20: 0; 2020-21: 0; 2021-22: 0; 2022-23: 0; 2023-24: 0; 2024-25: 0; 2025-26: 0; 2026-27: 0; 2027-28: 0; 2028-29: 0; 2029-30: 0; 2030-31: 0; 2031-32: 0; 2032-33: 0; 2033-34: 0; 2034-35: 0; 2035-36: 0; 2036-37: 0; 2037-38: 0; 2038-39: 0; 2039-40: 0; 2040-41: 0; 2041-42: 0; 2042-43: 0; 2043-44: 0; 2044-45: 0; 2045-46: 0; 2046-47: 0; 2047-48: 0; 2048-49: 0; 2049-50: 0
4BL | Raw water exported enter as -ve | Input | Ml/d | 2 | 2019-20: 0; 2020-21: 0; 2021-22: 0; 2022-23: 0; 2023-24: 0; 2024-25: 0; 2025-26: 0; 2026-27: 0; 2027-28: 0; 2028-29: 0; 2029-30: 0; 2030-31: 0; 2031-32: 0; 2032-33: 0; 2033-34: 0; 2034-35: 0; 2035-36: 0; 2036-37: 0; 2037-38: 0; 2038-39: 0; 2039-40: 0; 2040-41: 0; 2041-42: 0; 2042-43: 0; 2043-44: 0; 2044-45: 0; 2045-46: 0; 2046-47: 0; 2047-48: 0; 2048-49: 0; 2049-50: 0
5BL | Potable water exported enter as -ve | Input | Ml/d | 2 | 2019-20: 0; 2020-21: 0; 2021-22: 0; 2022-23: 0; 2023-24: 0; 2024-25: 0; 2025-26: 0; 2026-27: 0; 2027-28: 0; 2028-29: 0; 2029-30: 0; 2030-31: 0; 2031-32: 0; 2032-33: 0; 2033-34: 0; 2034-35: 0; 2035-36: 0; 2036-37: 0; 2037-38: 0; 2038-39: 0; 2039-40: 0; 2040-41: 0; 2041-42: 0; 2042-43: 0; 2043-44: 0; 2044-45: 0; 2045-46: 0; 2046-47: 0; 2047-48: 0; 2048-49: 0; 2049-50: 0
6BL | Deployable Output before forecast changes | Input | Ml/d | 2 | 2019-20: 47.25; 2020-21: 47.25; 2021-22: 47.25; 2022-23: 47.25; 2023-24: 47.25; 2024-25: 47.25; 2025-26: 47.25; 2026-27: 47.25; 2027-28: 47.25; 2028-29: 47.25; 2029-30: 47.25; 2030-31: 47.25; 2031-32: 47.25; 2032-33: 47.25; 2033-34: 47.25; 2034-35: 47.25; 2035-36: 47.25; 2036-37: 47.25; 2037-38: 47.25; 2038-39: 47.25; 2039-40: 47.25; 2040-41: 47.25; 2041-42: 47.25; 2042-43: 47.25; 2043-44: 47.25; 2044-45: 47.25; 2045-46: 47.25; 2046-47: 47.25; 2047-48: 47.25; 2048-49: 47.25; 2049-50: 47.25
6.1BL | Deployable Output post forecast changes | 6BL + 7BL | Ml/d | 2 | 2019-20: 47.25; 2020-21: 47.25; 2021-22: 47.25; 2022-23: 47.25; 2023-24: 47.25; 2024-25: 47.25; 2025-26: 47.25; 2026-27: 47.25; 2027-28: 47.25; 2028-29: 47.25; 2029-30: 47.25; 2030-31: 47.25; 2031-32: 47.25; 2032-33: 47.25; 2033-34: 47.25; 2034-35: 47.25; 2035-36: 47.25; 2036-37: 47.25; 2037-38: 47.25; 2038-39: 47.25; 2039-40: 47.25; 2040-41: 47.25; 2041-42: 47.25; 2042-43: 47.25; 2043-44: 47.25; 2044-45: 47.25; 2045-46: 47.25; 2046-47: 47.25; 2047-48: 47.25; 2048-49: 47.25; 2049-50: 47.25
7BL | Baseline forecast changes to Deployable Output | sum (7.1BL:7.6BL) | Ml/d | 2 | 2019-20: 0; 2020-21: 0; 2021-22: 0; 2022-23: 0; 2023-24: 0; 2024-25: 0; 2025-26: 0; 2026-27: 0; 2027-28: 0; 2028-29: 0; 2029-30: 0; 2030-31: 0; 2031-32: 0; 2032-33: 0; 2033-34: 0; 2034-35: 0; 2035-36: 0; 2036-37: 0; 2037-38: 0; 2038-39: 0; 2039-40: 0; 2040-41: 0; 2041-42: 0; 2042-43: 0; 2043-44: 0; 2044-45: 0; 2045-46: 0; 2046-47: 0; 2047-48: 0; 2048-49: 0; 2049-50: 0
7.1BL | Change in DO due to climate change | Input | Ml/d | 2 | 2019-20: 0; 2020-21: 0; 2021-22: 0; 2022-23: 0; 2023-24: 0; 2024-25: 0; 2025-26: 0; 2026-27: 0; 2027-28: 0; 2028-29: 0; 2029-30: 0; 2030-31: 0; 2031-32: 0; 2032-33: 0; 2033-34: 0; 2034-35: 0; 2035-36: 0; 2036-37: 0; 2037-38: 0; 2038-39: 0; 2039-40: 0; 2040-41: 0; 2041-42: 0; 2042-43: 0; 2043-44: 0; 2044-45: 0; 2045-46: 0; 2046-47: 0; 2047-48: 0; 2048-49: 0; 2049-50: 0
7.2BL | Total confirmed DO reductions to restore sustainable abstraction enter as -ve | Input | Ml/d | 2 | 2019-20: 0; 2020-21: 0; 2021-22: 0; 2022-23: 0; 2023-24: 0; 2024-25: 0; 2025-26: 0; 2026-27: 0; 2027-28: 0; 2028-29: 0; 2029-30: 0; 2030-31: 0; 2031-32: 0; 2032-33: 0; 2033-34: 0; 2034-35: 0; 2035-36: 0; 2036-37: 0; 2037-38: 0; 2038-39: 0; 2039-40: 0; 2040-41: 0; 2041-42: 0; 2042-43: 0; 2043-44: 0; 2044-45: 0; 2045-46: 0; 2046-47: 0; 2047-48: 0; 2048-49: 0; 2049-50: 0
7.3BL | Total expected DO reductions to restore sustainable abstraction (Environmental Destination) (excl. any confirmed reductions) enter as -ve | Input | Ml/d | 2 | 2019-20: 0; 2020-21: 0; 2021-22: 0; 2022-23: 0; 2023-24: 0; 2024-25: 0; 2025-26: 0; 2026-27: 0; 2027-28: 0; 2028-29: 0; 2029-30: 0; 2030-31: 0; 2031-32: 0; 2032-33: 0; 2033-34: 0; 2034-35: 0; 2035-36: 0; 2036-37: 0; 2037-38: 0; 2038-39: 0; 2039-40: 0; 2040-41: 0; 2041-42: 0; 2042-43: 0; 2043-44: 0; 2044-45: 0; 2045-46: 0; 2046-47: 0; 2047-48: 0; 2048-49: 0; 2049-50: 0
7.4BL | Change in DO from prolonged Outage reduction enter as -ve | Input | Ml/d | 2 | 2019-20: 0; 2020-21: 0; 2021-22: 0; 2022-23: 0; 2023-24: 0; 2024-25: 0; 2025-26: 0; 2026-27: 0; 2027-28: 0; 2028-29: 0; 2029-30: 0; 2030-31: 0; 2031-32: 0; 2032-33: 0; 2033-34: 0; 2034-35: 0; 2035-36: 0; 2036-37: 0; 2037-38: 0; 2038-39: 0; 2039-40: 0; 2040-41: 0; 2041-42: 0; 2042-43: 0; 2043-44: 0; 2044-45: 0; 2045-46: 0; 2046-47: 0; 2047-48: 0; 2048-49: 0; 2049-50: 0
7.5BL | Change in DO from drought measures | Zero for baseline | Ml/d | 2 | 2019-20: 0; 2020-21: 0; 2021-22: 0; 2022-23: 0; 2023-24: 0; 2024-25: 0; 2025-26: 0; 2026-27: 0; 2027-28: 0; 2028-29: 0; 2029-30: 0; 2030-31: 0; 2031-32: 0; 2032-33: 0; 2033-34: 0; 2034-35: 0; 2035-36: 0; 2036-37: 0; 2037-38: 0; 2038-39: 0; 2039-40: 0; 2040-41: 0; 2041-42: 0; 2042-43: 0; 2043-44: 0; 2044-45: 0; 2045-46: 0; 2046-47: 0; 2047-48: 0; 2048-49: 0; 2049-50: 0
7.6BL | Total other changes to DO (specify e.g. Nitrates) | Input | Ml/d | 2 | 2019-20: 0; 2020-21: 0; 2021-22: 0; 2022-23: 0; 2023-24: 0; 2024-25: 0; 2025-26: 0; 2026-27: 0; 2027-28: 0; 2028-29: 0; 2029-30: 0; 2030-31: 0; 2031-32: 0; 2032-33: 0; 2033-34: 0; 2034-35: 0; 2035-36: 0; 2036-37: 0; 2037-38: 0; 2038-39: 0; 2039-40: 0; 2040-41: 0; 2041-42: 0; 2042-43: 0; 2043-44: 0; 2044-45: 0; 2045-46: 0; 2046-47: 0; 2047-48: 0; 2048-49: 0; 2049-50: 0
8BL | Raw water losses, treatment works losses and operational use | Input | Ml/d | 2 | 2019-20: 2.25; 2020-21: 2.25; 2021-22: 2.25; 2022-23: 2.25; 2023-24: 2.25; 2024-25: 2.25; 2025-26: 2.25; 2026-27: 2.25; 2027-28: 2.25; 2028-29: 2.25; 2029-30: 2.25; 2030-31: 2.25; 2031-32: 2.25; 2032-33: 2.25; 2033-34: 2.25; 2034-35: 2.25; 2035-36: 2.25; 2036-37: 2.25; 2037-38: 2.25; 2038-39: 2.25; 2039-40: 2.25; 2040-41: 2.25; 2041-42: 2.25; 2042-43: 2.25; 2043-44: 2.25; 2044-45: 2.25; 2045-46: 2.25; 2046-47: 2.25; 2047-48: 2.25; 2048-49: 2.25; 2049-50: 2.25
9BL | Total Outage Allowance | Input | Ml/d | 2 | 2019-20: 0.29; 2020-21: 0.29; 2021-22: 0.29; 2022-23: 0.29; 2023-24: 0.29; 2024-25: 0.29; 2025-26: 0.29; 2026-27: 0.29; 2027-28: 0.29; 2028-29: 0.29; 2029-30: 0.29; 2030-31: 0.29; 2031-32: 0.29; 2032-33: 0.29; 2033-34: 0.29; 2034-35: 0.29; 2035-36: 0.29; 2036-37: 0.29; 2037-38: 0.29; 2038-39: 0.29; 2039-40: 0.29; 2040-41: 0.29; 2041-42: 0.29; 2042-43: 0.29; 2043-44: 0.29; 2044-45: 0.29; 2045-46: 0.29; 2046-47: 0.29; 2047-48: 0.29; 2048-49: 0.29; 2049-50: 0.29
10BL | Water Available For Use (own sources) | (6BL + 7BL) - (8BL + 9BL) | Ml/d | 2 | 2019-20: 44.71; 2020-21: 44.71; 2021-22: 44.71; 2022-23: 44.71; 2023-24: 44.71; 2024-25: 44.71; 2025-26: 44.71; 2026-27: 44.71; 2027-28: 44.71; 2028-29: 44.71; 2029-30: 44.71; 2030-31: 44.71; 2031-32: 44.71; 2032-33: 44.71; 2033-34: 44.71; 2034-35: 44.71; 2035-36: 44.71; 2036-37: 44.71; 2037-38: 44.71; 2038-39: 44.71; 2039-40: 44.71; 2040-41: 44.71; 2041-42: 44.71; 2042-43: 44.71; 2043-44: 44.71; 2044-45: 44.71; 2045-46: 44.71; 2046-47: 44.71; 2047-48: 44.71; 2048-49: 44.71; 2049-50: 44.71
11BL | Total Water Available For Use | 10BL + sum (2BL:5BL) | Ml/d | 2 | 2019-20: 44.71; 2020-21: 44.71; 2021-22: 44.71; 2022-23: 44.71; 2023-24: 44.71; 2024-25: 44.71; 2025-26: 44.71; 2026-27: 44.71; 2027-28: 44.71; 2028-29: 44.71; 2029-30: 44.71; 2030-31: 44.71; 2031-32: 44.71; 2032-33: 44.71; 2033-34: 44.71; 2034-35: 44.71; 2035-36: 44.71; 2036-37: 44.71; 2037-38: 44.71; 2038-39: 44.71; 2039-40: 44.71; 2040-41: 44.71; 2041-42: 44.71; 2042-43: 44.71; 2043-44: 44.71; 2044-45: 44.71; 2045-46: 44.71; 2046-47: 44.71; 2047-48: 44.71; 2048-49: 44.71; 2049-50: 44.71
12BL | Water delivered measured non-household | Input Note - consumption & uspl | Ml/d | 2 | 2019-20: 11.64; 2020-21: 11.64; 2021-22: 11.64; 2022-23: 11.64; 2023-24: 11.64; 2024-25: 11.64; 2025-26: 11.64; 2026-27: 11.64; 2027-28: 11.64; 2028-29: 11.64; 2029-30: 11.64; 2030-31: 11.64; 2031-32: 11.64; 2032-33: 11.64; 2033-34: 11.64; 2034-35: 11.64; 2035-36: 11.64; 2036-37: 11.64; 2037-38: 11.64; 2038-39: 11.64; 2039-40: 11.64; 2040-41: 11.64; 2041-42: 11.64; 2042-43: 11.64; 2043-44: 11.64; 2044-45: 11.64; 2045-46: 11.64; 2046-47: 11.64; 2047-48: 11.64; 2048-49: 11.64; 2049-50: 11.64
12.1BL | Non-potable water consumption | Input | Ml/d | 2 | 2019-20: 0; 2020-21: 0; 2021-22: 0; 2022-23: 0; 2023-24: 0; 2024-25: 0; 2025-26: 0; 2026-27: 0; 2027-28: 0; 2028-29: 0; 2029-30: 0; 2030-31: 0; 2031-32: 0; 2032-33: 0; 2033-34: 0; 2034-35: 0; 2035-36: 0; 2036-37: 0; 2037-38: 0; 2038-39: 0; 2039-40: 0; 2040-41: 0; 2041-42: 0; 2042-43: 0; 2043-44: 0; 2044-45: 0; 2045-46: 0; 2046-47: 0; 2047-48: 0; 2048-49: 0; 2049-50: 0
13BL | Water delivered unmeasured non-household | Input Note - consumption & uspl | Ml/d | 2 | 2019-20: 0.05; 2020-21: 0.05; 2021-22: 0.05; 2022-23: 0.05; 2023-24: 0.05; 2024-25: 0.05; 2025-26: 0.05; 2026-27: 0.05; 2027-28: 0.05; 2028-29: 0.05; 2029-30: 0.05; 2030-31: 0.05; 2031-32: 0.05; 2032-33: 0.05; 2033-34: 0.05; 2034-35: 0.05; 2035-36: 0.05; 2036-37: 0.05; 2037-38: 0.05; 2038-39: 0.05; 2039-40: 0.05; 2040-41: 0.05; 2041-42: 0.05; 2042-43: 0.05; 2043-44: 0.05; 2044-45: 0.05; 2045-46: 0.05; 2046-47: 0.05; 2047-48: 0.05; 2048-49: 0.05; 2049-50: 0.05
14BL | Water delivered measured household | Input Note - consumption & uspl | Ml/d | 2 | 2019-20: 6.58; 2020-21: 6.99; 2021-22: 7.33; 2022-23: 7.77; 2023-24: 8.17; 2024-25: 8.54; 2025-26: 8.85; 2026-27: 9.11; 2027-28: 9.37; 2028-29: 9.62; 2029-30: 9.81; 2030-31: 10.03; 2031-32: 10.23; 2032-33: 10.43; 2033-34: 10.63; 2034-35: 10.82; 2035-36: 11; 2036-37: 11.18; 2037-38: 11.36; 2038-39: 11.53; 2039-40: 11.72; 2040-41: 11.88; 2041-42: 12.05; 2042-43: 12.22; 2043-44: 12.38; 2044-45: 12.54; 2045-46: 12.67; 2046-47: 12.72; 2047-48: 12.76; 2048-49: 12.81; 2049-50: 12.86
15BL | Water delivered unmeasured household | Input Note - consumption & uspl | Ml/d | 2 | 2019-20: 11.15; 2020-21: 10.78; 2021-22: 10.43; 2022-23: 10.08; 2023-24: 9.71; 2024-25: 9.34; 2025-26: 9.02; 2026-27: 8.72; 2027-28: 8.44; 2028-29: 8.16; 2029-30: 7.9; 2030-31: 7.62; 2031-32: 7.37; 2032-33: 7.14; 2033-34: 6.91; 2034-35: 6.7; 2035-36: 6.5; 2036-37: 6.3; 2037-38: 6.11; 2038-39: 5.94; 2039-40: 5.77; 2040-41: 5.61; 2041-42: 5.46; 2042-43: 5.32; 2043-44: 5.18; 2044-45: 5.05; 2045-46: 4.95; 2046-47: 4.96; 2047-48: 4.96; 2048-49: 4.97; 2049-50: 4.97
16BL | Percentage of consumption driven by climate change | Input | % | 1 | 2019-20: 0%; 2020-21: 0%; 2021-22: 0%; 2022-23: 0.1%; 2023-24: 0.1%; 2024-25: 0.1%; 2025-26: 0.1%; 2026-27: 0.1%; 2027-28: 0.1%; 2028-29: 0.2%; 2029-30: 0.2%; 2030-31: 0.2%; 2031-32: 0.2%; 2032-33: 0.3%; 2033-34: 0.3%; 2034-35: 0.3%; 2035-36: 0.4%; 2036-37: 0.4%; 2037-38: 0.4%; 2038-39: 0.5%; 2039-40: 0.5%; 2040-41: 0.6%; 2041-42: 0.6%; 2042-43: 0.6%; 2043-44: 0.7%; 2044-45: 0.7%; 2045-46: 0.8%; 2046-47: 0.8%; 2047-48: 0.8%; 2048-49: 0.8%; 2049-50: 0.9%
17BL | Volume of consumption driven by climate change | 16BL * (12BL + sum(13BL:15BL) - sum (23BL:26BL)) | Ml/d | 2 | 2019-20: 0; 2020-21: 0; 2021-22: 0; 2022-23: 0.02834; 2023-24: 0.02838; 2024-25: 0.02839; 2025-26: 0.02838; 2026-27: 0.02835; 2027-28: 0.02833; 2028-29: 0.05662; 2029-30: 0.0565; 2030-31: 0.05638; 2031-32: 0.0563; 2032-33: 0.08442; 2033-34: 0.08433; 2034-35: 0.0843; 2035-36: 0.11232; 2036-37: 0.11228; 2037-38: 0.11228; 2038-39: 0.1404; 2039-40: 0.1405; 2040-41: 0.16866; 2041-42: 0.16878; 2042-43: 0.16902; 2043-44: 0.19733; 2044-45: 0.19761; 2045-46: 0.22608; 2046-47: 0.22656; 2047-48: 0.22688; 2048-49: 0.22728; 2049-50: 0.25614
18BL | Measured Household - PCC | ((14BL - 25BL) * 1,000,000) / (39BL *1,000) | l/h/d | 1 | 2019-20: 193.6743; 2020-21: 190.2021; 2021-22: 187.422; 2022-23: 184.8968; 2023-24: 182.7609; 2024-25: 180.5745; 2025-26: 179.1171; 2026-27: 177.6351; 2027-28: 176.4833; 2028-29: 175.6927; 2029-30: 174.653; 2030-31: 173.8249; 2031-32: 173.3081; 2032-33: 172.8617; 2033-34: 172.4343; 2034-35: 172.1067; 2035-36: 171.7545; 2036-37: 171.5139; 2037-38: 171.4006; 2038-39: 171.2126; 2039-40: 171.2449; 2040-41: 170.9917; 2041-42: 170.9198; 2042-43: 170.865; 2043-44: 170.7659; 2044-45: 170.8536; 2045-46: 170.8496; 2046-47: 171.0727; 2047-48: 171.1395; 2048-49: 171.3677; 2049-50: 171.6042
19BL | Unmeasured Household - PCC | ((15BL - 26BL) * 1,000,000) / (40BL *1,000) | l/h/d | 1 | 2019-20: 180.1371; 2020-21: 179.7404; 2021-22: 179.4069; 2022-23: 179.0969; 2023-24: 178.5678; 2024-25: 178.1639; 2025-26: 177.4291; 2026-27: 177.1254; 2027-28: 176.763; 2028-29: 176.1675; 2029-30: 175.8554; 2030-31: 175.6256; 2031-32: 175.7151; 2032-33: 176.239; 2033-34: 176.256; 2034-35: 176.5422; 2035-36: 176.578; 2036-37: 176.6468; 2037-38: 176.7966; 2038-39: 177.3341; 2039-40: 177.1587; 2040-41: 177.5148; 2041-42: 177.6123; 2042-43: 178.1704; 2043-44: 178.1998; 2044-45: 178.3771; 2045-46: 178.4298; 2046-47: 178.8334; 2047-48: 178.8051; 2048-49: 179.1731; 2049-50: 179.1376
20BL | Average Household - PCC | (((14BL - 25BL) + (15BL - 26BL)) * 1,000,000) / ((39BL + 40BL) *1,000) | l/h/d | 1 | 2019-20: 185.1105; 2020-21: 183.8537; 2021-22: 182.7365; 2022-23: 181.6537; 2023-24: 180.5159; 2024-25: 179.3395; 2025-26: 178.2837; 2026-27: 177.3921; 2027-28: 176.6121; 2028-29: 175.9041; 2029-30: 175.1717; 2030-31: 174.5747; 2031-32: 174.2772; 2032-33: 174.177; 2033-34: 173.8744; 2034-35: 173.7246; 2035-36: 173.4581; 2036-37: 173.2699; 2037-38: 173.1894; 2038-39: 173.1798; 2039-40: 173.0877; 2040-41: 172.9634; 2041-42: 172.8828; 2042-43: 172.9451; 2043-44: 172.8214; 2044-45: 172.8746; 2045-46: 172.8413; 2046-47: 173.1075; 2047-48: 173.1454; 2048-49: 173.4062; 2049-50: 173.5681
21BL | Water taken unbilled | Input | Ml/d | 2 | 2019-20: 0.23; 2020-21: 0.23; 2021-22: 0.23; 2022-23: 0.23; 2023-24: 0.24; 2024-25: 0.23; 2025-26: 0.23; 2026-27: 0.23; 2027-28: 0.23; 2028-29: 0.23; 2029-30: 0.23; 2030-31: 0.23; 2031-32: 0.22; 2032-33: 0.23; 2033-34: 0.22; 2034-35: 0.23; 2035-36: 0.24; 2036-37: 0.23; 2037-38: 0.23; 2038-39: 0.23; 2039-40: 0.24; 2040-41: 0.22; 2041-42: 0.22; 2042-43: 0.22; 2043-44: 0.22; 2044-45: 0.22; 2045-46: 0.22; 2046-47: 0.22; 2047-48: 0.22; 2048-49: 0.22; 2049-50: 0.22
22BL | Distribution system operational use | Input | Ml/d | 2 | 2019-20: 1.71; 2020-21: 1.71; 2021-22: 1.71; 2022-23: 1.71; 2023-24: 1.71; 2024-25: 1.71; 2025-26: 1.71; 2026-27: 1.71; 2027-28: 1.71; 2028-29: 1.71; 2029-30: 1.71; 2030-31: 1.71; 2031-32: 1.71; 2032-33: 1.71; 2033-34: 1.71; 2034-35: 1.71; 2035-36: 1.71; 2036-37: 1.71; 2037-38: 1.71; 2038-39: 1.71; 2039-40: 1.71; 2040-41: 1.71; 2041-42: 1.71; 2042-43: 1.71; 2043-44: 1.71; 2044-45: 1.71; 2045-46: 1.71; 2046-47: 1.71; 2047-48: 1.71; 2048-49: 1.71; 2049-50: 1.71
23BL | Measured Non Household - USPL | Input | Ml/d | 2 | 2019-20: 0.01; 2020-21: 0.01; 2021-22: 0.01; 2022-23: 0.01; 2023-24: 0.01; 2024-25: 0.01; 2025-26: 0.01; 2026-27: 0.01; 2027-28: 0.01; 2028-29: 0.01; 2029-30: 0.01; 2030-31: 0.01; 2031-32: 0.01; 2032-33: 0.01; 2033-34: 0.01; 2034-35: 0.01; 2035-36: 0.01; 2036-37: 0.01; 2037-38: 0.01; 2038-39: 0.01; 2039-40: 0.01; 2040-41: 0.01; 2041-42: 0.01; 2042-43: 0.01; 2043-44: 0.01; 2044-45: 0.01; 2045-46: 0.01; 2046-47: 0.01; 2047-48: 0.01; 2048-49: 0.02; 2049-50: 0.02
24BL | Unmeasured Non Household - USPL | Input | Ml/d | 2 | 2019-20: 0.01; 2020-21: 0.01; 2021-22: 0.01; 2022-23: 0.01; 2023-24: 0.01; 2024-25: 0.01; 2025-26: 0.01; 2026-27: 0.01; 2027-28: 0.01; 2028-29: 0.01; 2029-30: 0.01; 2030-31: 0.01; 2031-32: 0.01; 2032-33: 0.01; 2033-34: 0.01; 2034-35: 0.01; 2035-36: 0.01; 2036-37: 0.01; 2037-38: 0.01; 2038-39: 0.01; 2039-40: 0.01; 2040-41: 0.01; 2041-42: 0.01; 2042-43: 0.01; 2043-44: 0.01; 2044-45: 0.01; 2045-46: 0.01; 2046-47: 0.01; 2047-48: 0.01; 2048-49: 0.01; 2049-50: 0.01
25BL | Measured Household - USPL | Input | Ml/d | 2 | 2019-20: 0.23; 2020-21: 0.25; 2021-22: 0.27; 2022-23: 0.29; 2023-24: 0.31; 2024-25: 0.33; 2025-26: 0.35; 2026-27: 0.37; 2027-28: 0.39; 2028-29: 0.4; 2029-30: 0.41; 2030-31: 0.43; 2031-32: 0.44; 2032-33: 0.45; 2033-34: 0.47; 2034-35: 0.48; 2035-36: 0.49; 2036-37: 0.5; 2037-38: 0.51; 2038-39: 0.52; 2039-40: 0.53; 2040-41: 0.54; 2041-42: 0.55; 2042-43: 0.56; 2043-44: 0.57; 2044-45: 0.57; 2045-46: 0.58; 2046-47: 0.58; 2047-48: 0.58; 2048-49: 0.58; 2049-50: 0.58
26BL | Unmeasured Household - USPL | Input | Ml/d | 2 | 2019-20: 0.98; 2020-21: 0.95; 2021-22: 0.92; 2022-23: 0.89; 2023-24: 0.86; 2024-25: 0.83; 2025-26: 0.81; 2026-27: 0.78; 2027-28: 0.76; 2028-29: 0.74; 2029-30: 0.72; 2030-31: 0.7; 2031-32: 0.68; 2032-33: 0.65; 2033-34: 0.63; 2034-35: 0.61; 2035-36: 0.6; 2036-37: 0.58; 2037-38: 0.56; 2038-39: 0.54; 2039-40: 0.53; 2040-41: 0.51; 2041-42: 0.5; 2042-43: 0.48; 2043-44: 0.47; 2044-45: 0.46; 2045-46: 0.45; 2046-47: 0.45; 2047-48: 0.45; 2048-49: 0.45; 2049-50: 0.45
27BL | Void Properties - USPL | Input | Ml/d | 2 | 2019-20: 0.11; 2020-21: 0.11; 2021-22: 0.11; 2022-23: 0.11; 2023-24: 0.11; 2024-25: 0.11; 2025-26: 0.11; 2026-27: 0.11; 2027-28: 0.11; 2028-29: 0.11; 2029-30: 0.11; 2030-31: 0.11; 2031-32: 0.12; 2032-33: 0.12; 2033-34: 0.12; 2034-35: 0.12; 2035-36: 0.12; 2036-37: 0.12; 2037-38: 0.12; 2038-39: 0.12; 2039-40: 0.12; 2040-41: 0.12; 2041-42: 0.12; 2042-43: 0.12; 2043-44: 0.12; 2044-45: 0.12; 2045-46: 0.12; 2046-47: 0.12; 2047-48: 0.12; 2048-49: 0.12; 2049-50: 0.12
28BL | Distribution losses | Input | Ml/d | 2 | 2019-20: 3.66; 2020-21: 3.58; 2021-22: 3.54; 2022-23: 3.47; 2023-24: 3.4; 2024-25: 3.33; 2025-26: 3.33; 2026-27: 3.33; 2027-28: 3.33; 2028-29: 3.33; 2029-30: 3.33; 2030-31: 3.33; 2031-32: 3.33; 2032-33: 3.33; 2033-34: 3.33; 2034-35: 3.33; 2035-36: 3.33; 2036-37: 3.33; 2037-38: 3.33; 2038-39: 3.33; 2039-40: 3.33; 2040-41: 3.33; 2041-42: 3.33; 2042-43: 3.33; 2043-44: 3.33; 2044-45: 3.33; 2045-46: 3.33; 2046-47: 3.33; 2047-48: 3.33; 2048-49: 3.33; 2049-50: 3.33
29BL | Total Leakage | sum (23BL:28BL) | Ml/d | 2 | 2019-20: 5; 2020-21: 4.91; 2021-22: 4.86; 2022-23: 4.78; 2023-24: 4.7; 2024-25: 4.62; 2025-26: 4.62; 2026-27: 4.61; 2027-28: 4.61; 2028-29: 4.6; 2029-30: 4.59; 2030-31: 4.59; 2031-32: 4.59; 2032-33: 4.57; 2033-34: 4.57; 2034-35: 4.56; 2035-36: 4.56; 2036-37: 4.55; 2037-38: 4.54; 2038-39: 4.53; 2039-40: 4.53; 2040-41: 4.52; 2041-42: 4.52; 2042-43: 4.51; 2043-44: 4.51; 2044-45: 4.5; 2045-46: 4.5; 2046-47: 4.5; 2047-48: 4.5; 2048-49: 4.51; 2049-50: 4.51
30BL | Leakage/property | (29BL * 1,000,000) / (36BL * 1,000) | l/prop/d | 2 | 2019-20: 111.6047; 2020-21: 107.6212; 2021-22: 104.6895; 2022-23: 101.5833; 2023-24: 98.7291; 2024-25: 95.9521; 2025-26: 95.0168; 2026-27: 94.0528; 2027-28: 93.335; 2028-29: 92.4512; 2029-30: 91.7505; 2030-31: 91.2688; 2031-32: 90.9145; 2032-33: 90.1843; 2033-34: 89.858; 2034-35: 89.3487; 2035-36: 89.0451; 2036-37: 88.5593; 2037-38: 88.0869; 2038-39: 87.6243; 2039-40: 87.3657; 2040-41: 86.9247; 2041-42: 86.6897; 2042-43: 86.2729; 2043-44: 86.0539; 2044-45: 85.6556; 2045-46: 85.4555; 2046-47: 85.2676; 2047-48: 85.0871; 2048-49: 85.1072; 2049-50: 84.9469
31BL | Measured Non Household - properties | Input | 000's | 2 | 2019-20: 2.147; 2020-21: 2.173; 2021-22: 2.196; 2022-23: 2.223; 2023-24: 2.246; 2024-25: 2.273; 2025-26: 2.294; 2026-27: 2.315; 2027-28: 2.336; 2028-29: 2.357; 2029-30: 2.377; 2030-31: 2.397; 2031-32: 2.417; 2032-33: 2.435; 2033-34: 2.453; 2034-35: 2.47; 2035-36: 2.487; 2036-37: 2.503; 2037-38: 2.518; 2038-39: 2.533; 2039-40: 2.548; 2040-41: 2.562; 2041-42: 2.575; 2042-43: 2.588; 2043-44: 2.601; 2044-45: 2.614; 2045-46: 2.626; 2046-47: 2.638; 2047-48: 2.65; 2048-49: 2.661; 2049-50: 2.672
32BL | Unmeasured Non Household - properties | Input | 000's | 2 | 2019-20: 0.009; 2020-21: 0.009; 2021-22: 0.009; 2022-23: 0.009; 2023-24: 0.009; 2024-25: 0.009; 2025-26: 0.009; 2026-27: 0.009; 2027-28: 0.009; 2028-29: 0.009; 2029-30: 0.01; 2030-31: 0.01; 2031-32: 0.01; 2032-33: 0.01; 2033-34: 0.01; 2034-35: 0.01; 2035-36: 0.01; 2036-37: 0.01; 2037-38: 0.01; 2038-39: 0.01; 2039-40: 0.01; 2040-41: 0.01; 2041-42: 0.01; 2042-43: 0.01; 2043-44: 0.01; 2044-45: 0.01; 2045-46: 0.011; 2046-47: 0.011; 2047-48: 0.011; 2048-49: 0.011; 2049-50: 0.011
33BL | All void non-households - properties | Input | 000's | 2 | 2019-20: 0; 2020-21: 0; 2021-22: 0; 2022-23: 0; 2023-24: 0; 2024-25: 0; 2025-26: 0; 2026-27: 0; 2027-28: 0; 2028-29: 0; 2029-30: 0; 2030-31: 0; 2031-32: 0; 2032-33: 0; 2033-34: 0; 2034-35: 0; 2035-36: 0; 2036-37: 0; 2037-38: 0; 2038-39: 0; 2039-40: 0; 2040-41: 0; 2041-42: 0; 2042-43: 0; 2043-44: 0; 2044-45: 0; 2045-46: 0; 2046-47: 0; 2047-48: 0; 2048-49: 0; 2049-50: 0
34BL | Measured households - properties (excl. void) | Year before + sum (34.1BL:34.6BL) | 000's | 2 | 2019-20: 17.396; 2020-21: 18.877; 2021-22: 20.279; 2022-23: 21.557; 2023-24: 22.759; 2024-25: 23.952; 2025-26: 24.952; 2026-27: 25.853; 2027-28: 26.724; 2028-29: 27.563; 2029-30: 28.297; 2030-31: 29.081; 2031-32: 29.774; 2032-33: 30.442; 2033-34: 31.087; 2034-35: 31.709; 2035-36: 32.308; 2036-37: 32.885; 2037-38: 33.441; 2038-39: 33.977; 2039-40: 34.492; 2040-41: 34.989; 2041-42: 35.466; 2042-43: 35.925; 2043-44: 36.368; 2044-45: 36.792; 2045-46: 37.127; 2046-47: 37.227; 2047-48: 37.322; 2048-49: 37.412; 2049-50: 37.497
34.1BL | New build properties - properties | Input (new builds in each year) | 000's | 2 | 2019-20: 0.718; 2020-21: 0.67; 2021-22: 0.629; 2022-23: 0.58; 2023-24: 0.504; 2024-25: 0.495; 2025-26: 0.436; 2026-27: 0.356; 2027-28: 0.343; 2028-29: 0.329; 2029-30: 0.241; 2030-31: 0.237; 2031-32: 0.167; 2032-33: 0.162; 2033-34: 0.158; 2034-35: 0.154; 2035-36: 0.149; 2036-37: 0.145; 2037-38: 0.14; 2038-39: 0.136; 2039-40: 0.131; 2040-41: 0.127; 2041-42: 0.122; 2042-43: 0.118; 2043-44: 0.114; 2044-45: 0.109; 2045-46: 0.105; 2046-47: 0.1; 2047-48: 0.095; 2048-49: 0.09; 2049-50: 0.085
34.2BL | Meter optants - properties | Input (meter optants in each year) | 000's | 2 | 2019-20: 0.791; 2020-21: 0.777; 2021-22: 0.74; 2022-23: 0.668; 2023-24: 0.668; 2024-25: 0.668; 2025-26: 0.539; 2026-27: 0.521; 2027-28: 0.504; 2028-29: 0.487; 2029-30: 0.471; 2030-31: 0.116; 2031-32: 0.112; 2032-33: 0.109; 2033-34: 0.105; 2034-35: 0.102; 2035-36: 0.098; 2036-37: 0.095; 2037-38: 0.092; 2038-39: 0.089; 2039-40: 0.086; 2040-41: 0.083; 2041-42: 0.08; 2042-43: 0.077; 2043-44: 0.075; 2044-45: 0.072; 2045-46: 0; 2046-47: 0; 2047-48: 0; 2048-49: 0; 2049-50: 0
34.3BL | Compulsory metering - properties | Input (compulsory meters in each year) | 000's | 2 | 2019-20: 0; 2020-21: 0; 2021-22: 0; 2022-23: 0; 2023-24: 0; 2024-25: 0; 2025-26: 0; 2026-27: 0; 2027-28: 0; 2028-29: 0; 2029-30: 0; 2030-31: 0; 2031-32: 0; 2032-33: 0; 2033-34: 0; 2034-35: 0; 2035-36: 0; 2036-37: 0; 2037-38: 0; 2038-39: 0; 2039-40: 0; 2040-41: 0; 2041-42: 0; 2042-43: 0; 2043-44: 0; 2044-45: 0; 2045-46: 0; 2046-47: 0; 2047-48: 0; 2048-49: 0; 2049-50: 0
34.4BL | Metering on change of occupancy - properties | Input (change of occupancy meters in each year) | 000's | 2 | 2019-20: 0; 2020-21: 0; 2021-22: 0; 2022-23: 0; 2023-24: 0; 2024-25: 0; 2025-26: 0; 2026-27: 0; 2027-28: 0; 2028-29: 0; 2029-30: 0; 2030-31: 0.426; 2031-32: 0.409; 2032-33: 0.392; 2033-34: 0.377; 2034-35: 0.361; 2035-36: 0.347; 2036-37: 0.333; 2037-38: 0.32; 2038-39: 0.307; 2039-40: 0.294; 2040-41: 0.283; 2041-42: 0.271; 2042-43: 0.26; 2043-44: 0.25; 2044-45: 0.24; 2045-46: 0.23; 2046-47: 0; 2047-48: 0; 2048-49: 0; 2049-50: 0
34.5BL | Selective metering - properties | Input (selective meters in each year) | 000's | 2 | 2019-20: 0.035; 2020-21: 0.034; 2021-22: 0.033; 2022-23: 0.03; 2023-24: 0.03; 2024-25: 0.03; 2025-26: 0.025; 2026-27: 0.024; 2027-28: 0.024; 2028-29: 0.023; 2029-30: 0.022; 2030-31: 0.005; 2031-32: 0.005; 2032-33: 0.005; 2033-34: 0.005; 2034-35: 0.005; 2035-36: 0.005; 2036-37: 0.004; 2037-38: 0.004; 2038-39: 0.004; 2039-40: 0.004; 2040-41: 0.004; 2041-42: 0.004; 2042-43: 0.004; 2043-44: 0.004; 2044-45: 0.003; 2045-46: 0; 2046-47: 0; 2047-48: 0; 2048-49: 0; 2049-50: 0
34.6BL | Other changes to existing metering - properties | Input (other changes to meters in each year) | 000's | 2 | 2019-20: 0; 2020-21: 0; 2021-22: 0; 2022-23: 0; 2023-24: 0; 2024-25: 0; 2025-26: 0; 2026-27: 0; 2027-28: 0; 2028-29: 0; 2029-30: 0; 2030-31: 0; 2031-32: 0; 2032-33: 0; 2033-34: 0; 2034-35: 0; 2035-36: 0; 2036-37: 0; 2037-38: 0; 2038-39: 0; 2039-40: 0; 2040-41: 0; 2041-42: 0; 2042-43: 0; 2043-44: 0; 2044-45: 0; 2045-46: 0; 2046-47: 0; 2047-48: 0; 2048-49: 0; 2049-50: 0
34.7BL | Measured household void properties | Input | 000's | 2 | 2019-20: 0.853; 2020-21: 0.913; 2021-22: 0.965; 2022-23: 1.026; 2023-24: 1.084; 2024-25: 1.141; 2025-26: 1.188; 2026-27: 1.23; 2027-28: 1.27; 2028-29: 1.309; 2029-30: 1.343; 2030-31: 1.379; 2031-32: 1.413; 2032-33: 1.445; 2033-34: 1.476; 2034-35: 1.506; 2035-36: 1.535; 2036-37: 1.563; 2037-38: 1.59; 2038-39: 1.616; 2039-40: 1.641; 2040-41: 1.665; 2041-42: 1.688; 2042-43: 1.71; 2043-44: 1.731; 2044-45: 1.752; 2045-46: 1.768; 2046-47: 1.772; 2047-48: 1.777; 2048-49: 1.781; 2049-50: 1.785
35BL | Unmeasured households - properties (excl. void) | Input | 000's | 2 | 2019-20: 23.257; 2020-21: 22.548; 2021-22: 21.903; 2022-23: 21.205; 2023-24: 20.507; 2024-25: 19.809; 2025-26: 19.244; 2026-27: 18.699; 2027-28: 18.171; 2028-29: 17.662; 2029-30: 17.169; 2030-31: 16.621; 2031-32: 16.095; 2032-33: 15.589; 2033-34: 15.102; 2034-35: 14.634; 2035-36: 14.185; 2036-37: 13.752; 2037-38: 13.337; 2038-39: 12.937; 2039-40: 12.553; 2040-41: 12.184; 2041-42: 11.829; 2042-43: 11.488; 2043-44: 11.16; 2044-45: 10.844; 2045-46: 10.614; 2046-47: 10.614; 2047-48: 10.614; 2048-49: 10.614; 2049-50: 10.614
35.1BL | Unmeasured household void properties | Input | 000's | 2 | 2019-20: 1.139; 2020-21: 1.103; 2021-22: 1.071; 2022-23: 1.035; 2023-24: 1; 2024-25: 0.965; 2025-26: 0.936; 2026-27: 0.909; 2027-28: 0.882; 2028-29: 0.856; 2029-30: 0.831; 2030-31: 0.803; 2031-32: 0.778; 2032-33: 0.753; 2033-34: 0.73; 2034-35: 0.707; 2035-36: 0.685; 2036-37: 0.665; 2037-38: 0.644; 2038-39: 0.625; 2039-40: 0.607; 2040-41: 0.589; 2041-42: 0.572; 2042-43: 0.555; 2043-44: 0.539; 2044-45: 0.524; 2045-46: 0.513; 2046-47: 0.513; 2047-48: 0.513; 2048-49: 0.513; 2049-50: 0.513
36BL | Total Resource Zone Properties (incl. voids) | sum (31BL:34BL) + 34.7BL + 35BL + 35.1BL | 000's | 2 | 2019-20: 44.801; 2020-21: 45.623; 2021-22: 46.423; 2022-23: 47.055; 2023-24: 47.605; 2024-25: 48.149; 2025-26: 48.623; 2026-27: 49.015; 2027-28: 49.392; 2028-29: 49.756; 2029-30: 50.027; 2030-31: 50.291; 2031-32: 50.487; 2032-33: 50.674; 2033-34: 50.858; 2034-35: 51.036; 2035-36: 51.21; 2036-37: 51.378; 2037-38: 51.54; 2038-39: 51.698; 2039-40: 51.851; 2040-41: 51.999; 2041-42: 52.14; 2042-43: 52.276; 2043-44: 52.409; 2044-45: 52.536; 2045-46: 52.659; 2046-47: 52.775; 2047-48: 52.887; 2048-49: 52.992; 2049-50: 53.092
37BL | Measured Non Household - Population | Input | 000's | 2 | 2019-20: 1.513; 2020-21: 1.535; 2021-22: 1.543; 2022-23: 1.573; 2023-24: 1.591; 2024-25: 1.606; 2025-26: 1.609; 2026-27: 1.641; 2027-28: 1.658; 2028-29: 1.68; 2029-30: 1.705; 2030-31: 1.732; 2031-32: 1.786; 2032-33: 1.834; 2033-34: 1.882; 2034-35: 1.92; 2035-36: 1.955; 2036-37: 1.996; 2037-38: 2.042; 2038-39: 2.075; 2039-40: 2.118; 2040-41: 2.157; 2041-42: 2.202; 2042-43: 2.245; 2043-44: 2.295; 2044-45: 2.338; 2045-46: 2.389; 2046-47: 2.44; 2047-48: 2.48; 2048-49: 2.514; 2049-50: 2.546
38BL | Unmeasured Non Household - Population | Input | 000's | 2 | 2019-20: 0.006; 2020-21: 0.006; 2021-22: 0.006; 2022-23: 0.006; 2023-24: 0.006; 2024-25: 0.006; 2025-26: 0.006; 2026-27: 0.007; 2027-28: 0.007; 2028-29: 0.007; 2029-30: 0.007; 2030-31: 0.007; 2031-32: 0.007; 2032-33: 0.007; 2033-34: 0.008; 2034-35: 0.008; 2035-36: 0.008; 2036-37: 0.008; 2037-38: 0.008; 2038-39: 0.008; 2039-40: 0.009; 2040-41: 0.009; 2041-42: 0.009; 2042-43: 0.009; 2043-44: 0.009; 2044-45: 0.009; 2045-46: 0.01; 2046-47: 0.01; 2047-48: 0.01; 2048-49: 0.01; 2049-50: 0.01
39BL | Measured Household - Population | Input | 000's | 2 | 2019-20: 32.787; 2020-21: 35.436; 2021-22: 37.669; 2022-23: 40.455; 2023-24: 43.007; 2024-25: 45.466; 2025-26: 47.455; 2026-27: 49.202; 2027-28: 50.883; 2028-29: 52.478; 2029-30: 53.821; 2030-31: 55.228; 2031-32: 56.489; 2032-33: 57.734; 2033-34: 58.921; 2034-35: 60.079; 2035-36: 61.192; 2036-37: 62.269; 2037-38: 63.302; 2038-39: 64.306; 2039-40: 65.345; 2040-41: 66.319; 2041-42: 67.283; 2042-43: 68.241; 2043-44: 69.159; 2044-45: 70.06; 2045-46: 70.764; 2046-47: 70.964; 2047-48: 71.17; 2048-49: 71.367; 2049-50: 71.56
40BL | Unmeasured Household - Population | Input | 000's | 2 | 2019-20: 56.457; 2020-21: 54.69; 2021-22: 53.008; 2022-23: 51.313; 2023-24: 49.561; 2024-25: 47.765; 2025-26: 46.272; 2026-27: 44.827; 2027-28: 43.448; 2028-29: 42.119; 2029-30: 40.829; 2030-31: 39.402; 2031-32: 38.073; 2032-33: 36.825; 2033-34: 35.63; 2034-35: 34.496; 2035-36: 33.413; 2036-37: 32.381; 2037-38: 31.392; 2038-39: 30.451; 2039-40: 29.578; 2040-41: 28.73; 2041-42: 27.926; 2042-43: 27.165; 2043-44: 26.431; 2044-45: 25.732; 2045-46: 25.22; 2046-47: 25.219; 2047-48: 25.223; 2048-49: 25.227; 2049-50: 25.232
41BL | Total Resource Zone Population | sum (37BL:40BL) | 000's | 2 | 2019-20: 90.763; 2020-21: 91.667; 2021-22: 92.226; 2022-23: 93.347; 2023-24: 94.165; 2024-25: 94.843; 2025-26: 95.342; 2026-27: 95.677; 2027-28: 95.996; 2028-29: 96.284; 2029-30: 96.362; 2030-31: 96.369; 2031-32: 96.355; 2032-33: 96.4; 2033-34: 96.441; 2034-35: 96.503; 2035-36: 96.568; 2036-37: 96.654; 2037-38: 96.744; 2038-39: 96.84; 2039-40: 97.05; 2040-41: 97.215; 2041-42: 97.42; 2042-43: 97.66; 2043-44: 97.894; 2044-45: 98.139; 2045-46: 98.383; 2046-47: 98.633; 2047-48: 98.883; 2048-49: 99.118; 2049-50: 99.348
42BL | Average household occupancy rate (excl. voids) | (39BL + 40BL) / (34BL + 35BL) | h/prop | 1 | 2019-20: 2.1953; 2020-21: 2.1756; 2021-22: 2.1497; 2022-23: 2.146; 2023-24: 2.1395; 2024-25: 2.1305; 2025-26: 2.1207; 2026-27: 2.1105; 2027-28: 2.1011; 2028-29: 2.0917; 2029-30: 2.0818; 2030-31: 2.0706; 2031-32: 2.0616; 2032-33: 2.0542; 2033-34: 2.047; 2034-35: 2.0408; 2035-36: 2.0348; 2036-37: 2.0295; 2037-38: 2.0243; 2038-39: 2.0198; 2039-40: 2.0177; 2040-41: 2.0149; 2041-42: 2.0131; 2042-43: 2.0122; 2043-44: 2.0112; 2044-45: 2.0109; 2045-46: 2.0105; 2046-47: 2.0105; 2047-48: 2.0109; 2048-49: 2.0113; 2049-50: 2.0118
43BL | Total Household Metering penetration (excl. voids) | 34BL / (34BL + 35BL) | % | 1 | 2019-20: 42.79%; 2020-21: 45.57%; 2021-22: 48.08%; 2022-23: 50.41%; 2023-24: 52.6%; 2024-25: 54.73%; 2025-26: 56.46%; 2026-27: 58.03%; 2027-28: 59.53%; 2028-29: 60.95%; 2029-30: 62.24%; 2030-31: 63.63%; 2031-32: 64.91%; 2032-33: 66.13%; 2033-34: 67.3%; 2034-35: 68.42%; 2035-36: 69.49%; 2036-37: 70.51%; 2037-38: 71.49%; 2038-39: 72.42%; 2039-40: 73.32%; 2040-41: 74.17%; 2041-42: 74.99%; 2042-43: 75.77%; 2043-44: 76.52%; 2044-45: 77.24%; 2045-46: 77.77%; 2046-47: 77.81%; 2047-48: 77.86%; 2048-49: 77.9%; 2049-50: 77.94%
44BL | Total Household Metering penetration (incl. voids) | (34BL) / (34BL + 34.7BL + 35BL + 35.1BL) | % | 1 | 2019-20: 40.79%; 2020-21: 43.45%; 2021-22: 45.86%; 2022-23: 48.09%; 2023-24: 50.19%; 2024-25: 52.22%; 2025-26: 53.87%; 2026-27: 55.37%; 2027-28: 56.8%; 2028-29: 58.16%; 2029-30: 59.4%; 2030-31: 60.73%; 2031-32: 61.95%; 2032-33: 63.12%; 2033-34: 64.24%; 2034-35: 65.3%; 2035-36: 66.32%; 2036-37: 67.3%; 2037-38: 68.23%; 2038-39: 69.12%; 2039-40: 69.97%; 2040-41: 70.79%; 2041-42: 71.57%; 2042-43: 72.32%; 2043-44: 73.03%; 2044-45: 73.71%; 2045-46: 74.22%; 2046-47: 74.27%; 2047-48: 74.31%; 2048-49: 74.35%; 2049-50: 74.39%
45BL | Distribution input | sum (12BL:15BL) +21BL + 22BL + 27BL + 28BL | Ml/d | 2 | 2019-20: 35.13; 2020-21: 35.09; 2021-22: 35.04; 2022-23: 35.06; 2023-24: 35.03; 2024-25: 34.95; 2025-26: 34.94; 2026-27: 34.9; 2027-28: 34.88; 2028-29: 34.85; 2029-30: 34.78; 2030-31: 34.72; 2031-32: 34.67; 2032-33: 34.65; 2033-34: 34.61; 2034-35: 34.6; 2035-36: 34.59; 2036-37: 34.56; 2037-38: 34.55; 2038-39: 34.55; 2039-40: 34.58; 2040-41: 34.56; 2041-42: 34.58; 2042-43: 34.61; 2043-44: 34.63; 2044-45: 34.66; 2045-46: 34.69; 2046-47: 34.75; 2047-48: 34.79; 2048-49: 34.85; 2049-50: 34.9
46BL | Target headroom (climate change component) | Input | Ml/d | 2 | 2019-20: 0.00076268; 2020-21: 0.00076268; 2021-22: 0.00076268; 2022-23: 0.00076268; 2023-24: 0.00076268; 2024-25: 0.00076268; 2025-26: 0.00076268; 2026-27: 0.0029313; 2027-28: 0.00013216; 2028-29: 0.0072256; 2029-30: 0.0024832; 2030-31: 0.0050235; 2031-32: 0.0045672; 2032-33: 0.0051332; 2033-34: 0.0041716; 2034-35: 0.0087206; 2035-36: 0.0072238; 2036-37: 0.0085266; 2037-38: 0.011405; 2038-39: 0.012273; 2039-40: 0; 2040-41: 0; 2041-42: 0; 2042-43: 0; 2043-44: 0; 2044-45: 0; 2045-46: 0; 2046-47: 0; 2047-48: 0; 2048-49: 0; 2049-50: 0
47BL | Target headroom (All other components) | Input | Ml/d | 2 | 2019-20: 1.6015; 2020-21: 1.6015; 2021-22: 1.6015; 2022-23: 1.6015; 2023-24: 1.6015; 2024-25: 1.6015; 2025-26: 1.6015; 2026-27: 1.5956; 2027-28: 1.5449; 2028-29: 1.5052; 2029-30: 1.7283; 2030-31: 1.7534; 2031-32: 1.7807; 2032-33: 1.8036; 2033-34: 1.8019; 2034-35: 1.8665; 2035-36: 1.4046; 2036-37: 1.2063; 2037-38: 1.2441; 2038-39: 1.2879; 2039-40: 0.89946; 2040-41: 0.92084; 2041-42: 0.96002; 2042-43: 0.99205; 2043-44: 1.0043; 2044-45: 0.9863; 2045-46: 0.79377; 2046-47: 0.78786; 2047-48: 0.77499; 2048-49: 0.75491; 2049-50: 0.72771
48BL | Target Headroom | 46BL + 47BL | Ml/d | 2 | 2019-20: 1.6022; 2020-21: 1.6022; 2021-22: 1.6022; 2022-23: 1.6022; 2023-24: 1.6022; 2024-25: 1.6022; 2025-26: 1.6022; 2026-27: 1.5985; 2027-28: 1.545; 2028-29: 1.5125; 2029-30: 1.7308; 2030-31: 1.7584; 2031-32: 1.7853; 2032-33: 1.8088; 2033-34: 1.8061; 2034-35: 1.8752; 2035-36: 1.4119; 2036-37: 1.2148; 2037-38: 1.2555; 2038-39: 1.3002; 2039-40: 0.89946; 2040-41: 0.92084; 2041-42: 0.96002; 2042-43: 0.99205; 2043-44: 1.0043; 2044-45: 0.9863; 2045-46: 0.79377; 2046-47: 0.78786; 2047-48: 0.77499; 2048-49: 0.75491; 2049-50: 0.72771
49BL | Available Headroom | 11BL - 45BL | Ml/d | 2 | 2019-20: 9.58; 2020-21: 9.62; 2021-22: 9.67; 2022-23: 9.65; 2023-24: 9.68; 2024-25: 9.76; 2025-26: 9.77; 2026-27: 9.81; 2027-28: 9.83; 2028-29: 9.86; 2029-30: 9.93; 2030-31: 9.99; 2031-32: 10.04; 2032-33: 10.06; 2033-34: 10.1; 2034-35: 10.11; 2035-36: 10.12; 2036-37: 10.15; 2037-38: 10.16; 2038-39: 10.16; 2039-40: 10.13; 2040-41: 10.15; 2041-42: 10.13; 2042-43: 10.1; 2043-44: 10.08; 2044-45: 10.05; 2045-46: 10.02; 2046-47: 9.96; 2047-48: 9.92; 2048-49: 9.86; 2049-50: 9.81
49.1BL | Available non-potable balance (if applicable) | 1.1BL -12.1BL | Ml/d | 2 | 2019-20: 0; 2020-21: 0; 2021-22: 0; 2022-23: 0; 2023-24: 0; 2024-25: 0; 2025-26: 0; 2026-27: 0; 2027-28: 0; 2028-29: 0; 2029-30: 0; 2030-31: 0; 2031-32: 0; 2032-33: 0; 2033-34: 0; 2034-35: 0; 2035-36: 0; 2036-37: 0; 2037-38: 0; 2038-39: 0; 2039-40: 0; 2040-41: 0; 2041-42: 0; 2042-43: 0; 2043-44: 0; 2044-45: 0; 2045-46: 0; 2046-47: 0; 2047-48: 0; 2048-49: 0; 2049-50: 0
50BL | Supply Demand Balance |  | Ml/d | 2 | 2019-20: 7.9778; 2020-21: 8.0178; 2021-22: 8.0678; 2022-23: 8.0478; 2023-24: 8.0778; 2024-25: 8.1578; 2025-26: 8.1678; 2026-27: 8.2115; 2027-28: 8.285; 2028-29: 8.3475; 2029-30: 8.1992; 2030-31: 8.2316; 2031-32: 8.2547; 2032-33: 8.2512; 2033-34: 8.2939; 2034-35: 8.2348; 2035-36: 8.7081; 2036-37: 8.9352; 2037-38: 8.9045; 2038-39: 8.8598; 2039-40: 9.2305; 2040-41: 9.2292; 2041-42: 9.17; 2042-43: 9.108; 2043-44: 9.0757; 2044-45: 9.0637; 2045-46: 9.2262; 2046-47: 9.1721; 2047-48: 9.145; 2048-49: 9.1051; 2049-50: 9.0823
Table 3e: DYCP - Final plan Options | Back to top of sheet
WRMP24 reference | Option type | Cat ID | Unit | Decimal places | 2019-20 | 2020-21 | 2021-22 | 2022-23 | 2023-24 | 2024-25 | 2025-26 | 2026-27 | 2027-28 | 2028-29 | 2029-30 | 2030-31 | 2031-32 | 2032-33 | 2033-34 | 2034-35 | 2035-36 | 2036-37 | 2037-38 | 2038-39 | 2039-40 | 2040-41 | 2041-42 | 2042-43 | 2043-44 | 2044-45 | 2045-46 | 2046-47 | 2047-48 | 2048-49 | 2049-50 | 2050-51 | 2051-52 | 2052-53 | 2053-54 | 2054-55 | 2055-56 | 2056-57 | 2057-58 | 2058-59 | 2059-60 | 2060-61 | 2061-62 | 2062-63 | 2063-64 | 2064-65 | 2065-66 | 2066-67 | 2067-68 | 2068-69 | 2069-70 | 2070-71 | 2071-72 | 2072-73 | 2073-74 | 2074-75 | 2075-76 | 2076-77 | 2077-78 | 2078-79 | 2079-80 | 2080-81 | 2081-82 | 2082-83 | 2083-84 | 2084-85 | 2085-86 | 2086-87 | 2087-88 | 2088-89 | 2089-90 | 2090-91 | 2091-92 | 2092-93 | 2093-94 | 2094-95 | 2095-96 | 2096-97 | 2097-98 | 2098-99 | 2099-100
1.11FP | Non potable supplies input reductions as -ve and increases as +ve | RSNPS | Ml/d | 2 | 2019-20: 0; 2020-21: 0; 2021-22: 0; 2022-23: 0; 2023-24: 0; 2024-25: 0; 2025-26: 0; 2026-27: 0; 2027-28: 0; 2028-29: 0; 2029-30: 0; 2030-31: 0; 2031-32: 0; 2032-33: 0; 2033-34: 0; 2034-35: 0; 2035-36: 0; 2036-37: 0; 2037-38: 0; 2038-39: 0; 2039-40: 0; 2040-41: 0; 2041-42: 0; 2042-43: 0; 2043-44: 0; 2044-45: 0; 2045-46: 0; 2046-47: 0; 2047-48: 0; 2048-49: 0; 2049-50: 0
2.1FP | Raw water imports | RSRWI | Ml/d | 2 | 2019-20: 0; 2020-21: 0; 2021-22: 0; 2022-23: 0; 2023-24: 0; 2024-25: 0; 2025-26: 0; 2026-27: 0; 2027-28: 0; 2028-29: 0; 2029-30: 0; 2030-31: 0; 2031-32: 0; 2032-33: 0; 2033-34: 0; 2034-35: 0; 2035-36: 0; 2036-37: 0; 2037-38: 0; 2038-39: 0; 2039-40: 0; 2040-41: 0; 2041-42: 0; 2042-43: 0; 2043-44: 0; 2044-45: 0; 2045-46: 0; 2046-47: 0; 2047-48: 0; 2048-49: 0; 2049-50: 0
3.1FP | Potable water imports input reductions as -ve | RSPWI | Ml/d | 2 | 2019-20: 0; 2020-21: 0; 2021-22: 0; 2022-23: 0; 2023-24: 0; 2024-25: 0; 2025-26: 0; 2026-27: 0; 2027-28: 0; 2028-29: 0; 2029-30: 0; 2030-31: 0; 2031-32: 0; 2032-33: 0; 2033-34: 0; 2034-35: 0; 2035-36: 0; 2036-37: 0; 2037-38: 0; 2038-39: 0; 2039-40: 0; 2040-41: 0; 2041-42: 0; 2042-43: 0; 2043-44: 0; 2044-45: 0; 2045-46: 0; 2046-47: 0; 2047-48: 0; 2048-49: 0; 2049-50: 0
4.1FP | Raw water exports input reductions as +ve and increases as -ve | RSRWE | Ml/d | 2 | 2019-20: 0; 2020-21: 0; 2021-22: 0; 2022-23: 0; 2023-24: 0; 2024-25: 0; 2025-26: 0; 2026-27: 0; 2027-28: 0; 2028-29: 0; 2029-30: 0; 2030-31: 0; 2031-32: 0; 2032-33: 0; 2033-34: 0; 2034-35: 0; 2035-36: 0; 2036-37: 0; 2037-38: 0; 2038-39: 0; 2039-40: 0; 2040-41: 0; 2041-42: 0; 2042-43: 0; 2043-44: 0; 2044-45: 0; 2045-46: 0; 2046-47: 0; 2047-48: 0; 2048-49: 0; 2049-50: 0
5.1FP | Potable water exports input reductions as +ve and increases as -ve | RSPWE | Ml/d | 2 | 2019-20: 0; 2020-21: 0; 2021-22: 0; 2022-23: 0; 2023-24: 0; 2024-25: 0; 2025-26: 0; 2026-27: 0; 2027-28: 0; 2028-29: 0; 2029-30: 0; 2030-31: 0; 2031-32: 0; 2032-33: 0; 2033-34: 0; 2034-35: 0; 2035-36: 0; 2036-37: 0; 2037-38: 0; 2038-39: 0; 2039-40: 0; 2040-41: 0; 2041-42: 0; 2042-43: 0; 2043-44: 0; 2044-45: 0; 2045-46: 0; 2046-47: 0; 2047-48: 0; 2048-49: 0; 2049-50: 0
6.2FP | DO benefit from increase raw water abstractions | RSRWA | Ml/d | 2 | 2019-20: 0; 2020-21: 0; 2021-22: 0; 2022-23: 0; 2023-24: 0; 2024-25: 0; 2025-26: 0; 2026-27: 0; 2027-28: 0; 2028-29: 0; 2029-30: 0; 2030-31: 0; 2031-32: 0; 2032-33: 0; 2033-34: 0; 2034-35: 0; 2035-36: 0; 2036-37: 0; 2037-38: 0; 2038-39: 0; 2039-40: 0; 2040-41: 0; 2041-42: 0; 2042-43: 0; 2043-44: 0; 2044-45: 0; 2045-46: 0; 2046-47: 0; 2047-48: 0; 2048-49: 0; 2049-50: 0
6.3FP | Other options to increase deployable output | RSIPO | Ml/d | 2 | 2019-20: 0; 2020-21: 0; 2021-22: 0; 2022-23: 0; 2023-24: 0; 2024-25: 0; 2025-26: 0; 2026-27: 0; 2027-28: 0; 2028-29: 0; 2029-30: 0; 2030-31: 0; 2031-32: 0; 2032-33: 0; 2033-34: 0; 2034-35: 0; 2035-36: 0; 2036-37: 0; 2037-38: 0; 2038-39: 0; 2039-40: 0; 2040-41: 0; 2041-42: 0; 2042-43: 0; 2043-44: 0; 2044-45: 0; 2045-46: 0; 2046-47: 0; 2047-48: 0; 2048-49: 0; 2049-50: 0
7.01FP | DO benefit from supply side drought measures | RSDPS | Ml/d | 2 | 2019-20: 0; 2020-21: 0; 2021-22: 0; 2022-23: 0; 2023-24: 0; 2024-25: 0; 2025-26: 0; 2026-27: 0; 2027-28: 0; 2028-29: 0; 2029-30: 0; 2030-31: 0; 2031-32: 0; 2032-33: 0; 2033-34: 0; 2034-35: 0; 2035-36: 0; 2036-37: 0; 2037-38: 0; 2038-39: 0; 2039-40: 0; 2040-41: 0; 2041-42: 0; 2042-43: 0; 2043-44: 0; 2044-45: 0; 2045-46: 0; 2046-47: 0; 2047-48: 0; 2048-49: 0; 2049-50: 0
7.02FP | DO benefit from demand side drought measures | RSDPD | Ml/d | 2 | 2019-20: 0; 2020-21: 0; 2021-22: 0; 2022-23: 0; 2023-24: 0; 2024-25: 0; 2025-26: 0; 2026-27: 0; 2027-28: 0; 2028-29: 0; 2029-30: 0; 2030-31: 0; 2031-32: 0; 2032-33: 0; 2033-34: 0; 2034-35: 0; 2035-36: 0; 2036-37: 0; 2037-38: 0; 2038-39: 0; 2039-40: 0; 2040-41: 0; 2041-42: 0; 2042-43: 0; 2043-44: 0; 2044-45: 0; 2045-46: 0; 2046-47: 0; 2047-48: 0; 2048-49: 0; 2049-50: 0
8.1FP | Reduce raw water losses and operational use input as -ve | RSLOU | Ml/d | 2 | 2019-20: 0; 2020-21: 0; 2021-22: 0; 2022-23: 0; 2023-24: 0; 2024-25: 0; 2025-26: 0; 2026-27: 0; 2027-28: 0; 2028-29: 0; 2029-30: 0; 2030-31: 0; 2031-32: 0; 2032-33: 0; 2033-34: 0; 2034-35: 0; 2035-36: 0; 2036-37: 0; 2037-38: 0; 2038-39: 0; 2039-40: 0; 2040-41: 0; 2041-42: 0; 2042-43: 0; 2043-44: 0; 2044-45: 0; 2045-46: 0; 2046-47: 0; 2047-48: 0; 2048-49: 0; 2049-50: 0
8.2FP | Reduce treatment works losses input as -ve | PSTWL | Ml/d | 2 | 2019-20: 0; 2020-21: 0; 2021-22: 0; 2022-23: 0; 2023-24: 0; 2024-25: 0; 2025-26: 0; 2026-27: 0; 2027-28: 0; 2028-29: 0; 2029-30: 0; 2030-31: 0; 2031-32: 0; 2032-33: 0; 2033-34: 0; 2034-35: 0; 2035-36: 0; 2036-37: 0; 2037-38: 0; 2038-39: 0; 2039-40: 0; 2040-41: 0; 2041-42: 0; 2042-43: 0; 2043-44: 0; 2044-45: 0; 2045-46: 0; 2046-47: 0; 2047-48: 0; 2048-49: 0; 2049-50: 0
9.1FP | Reduce outages input as -ve | PSROU | Ml/d | 2 | 2019-20: 0; 2020-21: 0; 2021-22: 0; 2022-23: 0; 2023-24: 0; 2024-25: 0; 2025-26: 0; 2026-27: 0; 2027-28: 0; 2028-29: 0; 2029-30: 0; 2030-31: 0; 2031-32: 0; 2032-33: 0; 2033-34: 0; 2034-35: 0; 2035-36: 0; 2036-37: 0; 2037-38: 0; 2038-39: 0; 2039-40: 0; 2040-41: 0; 2041-42: 0; 2042-43: 0; 2043-44: 0; 2044-45: 0; 2045-46: 0; 2046-47: 0; 2047-48: 0; 2048-49: 0; 2049-50: 0
12.2FP | Change volume delivered to measured non households input reductions as -ve, line to include both measured non-household consumption and USPL options | CVMNH | Ml/d | 2 | 2019-20: 0; 2020-21: 0; 2021-22: 0; 2022-23: 0; 2023-24: 0; 2024-25: 0; 2025-26: -0.05; 2026-27: -0.09; 2027-28: -0.13; 2028-29: -0.17; 2029-30: -0.21; 2030-31: -0.24; 2031-32: -0.28; 2032-33: -0.32; 2033-34: -0.35; 2034-35: -0.39; 2035-36: -0.43; 2036-37: -0.46; 2037-38: -0.5; 2038-39: -0.54; 2039-40: -0.57; 2040-41: -0.61; 2041-42: -0.65; 2042-43: -0.69; 2043-44: -0.72; 2044-45: -0.76; 2045-46: -0.8; 2046-47: -0.84; 2047-48: -0.87; 2048-49: -0.91; 2049-50: -0.95
13.1FP | Change volume delivered to unmeasured non households input reductions as -ve, line to include both unmeasured non-household consumption and USPL options | CVUNH | Ml/d | 2 | 2019-20: 0; 2020-21: 0; 2021-22: 0; 2022-23: 0; 2023-24: 0; 2024-25: 0; 2025-26: 0; 2026-27: 0; 2027-28: 0; 2028-29: 0; 2029-30: 0; 2030-31: 0; 2031-32: 0; 2032-33: 0; 2033-34: 0; 2034-35: 0; 2035-36: 0; 2036-37: 0; 2037-38: 0; 2038-39: 0; 2039-40: 0; 2040-41: 0; 2041-42: 0; 2042-43: 0; 2043-44: 0; 2044-45: 0; 2045-46: 0; 2046-47: 0; 2047-48: 0; 2048-49: 0; 2049-50: 0
14.1FP | Change volume delivered to measured households input reductions as -ve, line to include both measured household consumption and USPL options | CVMHH | Ml/d | 2 | 2019-20: 0; 2020-21: 0; 2021-22: 0; 2022-23: 0; 2023-24: 0; 2024-25: 0; 2025-26: -0.08; 2026-27: -0.18; 2027-28: -0.31; 2028-29: -0.49; 2029-30: -0.7; 2030-31: -0.83; 2031-32: -0.96; 2032-33: -1.02; 2033-34: -1.24; 2034-35: -1.53; 2035-36: -1.82; 2036-37: -2.1; 2037-38: -2.38; 2038-39: -2.65; 2039-40: -2.92; 2040-41: -3.18; 2041-42: -3.44; 2042-43: -3.7; 2043-44: -3.95; 2044-45: -4.11; 2045-46: -4.25; 2046-47: -4.3; 2047-48: -4.35; 2048-49: -4.41; 2049-50: -4.46
15.1FP | Change volume delivered to unmeasured households input reductions as -ve, line to include both unmeasured household consumption and USPL options | CVUHH | Ml/d | 2 | 2019-20: 0; 2020-21: 0; 2021-22: 0; 2022-23: 0; 2023-24: 0; 2024-25: 0; 2025-26: 0; 2026-27: -0.02; 2027-28: -0.04; 2028-29: -0.09; 2029-30: -0.12; 2030-31: -0.13; 2031-32: -0.13; 2032-33: -0.13; 2033-34: 0.08; 2034-35: 0.28; 2035-36: 0.47; 2036-37: 0.66; 2037-38: 0.84; 2038-39: 1.01; 2039-40: 1.18; 2040-41: 1.33; 2041-42: 1.49; 2042-43: 1.64; 2043-44: 1.78; 2044-45: 1.92; 2045-46: 2.02; 2046-47: 2.02; 2047-48: 2.03; 2048-49: 2.03; 2049-50: 2.03
21.1FP | Options to reduce water taken unbilled input as -ve | CSWTU | Ml/d | 2 | 2019-20: 0; 2020-21: 0; 2021-22: 0; 2022-23: 0; 2023-24: 0; 2024-25: 0; 2025-26: 0; 2026-27: 0; 2027-28: 0; 2028-29: 0; 2029-30: 0; 2030-31: 0; 2031-32: 0; 2032-33: 0; 2033-34: 0; 2034-35: 0; 2035-36: 0; 2036-37: 0; 2037-38: 0; 2038-39: 0; 2039-40: 0; 2040-41: 0; 2041-42: 0; 2042-43: 0; 2043-44: 0; 2044-45: 0; 2045-46: 0; 2046-47: 0; 2047-48: 0; 2048-49: 0; 2049-50: 0
22.1FP | Reduce distribution system operational use (DSOU) input as -ve | DSDOU | Ml/d | 2 | 2019-20: 0; 2020-21: 0; 2021-22: 0; 2022-23: 0; 2023-24: 0; 2024-25: 0; 2025-26: 0; 2026-27: 0; 2027-28: 0; 2028-29: 0; 2029-30: 0; 2030-31: 0; 2031-32: 0; 2032-33: 0; 2033-34: 0; 2034-35: 0; 2035-36: 0; 2036-37: 0; 2037-38: 0; 2038-39: 0; 2039-40: 0; 2040-41: 0; 2041-42: 0; 2042-43: 0; 2043-44: 0; 2044-45: 0; 2045-46: 0; 2046-47: 0; 2047-48: 0; 2048-49: 0; 2049-50: 0
23.1FP | Options impacting on measured Non Household - USPL input reductions as -ve | CUMNH | Ml/d | 2 | 2019-20: 0; 2020-21: 0; 2021-22: 0; 2022-23: 0; 2023-24: 0; 2024-25: 0; 2025-26: 0; 2026-27: 0; 2027-28: 0; 2028-29: 0; 2029-30: 0; 2030-31: 0; 2031-32: 0; 2032-33: 0; 2033-34: 0; 2034-35: 0; 2035-36: 0; 2036-37: 0; 2037-38: -0.01; 2038-39: -0.01; 2039-40: -0.01; 2040-41: -0.01; 2041-42: -0.01; 2042-43: -0.01; 2043-44: -0.01; 2044-45: -0.01; 2045-46: -0.01; 2046-47: -0.01; 2047-48: -0.01; 2048-49: -0.01; 2049-50: -0.01
24.1FP | Options impacting on unmeasured Non Household - USPL input reductions as -ve | CUUNH | Ml/d | 2 | 2019-20: 0; 2020-21: 0; 2021-22: 0; 2022-23: 0; 2023-24: 0; 2024-25: 0; 2025-26: 0; 2026-27: 0; 2027-28: 0; 2028-29: 0; 2029-30: 0; 2030-31: 0; 2031-32: 0; 2032-33: 0; 2033-34: 0; 2034-35: 0; 2035-36: 0; 2036-37: 0; 2037-38: 0; 2038-39: 0; 2039-40: 0; 2040-41: 0; 2041-42: 0; 2042-43: 0; 2043-44: 0; 2044-45: 0; 2045-46: 0; 2046-47: 0; 2047-48: 0; 2048-49: 0; 2049-50: 0
25.1FP | Options impacting on measured Household - USPL input reductions as -ve | CUMHH | Ml/d | 2 | 2019-20: 0; 2020-21: 0; 2021-22: 0; 2022-23: 0; 2023-24: 0; 2024-25: 0; 2025-26: -0.01; 2026-27: -0.02; 2027-28: -0.04; 2028-29: -0.07; 2029-30: -0.1; 2030-31: -0.11; 2031-32: -0.13; 2032-33: -0.13; 2033-34: -0.14; 2034-35: -0.16; 2035-36: -0.17; 2036-37: -0.18; 2037-38: -0.19; 2038-39: -0.2; 2039-40: -0.2; 2040-41: -0.21; 2041-42: -0.22; 2042-43: -0.23; 2043-44: -0.24; 2044-45: -0.24; 2045-46: -0.25; 2046-47: -0.25; 2047-48: -0.25; 2048-49: -0.25; 2049-50: -0.25
26.1FP | Options impacting on unmeasured Household - USPL input reductions as -ve | CUUHH | Ml/d | 2 | 2019-20: 0; 2020-21: 0; 2021-22: 0; 2022-23: 0; 2023-24: 0; 2024-25: 0; 2025-26: 0; 2026-27: 0; 2027-28: 0; 2028-29: -0.01; 2029-30: -0.01; 2030-31: -0.01; 2031-32: -0.01; 2032-33: -0.01; 2033-34: 0.01; 2034-35: 0.03; 2035-36: 0.05; 2036-37: 0.06; 2037-38: 0.08; 2038-39: 0.1; 2039-40: 0.11; 2040-41: 0.13; 2041-42: 0.14; 2042-43: 0.16; 2043-44: 0.17; 2044-45: 0.19; 2045-46: 0.2; 2046-47: 0.2; 2047-48: 0.2; 2048-49: 0.2; 2049-50: 0.2
27.1FP | Options impacting on Void properties - USPL input reductions as -ve | CUVPP | Ml/d | 2 | 2019-20: 0; 2020-21: 0; 2021-22: 0; 2022-23: 0; 2023-24: 0; 2024-25: 0; 2025-26: 0; 2026-27: 0; 2027-28: 0; 2028-29: 0; 2029-30: 0; 2030-31: 0; 2031-32: 0; 2032-33: 0; 2033-34: 0; 2034-35: 0; 2035-36: 0; 2036-37: 0; 2037-38: 0; 2038-39: 0; 2039-40: 0; 2040-41: 0; 2041-42: 0; 2042-43: 0; 2043-44: 0; 2044-45: 0; 2045-46: 0; 2046-47: 0; 2047-48: 0; 2048-49: 0; 2049-50: 0
28.1FP | Reduce distribution losses input as -ve | DSRDL | Ml/d | 2 | 2019-20: 0; 2020-21: 0; 2021-22: 0; 2022-23: 0; 2023-24: 0; 2024-25: 0; 2025-26: 0; 2026-27: 0; 2027-28: 0; 2028-29: 0; 2029-30: 0; 2030-31: 0; 2031-32: 0; 2032-33: 0; 2033-34: 0; 2034-35: 0; 2035-36: 0; 2036-37: 0; 2037-38: 0; 2038-39: 0; 2039-40: 0; 2040-41: 0; 2041-42: 0; 2042-43: 0; 2043-44: 0; 2044-45: 0; 2045-46: 0; 2046-47: 0; 2047-48: 0; 2048-49: 0; 2049-50: 0
Table 3f: DYCP - Final plan | Back to top of sheet
WRMP24 reference | Component | Derivation | Unit | Decimal places | 2019-20 | 2020-21 | 2021-22 | 2022-23 | 2023-24 | 2024-25 | 2025-26 | 2026-27 | 2027-28 | 2028-29 | 2029-30 | 2030-31 | 2031-32 | 2032-33 | 2033-34 | 2034-35 | 2035-36 | 2036-37 | 2037-38 | 2038-39 | 2039-40 | 2040-41 | 2041-42 | 2042-43 | 2043-44 | 2044-45 | 2045-46 | 2046-47 | 2047-48 | 2048-49 | 2049-50 | 2050-51 | 2051-52 | 2052-53 | 2053-54 | 2054-55 | 2055-56 | 2056-57 | 2057-58 | 2058-59 | 2059-60 | 2060-61 | 2061-62 | 2062-63 | 2063-64 | 2064-65 | 2065-66 | 2066-67 | 2067-68 | 2068-69 | 2069-70 | 2070-71 | 2071-72 | 2072-73 | 2073-74 | 2074-75 | 2075-76 | 2076-77 | 2077-78 | 2078-79 | 2079-80 | 2080-81 | 2081-82 | 2082-83 | 2083-84 | 2084-85 | 2085-86 | 2086-87 | 2087-88 | 2088-89 | 2089-90 | 2090-91 | 2091-92 | 2092-93 | 2093-94 | 2094-95 | 2095-96 | 2096-97 | 2097-98 | 2098-99 | 2099-100
1FP | Raw water abstracted | Input | Ml/d | 2 | 2019-20: 0; 2020-21: 0; 2021-22: 0; 2022-23: 0; 2023-24: 0; 2024-25: 0; 2025-26: 0; 2026-27: 0; 2027-28: 0; 2028-29: 0; 2029-30: 0; 2030-31: 0; 2031-32: 0; 2032-33: 0; 2033-34: 0; 2034-35: 0; 2035-36: 0; 2036-37: 0; 2037-38: 0; 2038-39: 0; 2039-40: 0; 2040-41: 0; 2041-42: 0; 2042-43: 0; 2043-44: 0; 2044-45: 0; 2045-46: 0; 2046-47: 0; 2047-48: 0; 2048-49: 0; 2049-50: 0
1.1FP | Non-potable water supplies | 1.1BL + 1.11FP | Ml/d | 2 | 2019-20: 0; 2020-21: 0; 2021-22: 0; 2022-23: 0; 2023-24: 0; 2024-25: 0; 2025-26: 0; 2026-27: 0; 2027-28: 0; 2028-29: 0; 2029-30: 0; 2030-31: 0; 2031-32: 0; 2032-33: 0; 2033-34: 0; 2034-35: 0; 2035-36: 0; 2036-37: 0; 2037-38: 0; 2038-39: 0; 2039-40: 0; 2040-41: 0; 2041-42: 0; 2042-43: 0; 2043-44: 0; 2044-45: 0; 2045-46: 0; 2046-47: 0; 2047-48: 0; 2048-49: 0; 2049-50: 0
2FP | Raw water imported | 2BL + 2.1FP | Ml/d | 2 | 2019-20: 0; 2020-21: 0; 2021-22: 0; 2022-23: 0; 2023-24: 0; 2024-25: 0; 2025-26: 0; 2026-27: 0; 2027-28: 0; 2028-29: 0; 2029-30: 0; 2030-31: 0; 2031-32: 0; 2032-33: 0; 2033-34: 0; 2034-35: 0; 2035-36: 0; 2036-37: 0; 2037-38: 0; 2038-39: 0; 2039-40: 0; 2040-41: 0; 2041-42: 0; 2042-43: 0; 2043-44: 0; 2044-45: 0; 2045-46: 0; 2046-47: 0; 2047-48: 0; 2048-49: 0; 2049-50: 0
3FP | Potable water imported | 3BL + 3.1FP | Ml/d | 2 | 2019-20: 0; 2020-21: 0; 2021-22: 0; 2022-23: 0; 2023-24: 0; 2024-25: 0; 2025-26: 0; 2026-27: 0; 2027-28: 0; 2028-29: 0; 2029-30: 0; 2030-31: 0; 2031-32: 0; 2032-33: 0; 2033-34: 0; 2034-35: 0; 2035-36: 0; 2036-37: 0; 2037-38: 0; 2038-39: 0; 2039-40: 0; 2040-41: 0; 2041-42: 0; 2042-43: 0; 2043-44: 0; 2044-45: 0; 2045-46: 0; 2046-47: 0; 2047-48: 0; 2048-49: 0; 2049-50: 0
4FP | Raw water exported enter as -ve | 4BL + 4.1FP | Ml/d | 2 | 2019-20: 0; 2020-21: 0; 2021-22: 0; 2022-23: 0; 2023-24: 0; 2024-25: 0; 2025-26: 0; 2026-27: 0; 2027-28: 0; 2028-29: 0; 2029-30: 0; 2030-31: 0; 2031-32: 0; 2032-33: 0; 2033-34: 0; 2034-35: 0; 2035-36: 0; 2036-37: 0; 2037-38: 0; 2038-39: 0; 2039-40: 0; 2040-41: 0; 2041-42: 0; 2042-43: 0; 2043-44: 0; 2044-45: 0; 2045-46: 0; 2046-47: 0; 2047-48: 0; 2048-49: 0; 2049-50: 0
5FP | Potable water exported enter as -ve | 5BL + 5.1FP | Ml/d | 2 | 2019-20: 0; 2020-21: 0; 2021-22: 0; 2022-23: 0; 2023-24: 0; 2024-25: 0; 2025-26: 0; 2026-27: 0; 2027-28: 0; 2028-29: 0; 2029-30: 0; 2030-31: 0; 2031-32: 0; 2032-33: 0; 2033-34: 0; 2034-35: 0; 2035-36: 0; 2036-37: 0; 2037-38: 0; 2038-39: 0; 2039-40: 0; 2040-41: 0; 2041-42: 0; 2042-43: 0; 2043-44: 0; 2044-45: 0; 2045-46: 0; 2046-47: 0; 2047-48: 0; 2048-49: 0; 2049-50: 0
6.1FP | Deployable Output post forecast changes | 6.1BL + 6.2FP + 6.3FP +7.01FP +7.02FP | Ml/d | 2 | 2019-20: 47.25; 2020-21: 47.25; 2021-22: 47.25; 2022-23: 47.25; 2023-24: 47.25; 2024-25: 47.25; 2025-26: 47.25; 2026-27: 47.25; 2027-28: 47.25; 2028-29: 47.25; 2029-30: 47.25; 2030-31: 47.25; 2031-32: 47.25; 2032-33: 47.25; 2033-34: 47.25; 2034-35: 47.25; 2035-36: 47.25; 2036-37: 47.25; 2037-38: 47.25; 2038-39: 47.25; 2039-40: 47.25; 2040-41: 47.25; 2041-42: 47.25; 2042-43: 47.25; 2043-44: 47.25; 2044-45: 47.25; 2045-46: 47.25; 2046-47: 47.25; 2047-48: 47.25; 2048-49: 47.25; 2049-50: 47.25
8FP | Raw water losses, treatment works losses and operational use | 8BL + 8.1FP + 8.2FP | Ml/d | 2 | 2019-20: 2.25; 2020-21: 2.25; 2021-22: 2.25; 2022-23: 2.25; 2023-24: 2.25; 2024-25: 2.25; 2025-26: 2.25; 2026-27: 2.25; 2027-28: 2.25; 2028-29: 2.25; 2029-30: 2.25; 2030-31: 2.25; 2031-32: 2.25; 2032-33: 2.25; 2033-34: 2.25; 2034-35: 2.25; 2035-36: 2.25; 2036-37: 2.25; 2037-38: 2.25; 2038-39: 2.25; 2039-40: 2.25; 2040-41: 2.25; 2041-42: 2.25; 2042-43: 2.25; 2043-44: 2.25; 2044-45: 2.25; 2045-46: 2.25; 2046-47: 2.25; 2047-48: 2.25; 2048-49: 2.25; 2049-50: 2.25
9FP | Total Outage Allowance | 9BL + 9.1FP | Ml/d | 2 | 2019-20: 0.29; 2020-21: 0.29; 2021-22: 0.29; 2022-23: 0.29; 2023-24: 0.29; 2024-25: 0.29; 2025-26: 0.29; 2026-27: 0.29; 2027-28: 0.29; 2028-29: 0.29; 2029-30: 0.29; 2030-31: 0.29; 2031-32: 0.29; 2032-33: 0.29; 2033-34: 0.29; 2034-35: 0.29; 2035-36: 0.29; 2036-37: 0.29; 2037-38: 0.29; 2038-39: 0.29; 2039-40: 0.29; 2040-41: 0.29; 2041-42: 0.29; 2042-43: 0.29; 2043-44: 0.29; 2044-45: 0.29; 2045-46: 0.29; 2046-47: 0.29; 2047-48: 0.29; 2048-49: 0.29; 2049-50: 0.29
10FP | Water Available For Use (own sources) | (6.1FP) - (8FP + 9FP) | Ml/d | 2 | 2019-20: 44.71; 2020-21: 44.71; 2021-22: 44.71; 2022-23: 44.71; 2023-24: 44.71; 2024-25: 44.71; 2025-26: 44.71; 2026-27: 44.71; 2027-28: 44.71; 2028-29: 44.71; 2029-30: 44.71; 2030-31: 44.71; 2031-32: 44.71; 2032-33: 44.71; 2033-34: 44.71; 2034-35: 44.71; 2035-36: 44.71; 2036-37: 44.71; 2037-38: 44.71; 2038-39: 44.71; 2039-40: 44.71; 2040-41: 44.71; 2041-42: 44.71; 2042-43: 44.71; 2043-44: 44.71; 2044-45: 44.71; 2045-46: 44.71; 2046-47: 44.71; 2047-48: 44.71; 2048-49: 44.71; 2049-50: 44.71
11FP | Total Water Available For Use | 10FP + sum (2FP:5FP) | Ml/d | 2 | 2019-20: 44.71; 2020-21: 44.71; 2021-22: 44.71; 2022-23: 44.71; 2023-24: 44.71; 2024-25: 44.71; 2025-26: 44.71; 2026-27: 44.71; 2027-28: 44.71; 2028-29: 44.71; 2029-30: 44.71; 2030-31: 44.71; 2031-32: 44.71; 2032-33: 44.71; 2033-34: 44.71; 2034-35: 44.71; 2035-36: 44.71; 2036-37: 44.71; 2037-38: 44.71; 2038-39: 44.71; 2039-40: 44.71; 2040-41: 44.71; 2041-42: 44.71; 2042-43: 44.71; 2043-44: 44.71; 2044-45: 44.71; 2045-46: 44.71; 2046-47: 44.71; 2047-48: 44.71; 2048-49: 44.71; 2049-50: 44.71
12FP | Water delivered measured non-household | 12BL + 12.2FP | Ml/d | 2 | 2019-20: 11.64; 2020-21: 11.64; 2021-22: 11.64; 2022-23: 11.64; 2023-24: 11.64; 2024-25: 11.64; 2025-26: 11.59; 2026-27: 11.55; 2027-28: 11.51; 2028-29: 11.47; 2029-30: 11.43; 2030-31: 11.4; 2031-32: 11.36; 2032-33: 11.32; 2033-34: 11.29; 2034-35: 11.25; 2035-36: 11.21; 2036-37: 11.18; 2037-38: 11.14; 2038-39: 11.1; 2039-40: 11.07; 2040-41: 11.03; 2041-42: 10.99; 2042-43: 10.95; 2043-44: 10.92; 2044-45: 10.88; 2045-46: 10.84; 2046-47: 10.8; 2047-48: 10.77; 2048-49: 10.73; 2049-50: 10.69
12.1FP | Non-potable water consumption | Input | Ml/d | 2 | 2019-20: 0; 2020-21: 0; 2021-22: 0; 2022-23: 0; 2023-24: 0; 2024-25: 0; 2025-26: 0; 2026-27: 0; 2027-28: 0; 2028-29: 0; 2029-30: 0; 2030-31: 0; 2031-32: 0; 2032-33: 0; 2033-34: 0; 2034-35: 0; 2035-36: 0; 2036-37: 0; 2037-38: 0; 2038-39: 0; 2039-40: 0; 2040-41: 0; 2041-42: 0; 2042-43: 0; 2043-44: 0; 2044-45: 0; 2045-46: 0; 2046-47: 0; 2047-48: 0; 2048-49: 0; 2049-50: 0
13FP | Water delivered unmeasured non-household | 13BL + 13.1FP | Ml/d | 2 | 2019-20: 0.05; 2020-21: 0.05; 2021-22: 0.05; 2022-23: 0.05; 2023-24: 0.05; 2024-25: 0.05; 2025-26: 0.05; 2026-27: 0.05; 2027-28: 0.05; 2028-29: 0.05; 2029-30: 0.05; 2030-31: 0.05; 2031-32: 0.05; 2032-33: 0.05; 2033-34: 0.05; 2034-35: 0.05; 2035-36: 0.05; 2036-37: 0.05; 2037-38: 0.05; 2038-39: 0.05; 2039-40: 0.05; 2040-41: 0.05; 2041-42: 0.05; 2042-43: 0.05; 2043-44: 0.05; 2044-45: 0.05; 2045-46: 0.05; 2046-47: 0.05; 2047-48: 0.05; 2048-49: 0.05; 2049-50: 0.05
14FP | Water delivered measured household | 14BL + 14.1FP | Ml/d | 2 | 2019-20: 6.58; 2020-21: 6.99; 2021-22: 7.33; 2022-23: 7.77; 2023-24: 8.17; 2024-25: 8.54; 2025-26: 8.77; 2026-27: 8.93; 2027-28: 9.06; 2028-29: 9.13; 2029-30: 9.11; 2030-31: 9.2; 2031-32: 9.27; 2032-33: 9.41; 2033-34: 9.39; 2034-35: 9.29; 2035-36: 9.18; 2036-37: 9.08; 2037-38: 8.98; 2038-39: 8.88; 2039-40: 8.8; 2040-41: 8.7; 2041-42: 8.61; 2042-43: 8.52; 2043-44: 8.43; 2044-45: 8.43; 2045-46: 8.42; 2046-47: 8.42; 2047-48: 8.41; 2048-49: 8.4; 2049-50: 8.4
15FP | Water delivered unmeasured household | 15BL + 15.1FP | Ml/d | 2 | 2019-20: 11.15; 2020-21: 10.78; 2021-22: 10.43; 2022-23: 10.08; 2023-24: 9.71; 2024-25: 9.34; 2025-26: 9.02; 2026-27: 8.7; 2027-28: 8.4; 2028-29: 8.07; 2029-30: 7.78; 2030-31: 7.49; 2031-32: 7.24; 2032-33: 7.01; 2033-34: 6.99; 2034-35: 6.98; 2035-36: 6.97; 2036-37: 6.96; 2037-38: 6.95; 2038-39: 6.95; 2039-40: 6.95; 2040-41: 6.94; 2041-42: 6.95; 2042-43: 6.96; 2043-44: 6.96; 2044-45: 6.97; 2045-46: 6.97; 2046-47: 6.98; 2047-48: 6.99; 2048-49: 7; 2049-50: 7
16FP | Percentage of consumption driven by climate change | 16BL | % | 1 | 2019-20: 0%; 2020-21: 0%; 2021-22: 0%; 2022-23: 0.1%; 2023-24: 0.1%; 2024-25: 0.1%; 2025-26: 0.1%; 2026-27: 0.1%; 2027-28: 0.1%; 2028-29: 0.2%; 2029-30: 0.2%; 2030-31: 0.2%; 2031-32: 0.2%; 2032-33: 0.3%; 2033-34: 0.3%; 2034-35: 0.3%; 2035-36: 0.4%; 2036-37: 0.4%; 2037-38: 0.4%; 2038-39: 0.5%; 2039-40: 0.5%; 2040-41: 0.6%; 2041-42: 0.6%; 2042-43: 0.6%; 2043-44: 0.7%; 2044-45: 0.7%; 2045-46: 0.8%; 2046-47: 0.8%; 2047-48: 0.8%; 2048-49: 0.8%; 2049-50: 0.9%
17FP | Volume of consumption driven by climate change | 16FP * (12FP + sum(13FP:15FP) - sum (23FP:26FP)) | Ml/d | 2 | 2019-20: 0; 2020-21: 0; 2021-22: 0; 2022-23: 0.02834; 2023-24: 0.02838; 2024-25: 0.02839; 2025-26: 0.02826; 2026-27: 0.02808; 2027-28: 0.02789; 2028-29: 0.05528; 2029-30: 0.05466; 2030-31: 0.05422; 2031-32: 0.05384; 2032-33: 0.08043; 2033-34: 0.08019; 2034-35: 0.07977; 2035-36: 0.10568; 2036-37: 0.10516; 2037-38: 0.1046; 2038-39: 0.13005; 2039-40: 0.12945; 2040-41: 0.15444; 2041-42: 0.15372; 2042-43: 0.153; 2043-44: 0.17766; 2044-45: 0.17738; 2045-46: 0.20232; 2046-47: 0.20208; 2047-48: 0.20184; 2048-49: 0.20144; 2049-50: 0.22626
18FP | Measured Household - PCC | ((14FP - 25FP) * 1,000,000) / (39FP * 1000) | l/h/d | 1 | 2019-20: 193.6743; 2020-21: 190.2021; 2021-22: 187.422; 2022-23: 184.8968; 2023-24: 182.7609; 2024-25: 180.5745; 2025-26: 177.642; 2026-27: 174.1001; 2027-28: 170.4067; 2028-29: 166.2825; 2029-30: 161.5835; 2030-31: 158.8892; 2031-32: 156.7338; 2032-33: 155.5788; 2033-34: 154.7898; 2034-35: 152.9334; 2035-36: 150.7392; 2036-37: 148.7115; 2037-38: 146.7026; 2038-39: 144.6826; 2039-40: 142.6791; 2040-41: 140.5919; 2041-42: 138.6401; 2042-43: 136.648; 2043-44: 134.6992; 2044-45: 134.2326; 2045-46: 133.6262; 2046-47: 133.1863; 2047-48: 132.5764; 2048-49: 131.9878; 2049-50: 131.5789
19FP | Unmeasured Household - PCC | ((15FP - 26FP) * 1,000,000) / (40FP * 1000) | l/h/d | 1 | 2019-20: 180.1371; 2020-21: 179.7404; 2021-22: 179.4069; 2022-23: 179.0969; 2023-24: 178.5678; 2024-25: 178.1639; 2025-26: 177.4291; 2026-27: 176.9951; 2027-28: 176.7782; 2028-29: 176.129; 2029-30: 175.9232; 2030-31: 175.5201; 2031-32: 175.6872; 2032-33: 176.2931; 2033-34: 176.2909; 2034-35: 176.4984; 2035-36: 176.3934; 2036-37: 176.8079; 2037-38: 176.9291; 2038-39: 177.287; 2039-40: 177.4516; 2040-41: 177.3898; 2041-42: 177.8166; 2042-43: 178.1737; 2043-44: 178.2491; 2044-45: 178.2843; 2045-46: 178.3145; 2046-47: 178.6067; 2047-48: 178.8636; 2048-49: 179.1154; 2049-50: 179.075
20FP | Average Household - PCC | (((14FP - 25FP) + (15FP - 26FP)) * 1,000,000)/ ((39FP + 40FP) * 1,000) | l/h/d | 1 | 2019-20: 185.1105; 2020-21: 183.8537; 2021-22: 182.7365; 2022-23: 181.6537; 2023-24: 180.5159; 2024-25: 179.3395; 2025-26: 177.5369; 2026-27: 175.4778; 2027-28: 173.3258; 2028-29: 170.6203; 2029-30: 167.6721; 2030-31: 165.698; 2031-32: 164.2291; 2032-33: 163.4941; 2033-34: 162.9808; 2034-35: 161.8838; 2035-36: 160.4549; 2036-37: 159.3221; 2037-38: 158.0865; 2038-39: 156.9294; 2039-40: 155.7052; 2040-41: 154.3414; 2041-42: 153.2418; 2042-43: 152.0869; 2043-44: 150.8526; 2044-45: 150.5345; 2045-46: 150.1276; 2046-47: 149.9225; 2047-48: 149.5975; 2048-49: 149.2846; 2049-50: 148.9793
21FP | Water taken unbilled | 21BL + 21.1FP | Ml/d | 2 | 2019-20: 0.23; 2020-21: 0.23; 2021-22: 0.23; 2022-23: 0.23; 2023-24: 0.24; 2024-25: 0.23; 2025-26: 0.23; 2026-27: 0.23; 2027-28: 0.23; 2028-29: 0.23; 2029-30: 0.23; 2030-31: 0.23; 2031-32: 0.22; 2032-33: 0.23; 2033-34: 0.22; 2034-35: 0.23; 2035-36: 0.24; 2036-37: 0.23; 2037-38: 0.23; 2038-39: 0.23; 2039-40: 0.24; 2040-41: 0.22; 2041-42: 0.22; 2042-43: 0.22; 2043-44: 0.22; 2044-45: 0.22; 2045-46: 0.22; 2046-47: 0.22; 2047-48: 0.22; 2048-49: 0.22; 2049-50: 0.22
22FP | Distribution system operational use | 22BL + 22.1FP | Ml/d | 2 | 2019-20: 1.71; 2020-21: 1.71; 2021-22: 1.71; 2022-23: 1.71; 2023-24: 1.71; 2024-25: 1.71; 2025-26: 1.71; 2026-27: 1.71; 2027-28: 1.71; 2028-29: 1.71; 2029-30: 1.71; 2030-31: 1.71; 2031-32: 1.71; 2032-33: 1.71; 2033-34: 1.71; 2034-35: 1.71; 2035-36: 1.71; 2036-37: 1.71; 2037-38: 1.71; 2038-39: 1.71; 2039-40: 1.71; 2040-41: 1.71; 2041-42: 1.71; 2042-43: 1.71; 2043-44: 1.71; 2044-45: 1.71; 2045-46: 1.71; 2046-47: 1.71; 2047-48: 1.71; 2048-49: 1.71; 2049-50: 1.71
23FP | Measured Non Household - USPL | 23BL + 23.1FP | Ml/d | 2 | 2019-20: 0.01; 2020-21: 0.01; 2021-22: 0.01; 2022-23: 0.01; 2023-24: 0.01; 2024-25: 0.01; 2025-26: 0.01; 2026-27: 0.01; 2027-28: 0.01; 2028-29: 0.01; 2029-30: 0.01; 2030-31: 0.01; 2031-32: 0.01; 2032-33: 0.01; 2033-34: 0.01; 2034-35: 0.01; 2035-36: 0.01; 2036-37: 0.01; 2037-38: 0; 2038-39: 0; 2039-40: 0; 2040-41: 0; 2041-42: 0; 2042-43: 0; 2043-44: 0; 2044-45: 0; 2045-46: 0; 2046-47: 0; 2047-48: 0; 2048-49: 0.01; 2049-50: 0.01
24FP | Unmeasured Non Household - USPL | 24BL + 24.1FP | Ml/d | 2 | 2019-20: 0.01; 2020-21: 0.01; 2021-22: 0.01; 2022-23: 0.01; 2023-24: 0.01; 2024-25: 0.01; 2025-26: 0.01; 2026-27: 0.01; 2027-28: 0.01; 2028-29: 0.01; 2029-30: 0.01; 2030-31: 0.01; 2031-32: 0.01; 2032-33: 0.01; 2033-34: 0.01; 2034-35: 0.01; 2035-36: 0.01; 2036-37: 0.01; 2037-38: 0.01; 2038-39: 0.01; 2039-40: 0.01; 2040-41: 0.01; 2041-42: 0.01; 2042-43: 0.01; 2043-44: 0.01; 2044-45: 0.01; 2045-46: 0.01; 2046-47: 0.01; 2047-48: 0.01; 2048-49: 0.01; 2049-50: 0.01
25FP | Measured Household - USPL | 25BL + 25.1FP | Ml/d | 2 | 2019-20: 0.23; 2020-21: 0.25; 2021-22: 0.27; 2022-23: 0.29; 2023-24: 0.31; 2024-25: 0.33; 2025-26: 0.34; 2026-27: 0.35; 2027-28: 0.35; 2028-29: 0.33; 2029-30: 0.31; 2030-31: 0.32; 2031-32: 0.31; 2032-33: 0.32; 2033-34: 0.33; 2034-35: 0.32; 2035-36: 0.32; 2036-37: 0.32; 2037-38: 0.32; 2038-39: 0.32; 2039-40: 0.33; 2040-41: 0.33; 2041-42: 0.33; 2042-43: 0.33; 2043-44: 0.33; 2044-45: 0.33; 2045-46: 0.33; 2046-47: 0.33; 2047-48: 0.33; 2048-49: 0.33; 2049-50: 0.33
26FP | Unmeasured Household - USPL | 26BL + 26.1BL | Ml/d | 2 | 2019-20: 0.98; 2020-21: 0.95; 2021-22: 0.92; 2022-23: 0.89; 2023-24: 0.86; 2024-25: 0.83; 2025-26: 0.81; 2026-27: 0.78; 2027-28: 0.76; 2028-29: 0.73; 2029-30: 0.71; 2030-31: 0.69; 2031-32: 0.67; 2032-33: 0.64; 2033-34: 0.64; 2034-35: 0.64; 2035-36: 0.65; 2036-37: 0.64; 2037-38: 0.64; 2038-39: 0.64; 2039-40: 0.64; 2040-41: 0.64; 2041-42: 0.64; 2042-43: 0.64; 2043-44: 0.64; 2044-45: 0.65; 2045-46: 0.65; 2046-47: 0.65; 2047-48: 0.65; 2048-49: 0.65; 2049-50: 0.65
27FP | Void Properties - USPL | 27BL + 27.1FP | Ml/d | 2 | 2019-20: 0.11; 2020-21: 0.11; 2021-22: 0.11; 2022-23: 0.11; 2023-24: 0.11; 2024-25: 0.11; 2025-26: 0.11; 2026-27: 0.11; 2027-28: 0.11; 2028-29: 0.11; 2029-30: 0.11; 2030-31: 0.11; 2031-32: 0.12; 2032-33: 0.12; 2033-34: 0.12; 2034-35: 0.12; 2035-36: 0.12; 2036-37: 0.12; 2037-38: 0.12; 2038-39: 0.12; 2039-40: 0.12; 2040-41: 0.12; 2041-42: 0.12; 2042-43: 0.12; 2043-44: 0.12; 2044-45: 0.12; 2045-46: 0.12; 2046-47: 0.12; 2047-48: 0.12; 2048-49: 0.12; 2049-50: 0.12
28FP | Distribution losses | 28BL + 28.1FP | Ml/d | 2 | 2019-20: 3.66; 2020-21: 3.58; 2021-22: 3.54; 2022-23: 3.47; 2023-24: 3.4; 2024-25: 3.33; 2025-26: 3.33; 2026-27: 3.33; 2027-28: 3.33; 2028-29: 3.33; 2029-30: 3.33; 2030-31: 3.33; 2031-32: 3.33; 2032-33: 3.33; 2033-34: 3.33; 2034-35: 3.33; 2035-36: 3.33; 2036-37: 3.33; 2037-38: 3.33; 2038-39: 3.33; 2039-40: 3.33; 2040-41: 3.33; 2041-42: 3.33; 2042-43: 3.33; 2043-44: 3.33; 2044-45: 3.33; 2045-46: 3.33; 2046-47: 3.33; 2047-48: 3.33; 2048-49: 3.33; 2049-50: 3.33
29FP | Total Leakage | sum (23FP:28FP) | Ml/d | 2 | 2019-20: 5; 2020-21: 4.91; 2021-22: 4.86; 2022-23: 4.78; 2023-24: 4.7; 2024-25: 4.62; 2025-26: 4.61; 2026-27: 4.59; 2027-28: 4.57; 2028-29: 4.52; 2029-30: 4.48; 2030-31: 4.47; 2031-32: 4.45; 2032-33: 4.43; 2033-34: 4.44; 2034-35: 4.43; 2035-36: 4.44; 2036-37: 4.43; 2037-38: 4.42; 2038-39: 4.42; 2039-40: 4.43; 2040-41: 4.43; 2041-42: 4.43; 2042-43: 4.43; 2043-44: 4.43; 2044-45: 4.44; 2045-46: 4.44; 2046-47: 4.44; 2047-48: 4.44; 2048-49: 4.45; 2049-50: 4.45
30FP | Leakage/property | (29FP * 1,000,000) / (36FP * 1,000) | l/prop/d | 2 | 2019-20: 111.6047; 2020-21: 107.6212; 2021-22: 104.6895; 2022-23: 101.5833; 2023-24: 98.7291; 2024-25: 95.9521; 2025-26: 94.8111; 2026-27: 93.6448; 2027-28: 92.5251; 2028-29: 90.8433; 2029-30: 89.5516; 2030-31: 88.8827; 2031-32: 88.1415; 2032-33: 87.4216; 2033-34: 87.3019; 2034-35: 86.8015; 2035-36: 86.7018; 2036-37: 86.2237; 2037-38: 85.7586; 2038-39: 85.4965; 2039-40: 85.4371; 2040-41: 85.1939; 2041-42: 84.9636; 2042-43: 84.7425; 2043-44: 84.5275; 2044-45: 84.5135; 2045-46: 84.3161; 2046-47: 84.1307; 2047-48: 83.9526; 2048-49: 83.9749; 2049-50: 83.8168
31FP | Measured Non Household - properties | Input | 000's | 2 | 2019-20: 2.147; 2020-21: 2.173; 2021-22: 2.196; 2022-23: 2.223; 2023-24: 2.246; 2024-25: 2.273; 2025-26: 2.294; 2026-27: 2.315; 2027-28: 2.336; 2028-29: 2.357; 2029-30: 2.377; 2030-31: 2.397; 2031-32: 2.417; 2032-33: 2.435; 2033-34: 2.453; 2034-35: 2.47; 2035-36: 2.487; 2036-37: 2.503; 2037-38: 2.518; 2038-39: 2.533; 2039-40: 2.548; 2040-41: 2.562; 2041-42: 2.575; 2042-43: 2.588; 2043-44: 2.601; 2044-45: 2.614; 2045-46: 2.626; 2046-47: 2.638; 2047-48: 2.65; 2048-49: 2.661; 2049-50: 2.672
32FP | Unmeasured Non Household - properties | Input | 000's | 2 | 2019-20: 0.009; 2020-21: 0.009; 2021-22: 0.009; 2022-23: 0.009; 2023-24: 0.009; 2024-25: 0.009; 2025-26: 0.009; 2026-27: 0.009; 2027-28: 0.009; 2028-29: 0.009; 2029-30: 0.01; 2030-31: 0.01; 2031-32: 0.01; 2032-33: 0.01; 2033-34: 0.01; 2034-35: 0.01; 2035-36: 0.01; 2036-37: 0.01; 2037-38: 0.01; 2038-39: 0.01; 2039-40: 0.01; 2040-41: 0.01; 2041-42: 0.01; 2042-43: 0.01; 2043-44: 0.01; 2044-45: 0.01; 2045-46: 0.011; 2046-47: 0.011; 2047-48: 0.011; 2048-49: 0.011; 2049-50: 0.011
33FP | All void non-households - properties | Input | 000's | 2 | 2019-20: 0; 2020-21: 0; 2021-22: 0; 2022-23: 0; 2023-24: 0; 2024-25: 0; 2025-26: 0; 2026-27: 0; 2027-28: 0; 2028-29: 0; 2029-30: 0; 2030-31: 0; 2031-32: 0; 2032-33: 0; 2033-34: 0; 2034-35: 0; 2035-36: 0; 2036-37: 0; 2037-38: 0; 2038-39: 0; 2039-40: 0; 2040-41: 0; 2041-42: 0; 2042-43: 0; 2043-44: 0; 2044-45: 0; 2045-46: 0; 2046-47: 0; 2047-48: 0; 2048-49: 0; 2049-50: 0
34FP | Measured households - properties (excl. void) | Year before + sum (34.1BL:34.6BL) | 000's | 2 | 2019-20: 17.396; 2020-21: 18.877; 2021-22: 20.279; 2022-23: 21.557; 2023-24: 22.759; 2024-25: 23.952; 2025-26: 24.952; 2026-27: 25.853; 2027-28: 26.724; 2028-29: 27.563; 2029-30: 28.297; 2030-31: 29.081; 2031-32: 29.774; 2032-33: 30.442; 2033-34: 31.087; 2034-35: 31.709; 2035-36: 32.308; 2036-37: 32.885; 2037-38: 33.441; 2038-39: 33.977; 2039-40: 34.492; 2040-41: 34.989; 2041-42: 35.466; 2042-43: 35.925; 2043-44: 36.368; 2044-45: 36.792; 2045-46: 37.127; 2046-47: 37.227; 2047-48: 37.322; 2048-49: 37.412; 2049-50: 37.497
34.1FP | New build properties - properties | Input (new builds in each year) | 000's | 2 | 2019-20: 0.718; 2020-21: 0.67; 2021-22: 0.629; 2022-23: 0.58; 2023-24: 0.504; 2024-25: 0.495; 2025-26: 0.436; 2026-27: 0.356; 2027-28: 0.343; 2028-29: 0.329; 2029-30: 0.241; 2030-31: 0.237; 2031-32: 0.167; 2032-33: 0.162; 2033-34: 0.158; 2034-35: 0.154; 2035-36: 0.149; 2036-37: 0.145; 2037-38: 0.14; 2038-39: 0.136; 2039-40: 0.131; 2040-41: 0.127; 2041-42: 0.122; 2042-43: 0.118; 2043-44: 0.114; 2044-45: 0.109; 2045-46: 0.105; 2046-47: 0.1; 2047-48: 0.095; 2048-49: 0.09; 2049-50: 0.085
34.2FP | Meter optants - properties | Input (meter optants in each year) | 000's | 2 | 2019-20: 0.791; 2020-21: 0.777; 2021-22: 0.74; 2022-23: 0.668; 2023-24: 0.668; 2024-25: 0.668; 2025-26: 0.539; 2026-27: 0.521; 2027-28: 0.504; 2028-29: 0.487; 2029-30: 0.471; 2030-31: 0.116; 2031-32: 0.112; 2032-33: 0.109; 2033-34: 0.105; 2034-35: 0.102; 2035-36: 0.098; 2036-37: 0.095; 2037-38: 0.092; 2038-39: 0.089; 2039-40: 0.086; 2040-41: 0.083; 2041-42: 0.08; 2042-43: 0.077; 2043-44: 0.075; 2044-45: 0.072; 2045-46: 0; 2046-47: 0; 2047-48: 0; 2048-49: 0; 2049-50: 0
34.3FP | Compulsory metering - properties | Input (compulsory meters in each year) | 000's | 2 | 2019-20: 0; 2020-21: 0; 2021-22: 0; 2022-23: 0; 2023-24: 0; 2024-25: 0; 2025-26: 0; 2026-27: 0; 2027-28: 0; 2028-29: 0; 2029-30: 0; 2030-31: 0; 2031-32: 0; 2032-33: 0; 2033-34: 0; 2034-35: 0; 2035-36: 0; 2036-37: 0; 2037-38: 0; 2038-39: 0; 2039-40: 0; 2040-41: 0; 2041-42: 0; 2042-43: 0; 2043-44: 0; 2044-45: 0; 2045-46: 0; 2046-47: 0; 2047-48: 0; 2048-49: 0; 2049-50: 0
34.4FP | Metering on change of occupancy - properties | Input (change of occupancy meters in each year) | 000's | 2 | 2019-20: 0; 2020-21: 0; 2021-22: 0; 2022-23: 0; 2023-24: 0; 2024-25: 0; 2025-26: 0; 2026-27: 0; 2027-28: 0; 2028-29: 0; 2029-30: 0; 2030-31: 0.426; 2031-32: 0.409; 2032-33: 0.392; 2033-34: 0.377; 2034-35: 0.361; 2035-36: 0.347; 2036-37: 0.333; 2037-38: 0.32; 2038-39: 0.307; 2039-40: 0.294; 2040-41: 0.283; 2041-42: 0.271; 2042-43: 0.26; 2043-44: 0.25; 2044-45: 0.24; 2045-46: 0.23; 2046-47: 0; 2047-48: 0; 2048-49: 0; 2049-50: 0
34.5FP | Selective metering - properties | Input (selective meters in each year) | 000's | 2 | 2019-20: 0.035; 2020-21: 0.034; 2021-22: 0.033; 2022-23: 0.03; 2023-24: 0.03; 2024-25: 0.03; 2025-26: 0.025; 2026-27: 0.024; 2027-28: 0.024; 2028-29: 0.023; 2029-30: 0.022; 2030-31: 0.005; 2031-32: 0.005; 2032-33: 0.005; 2033-34: 0.005; 2034-35: 0.005; 2035-36: 0.005; 2036-37: 0.004; 2037-38: 0.004; 2038-39: 0.004; 2039-40: 0.004; 2040-41: 0.004; 2041-42: 0.004; 2042-43: 0.004; 2043-44: 0.004; 2044-45: 0.003; 2045-46: 0; 2046-47: 0; 2047-48: 0; 2048-49: 0; 2049-50: 0
34.6FP | Other changes to existing metering - properties | Input (other changes to meters in each year) | 000's | 2 | 2019-20: 0; 2020-21: 0; 2021-22: 0; 2022-23: 0; 2023-24: 0; 2024-25: 0; 2025-26: 0; 2026-27: 0; 2027-28: 0; 2028-29: 0; 2029-30: 0; 2030-31: 0; 2031-32: 0; 2032-33: 0; 2033-34: 0; 2034-35: 0; 2035-36: 0; 2036-37: 0; 2037-38: 0; 2038-39: 0; 2039-40: 0; 2040-41: 0; 2041-42: 0; 2042-43: 0; 2043-44: 0; 2044-45: 0; 2045-46: 0; 2046-47: 0; 2047-48: 0; 2048-49: 0; 2049-50: 0
34.7FP | Measured household void properties | Input | 000's | 2 | 2019-20: 0.853; 2020-21: 0.913; 2021-22: 0.965; 2022-23: 1.026; 2023-24: 1.084; 2024-25: 1.141; 2025-26: 1.188; 2026-27: 1.23; 2027-28: 1.27; 2028-29: 1.309; 2029-30: 1.343; 2030-31: 1.379; 2031-32: 1.413; 2032-33: 1.445; 2033-34: 1.476; 2034-35: 1.506; 2035-36: 1.535; 2036-37: 1.563; 2037-38: 1.59; 2038-39: 1.616; 2039-40: 1.641; 2040-41: 1.665; 2041-42: 1.688; 2042-43: 1.71; 2043-44: 1.731; 2044-45: 1.752; 2045-46: 1.768; 2046-47: 1.772; 2047-48: 1.777; 2048-49: 1.781; 2049-50: 1.785
35FP | Unmeasured households - properties (excl. void) | Input | 000's | 2 | 2019-20: 23.257; 2020-21: 22.548; 2021-22: 21.903; 2022-23: 21.205; 2023-24: 20.507; 2024-25: 19.809; 2025-26: 19.244; 2026-27: 18.699; 2027-28: 18.171; 2028-29: 17.662; 2029-30: 17.169; 2030-31: 16.621; 2031-32: 16.095; 2032-33: 15.589; 2033-34: 15.102; 2034-35: 14.634; 2035-36: 14.185; 2036-37: 13.752; 2037-38: 13.337; 2038-39: 12.937; 2039-40: 12.553; 2040-41: 12.184; 2041-42: 11.829; 2042-43: 11.488; 2043-44: 11.16; 2044-45: 10.844; 2045-46: 10.614; 2046-47: 10.614; 2047-48: 10.614; 2048-49: 10.614; 2049-50: 10.614
35.1FP | Unmeasured household void properties | Input | 000's | 2 | 2019-20: 1.139; 2020-21: 1.103; 2021-22: 1.071; 2022-23: 1.035; 2023-24: 1; 2024-25: 0.965; 2025-26: 0.936; 2026-27: 0.909; 2027-28: 0.882; 2028-29: 0.856; 2029-30: 0.831; 2030-31: 0.803; 2031-32: 0.778; 2032-33: 0.753; 2033-34: 0.73; 2034-35: 0.707; 2035-36: 0.685; 2036-37: 0.665; 2037-38: 0.644; 2038-39: 0.625; 2039-40: 0.607; 2040-41: 0.589; 2041-42: 0.572; 2042-43: 0.555; 2043-44: 0.539; 2044-45: 0.524; 2045-46: 0.513; 2046-47: 0.513; 2047-48: 0.513; 2048-49: 0.513; 2049-50: 0.513
36FP | Total Resource Zone Properties (incl. voids) | sum (31FP:34FP) + 34.7FP + 35BL + 35.1BL | 000's | 2 | 2019-20: 44.801; 2020-21: 45.623; 2021-22: 46.423; 2022-23: 47.055; 2023-24: 47.605; 2024-25: 48.149; 2025-26: 48.623; 2026-27: 49.015; 2027-28: 49.392; 2028-29: 49.756; 2029-30: 50.027; 2030-31: 50.291; 2031-32: 50.487; 2032-33: 50.674; 2033-34: 50.858; 2034-35: 51.036; 2035-36: 51.21; 2036-37: 51.378; 2037-38: 51.54; 2038-39: 51.698; 2039-40: 51.851; 2040-41: 51.999; 2041-42: 52.14; 2042-43: 52.276; 2043-44: 52.409; 2044-45: 52.536; 2045-46: 52.659; 2046-47: 52.775; 2047-48: 52.887; 2048-49: 52.992; 2049-50: 53.092
37FP | Measured Non Household - Population | Input | 000's | 2 | 2019-20: 1.513; 2020-21: 1.535; 2021-22: 1.543; 2022-23: 1.573; 2023-24: 1.591; 2024-25: 1.606; 2025-26: 1.609; 2026-27: 1.641; 2027-28: 1.658; 2028-29: 1.68; 2029-30: 1.705; 2030-31: 1.732; 2031-32: 1.786; 2032-33: 1.834; 2033-34: 1.882; 2034-35: 1.92; 2035-36: 1.955; 2036-37: 1.996; 2037-38: 2.042; 2038-39: 2.075; 2039-40: 2.118; 2040-41: 2.157; 2041-42: 2.202; 2042-43: 2.245; 2043-44: 2.295; 2044-45: 2.338; 2045-46: 2.389; 2046-47: 2.44; 2047-48: 2.48; 2048-49: 2.514; 2049-50: 2.546
38FP | Unmeasured Non Household - Population | Input | 000's | 2 | 2019-20: 0.006; 2020-21: 0.006; 2021-22: 0.006; 2022-23: 0.006; 2023-24: 0.006; 2024-25: 0.006; 2025-26: 0.006; 2026-27: 0.007; 2027-28: 0.007; 2028-29: 0.007; 2029-30: 0.007; 2030-31: 0.007; 2031-32: 0.007; 2032-33: 0.007; 2033-34: 0.008; 2034-35: 0.008; 2035-36: 0.008; 2036-37: 0.008; 2037-38: 0.008; 2038-39: 0.008; 2039-40: 0.009; 2040-41: 0.009; 2041-42: 0.009; 2042-43: 0.009; 2043-44: 0.009; 2044-45: 0.009; 2045-46: 0.01; 2046-47: 0.01; 2047-48: 0.01; 2048-49: 0.01; 2049-50: 0.01
39FP | Measured Household - Population | Input | 000's | 2 | 2019-20: 32.787; 2020-21: 35.436; 2021-22: 37.669; 2022-23: 40.455; 2023-24: 43.007; 2024-25: 45.466; 2025-26: 47.455; 2026-27: 49.282; 2027-28: 51.113; 2028-29: 52.922; 2029-30: 54.461; 2030-31: 55.888; 2031-32: 57.167; 2032-33: 58.427; 2033-34: 58.531; 2034-35: 58.653; 2035-36: 58.777; 2036-37: 58.906; 2037-38: 59.031; 2038-39: 59.164; 2039-40: 59.364; 2040-41: 59.534; 2041-42: 59.723; 2042-43: 59.935; 2043-44: 60.134; 2044-45: 60.343; 2045-46: 60.542; 2046-47: 60.742; 2047-48: 60.946; 2048-49: 61.142; 2049-50: 61.332
40FP | Unmeasured Household - Population | Input | 000's | 2 | 2019-20: 56.457; 2020-21: 54.69; 2021-22: 53.008; 2022-23: 51.313; 2023-24: 49.561; 2024-25: 47.765; 2025-26: 46.272; 2026-27: 44.747; 2027-28: 43.218; 2028-29: 41.674; 2029-30: 40.188; 2030-31: 38.742; 2031-32: 37.396; 2032-33: 36.133; 2033-34: 36.02; 2034-35: 35.921; 2035-36: 35.829; 2036-37: 35.745; 2037-38: 35.664; 2038-39: 35.592; 2039-40: 35.559; 2040-41: 35.515; 2041-42: 35.486; 2042-43: 35.471; 2043-44: 35.456; 2044-45: 35.449; 2045-46: 35.443; 2046-47: 35.441; 2047-48: 35.446; 2048-49: 35.452; 2049-50: 35.46
41FP | Total Resource Zone Population | sum (37FP:40FP) | 000's | 2 | 2019-20: 90.763; 2020-21: 91.667; 2021-22: 92.226; 2022-23: 93.347; 2023-24: 94.165; 2024-25: 94.843; 2025-26: 95.342; 2026-27: 95.677; 2027-28: 95.996; 2028-29: 96.283; 2029-30: 96.361; 2030-31: 96.369; 2031-32: 96.356; 2032-33: 96.401; 2033-34: 96.441; 2034-35: 96.502; 2035-36: 96.569; 2036-37: 96.655; 2037-38: 96.745; 2038-39: 96.839; 2039-40: 97.05; 2040-41: 97.215; 2041-42: 97.42; 2042-43: 97.66; 2043-44: 97.894; 2044-45: 98.139; 2045-46: 98.384; 2046-47: 98.633; 2047-48: 98.882; 2048-49: 99.118; 2049-50: 99.348
42FP | Average household occupancy rate (excl. voids) | (39FP + 40FP) / (34FP + 35FP) | h/prop | 1 | 2019-20: 2.1953; 2020-21: 2.1756; 2021-22: 2.1497; 2022-23: 2.146; 2023-24: 2.1395; 2024-25: 2.1305; 2025-26: 2.1207; 2026-27: 2.1105; 2027-28: 2.1011; 2028-29: 2.0917; 2029-30: 2.0818; 2030-31: 2.0706; 2031-32: 2.0616; 2032-33: 2.0543; 2033-34: 2.047; 2034-35: 2.0407; 2035-36: 2.0348; 2036-37: 2.0295; 2037-38: 2.0243; 2038-39: 2.0198; 2039-40: 2.0177; 2040-41: 2.0149; 2041-42: 2.0131; 2042-43: 2.0122; 2043-44: 2.0112; 2044-45: 2.0109; 2045-46: 2.0105; 2046-47: 2.0105; 2047-48: 2.0108; 2048-49: 2.0113; 2049-50: 2.0118
43FP | Total Household Metering penetration (excl. voids) | 34FP / (34FP + 35FP) | % | 1 | 2019-20: 42.79%; 2020-21: 45.57%; 2021-22: 48.08%; 2022-23: 50.41%; 2023-24: 52.6%; 2024-25: 54.73%; 2025-26: 56.46%; 2026-27: 58.03%; 2027-28: 59.53%; 2028-29: 60.95%; 2029-30: 62.24%; 2030-31: 63.63%; 2031-32: 64.91%; 2032-33: 66.13%; 2033-34: 67.3%; 2034-35: 68.42%; 2035-36: 69.49%; 2036-37: 70.51%; 2037-38: 71.49%; 2038-39: 72.42%; 2039-40: 73.32%; 2040-41: 74.17%; 2041-42: 74.99%; 2042-43: 75.77%; 2043-44: 76.52%; 2044-45: 77.24%; 2045-46: 77.77%; 2046-47: 77.81%; 2047-48: 77.86%; 2048-49: 77.9%; 2049-50: 77.94%
44FP | Total Household Metering penetration (incl. voids) | (34FP) / (34FP + 34.7FP + 35FP + 35.1FP) | % | 1 | 2019-20: 40.79%; 2020-21: 43.45%; 2021-22: 45.86%; 2022-23: 48.09%; 2023-24: 50.19%; 2024-25: 52.22%; 2025-26: 53.87%; 2026-27: 55.37%; 2027-28: 56.8%; 2028-29: 58.16%; 2029-30: 59.4%; 2030-31: 60.73%; 2031-32: 61.95%; 2032-33: 63.12%; 2033-34: 64.24%; 2034-35: 65.3%; 2035-36: 66.32%; 2036-37: 67.3%; 2037-38: 68.23%; 2038-39: 69.12%; 2039-40: 69.97%; 2040-41: 70.79%; 2041-42: 71.57%; 2042-43: 72.32%; 2043-44: 73.03%; 2044-45: 73.71%; 2045-46: 74.22%; 2046-47: 74.27%; 2047-48: 74.31%; 2048-49: 74.35%; 2049-50: 74.39%
45FP | Distribution input | sum (12FP:15FP) + 21FP + 22FP + 27FP + 28FP | Ml/d | 2 | 2019-20: 35.13; 2020-21: 35.09; 2021-22: 35.04; 2022-23: 35.06; 2023-24: 35.03; 2024-25: 34.95; 2025-26: 34.81; 2026-27: 34.61; 2027-28: 34.4; 2028-29: 34.1; 2029-30: 33.75; 2030-31: 33.52; 2031-32: 33.3; 2032-33: 33.18; 2033-34: 33.1; 2034-35: 32.96; 2035-36: 32.81; 2036-37: 32.66; 2037-38: 32.51; 2038-39: 32.37; 2039-40: 32.27; 2040-41: 32.1; 2041-42: 31.98; 2042-43: 31.86; 2043-44: 31.74; 2044-45: 31.71; 2045-46: 31.66; 2046-47: 31.63; 2047-48: 31.6; 2048-49: 31.56; 2049-50: 31.52
46FP | Target headroom (climate change component) | Input | Ml/d | 2 | 2019-20: 0.00076268; 2020-21: 0.00076268; 2021-22: 0.00076268; 2022-23: 0.00076268; 2023-24: 0.00076268; 2024-25: 0.00076268; 2025-26: 0.00076268; 2026-27: 0.0029313; 2027-28: 0.00013216; 2028-29: 0.0072256; 2029-30: 0.0024832; 2030-31: 0.0050235; 2031-32: 0.0045672; 2032-33: 0.0051332; 2033-34: 0.0041716; 2034-35: 0.0087206; 2035-36: 0.0072238; 2036-37: 0.0085266; 2037-38: 0.011405; 2038-39: 0.012273; 2039-40: 0; 2040-41: 0; 2041-42: 0; 2042-43: 0; 2043-44: 0; 2044-45: 0; 2045-46: 0; 2046-47: 0; 2047-48: 0; 2048-49: 0; 2049-50: 0
47FP | Target headroom (All other components) | Input | Ml/d | 2 | 2019-20: 1.6015; 2020-21: 1.6015; 2021-22: 1.6015; 2022-23: 1.6015; 2023-24: 1.6015; 2024-25: 1.6015; 2025-26: 1.6015; 2026-27: 1.5956; 2027-28: 1.5449; 2028-29: 1.5052; 2029-30: 1.7283; 2030-31: 1.7534; 2031-32: 1.7807; 2032-33: 1.8036; 2033-34: 1.8019; 2034-35: 1.8665; 2035-36: 1.4046; 2036-37: 1.2063; 2037-38: 1.2441; 2038-39: 1.2879; 2039-40: 0.89946; 2040-41: 0.92084; 2041-42: 0.96002; 2042-43: 0.99205; 2043-44: 1.0043; 2044-45: 0.9863; 2045-46: 0.79377; 2046-47: 0.78786; 2047-48: 0.77499; 2048-49: 0.75491; 2049-50: 0.72771
48FP | Target Headroom | 46FP + 47FP | Ml/d | 2 | 2019-20: 1.6022; 2020-21: 1.6022; 2021-22: 1.6022; 2022-23: 1.6022; 2023-24: 1.6022; 2024-25: 1.6022; 2025-26: 1.6022; 2026-27: 1.5985; 2027-28: 1.545; 2028-29: 1.5125; 2029-30: 1.7308; 2030-31: 1.7584; 2031-32: 1.7853; 2032-33: 1.8088; 2033-34: 1.8061; 2034-35: 1.8752; 2035-36: 1.4119; 2036-37: 1.2148; 2037-38: 1.2555; 2038-39: 1.3002; 2039-40: 0.89946; 2040-41: 0.92084; 2041-42: 0.96002; 2042-43: 0.99205; 2043-44: 1.0043; 2044-45: 0.9863; 2045-46: 0.79377; 2046-47: 0.78786; 2047-48: 0.77499; 2048-49: 0.75491; 2049-50: 0.72771
49FP | Available Headroom | 11FP - 45FP | Ml/d | 2 | 2019-20: 9.58; 2020-21: 9.62; 2021-22: 9.67; 2022-23: 9.65; 2023-24: 9.68; 2024-25: 9.76; 2025-26: 9.9; 2026-27: 10.1; 2027-28: 10.31; 2028-29: 10.61; 2029-30: 10.96; 2030-31: 11.19; 2031-32: 11.41; 2032-33: 11.53; 2033-34: 11.61; 2034-35: 11.75; 2035-36: 11.9; 2036-37: 12.05; 2037-38: 12.2; 2038-39: 12.34; 2039-40: 12.44; 2040-41: 12.61; 2041-42: 12.73; 2042-43: 12.85; 2043-44: 12.97; 2044-45: 13; 2045-46: 13.05; 2046-47: 13.08; 2047-48: 13.11; 2048-49: 13.15; 2049-50: 13.19
49.1FP | Available non-potable balance (if applicable) | 1.1FP - 12.1FP | Ml/d | 2 | 2019-20: 0; 2020-21: 0; 2021-22: 0; 2022-23: 0; 2023-24: 0; 2024-25: 0; 2025-26: 0; 2026-27: 0; 2027-28: 0; 2028-29: 0; 2029-30: 0; 2030-31: 0; 2031-32: 0; 2032-33: 0; 2033-34: 0; 2034-35: 0; 2035-36: 0; 2036-37: 0; 2037-38: 0; 2038-39: 0; 2039-40: 0; 2040-41: 0; 2041-42: 0; 2042-43: 0; 2043-44: 0; 2044-45: 0; 2045-46: 0; 2046-47: 0; 2047-48: 0; 2048-49: 0; 2049-50: 0
50FP | Supply Demand Balance | 49FP - 48FP | Ml/d | 2 | 2019-20: 7.9778; 2020-21: 8.0178; 2021-22: 8.0678; 2022-23: 8.0478; 2023-24: 8.0778; 2024-25: 8.1578; 2025-26: 8.2978; 2026-27: 8.5015; 2027-28: 8.765; 2028-29: 9.0975; 2029-30: 9.2292; 2030-31: 9.4316; 2031-32: 9.6247; 2032-33: 9.7212; 2033-34: 9.8039; 2034-35: 9.8748; 2035-36: 10.4881; 2036-37: 10.8352; 2037-38: 10.9445; 2038-39: 11.0398; 2039-40: 11.5405; 2040-41: 11.6892; 2041-42: 11.77; 2042-43: 11.858; 2043-44: 11.9657; 2044-45: 12.0137; 2045-46: 12.2562; 2046-47: 12.2921; 2047-48: 12.335; 2048-49: 12.3951; 2049-50: 12.4623
Data for Charts
DYAA Baseline |  |  |  |  | 2019-20 | 2020-21 | 2021-22 | 2022-23 | 2023-24 | 2024-25 | 2025-26 | 2026-27 | 2027-28 | 2028-29 | 2029-30 | 2030-31 | 2031-32 | 2032-33 | 2033-34 | 2034-35 | 2035-36 | 2036-37 | 2037-38 | 2038-39 | 2039-40 | 2040-41 | 2041-42 | 2042-43 | 2043-44 | 2044-45 | 2045-46 | 2046-47 | 2047-48 | 2048-49 | 2049-50 | 2050-51 | 2051-52 | 2052-53 | 2053-54 | 2054-55 | 2055-56 | 2056-57 | 2057-58 | 2058-59 | 2059-60 | 2060-61 | 2061-62 | 2062-63 | 2063-64 | 2064-65 | 2065-66 | 2066-67 | 2067-68 | 2068-69 | 2069-70 | 2070-71 | 2071-72 | 2072-73 | 2073-74 | 2074-75 | 2075-76 | 2076-77 | 2077-78 | 2078-79 | 2079-80 | 2080-81 | 2081-82 | 2082-83 | 2083-84 | 2084-85 | 2085-86 | 2086-87 | 2087-88 | 2088-89 | 2089-90 | 2090-91 | 2091-92 | 2092-93 | 2093-94 | 2094-95 | 2095-96 | 2096-97 | 2097-98 | 2098-99 | 2099-100
| Measured HH consumption |  | Ml/d | 2 | 4.95 | 5.25 | 5.5 | 5.82 | 6.11 | 6.39 | 6.61 | 6.8 | 6.98 | 7.16 | 7.3 | 7.45 | 7.6 | 7.74 | 7.87 | 8 | 8.13 | 8.26 | 8.38 | 8.51 | 8.63 | 8.75 | 8.86 | 8.97 | 9.08 | 9.2 | 9.28 | 9.31 | 9.34 | 9.37 | 9.4 | 0 | 0 | 0 | 0 | 0 | 0 | 0 | 0 | 0 | 0 | 0 | 0 | 0 | 0 | 0 | 0 | 0 | 0 | 0 | 0 | 0 | 0 | 0 | 0 | 0 | 0 | 0 | 0 | 0 | 0 | 0 | 0 | 0 | 0 | 0 | 0 | 0 | 0 | 0 | 0 | 0 | 0 | 0 | 0 | 0 | 0 | 0 | 0 | 0 | 0
| Unmeasured HH consumption |  | Ml/d | 2 | 7.53 | 7.28 | 7.04 | 6.8 | 6.54 | 6.29 | 6.07 | 5.87 | 5.67 | 5.48 | 5.3 | 5.11 | 4.93 | 4.78 | 4.63 | 4.48 | 4.33 | 4.2 | 4.08 | 3.96 | 3.84 | 3.74 | 3.63 | 3.54 | 3.44 | 3.35 | 3.28 | 3.28 | 3.29 | 3.29 | 3.29 | 0 | 0 | 0 | 0 | 0 | 0 | 0 | 0 | 0 | 0 | 0 | 0 | 0 | 0 | 0 | 0 | 0 | 0 | 0 | 0 | 0 | 0 | 0 | 0 | 0 | 0 | 0 | 0 | 0 | 0 | 0 | 0 | 0 | 0 | 0 | 0 | 0 | 0 | 0 | 0 | 0 | 0 | 0 | 0 | 0 | 0 | 0 | 0 | 0 | 0
| Non-HH consumption |  | Ml/d | 2 | 9.65 | 9.65 | 9.65 | 9.65 | 9.65 | 9.65 | 9.65 | 9.65 | 9.65 | 9.65 | 9.65 | 9.65 | 9.65 | 9.65 | 9.65 | 9.65 | 9.65 | 9.65 | 9.65 | 9.65 | 9.65 | 9.66 | 9.66 | 9.66 | 9.66 | 9.66 | 9.66 | 9.66 | 9.66 | 9.65 | 9.65 | 0 | 0 | 0 | 0 | 0 | 0 | 0 | 0 | 0 | 0 | 0 | 0 | 0 | 0 | 0 | 0 | 0 | 0 | 0 | 0 | 0 | 0 | 0 | 0 | 0 | 0 | 0 | 0 | 0 | 0 | 0 | 0 | 0 | 0 | 0 | 0 | 0 | 0 | 0 | 0 | 0 | 0 | 0 | 0 | 0 | 0 | 0 | 0 | 0 | 0
| Total Leakage |  | Ml/d | 2 | 5 | 4.91 | 4.86 | 4.78 | 4.7 | 4.62 | 4.62 | 4.61 | 4.61 | 4.6 | 4.59 | 4.59 | 4.59 | 4.57 | 4.57 | 4.56 | 4.56 | 4.55 | 4.54 | 4.53 | 4.53 | 4.52 | 4.52 | 4.51 | 4.51 | 4.5 | 4.5 | 4.5 | 4.5 | 4.51 | 4.51 | 0 | 0 | 0 | 0 | 0 | 0 | 0 | 0 | 0 | 0 | 0 | 0 | 0 | 0 | 0 | 0 | 0 | 0 | 0 | 0 | 0 | 0 | 0 | 0 | 0 | 0 | 0 | 0 | 0 | 0 | 0 | 0 | 0 | 0 | 0 | 0 | 0 | 0 | 0 | 0 | 0 | 0 | 0 | 0 | 0 | 0 | 0 | 0 | 0 | 0
| Other demand components |  | Ml/d | 2 | 1.94 | 1.94 | 1.94 | 1.94 | 1.95 | 1.94 | 1.94 | 1.94 | 1.94 | 1.94 | 1.94 | 1.94 | 1.93 | 1.94 | 1.93 | 1.94 | 1.95 | 1.94 | 1.94 | 1.94 | 1.95 | 1.93 | 1.93 | 1.93 | 1.93 | 1.93 | 1.93 | 1.93 | 1.93 | 1.93 | 1.93 | 0 | 0 | 0 | 0 | 0 | 0 | 0 | 0 | 0 | 0 | 0 | 0 | 0 | 0 | 0 | 0 | 0 | 0 | 0 | 0 | 0 | 0 | 0 | 0 | 0 | 0 | 0 | 0 | 0 | 0 | 0 | 0 | 0 | 0 | 0 | 0 | 0 | 0 | 0 | 0 | 0 | 0 | 0 | 0 | 0 | 0 | 0 | 0 | 0 | 0
| Total Water Available for use |  | Ml/d | 2 | 38.11 | 38.11 | 38.11 | 38.11 | 38.11 | 38.11 | 38.11 | 38.11 | 38.11 | 38.11 | 38.11 | 30.67 | 30.67 | 30.67 | 30.67 | 30.67 | 30.71 | 30.71 | 30.71 | 30.71 | 30.71 | 30.71 | 30.71 | 30.71 | 30.71 | 30.71 | 30.71 | 30.71 | 30.71 | 30.71 | 30.71 | 0 | 0 | 0 | 0 | 0 | 0 | 0 | 0 | 0 | 0 | 0 | 0 | 0 | 0 | 0 | 0 | 0 | 0 | 0 | 0 | 0 | 0 | 0 | 0 | 0 | 0 | 0 | 0 | 0 | 0 | 0 | 0 | 0 | 0 | 0 | 0 | 0 | 0 | 0 | 0 | 0 | 0 | 0 | 0 | 0 | 0 | 0 | 0 | 0 | 0
| Total Demand + Target Headroom |  | Ml/d | 2 | 30.4086 | 30.3686 | 30.3286 | 30.3286 | 30.2886 | 30.2286 | 30.2286 | 30.2058 | 30.1417 | 30.0955 | 30.2288 | 30.2122 | 30.1954 | 30.1955 | 30.1626 | 30.2008 | 29.8029 | 29.6177 | 29.6417 | 29.679 | 29.3534 | 29.3712 | 29.404 | 29.4408 | 29.4607 | 29.4655 | 29.314 | 29.3389 | 29.3678 | 29.3808 | 29.3882 | 0 | 0 | 0 | 0 | 0 | 0 | 0 | 0 | 0 | 0 | 0 | 0 | 0 | 0 | 0 | 0 | 0 | 0 | 0 | 0 | 0 | 0 | 0 | 0 | 0 | 0 | 0 | 0 | 0 | 0 | 0 | 0 | 0 | 0 | 0 | 0 | 0 | 0 | 0 | 0 | 0 | 0 | 0 | 0 | 0 | 0 | 0 | 0 | 0 | 0
DYAA Final Plan |  |  |  |  | 2019-20 | 2020-21 | 2021-22 | 2022-23 | 2023-24 | 2024-25 | 2025-26 | 2026-27 | 2027-28 | 2028-29 | 2029-30 | 2030-31 | 2031-32 | 2032-33 | 2033-34 | 2034-35 | 2035-36 | 2036-37 | 2037-38 | 2038-39 | 2039-40 | 2040-41 | 2041-42 | 2042-43 | 2043-44 | 2044-45 | 2045-46 | 2046-47 | 2047-48 | 2048-49 | 2049-50 | 2050-51 | 2051-52 | 2052-53 | 2053-54 | 2054-55 | 2055-56 | 2056-57 | 2057-58 | 2058-59 | 2059-60 | 2060-61 | 2061-62 | 2062-63 | 2063-64 | 2064-65 | 2065-66 | 2066-67 | 2067-68 | 2068-69 | 2069-70 | 2070-71 | 2071-72 | 2072-73 | 2073-74 | 2074-75 | 2075-76 | 2076-77 | 2077-78 | 2078-79 | 2079-80 | 2080-81 | 2081-82 | 2082-83 | 2083-84 | 2084-85 | 2085-86 | 2086-87 | 2087-88 | 2088-89 | 2089-90 | 2090-91 | 2091-92 | 2092-93 | 2093-94 | 2094-95 | 2095-96 | 2096-97 | 2097-98 | 2098-99 | 2099-100
| Measured HH consumption |  | Ml/d | 2 | 4.95 | 5.25 | 5.5 | 5.82 | 6.11 | 6.39 | 6.56 | 6.67 | 6.77 | 6.83 | 6.84 | 6.89 | 6.96 | 7.05 | 7.02 | 6.94 | 6.85 | 6.77 | 6.69 | 6.62 | 6.53 | 6.46 | 6.38 | 6.3 | 6.22 | 6.22 | 6.21 | 6.2 | 6.2 | 6.19 | 6.18 | 0 | 0 | 0 | 0 | 0 | 0 | 0 | 0 | 0 | 0 | 0 | 0 | 0 | 0 | 0 | 0 | 0 | 0 | 0 | 0 | 0 | 0 | 0 | 0 | 0 | 0 | 0 | 0 | 0 | 0 | 0 | 0 | 0 | 0 | 0 | 0 | 0 | 0 | 0 | 0 | 0 | 0 | 0 | 0 | 0 | 0 | 0 | 0 | 0 | 0
| Unmeasured HH consumption |  | Ml/d | 2 | 7.53 | 7.28 | 7.04 | 6.8 | 6.54 | 6.29 | 6.07 | 5.86 | 5.64 | 5.42 | 5.21 | 5.02 | 4.84 | 4.69 | 4.68 | 4.66 | 4.64 | 4.64 | 4.64 | 4.63 | 4.62 | 4.62 | 4.62 | 4.62 | 4.62 | 4.61 | 4.61 | 4.61 | 4.62 | 4.62 | 4.62 | 0 | 0 | 0 | 0 | 0 | 0 | 0 | 0 | 0 | 0 | 0 | 0 | 0 | 0 | 0 | 0 | 0 | 0 | 0 | 0 | 0 | 0 | 0 | 0 | 0 | 0 | 0 | 0 | 0 | 0 | 0 | 0 | 0 | 0 | 0 | 0 | 0 | 0 | 0 | 0 | 0 | 0 | 0 | 0 | 0 | 0 | 0 | 0 | 0 | 0
| Non-HH consumption |  | Ml/d | 2 | 9.65 | 9.65 | 9.65 | 9.65 | 9.65 | 9.65 | 9.61 | 9.57 | 9.54 | 9.51 | 9.48 | 9.45 | 9.42 | 9.39 | 9.36 | 9.33 | 9.3 | 9.27 | 9.25 | 9.22 | 9.18 | 9.16 | 9.13 | 9.1 | 9.07 | 9.04 | 9.01 | 8.98 | 8.95 | 8.91 | 8.87 | 0 | 0 | 0 | 0 | 0 | 0 | 0 | 0 | 0 | 0 | 0 | 0 | 0 | 0 | 0 | 0 | 0 | 0 | 0 | 0 | 0 | 0 | 0 | 0 | 0 | 0 | 0 | 0 | 0 | 0 | 0 | 0 | 0 | 0 | 0 | 0 | 0 | 0 | 0 | 0 | 0 | 0 | 0 | 0 | 0 | 0 | 0 | 0 | 0 | 0
| Total Leakage |  | Ml/d | 2 | 5 | 4.91 | 4.86 | 4.78 | 4.7 | 4.62 | 4.61 | 4.59 | 4.57 | 4.52 | 4.48 | 4.47 | 4.45 | 4.43 | 4.44 | 4.43 | 4.44 | 4.43 | 4.42 | 4.42 | 4.43 | 4.43 | 4.43 | 4.43 | 4.43 | 4.44 | 4.44 | 4.44 | 4.44 | 4.45 | 4.45 | 0 | 0 | 0 | 0 | 0 | 0 | 0 | 0 | 0 | 0 | 0 | 0 | 0 | 0 | 0 | 0 | 0 | 0 | 0 | 0 | 0 | 0 | 0 | 0 | 0 | 0 | 0 | 0 | 0 | 0 | 0 | 0 | 0 | 0 | 0 | 0 | 0 | 0 | 0 | 0 | 0 | 0 | 0 | 0 | 0 | 0 | 0 | 0 | 0 | 0
| Other demand components |  | Ml/d | 2 | 1.94 | 1.94 | 1.94 | 1.94 | 1.95 | 1.94 | 1.94 | 1.94 | 1.94 | 1.94 | 1.94 | 1.94 | 1.93 | 1.94 | 1.93 | 1.94 | 1.95 | 1.94 | 1.94 | 1.94 | 1.95 | 1.93 | 1.93 | 1.93 | 1.93 | 1.93 | 1.93 | 1.93 | 1.93 | 1.93 | 1.93 | 0 | 0 | 0 | 0 | 0 | 0 | 0 | 0 | 0 | 0 | 0 | 0 | 0 | 0 | 0 | 0 | 0 | 0 | 0 | 0 | 0 | 0 | 0 | 0 | 0 | 0 | 0 | 0 | 0 | 0 | 0 | 0 | 0 | 0 | 0 | 0 | 0 | 0 | 0 | 0 | 0 | 0 | 0 | 0 | 0 | 0 | 0 | 0 | 0 | 0
| Total Water Available for use |  | Ml/d | 2 | 38.11 | 38.11 | 38.11 | 38.11 | 38.11 | 38.11 | 38.11 | 38.11 | 38.11 | 38.11 | 38.11 | 30.67 | 30.67 | 30.67 | 30.67 | 30.67 | 30.71 | 30.71 | 30.71 | 30.71 | 30.71 | 30.71 | 30.71 | 30.71 | 30.71 | 30.71 | 30.71 | 30.71 | 30.71 | 30.71 | 30.71 | 0 | 0 | 0 | 0 | 0 | 0 | 0 | 0 | 0 | 0 | 0 | 0 | 0 | 0 | 0 | 0 | 0 | 0 | 0 | 0 | 0 | 0 | 0 | 0 | 0 | 0 | 0 | 0 | 0 | 0 | 0 | 0 | 0 | 0 | 0 | 0 | 0 | 0 | 0 | 0 | 0 | 0 | 0 | 0 | 0 | 0 | 0 | 0 | 0 | 0
| Total Demand + Target Headroom |  | Ml/d | 2 | 30.4086 | 30.3686 | 30.3286 | 30.3286 | 30.2886 | 30.2286 | 30.1286 | 29.9658 | 29.7517 | 29.4855 | 29.3988 | 29.2422 | 29.0954 | 29.0155 | 28.9426 | 28.8708 | 28.3629 | 28.0677 | 27.9917 | 27.919 | 27.4634 | 27.3712 | 27.294 | 27.2108 | 27.1107 | 27.0655 | 26.864 | 26.8189 | 26.7878 | 26.7308 | 26.6582 | 0 | 0 | 0 | 0 | 0 | 0 | 0 | 0 | 0 | 0 | 0 | 0 | 0 | 0 | 0 | 0 | 0 | 0 | 0 | 0 | 0 | 0 | 0 | 0 | 0 | 0 | 0 | 0 | 0 | 0 | 0 | 0 | 0 | 0 | 0 | 0 | 0 | 0 | 0 | 0 | 0 | 0 | 0 | 0 | 0 | 0 | 0 | 0 | 0 | 0
DYCP Baseline |  |  |  |  | 2019-20 | 2020-21 | 2021-22 | 2022-23 | 2023-24 | 2024-25 | 2025-26 | 2026-27 | 2027-28 | 2028-29 | 2029-30 | 2030-31 | 2031-32 | 2032-33 | 2033-34 | 2034-35 | 2035-36 | 2036-37 | 2037-38 | 2038-39 | 2039-40 | 2040-41 | 2041-42 | 2042-43 | 2043-44 | 2044-45 | 2045-46 | 2046-47 | 2047-48 | 2048-49 | 2049-50 | 2050-51 | 2051-52 | 2052-53 | 2053-54 | 2054-55 | 2055-56 | 2056-57 | 2057-58 | 2058-59 | 2059-60 | 2060-61 | 2061-62 | 2062-63 | 2063-64 | 2064-65 | 2065-66 | 2066-67 | 2067-68 | 2068-69 | 2069-70 | 2070-71 | 2071-72 | 2072-73 | 2073-74 | 2074-75 | 2075-76 | 2076-77 | 2077-78 | 2078-79 | 2079-80 | 2080-81 | 2081-82 | 2082-83 | 2083-84 | 2084-85 | 2085-86 | 2086-87 | 2087-88 | 2088-89 | 2089-90 | 2090-91 | 2091-92 | 2092-93 | 2093-94 | 2094-95 | 2095-96 | 2096-97 | 2097-98 | 2098-99 | 2099-100
| Measured HH consumption |  | Ml/d | 2 | 6.35 | 6.74 | 7.06 | 7.48 | 7.86 | 8.21 | 8.5 | 8.74 | 8.98 | 9.22 | 9.4 | 9.6 | 9.79 | 9.98 | 10.16 | 10.34 | 10.51 | 10.68 | 10.85 | 11.01 | 11.19 | 11.34 | 11.5 | 11.66 | 11.81 | 11.97 | 12.09 | 12.14 | 12.18 | 12.23 | 12.28 | 0 | 0 | 0 | 0 | 0 | 0 | 0 | 0 | 0 | 0 | 0 | 0 | 0 | 0 | 0 | 0 | 0 | 0 | 0 | 0 | 0 | 0 | 0 | 0 | 0 | 0 | 0 | 0 | 0 | 0 | 0 | 0 | 0 | 0 | 0 | 0 | 0 | 0 | 0 | 0 | 0 | 0 | 0 | 0 | 0 | 0 | 0 | 0 | 0 | 0
| Unmeasured HH consumption |  | Ml/d | 2 | 10.17 | 9.83 | 9.51 | 9.19 | 8.85 | 8.51 | 8.21 | 7.94 | 7.68 | 7.42 | 7.18 | 6.92 | 6.69 | 6.49 | 6.28 | 6.09 | 5.9 | 5.72 | 5.55 | 5.4 | 5.24 | 5.1 | 4.96 | 4.84 | 4.71 | 4.59 | 4.5 | 4.51 | 4.51 | 4.52 | 4.52 | 0 | 0 | 0 | 0 | 0 | 0 | 0 | 0 | 0 | 0 | 0 | 0 | 0 | 0 | 0 | 0 | 0 | 0 | 0 | 0 | 0 | 0 | 0 | 0 | 0 | 0 | 0 | 0 | 0 | 0 | 0 | 0 | 0 | 0 | 0 | 0 | 0 | 0 | 0 | 0 | 0 | 0 | 0 | 0 | 0 | 0 | 0 | 0 | 0 | 0
| Non-HH consumption |  | Ml/d | 2 | 11.67 | 11.67 | 11.67 | 11.67 | 11.67 | 11.67 | 11.67 | 11.67 | 11.67 | 11.67 | 11.67 | 11.67 | 11.67 | 11.67 | 11.67 | 11.67 | 11.67 | 11.67 | 11.67 | 11.67 | 11.67 | 11.67 | 11.67 | 11.67 | 11.67 | 11.67 | 11.67 | 11.67 | 11.67 | 11.66 | 11.66 | 0 | 0 | 0 | 0 | 0 | 0 | 0 | 0 | 0 | 0 | 0 | 0 | 0 | 0 | 0 | 0 | 0 | 0 | 0 | 0 | 0 | 0 | 0 | 0 | 0 | 0 | 0 | 0 | 0 | 0 | 0 | 0 | 0 | 0 | 0 | 0 | 0 | 0 | 0 | 0 | 0 | 0 | 0 | 0 | 0 | 0 | 0 | 0 | 0 | 0
| Total Leakage |  | Ml/d | 2 | 5 | 4.91 | 4.86 | 4.78 | 4.7 | 4.62 | 4.62 | 4.61 | 4.61 | 4.6 | 4.59 | 4.59 | 4.59 | 4.57 | 4.57 | 4.56 | 4.56 | 4.55 | 4.54 | 4.53 | 4.53 | 4.52 | 4.52 | 4.51 | 4.51 | 4.5 | 4.5 | 4.5 | 4.5 | 4.51 | 4.51 | 0 | 0 | 0 | 0 | 0 | 0 | 0 | 0 | 0 | 0 | 0 | 0 | 0 | 0 | 0 | 0 | 0 | 0 | 0 | 0 | 0 | 0 | 0 | 0 | 0 | 0 | 0 | 0 | 0 | 0 | 0 | 0 | 0 | 0 | 0 | 0 | 0 | 0 | 0 | 0 | 0 | 0 | 0 | 0 | 0 | 0 | 0 | 0 | 0 | 0
| Other demand components |  | Ml/d | 2 | 1.94 | 1.94 | 1.94 | 1.94 | 1.95 | 1.94 | 1.94 | 1.94 | 1.94 | 1.94 | 1.94 | 1.94 | 1.93 | 1.94 | 1.93 | 1.94 | 1.95 | 1.94 | 1.94 | 1.94 | 1.95 | 1.93 | 1.93 | 1.93 | 1.93 | 1.93 | 1.93 | 1.93 | 1.93 | 1.93 | 1.93 | 0 | 0 | 0 | 0 | 0 | 0 | 0 | 0 | 0 | 0 | 0 | 0 | 0 | 0 | 0 | 0 | 0 | 0 | 0 | 0 | 0 | 0 | 0 | 0 | 0 | 0 | 0 | 0 | 0 | 0 | 0 | 0 | 0 | 0 | 0 | 0 | 0 | 0 | 0 | 0 | 0 | 0 | 0 | 0 | 0 | 0 | 0 | 0 | 0 | 0
| Total Water Available for use |  | Ml/d | 2 | 44.71 | 44.71 | 44.71 | 44.71 | 44.71 | 44.71 | 44.71 | 44.71 | 44.71 | 44.71 | 44.71 | 44.71 | 44.71 | 44.71 | 44.71 | 44.71 | 44.71 | 44.71 | 44.71 | 44.71 | 44.71 | 44.71 | 44.71 | 44.71 | 44.71 | 44.71 | 44.71 | 44.71 | 44.71 | 44.71 | 44.71 | 0 | 0 | 0 | 0 | 0 | 0 | 0 | 0 | 0 | 0 | 0 | 0 | 0 | 0 | 0 | 0 | 0 | 0 | 0 | 0 | 0 | 0 | 0 | 0 | 0 | 0 | 0 | 0 | 0 | 0 | 0 | 0 | 0 | 0 | 0 | 0 | 0 | 0 | 0 | 0 | 0 | 0 | 0 | 0 | 0 | 0 | 0 | 0 | 0 | 0
| Total Demand + Target Headroom |  | Ml/d | 2 | 36.7322 | 36.6922 | 36.6422 | 36.6622 | 36.6322 | 36.5522 | 36.5422 | 36.4985 | 36.425 | 36.3625 | 36.5108 | 36.4784 | 36.4553 | 36.4588 | 36.4161 | 36.4752 | 36.0019 | 35.7748 | 35.8055 | 35.8502 | 35.4795 | 35.4808 | 35.54 | 35.602 | 35.6343 | 35.6463 | 35.4838 | 35.5379 | 35.565 | 35.6049 | 35.6277 | 0 | 0 | 0 | 0 | 0 | 0 | 0 | 0 | 0 | 0 | 0 | 0 | 0 | 0 | 0 | 0 | 0 | 0 | 0 | 0 | 0 | 0 | 0 | 0 | 0 | 0 | 0 | 0 | 0 | 0 | 0 | 0 | 0 | 0 | 0 | 0 | 0 | 0 | 0 | 0 | 0 | 0 | 0 | 0 | 0 | 0 | 0 | 0 | 0 | 0
DYCP Final Plan |  |  |  |  | 2019-20 | 2020-21 | 2021-22 | 2022-23 | 2023-24 | 2024-25 | 2025-26 | 2026-27 | 2027-28 | 2028-29 | 2029-30 | 2030-31 | 2031-32 | 2032-33 | 2033-34 | 2034-35 | 2035-36 | 2036-37 | 2037-38 | 2038-39 | 2039-40 | 2040-41 | 2041-42 | 2042-43 | 2043-44 | 2044-45 | 2045-46 | 2046-47 | 2047-48 | 2048-49 | 2049-50 | 2050-51 | 2051-52 | 2052-53 | 2053-54 | 2054-55 | 2055-56 | 2056-57 | 2057-58 | 2058-59 | 2059-60 | 2060-61 | 2061-62 | 2062-63 | 2063-64 | 2064-65 | 2065-66 | 2066-67 | 2067-68 | 2068-69 | 2069-70 | 2070-71 | 2071-72 | 2072-73 | 2073-74 | 2074-75 | 2075-76 | 2076-77 | 2077-78 | 2078-79 | 2079-80 | 2080-81 | 2081-82 | 2082-83 | 2083-84 | 2084-85 | 2085-86 | 2086-87 | 2087-88 | 2088-89 | 2089-90 | 2090-91 | 2091-92 | 2092-93 | 2093-94 | 2094-95 | 2095-96 | 2096-97 | 2097-98 | 2098-99 | 2099-100
| Measured HH consumption |  | Ml/d | 2 | 6.35 | 6.74 | 7.06 | 7.48 | 7.86 | 8.21 | 8.43 | 8.58 | 8.71 | 8.8 | 8.8 | 8.88 | 8.96 | 9.09 | 9.06 | 8.97 | 8.86 | 8.76 | 8.66 | 8.56 | 8.47 | 8.37 | 8.28 | 8.19 | 8.1 | 8.1 | 8.09 | 8.09 | 8.08 | 8.07 | 8.07 | 0 | 0 | 0 | 0 | 0 | 0 | 0 | 0 | 0 | 0 | 0 | 0 | 0 | 0 | 0 | 0 | 0 | 0 | 0 | 0 | 0 | 0 | 0 | 0 | 0 | 0 | 0 | 0 | 0 | 0 | 0 | 0 | 0 | 0 | 0 | 0 | 0 | 0 | 0 | 0 | 0 | 0 | 0 | 0 | 0 | 0 | 0 | 0 | 0 | 0
| Unmeasured HH consumption |  | Ml/d | 2 | 10.17 | 9.83 | 9.51 | 9.19 | 8.85 | 8.51 | 8.21 | 7.92 | 7.64 | 7.34 | 7.07 | 6.8 | 6.57 | 6.37 | 6.35 | 6.34 | 6.32 | 6.32 | 6.31 | 6.31 | 6.31 | 6.3 | 6.31 | 6.32 | 6.32 | 6.32 | 6.32 | 6.33 | 6.34 | 6.35 | 6.35 | 0 | 0 | 0 | 0 | 0 | 0 | 0 | 0 | 0 | 0 | 0 | 0 | 0 | 0 | 0 | 0 | 0 | 0 | 0 | 0 | 0 | 0 | 0 | 0 | 0 | 0 | 0 | 0 | 0 | 0 | 0 | 0 | 0 | 0 | 0 | 0 | 0 | 0 | 0 | 0 | 0 | 0 | 0 | 0 | 0 | 0 | 0 | 0 | 0 | 0
| Non-HH consumption |  | Ml/d | 2 | 11.67 | 11.67 | 11.67 | 11.67 | 11.67 | 11.67 | 11.62 | 11.58 | 11.54 | 11.5 | 11.46 | 11.43 | 11.39 | 11.35 | 11.32 | 11.28 | 11.24 | 11.21 | 11.18 | 11.14 | 11.11 | 11.07 | 11.03 | 10.99 | 10.96 | 10.92 | 10.88 | 10.84 | 10.81 | 10.76 | 10.72 | 0 | 0 | 0 | 0 | 0 | 0 | 0 | 0 | 0 | 0 | 0 | 0 | 0 | 0 | 0 | 0 | 0 | 0 | 0 | 0 | 0 | 0 | 0 | 0 | 0 | 0 | 0 | 0 | 0 | 0 | 0 | 0 | 0 | 0 | 0 | 0 | 0 | 0 | 0 | 0 | 0 | 0 | 0 | 0 | 0 | 0 | 0 | 0 | 0 | 0
| Total Leakage |  | Ml/d | 2 | 5 | 4.91 | 4.86 | 4.78 | 4.7 | 4.62 | 4.61 | 4.59 | 4.57 | 4.52 | 4.48 | 4.47 | 4.45 | 4.43 | 4.44 | 4.43 | 4.44 | 4.43 | 4.42 | 4.42 | 4.43 | 4.43 | 4.43 | 4.43 | 4.43 | 4.44 | 4.44 | 4.44 | 4.44 | 4.45 | 4.45 | 0 | 0 | 0 | 0 | 0 | 0 | 0 | 0 | 0 | 0 | 0 | 0 | 0 | 0 | 0 | 0 | 0 | 0 | 0 | 0 | 0 | 0 | 0 | 0 | 0 | 0 | 0 | 0 | 0 | 0 | 0 | 0 | 0 | 0 | 0 | 0 | 0 | 0 | 0 | 0 | 0 | 0 | 0 | 0 | 0 | 0 | 0 | 0 | 0 | 0
| Other demand components |  | Ml/d | 2 | 1.94 | 1.94 | 1.94 | 1.94 | 1.95 | 1.94 | 1.94 | 1.94 | 1.94 | 1.94 | 1.94 | 1.94 | 1.93 | 1.94 | 1.93 | 1.94 | 1.95 | 1.94 | 1.94 | 1.94 | 1.95 | 1.93 | 1.93 | 1.93 | 1.93 | 1.93 | 1.93 | 1.93 | 1.93 | 1.93 | 1.93 | 0 | 0 | 0 | 0 | 0 | 0 | 0 | 0 | 0 | 0 | 0 | 0 | 0 | 0 | 0 | 0 | 0 | 0 | 0 | 0 | 0 | 0 | 0 | 0 | 0 | 0 | 0 | 0 | 0 | 0 | 0 | 0 | 0 | 0 | 0 | 0 | 0 | 0 | 0 | 0 | 0 | 0 | 0 | 0 | 0 | 0 | 0 | 0 | 0 | 0
| Total Water Available for use |  | Ml/d | 2 | 44.71 | 44.71 | 44.71 | 44.71 | 44.71 | 44.71 | 44.71 | 44.71 | 44.71 | 44.71 | 44.71 | 44.71 | 44.71 | 44.71 | 44.71 | 44.71 | 44.71 | 44.71 | 44.71 | 44.71 | 44.71 | 44.71 | 44.71 | 44.71 | 44.71 | 44.71 | 44.71 | 44.71 | 44.71 | 44.71 | 44.71 | 0 | 0 | 0 | 0 | 0 | 0 | 0 | 0 | 0 | 0 | 0 | 0 | 0 | 0 | 0 | 0 | 0 | 0 | 0 | 0 | 0 | 0 | 0 | 0 | 0 | 0 | 0 | 0 | 0 | 0 | 0 | 0 | 0 | 0 | 0 | 0 | 0 | 0 | 0 | 0 | 0 | 0 | 0 | 0 | 0 | 0 | 0 | 0 | 0 | 0
| Total Demand + Target Headroom |  | Ml/d | 2 | 36.7322 | 36.6922 | 36.6422 | 36.6622 | 36.6322 | 36.5522 | 36.4122 | 36.2085 | 35.945 | 35.6125 | 35.4808 | 35.2784 | 35.0853 | 34.9888 | 34.9061 | 34.8352 | 34.2219 | 33.8748 | 33.7655 | 33.6702 | 33.1695 | 33.0208 | 32.94 | 32.852 | 32.7443 | 32.6963 | 32.4538 | 32.4179 | 32.375 | 32.3149 | 32.2477 | 0 | 0 | 0 | 0 | 0 | 0 | 0 | 0 | 0 | 0 | 0 | 0 | 0 | 0 | 0 | 0 | 0 | 0 | 0 | 0 | 0 | 0 | 0 | 0 | 0 | 0 | 0 | 0 | 0 | 0 | 0 | 0 | 0 | 0 | 0 | 0 | 0 | 0 | 0 | 0 | 0 | 0 | 0 | 0 | 0 | 0 | 0 | 0 | 0 | 0

## AWSLNB
Back to title page
Table 3a: DYAA - Baseline
Table 3b: DYAA - Final plan Options
Table 3c: DYAA - Final plan
Table 3d: DYCP - Baseline
Table 3e: DYCP - Final plan Options
Table 3f: DYCP - Final plan
Water Company | Anglian Water | Version | V3.1
WRZ | AWSLNB | Planning Scenario | DYAA
Table 3a: DYAA - Baseline | Back to top of sheet
WRMP24 reference | Component | Derivation | Unit | Decimal places | 2019-20 | 2020-21 | 2021-22 | 2022-23 | 2023-24 | 2024-25 | 2025-26 | 2026-27 | 2027-28 | 2028-29 | 2029-30 | 2030-31 | 2031-32 | 2032-33 | 2033-34 | 2034-35 | 2035-36 | 2036-37 | 2037-38 | 2038-39 | 2039-40 | 2040-41 | 2041-42 | 2042-43 | 2043-44 | 2044-45 | 2045-46 | 2046-47 | 2047-48 | 2048-49 | 2049-50 | 2050-51 | 2051-52 | 2052-53 | 2053-54 | 2054-55 | 2055-56 | 2056-57 | 2057-58 | 2058-59 | 2059-60 | 2060-61 | 2061-62 | 2062-63 | 2063-64 | 2064-65 | 2065-66 | 2066-67 | 2067-68 | 2068-69 | 2069-70 | 2070-71 | 2071-72 | 2072-73 | 2073-74 | 2074-75 | 2075-76 | 2076-77 | 2077-78 | 2078-79 | 2079-80 | 2080-81 | 2081-82 | 2082-83 | 2083-84 | 2084-85 | 2085-86 | 2086-87 | 2087-88 | 2088-89 | 2089-90 | 2090-91 | 2091-92 | 2092-93 | 2093-94 | 2094-95 | 2095-96 | 2096-97 | 2097-98 | 2098-99 | 2099-100
1BL | Raw water abstracted | Input | Ml/d | 2 | 2019-20: 0; 2020-21: 0; 2021-22: 0; 2022-23: 0; 2023-24: 0; 2024-25: 0; 2025-26: 0; 2026-27: 0; 2027-28: 0; 2028-29: 0; 2029-30: 0; 2030-31: 0; 2031-32: 0; 2032-33: 0; 2033-34: 0; 2034-35: 0; 2035-36: 0; 2036-37: 0; 2037-38: 0; 2038-39: 0; 2039-40: 0; 2040-41: 0; 2041-42: 0; 2042-43: 0; 2043-44: 0; 2044-45: 0; 2045-46: 0; 2046-47: 0; 2047-48: 0; 2048-49: 0; 2049-50: 0
1.1BL | Non-potable water supplies (if applicable) | Input | Ml/d | 2 | 2019-20: 0; 2020-21: 0; 2021-22: 0; 2022-23: 0; 2023-24: 0; 2024-25: 0; 2025-26: 0; 2026-27: 0; 2027-28: 0; 2028-29: 0; 2029-30: 0; 2030-31: 0; 2031-32: 0; 2032-33: 0; 2033-34: 0; 2034-35: 0; 2035-36: 0; 2036-37: 0; 2037-38: 0; 2038-39: 0; 2039-40: 0; 2040-41: 0; 2041-42: 0; 2042-43: 0; 2043-44: 0; 2044-45: 0; 2045-46: 0; 2046-47: 0; 2047-48: 0; 2048-49: 0; 2049-50: 0
2BL | Raw water imported | Input | Ml/d | 2 | 2019-20: 0; 2020-21: 0; 2021-22: 0; 2022-23: 0; 2023-24: 0; 2024-25: 0; 2025-26: 0; 2026-27: 0; 2027-28: 0; 2028-29: 0; 2029-30: 0; 2030-31: 0; 2031-32: 0; 2032-33: 0; 2033-34: 0; 2034-35: 0; 2035-36: 0; 2036-37: 0; 2037-38: 0; 2038-39: 0; 2039-40: 0; 2040-41: 0; 2041-42: 0; 2042-43: 0; 2043-44: 0; 2044-45: 0; 2045-46: 0; 2046-47: 0; 2047-48: 0; 2048-49: 0; 2049-50: 0
3BL | Potable water imported | Input | Ml/d | 2 | 2019-20: 0; 2020-21: 0; 2021-22: 0; 2022-23: 0; 2023-24: 0; 2024-25: 0; 2025-26: 7; 2026-27: 7; 2027-28: 7; 2028-29: 7; 2029-30: 7; 2030-31: 7; 2031-32: 7; 2032-33: 7; 2033-34: 7; 2034-35: 7; 2035-36: 7; 2036-37: 7; 2037-38: 7; 2038-39: 7; 2039-40: 7; 2040-41: 7; 2041-42: 7; 2042-43: 7; 2043-44: 7; 2044-45: 7; 2045-46: 7; 2046-47: 7; 2047-48: 7; 2048-49: 7; 2049-50: 7
4BL | Raw water exported enter as -ve | Input | Ml/d | 2 | 2019-20: 0; 2020-21: 0; 2021-22: 0; 2022-23: 0; 2023-24: 0; 2024-25: 0; 2025-26: 0; 2026-27: 0; 2027-28: 0; 2028-29: 0; 2029-30: 0; 2030-31: 0; 2031-32: 0; 2032-33: 0; 2033-34: 0; 2034-35: 0; 2035-36: 0; 2036-37: 0; 2037-38: 0; 2038-39: 0; 2039-40: 0; 2040-41: 0; 2041-42: 0; 2042-43: 0; 2043-44: 0; 2044-45: 0; 2045-46: 0; 2046-47: 0; 2047-48: 0; 2048-49: 0; 2049-50: 0
5BL | Potable water exported enter as -ve | Input | Ml/d | 2 | 2019-20: 0; 2020-21: 0; 2021-22: 0; 2022-23: 0; 2023-24: 0; 2024-25: 0; 2025-26: 0; 2026-27: 0; 2027-28: 0; 2028-29: 0; 2029-30: 0; 2030-31: 0; 2031-32: 0; 2032-33: 0; 2033-34: 0; 2034-35: 0; 2035-36: 0; 2036-37: 0; 2037-38: 0; 2038-39: 0; 2039-40: 0; 2040-41: 0; 2041-42: 0; 2042-43: 0; 2043-44: 0; 2044-45: 0; 2045-46: 0; 2046-47: 0; 2047-48: 0; 2048-49: 0; 2049-50: 0
6BL | Deployable Output before forecast changes | Input | Ml/d | 2 | 2019-20: 49.92; 2020-21: 49.92; 2021-22: 49.92; 2022-23: 49.92; 2023-24: 49.92; 2024-25: 49.92; 2025-26: 42.48; 2026-27: 42.48; 2027-28: 42.48; 2028-29: 42.48; 2029-30: 42.48; 2030-31: 42.48; 2031-32: 42.48; 2032-33: 42.48; 2033-34: 42.48; 2034-35: 42.48; 2035-36: 42.48; 2036-37: 42.48; 2037-38: 42.48; 2038-39: 42.48; 2039-40: 42.48; 2040-41: 42.48; 2041-42: 42.48; 2042-43: 42.48; 2043-44: 42.48; 2044-45: 42.48; 2045-46: 42.48; 2046-47: 42.48; 2047-48: 42.48; 2048-49: 42.48; 2049-50: 42.48
6.1BL | Deployable Output post forecast changes | 6BL + 7BL | Ml/d | 2 | 2019-20: 49.92; 2020-21: 49.92; 2021-22: 49.92; 2022-23: 49.92; 2023-24: 49.92; 2024-25: 49.92; 2025-26: 40.31; 2026-27: 40.31; 2027-28: 40.31; 2028-29: 40.31; 2029-30: 40.31; 2030-31: 39.88; 2031-32: 39.88; 2032-33: 39.88; 2033-34: 39.88; 2034-35: 39.88; 2035-36: 39.88; 2036-37: 39.88; 2037-38: 39.88; 2038-39: 39.88; 2039-40: 39.88; 2040-41: 19.2; 2041-42: 19.2; 2042-43: 19.2; 2043-44: 19.2; 2044-45: 19.2; 2045-46: 19.2; 2046-47: 19.2; 2047-48: 19.2; 2048-49: 19.2; 2049-50: 19.2
7BL | Baseline forecast changes to Deployable Output | sum (7.1BL:7.6BL) | Ml/d | 2 | 2019-20: 0; 2020-21: 0; 2021-22: 0; 2022-23: 0; 2023-24: 0; 2024-25: 0; 2025-26: -2.17; 2026-27: -2.17; 2027-28: -2.17; 2028-29: -2.17; 2029-30: -2.17; 2030-31: -2.6; 2031-32: -2.6; 2032-33: -2.6; 2033-34: -2.6; 2034-35: -2.6; 2035-36: -2.6; 2036-37: -2.6; 2037-38: -2.6; 2038-39: -2.6; 2039-40: -2.6; 2040-41: -23.28; 2041-42: -23.28; 2042-43: -23.28; 2043-44: -23.28; 2044-45: -23.28; 2045-46: -23.28; 2046-47: -23.28; 2047-48: -23.28; 2048-49: -23.28; 2049-50: -23.28
7.1BL | Change in DO due to climate change | Input | Ml/d | 2 | 2019-20: 0; 2020-21: 0; 2021-22: 0; 2022-23: 0; 2023-24: 0; 2024-25: 0; 2025-26: 0; 2026-27: 0; 2027-28: 0; 2028-29: 0; 2029-30: 0; 2030-31: 0; 2031-32: 0; 2032-33: 0; 2033-34: 0; 2034-35: 0; 2035-36: 0; 2036-37: 0; 2037-38: 0; 2038-39: 0; 2039-40: 0; 2040-41: 0; 2041-42: 0; 2042-43: 0; 2043-44: 0; 2044-45: 0; 2045-46: 0; 2046-47: 0; 2047-48: 0; 2048-49: 0; 2049-50: 0
7.2BL | Total confirmed DO reductions to restore sustainable abstraction enter as -ve | Input | Ml/d | 2 | 2019-20: 0; 2020-21: 0; 2021-22: 0; 2022-23: 0; 2023-24: 0; 2024-25: 0; 2025-26: -2.17; 2026-27: -2.17; 2027-28: -2.17; 2028-29: -2.17; 2029-30: -2.17; 2030-31: -2.6; 2031-32: -2.6; 2032-33: -2.6; 2033-34: -2.6; 2034-35: -2.6; 2035-36: -2.6; 2036-37: -2.6; 2037-38: -2.6; 2038-39: -2.6; 2039-40: -2.6; 2040-41: -2.6; 2041-42: -2.6; 2042-43: -2.6; 2043-44: -2.6; 2044-45: -2.6; 2045-46: -2.6; 2046-47: -2.6; 2047-48: -2.6; 2048-49: -2.6; 2049-50: -2.6
7.3BL | Total additional DO reductions for Environmental Destination (excl. any confirmed reductions) enter as -ve | Input | Ml/d | 2 | 2019-20: 0; 2020-21: 0; 2021-22: 0; 2022-23: 0; 2023-24: 0; 2024-25: 0; 2025-26: 0; 2026-27: 0; 2027-28: 0; 2028-29: 0; 2029-30: 0; 2030-31: 0; 2031-32: 0; 2032-33: 0; 2033-34: 0; 2034-35: 0; 2035-36: 0; 2036-37: 0; 2037-38: 0; 2038-39: 0; 2039-40: 0; 2040-41: -20.68; 2041-42: -20.68; 2042-43: -20.68; 2043-44: -20.68; 2044-45: -20.68; 2045-46: -20.68; 2046-47: -20.68; 2047-48: -20.68; 2048-49: -20.68; 2049-50: -20.68
7.4BL | Change in DO from prolonged Outage reduction enter as -ve | Input | Ml/d | 2 | 2019-20: 0; 2020-21: 0; 2021-22: 0; 2022-23: 0; 2023-24: 0; 2024-25: 0; 2025-26: 0; 2026-27: 0; 2027-28: 0; 2028-29: 0; 2029-30: 0; 2030-31: 0; 2031-32: 0; 2032-33: 0; 2033-34: 0; 2034-35: 0; 2035-36: 0; 2036-37: 0; 2037-38: 0; 2038-39: 0; 2039-40: 0; 2040-41: 0; 2041-42: 0; 2042-43: 0; 2043-44: 0; 2044-45: 0; 2045-46: 0; 2046-47: 0; 2047-48: 0; 2048-49: 0; 2049-50: 0
7.5BL | Change in DO from drought measures | Zero for baseline | Ml/d | 2 | 2019-20: 0; 2020-21: 0; 2021-22: 0; 2022-23: 0; 2023-24: 0; 2024-25: 0; 2025-26: 0; 2026-27: 0; 2027-28: 0; 2028-29: 0; 2029-30: 0; 2030-31: 0; 2031-32: 0; 2032-33: 0; 2033-34: 0; 2034-35: 0; 2035-36: 0; 2036-37: 0; 2037-38: 0; 2038-39: 0; 2039-40: 0; 2040-41: 0; 2041-42: 0; 2042-43: 0; 2043-44: 0; 2044-45: 0; 2045-46: 0; 2046-47: 0; 2047-48: 0; 2048-49: 0; 2049-50: 0
7.6BL | Total other changes to DO (e.g. nitrates/operational decline) | Input | Ml/d | 2 | 2019-20: 0; 2020-21: 0; 2021-22: 0; 2022-23: 0; 2023-24: 0; 2024-25: 0; 2025-26: 0; 2026-27: 0; 2027-28: 0; 2028-29: 0; 2029-30: 0; 2030-31: 0; 2031-32: 0; 2032-33: 0; 2033-34: 0; 2034-35: 0; 2035-36: 0; 2036-37: 0; 2037-38: 0; 2038-39: 0; 2039-40: 0; 2040-41: 0; 2041-42: 0; 2042-43: 0; 2043-44: 0; 2044-45: 0; 2045-46: 0; 2046-47: 0; 2047-48: 0; 2048-49: 0; 2049-50: 0
8BL | Raw water losses, treatment works losses and operational use | Input | Ml/d | 2 | 2019-20: 0.81; 2020-21: 0.81; 2021-22: 0.81; 2022-23: 0.81; 2023-24: 0.81; 2024-25: 0.81; 2025-26: 0.81; 2026-27: 0.81; 2027-28: 0.81; 2028-29: 0.81; 2029-30: 0.81; 2030-31: 0.81; 2031-32: 0.81; 2032-33: 0.81; 2033-34: 0.81; 2034-35: 0.81; 2035-36: 0.81; 2036-37: 0.81; 2037-38: 0.81; 2038-39: 0.81; 2039-40: 0.81; 2040-41: 0.81; 2041-42: 0.81; 2042-43: 0.81; 2043-44: 0.81; 2044-45: 0.81; 2045-46: 0.81; 2046-47: 0.81; 2047-48: 0.81; 2048-49: 0.81; 2049-50: 0.81
9BL | Total Outage Allowance | Input | Ml/d | 2 | 2019-20: 0.27; 2020-21: 0.27; 2021-22: 0.27; 2022-23: 0.27; 2023-24: 0.27; 2024-25: 0.27; 2025-26: 0.27; 2026-27: 0.27; 2027-28: 0.27; 2028-29: 0.27; 2029-30: 0.27; 2030-31: 0.26; 2031-32: 0.26; 2032-33: 0.26; 2033-34: 0.26; 2034-35: 0.26; 2035-36: 0.26; 2036-37: 0.26; 2037-38: 0.26; 2038-39: 0.26; 2039-40: 0.26; 2040-41: 0.26; 2041-42: 0.26; 2042-43: 0.26; 2043-44: 0.26; 2044-45: 0.26; 2045-46: 0.26; 2046-47: 0.26; 2047-48: 0.26; 2048-49: 0.26; 2049-50: 0.26
10BL | Water Available For Use (own sources) | (6BL + 7BL) - (8BL + 9BL) | Ml/d | 2 | 2019-20: 48.84; 2020-21: 48.84; 2021-22: 48.84; 2022-23: 48.84; 2023-24: 48.84; 2024-25: 48.84; 2025-26: 39.23; 2026-27: 39.23; 2027-28: 39.23; 2028-29: 39.23; 2029-30: 39.23; 2030-31: 38.81; 2031-32: 38.81; 2032-33: 38.81; 2033-34: 38.81; 2034-35: 38.81; 2035-36: 38.81; 2036-37: 38.81; 2037-38: 38.81; 2038-39: 38.81; 2039-40: 38.81; 2040-41: 18.13; 2041-42: 18.13; 2042-43: 18.13; 2043-44: 18.13; 2044-45: 18.13; 2045-46: 18.13; 2046-47: 18.13; 2047-48: 18.13; 2048-49: 18.13; 2049-50: 18.13
11BL | Total Water Available For Use | 10BL + sum (2BL:5BL) | Ml/d | 2 | 2019-20: 48.84; 2020-21: 48.84; 2021-22: 48.84; 2022-23: 48.84; 2023-24: 48.84; 2024-25: 48.84; 2025-26: 46.23; 2026-27: 46.23; 2027-28: 46.23; 2028-29: 46.23; 2029-30: 46.23; 2030-31: 45.81; 2031-32: 45.81; 2032-33: 45.81; 2033-34: 45.81; 2034-35: 45.81; 2035-36: 45.81; 2036-37: 45.81; 2037-38: 45.81; 2038-39: 45.81; 2039-40: 45.81; 2040-41: 25.13; 2041-42: 25.13; 2042-43: 25.13; 2043-44: 25.13; 2044-45: 25.13; 2045-46: 25.13; 2046-47: 25.13; 2047-48: 25.13; 2048-49: 25.13; 2049-50: 25.13
12BL | Water delivered measured non-household | Input | Ml/d | 2 | 2019-20: 14.87; 2020-21: 14.91; 2021-22: 14.94; 2022-23: 14.98; 2023-24: 15.02; 2024-25: 15.05; 2025-26: 15.08; 2026-27: 15.11; 2027-28: 15.15; 2028-29: 15.17; 2029-30: 15.19; 2030-31: 15.2; 2031-32: 15.19; 2032-33: 15.19; 2033-34: 15.19; 2034-35: 15.19; 2035-36: 15.19; 2036-37: 15.18; 2037-38: 15.18; 2038-39: 15.18; 2039-40: 15.18; 2040-41: 15.18; 2041-42: 15.19; 2042-43: 15.2; 2043-44: 15.22; 2044-45: 15.24; 2045-46: 15.26; 2046-47: 15.29; 2047-48: 15.33; 2048-49: 15.36; 2049-50: 15.41
12.1BL | Non-potable water consumption (if applicable) | Input | Ml/d | 2 | 2019-20: 0; 2020-21: 0; 2021-22: 0; 2022-23: 0; 2023-24: 0; 2024-25: 0; 2025-26: 0; 2026-27: 0; 2027-28: 0; 2028-29: 0; 2029-30: 0; 2030-31: 0; 2031-32: 0; 2032-33: 0; 2033-34: 0; 2034-35: 0; 2035-36: 0; 2036-37: 0; 2037-38: 0; 2038-39: 0; 2039-40: 0; 2040-41: 0; 2041-42: 0; 2042-43: 0; 2043-44: 0; 2044-45: 0; 2045-46: 0; 2046-47: 0; 2047-48: 0; 2048-49: 0; 2049-50: 0
13BL | Water delivered unmeasured non-household | Input | Ml/d | 2 | 2019-20: 0.06; 2020-21: 0.06; 2021-22: 0.06; 2022-23: 0.06; 2023-24: 0.06; 2024-25: 0.06; 2025-26: 0.06; 2026-27: 0.06; 2027-28: 0.06; 2028-29: 0.06; 2029-30: 0.06; 2030-31: 0.06; 2031-32: 0.06; 2032-33: 0.06; 2033-34: 0.06; 2034-35: 0.06; 2035-36: 0.06; 2036-37: 0.06; 2037-38: 0.06; 2038-39: 0.06; 2039-40: 0.06; 2040-41: 0.06; 2041-42: 0.06; 2042-43: 0.06; 2043-44: 0.06; 2044-45: 0.06; 2045-46: 0.06; 2046-47: 0.06; 2047-48: 0.06; 2048-49: 0.06; 2049-50: 0.06
14BL | Water delivered measured household | Input | Ml/d | 2 | 2019-20: 17.54; 2020-21: 17.83; 2021-22: 18.14; 2022-23: 18.44; 2023-24: 18.73; 2024-25: 19.02; 2025-26: 19.37; 2026-27: 19.75; 2027-28: 20.1; 2028-29: 20.41; 2029-30: 20.62; 2030-31: 20.83; 2031-32: 21.05; 2032-33: 21.27; 2033-34: 21.49; 2034-35: 21.69; 2035-36: 21.87; 2036-37: 22.05; 2037-38: 22.3; 2038-39: 22.55; 2039-40: 22.81; 2040-41: 23; 2041-42: 23.19; 2042-43: 23.38; 2043-44: 23.57; 2044-45: 23.76; 2045-46: 23.9; 2046-47: 24.05; 2047-48: 24.2; 2048-49: 24.35; 2049-50: 24.48
15BL | Water delivered unmeasured household | Input | Ml/d | 2 | 2019-20: 5.01; 2020-21: 4.82; 2021-22: 4.66; 2022-23: 4.46; 2023-24: 4.27; 2024-25: 4.1; 2025-26: 3.95; 2026-27: 3.81; 2027-28: 3.68; 2028-29: 3.55; 2029-30: 3.42; 2030-31: 3.31; 2031-32: 3.2; 2032-33: 3.09; 2033-34: 2.99; 2034-35: 2.9; 2035-36: 2.81; 2036-37: 2.72; 2037-38: 2.63; 2038-39: 2.55; 2039-40: 2.48; 2040-41: 2.4; 2041-42: 2.33; 2042-43: 2.26; 2043-44: 2.2; 2044-45: 2.14; 2045-46: 2.11; 2046-47: 2.09; 2047-48: 2.07; 2048-49: 2.05; 2049-50: 2.05
16BL | Percentage of consumption driven by climate change | Input | % | 1 | 2019-20: 0%; 2020-21: 0%; 2021-22: 0%; 2022-23: 0.1%; 2023-24: 0.1%; 2024-25: 0.1%; 2025-26: 0.1%; 2026-27: 0.1%; 2027-28: 0.1%; 2028-29: 0.2%; 2029-30: 0.2%; 2030-31: 0.2%; 2031-32: 0.2%; 2032-33: 0.3%; 2033-34: 0.3%; 2034-35: 0.3%; 2035-36: 0.4%; 2036-37: 0.4%; 2037-38: 0.4%; 2038-39: 0.5%; 2039-40: 0.5%; 2040-41: 0.6%; 2041-42: 0.6%; 2042-43: 0.6%; 2043-44: 0.7%; 2044-45: 0.7%; 2045-46: 0.8%; 2046-47: 0.8%; 2047-48: 0.8%; 2048-49: 0.8%; 2049-50: 0.9%
17BL | Volume of consumption driven by climate change | 16BL * (12BL + sum(13BL:15BL) - sum (23BL:26BL)) | Ml/d | 2 | 2019-20: 0; 2020-21: 0; 2021-22: 0; 2022-23: 0.03676; 2023-24: 0.03689; 2024-25: 0.03705; 2025-26: 0.03727; 2026-27: 0.03752; 2027-28: 0.03778; 2028-29: 0.07594; 2029-30: 0.07614; 2030-31: 0.07636; 2031-32: 0.07656; 2032-33: 0.11514; 2033-34: 0.11547; 2034-35: 0.1158; 2035-36: 0.1548; 2036-37: 0.15508; 2037-38: 0.15572; 2038-39: 0.1955; 2039-40: 0.1964; 2040-41: 0.23634; 2041-42: 0.23706; 2042-43: 0.23784; 2043-44: 0.27853; 2044-45: 0.27958; 2045-46: 0.32048; 2046-47: 0.32168; 2047-48: 0.32312; 2048-49: 0.32432; 2049-50: 0.36648
18BL | Measured Household - PCC | ((14BL - 25BL) * 1,000,000) / (39BL *1,000) | l/h/d | 1 | 2019-20: 129.6495; 2020-21: 128.781; 2021-22: 128.2155; 2022-23: 127.4806; 2023-24: 126.765; 2024-25: 126.0568; 2025-26: 125.8605; 2026-27: 125.7233; 2027-28: 125.6735; 2028-29: 125.5947; 2029-30: 125.4272; 2030-31: 125.5035; 2031-32: 125.6636; 2032-33: 125.8002; 2033-34: 125.9772; 2034-35: 126.1184; 2035-36: 126.3328; 2036-37: 126.4615; 2037-38: 126.9972; 2038-39: 127.5035; 2039-40: 128.0132; 2040-41: 128.1304; 2041-42: 128.2526; 2042-43: 128.3613; 2043-44: 128.4728; 2044-45: 128.654; 2045-46: 128.6623; 2046-47: 128.7251; 2047-48: 128.8285; 2048-49: 128.8626; 2049-50: 128.9121
19BL | Unmeasured Household - PCC | ((15BL - 26BL) * 1,000,000) / (40BL *1,000) | l/h/d | 1 | 2019-20: 203.839; 2020-21: 203.2149; 2021-22: 203.2923; 2022-23: 202.3675; 2023-24: 201.4418; 2024-25: 201.5743; 2025-26: 200.7259; 2026-27: 199.5339; 2027-28: 199.0956; 2028-29: 198.579; 2029-30: 197.914; 2030-31: 198.2966; 2031-32: 198.3727; 2032-33: 198.1919; 2033-34: 197.6569; 2034-35: 198.1888; 2035-36: 198.6044; 2036-37: 198.1297; 2037-38: 198.1009; 2038-39: 198.5971; 2039-40: 198.7448; 2040-41: 198.6695; 2041-42: 198.3318; 2042-43: 198.6249; 2043-44: 199.6656; 2044-45: 199.5341; 2045-46: 198.6891; 2046-47: 198.7578; 2047-48: 199.749; 2048-49: 199.5776; 2049-50: 199.6619
20BL | Average Household - PCC | (((14BL - 25BL) + (15BL - 26BL)) * 1,000,000) / ((39BL + 40BL) *1,000) | l/h/d | 1 | 2019-20: 140.7202; 2020-21: 139.3396; 2021-22: 138.3798; 2022-23: 137.0855; 2023-24: 135.8459; 2024-25: 134.7623; 2025-26: 134.0946; 2026-27: 133.4629; 2027-28: 133.029; 2028-29: 132.5899; 2029-30: 132.0937; 2030-31: 131.9373; 2031-32: 131.8429; 2032-33: 131.7181; 2033-34: 131.6154; 2034-35: 131.5804; 2035-36: 131.6136; 2036-37: 131.507; 2037-38: 131.8223; 2038-39: 132.1552; 2039-40: 132.4773; 2040-41: 132.426; 2041-42: 132.3717; 2042-43: 132.3491; 2043-44: 132.3757; 2044-45: 132.4084; 2045-46: 132.3131; 2046-47: 132.3201; 2047-48: 132.4146; 2048-49: 132.3862; 2049-50: 132.4188
21BL | Water taken unbilled | Input | Ml/d | 2 | 2019-20: 0.96; 2020-21: 0.96; 2021-22: 0.95; 2022-23: 0.96; 2023-24: 0.97; 2024-25: 0.97; 2025-26: 0.97; 2026-27: 0.98; 2027-28: 0.97; 2028-29: 0.97; 2029-30: 0.97; 2030-31: 0.97; 2031-32: 0.98; 2032-33: 0.97; 2033-34: 0.97; 2034-35: 0.97; 2035-36: 0.96; 2036-37: 0.97; 2037-38: 0.97; 2038-39: 0.97; 2039-40: 0.97; 2040-41: 0.97; 2041-42: 0.97; 2042-43: 0.98; 2043-44: 0.97; 2044-45: 0.97; 2045-46: 0.99; 2046-47: 0.99; 2047-48: 0.96; 2048-49: 0.97; 2049-50: 0.97
22BL | Distribution system operational use | Input | Ml/d | 2 | 2019-20: 0.25; 2020-21: 0.25; 2021-22: 0.25; 2022-23: 0.25; 2023-24: 0.25; 2024-25: 0.25; 2025-26: 0.25; 2026-27: 0.25; 2027-28: 0.25; 2028-29: 0.25; 2029-30: 0.25; 2030-31: 0.25; 2031-32: 0.25; 2032-33: 0.25; 2033-34: 0.25; 2034-35: 0.25; 2035-36: 0.25; 2036-37: 0.25; 2037-38: 0.25; 2038-39: 0.25; 2039-40: 0.25; 2040-41: 0.25; 2041-42: 0.25; 2042-43: 0.25; 2043-44: 0.25; 2044-45: 0.25; 2045-46: 0.25; 2046-47: 0.25; 2047-48: 0.25; 2048-49: 0.25; 2049-50: 0.25
23BL | Measured Non Household - USPL | Input | Ml/d | 2 | 2019-20: 0.03; 2020-21: 0.03; 2021-22: 0.03; 2022-23: 0.04; 2023-24: 0.04; 2024-25: 0.04; 2025-26: 0.04; 2026-27: 0.04; 2027-28: 0.04; 2028-29: 0.04; 2029-30: 0.04; 2030-31: 0.04; 2031-32: 0.04; 2032-33: 0.04; 2033-34: 0.04; 2034-35: 0.04; 2035-36: 0.04; 2036-37: 0.04; 2037-38: 0.04; 2038-39: 0.04; 2039-40: 0.04; 2040-41: 0.04; 2041-42: 0.04; 2042-43: 0.04; 2043-44: 0.04; 2044-45: 0.04; 2045-46: 0.04; 2046-47: 0.04; 2047-48: 0.04; 2048-49: 0.04; 2049-50: 0.04
24BL | Unmeasured Non Household - USPL | Input | Ml/d | 2 | 2019-20: 0; 2020-21: 0; 2021-22: 0; 2022-23: 0; 2023-24: 0; 2024-25: 0; 2025-26: 0; 2026-27: 0; 2027-28: 0; 2028-29: 0; 2029-30: 0; 2030-31: 0; 2031-32: 0; 2032-33: 0; 2033-34: 0; 2034-35: 0; 2035-36: 0; 2036-37: 0; 2037-38: 0; 2038-39: 0; 2039-40: 0; 2040-41: 0; 2041-42: 0; 2042-43: 0; 2043-44: 0; 2044-45: 0; 2045-46: 0; 2046-47: 0; 2047-48: 0; 2048-49: 0; 2049-50: 0
25BL | Measured Household - USPL | Input | Ml/d | 2 | 2019-20: 0.75; 2020-21: 0.77; 2021-22: 0.78; 2022-23: 0.8; 2023-24: 0.82; 2024-25: 0.83; 2025-26: 0.85; 2026-27: 0.87; 2027-28: 0.88; 2028-29: 0.9; 2029-30: 0.91; 2030-31: 0.92; 2031-32: 0.93; 2032-33: 0.95; 2033-34: 0.96; 2034-35: 0.97; 2035-36: 0.97; 2036-37: 0.98; 2037-38: 0.99; 2038-39: 1; 2039-40: 1.01; 2040-41: 1.02; 2041-42: 1.03; 2042-43: 1.04; 2043-44: 1.05; 2044-45: 1.05; 2045-46: 1.06; 2046-47: 1.07; 2047-48: 1.07; 2048-49: 1.08; 2049-50: 1.08
26BL | Unmeasured Household - USPL | Input | Ml/d | 2 | 2019-20: 0.38; 2020-21: 0.37; 2021-22: 0.35; 2022-23: 0.34; 2023-24: 0.33; 2024-25: 0.31; 2025-26: 0.3; 2026-27: 0.3; 2027-28: 0.29; 2028-29: 0.28; 2029-30: 0.27; 2030-31: 0.26; 2031-32: 0.25; 2032-33: 0.24; 2033-34: 0.24; 2034-35: 0.23; 2035-36: 0.22; 2036-37: 0.22; 2037-38: 0.21; 2038-39: 0.2; 2039-40: 0.2; 2040-41: 0.19; 2041-42: 0.19; 2042-43: 0.18; 2043-44: 0.17; 2044-45: 0.17; 2045-46: 0.17; 2046-47: 0.17; 2047-48: 0.16; 2048-49: 0.16; 2049-50: 0.16
27BL | Void Properties - USPL | Input | Ml/d | 2 | 2019-20: 0.07; 2020-21: 0.07; 2021-22: 0.07; 2022-23: 0.07; 2023-24: 0.07; 2024-25: 0.07; 2025-26: 0.07; 2026-27: 0.07; 2027-28: 0.08; 2028-29: 0.08; 2029-30: 0.08; 2030-31: 0.08; 2031-32: 0.08; 2032-33: 0.08; 2033-34: 0.08; 2034-35: 0.08; 2035-36: 0.08; 2036-37: 0.08; 2037-38: 0.08; 2038-39: 0.08; 2039-40: 0.08; 2040-41: 0.08; 2041-42: 0.08; 2042-43: 0.08; 2043-44: 0.08; 2044-45: 0.08; 2045-46: 0.08; 2046-47: 0.08; 2047-48: 0.08; 2048-49: 0.08; 2049-50: 0.09
28BL | Distribution losses | Input | Ml/d | 2 | 2019-20: 5.5; 2020-21: 5.38; 2021-22: 5.31; 2022-23: 5.2; 2023-24: 5.09; 2024-25: 4.98; 2025-26: 4.98; 2026-27: 4.98; 2027-28: 4.98; 2028-29: 4.98; 2029-30: 4.98; 2030-31: 4.98; 2031-32: 4.98; 2032-33: 4.98; 2033-34: 4.98; 2034-35: 4.98; 2035-36: 4.98; 2036-37: 4.98; 2037-38: 4.98; 2038-39: 4.98; 2039-40: 4.98; 2040-41: 4.98; 2041-42: 4.98; 2042-43: 4.98; 2043-44: 4.98; 2044-45: 4.98; 2045-46: 4.98; 2046-47: 4.98; 2047-48: 4.98; 2048-49: 4.98; 2049-50: 4.98
29BL | Total Leakage | sum (23BL:28BL) | Ml/d | 2 | 2019-20: 6.73; 2020-21: 6.62; 2021-22: 6.54; 2022-23: 6.45; 2023-24: 6.35; 2024-25: 6.23; 2025-26: 6.24; 2026-27: 6.26; 2027-28: 6.27; 2028-29: 6.28; 2029-30: 6.28; 2030-31: 6.28; 2031-32: 6.28; 2032-33: 6.29; 2033-34: 6.3; 2034-35: 6.3; 2035-36: 6.29; 2036-37: 6.3; 2037-38: 6.3; 2038-39: 6.3; 2039-40: 6.31; 2040-41: 6.31; 2041-42: 6.32; 2042-43: 6.32; 2043-44: 6.32; 2044-45: 6.32; 2045-46: 6.33; 2046-47: 6.34; 2047-48: 6.33; 2048-49: 6.34; 2049-50: 6.35
30BL | Leakage/property | (29BL * 1,000,000) / (36BL * 1,000) | l/prop/d | 2 | 2019-20: 95.4299; 2020-21: 92.3253; 2021-22: 89.7329; 2022-23: 87.1092; 2023-24: 84.4662; 2024-25: 81.6086; 2025-26: 80.538; 2026-27: 79.5405; 2027-28: 78.5754; 2028-29: 77.7151; 2029-30: 76.9372; 2030-31: 76.2747; 2031-32: 75.6508; 2032-33: 75.1709; 2033-34: 74.7083; 2034-35: 74.2084; 2035-36: 73.6293; 2036-37: 73.2354; 2037-38: 72.7432; 2038-39: 72.2635; 2039-40: 71.9113; 2040-41: 71.4585; 2041-42: 71.1287; 2042-43: 70.6975; 2043-44: 70.2784; 2044-45: 69.8705; 2045-46: 69.5849; 2046-47: 69.307; 2047-48: 68.8223; 2048-49: 68.5665; 2049-50: 68.3192
31BL | Measured Non Household - properties | Input | 000's | 2 | 2019-20: 4.321; 2020-21: 4.39; 2021-22: 4.445; 2022-23: 4.519; 2023-24: 4.588; 2024-25: 4.647; 2025-26: 4.697; 2026-27: 4.745; 2027-28: 4.793; 2028-29: 4.836; 2029-30: 4.876; 2030-31: 4.913; 2031-32: 4.945; 2032-33: 4.968; 2033-34: 4.989; 2034-35: 5.007; 2035-36: 5.023; 2036-37: 5.038; 2037-38: 5.052; 2038-39: 5.065; 2039-40: 5.078; 2040-41: 5.089; 2041-42: 5.101; 2042-43: 5.112; 2043-44: 5.122; 2044-45: 5.133; 2045-46: 5.144; 2046-47: 5.155; 2047-48: 5.165; 2048-49: 5.175; 2049-50: 5.185
32BL | Unmeasured Non Household - properties | Input | 000's | 2 | 2019-20: 0.018; 2020-21: 0.018; 2021-22: 0.018; 2022-23: 0.018; 2023-24: 0.018; 2024-25: 0.019; 2025-26: 0.019; 2026-27: 0.019; 2027-28: 0.019; 2028-29: 0.019; 2029-30: 0.02; 2030-31: 0.02; 2031-32: 0.02; 2032-33: 0.02; 2033-34: 0.02; 2034-35: 0.02; 2035-36: 0.02; 2036-37: 0.02; 2037-38: 0.02; 2038-39: 0.02; 2039-40: 0.02; 2040-41: 0.02; 2041-42: 0.02; 2042-43: 0.021; 2043-44: 0.021; 2044-45: 0.021; 2045-46: 0.021; 2046-47: 0.021; 2047-48: 0.021; 2048-49: 0.021; 2049-50: 0.021
33BL | All void non-households - properties | Input | 000's | 2 | 2019-20: 0; 2020-21: 0; 2021-22: 0; 2022-23: 0; 2023-24: 0; 2024-25: 0; 2025-26: 0; 2026-27: 0; 2027-28: 0; 2028-29: 0; 2029-30: 0; 2030-31: 0; 2031-32: 0; 2032-33: 0; 2033-34: 0; 2034-35: 0; 2035-36: 0; 2036-37: 0; 2037-38: 0; 2038-39: 0; 2039-40: 0; 2040-41: 0; 2041-42: 0; 2042-43: 0; 2043-44: 0; 2044-45: 0; 2045-46: 0; 2046-47: 0; 2047-48: 0; 2048-49: 0; 2049-50: 0
34BL | Measured households - properties (excl. void) | Year before + sum (34.1BL:34.6BL) | 000's | 2 | 2019-20: 55.563; 2020-21: 56.981; 2021-22: 58.372; 2022-23: 59.773; 2023-24: 61.138; 2024-25: 62.528; 2025-26: 63.85; 2026-27: 65.245; 2027-28: 66.505; 2028-29: 67.681; 2029-30: 68.657; 2030-31: 69.524; 2031-32: 70.361; 2032-33: 71.183; 2033-34: 71.99; 2034-35: 72.709; 2035-36: 73.388; 2036-37: 74.126; 2037-38: 74.847; 2038-39: 75.555; 2039-40: 76.249; 2040-41: 76.931; 2041-42: 77.599; 2042-43: 78.254; 2043-44: 78.897; 2044-45: 79.526; 2045-46: 80.065; 2046-47: 80.594; 2047-48: 81.113; 2048-49: 81.621; 2049-50: 82.082
34.1BL | New build properties - properties | Input (new builds in each year) | 000's | 2 | 2019-20: 1.007; 2020-21: 1.025; 2021-22: 1.025; 2022-23: 1.068; 2023-24: 1.047; 2024-25: 1.085; 2025-26: 1.075; 2026-27: 1.157; 2027-28: 1.03; 2028-29: 0.955; 2029-30: 0.762; 2030-31: 0.661; 2031-32: 0.639; 2032-33: 0.631; 2033-34: 0.623; 2034-35: 0.542; 2035-36: 0.507; 2036-37: 0.573; 2037-38: 0.562; 2038-39: 0.555; 2039-40: 0.546; 2040-41: 0.539; 2041-42: 0.53; 2042-43: 0.522; 2043-44: 0.514; 2044-45: 0.505; 2045-46: 0.496; 2046-47: 0.488; 2047-48: 0.479; 2048-49: 0.47; 2049-50: 0.461
34.2BL | Meter optants - properties | Input (meter optants in each year) | 000's | 2 | 2019-20: 0.28; 2020-21: 0.267; 2021-22: 0.244; 2022-23: 0.215; 2023-24: 0.205; 2024-25: 0.196; 2025-26: 0.143; 2026-27: 0.138; 2027-28: 0.134; 2028-29: 0.129; 2029-30: 0.125; 2030-31: 0.121; 2031-32: 0.117; 2032-33: 0.113; 2033-34: 0.109; 2034-35: 0.105; 2035-36: 0.102; 2036-37: 0.098; 2037-38: 0.095; 2038-39: 0.092; 2039-40: 0.089; 2040-41: 0.086; 2041-42: 0.083; 2042-43: 0.08; 2043-44: 0.078; 2044-45: 0.075; 2045-46: 0; 2046-47: 0; 2047-48: 0; 2048-49: 0; 2049-50: 0
34.3BL | Compulsory metering - properties | Input (compulsory meters in each year) | 000's | 2 | 2019-20: 0; 2020-21: 0; 2021-22: 0; 2022-23: 0; 2023-24: 0; 2024-25: 0; 2025-26: 0; 2026-27: 0; 2027-28: 0; 2028-29: 0; 2029-30: 0; 2030-31: 0; 2031-32: 0; 2032-33: 0; 2033-34: 0; 2034-35: 0; 2035-36: 0; 2036-37: 0; 2037-38: 0; 2038-39: 0; 2039-40: 0; 2040-41: 0; 2041-42: 0; 2042-43: 0; 2043-44: 0; 2044-45: 0; 2045-46: 0; 2046-47: 0; 2047-48: 0; 2048-49: 0; 2049-50: 0
34.4BL | Metering on change of occupancy - properties | Input (change of occupancy meters in each year) | 000's | 2 | 2019-20: 0.122; 2020-21: 0.118; 2021-22: 0.114; 2022-23: 0.11; 2023-24: 0.106; 2024-25: 0.102; 2025-26: 0.097; 2026-27: 0.094; 2027-28: 0.09; 2028-29: 0.086; 2029-30: 0.083; 2030-31: 0.079; 2031-32: 0.076; 2032-33: 0.073; 2033-34: 0.07; 2034-35: 0.067; 2035-36: 0.065; 2036-37: 0.062; 2037-38: 0.06; 2038-39: 0.057; 2039-40: 0.055; 2040-41: 0.053; 2041-42: 0.051; 2042-43: 0.049; 2043-44: 0.047; 2044-45: 0.045; 2045-46: 0.043; 2046-47: 0.041; 2047-48: 0.04; 2048-49: 0.038; 2049-50: 0
34.5BL | Selective metering - properties | Input (selective meters in each year) | 000's | 2 | 2019-20: 0.009; 2020-21: 0.008; 2021-22: 0.008; 2022-23: 0.008; 2023-24: 0.007; 2024-25: 0.007; 2025-26: 0.007; 2026-27: 0.006; 2027-28: 0.006; 2028-29: 0.006; 2029-30: 0.006; 2030-31: 0.006; 2031-32: 0.005; 2032-33: 0.005; 2033-34: 0.005; 2034-35: 0.005; 2035-36: 0.005; 2036-37: 0.005; 2037-38: 0.004; 2038-39: 0.004; 2039-40: 0.004; 2040-41: 0.004; 2041-42: 0.004; 2042-43: 0.004; 2043-44: 0.004; 2044-45: 0.004; 2045-46: 0; 2046-47: 0; 2047-48: 0; 2048-49: 0; 2049-50: 0
34.6BL | Other changes to existing metering - properties | Input (other changes to meters in each year) | 000's | 2 | 2019-20: 0; 2020-21: 0; 2021-22: 0; 2022-23: 0; 2023-24: 0; 2024-25: 0; 2025-26: 0; 2026-27: 0; 2027-28: 0; 2028-29: 0; 2029-30: 0; 2030-31: 0; 2031-32: 0; 2032-33: 0; 2033-34: 0; 2034-35: 0; 2035-36: 0; 2036-37: 0; 2037-38: 0; 2038-39: 0; 2039-40: 0; 2040-41: 0; 2041-42: 0; 2042-43: 0; 2043-44: 0; 2044-45: 0; 2045-46: 0; 2046-47: 0; 2047-48: 0; 2048-49: 0; 2049-50: 0
34.7BL | Measured household void properties | Input | 000's | 2 | 2019-20: 1.139; 2020-21: 1.164; 2021-22: 1.186; 2022-23: 1.212; 2023-24: 1.237; 2024-25: 1.261; 2025-26: 1.281; 2026-27: 1.304; 2027-28: 1.325; 2028-29: 1.345; 2029-30: 1.362; 2030-31: 1.378; 2031-32: 1.391; 2032-33: 1.404; 2033-34: 1.416; 2034-35: 1.428; 2035-36: 1.44; 2036-37: 1.451; 2037-38: 1.462; 2038-39: 1.472; 2039-40: 1.482; 2040-41: 1.491; 2041-42: 1.501; 2042-43: 1.512; 2043-44: 1.522; 2044-45: 1.533; 2045-46: 1.542; 2046-47: 1.552; 2047-48: 1.562; 2048-49: 1.572; 2049-50: 1.582
35BL | Unmeasured households - properties (excl. void) | Input | 000's | 2 | 2019-20: 9.291; 2020-21: 8.966; 2021-22: 8.685; 2022-23: 8.353; 2023-24: 8.034; 2024-25: 7.729; 2025-26: 7.482; 2026-27: 7.244; 2027-28: 7.014; 2028-29: 6.792; 2029-30: 6.579; 2030-31: 6.373; 2031-32: 6.174; 2032-33: 5.983; 2033-34: 5.799; 2034-35: 5.621; 2035-36: 5.45; 2036-37: 5.285; 2037-38: 5.125; 2038-39: 4.972; 2039-40: 4.824; 2040-41: 4.681; 2041-42: 4.544; 2042-43: 4.411; 2043-44: 4.283; 2044-45: 4.16; 2045-46: 4.117; 2046-47: 4.076; 2047-48: 4.037; 2048-49: 3.999; 2049-50: 3.999
35.1BL | Unmeasured household void properties | Input | 000's | 2 | 2019-20: 0.191; 2020-21: 0.184; 2021-22: 0.177; 2022-23: 0.17; 2023-24: 0.163; 2024-25: 0.156; 2025-26: 0.15; 2026-27: 0.145; 2027-28: 0.14; 2028-29: 0.135; 2029-30: 0.131; 2030-31: 0.126; 2031-32: 0.122; 2032-33: 0.118; 2033-34: 0.114; 2034-35: 0.111; 2035-36: 0.107; 2036-37: 0.104; 2037-38: 0.1; 2038-39: 0.097; 2039-40: 0.094; 2040-41: 0.091; 2041-42: 0.088; 2042-43: 0.085; 2043-44: 0.083; 2044-45: 0.08; 2045-46: 0.079; 2046-47: 0.079; 2047-48: 0.078; 2048-49: 0.077; 2049-50: 0.077
36BL | Total Resource Zone Properties (incl. voids) | sum (31BL:34BL) + 34.7BL + 35BL + 35.1BL | 000's | 2 | 2019-20: 70.523; 2020-21: 71.703; 2021-22: 72.883; 2022-23: 74.045; 2023-24: 75.178; 2024-25: 76.34; 2025-26: 77.479; 2026-27: 78.702; 2027-28: 79.796; 2028-29: 80.808; 2029-30: 81.625; 2030-31: 82.334; 2031-32: 83.013; 2032-33: 83.676; 2033-34: 84.328; 2034-35: 84.896; 2035-36: 85.428; 2036-37: 86.024; 2037-38: 86.606; 2038-39: 87.181; 2039-40: 87.747; 2040-41: 88.303; 2041-42: 88.853; 2042-43: 89.395; 2043-44: 89.928; 2044-45: 90.453; 2045-46: 90.968; 2046-47: 91.477; 2047-48: 91.976; 2048-49: 92.465; 2049-50: 92.946
37BL | Measured Non Household - Population | Input | 000's | 2 | 2019-20: 1.503; 2020-21: 1.532; 2021-22: 1.556; 2022-23: 1.588; 2023-24: 1.615; 2024-25: 1.643; 2025-26: 1.665; 2026-27: 1.703; 2027-28: 1.748; 2028-29: 1.789; 2029-30: 1.827; 2030-31: 1.865; 2031-32: 1.934; 2032-33: 1.985; 2033-34: 2.022; 2034-35: 2.049; 2035-36: 2.076; 2036-37: 2.103; 2037-38: 2.131; 2038-39: 2.159; 2039-40: 2.185; 2040-41: 2.215; 2041-42: 2.252; 2042-43: 2.292; 2043-44: 2.336; 2044-45: 2.382; 2045-46: 2.434; 2046-47: 2.489; 2047-48: 2.541; 2048-49: 2.596; 2049-50: 2.65
38BL | Unmeasured Non Household - Population | Input | 000's | 2 | 2019-20: 0.006; 2020-21: 0.006; 2021-22: 0.006; 2022-23: 0.006; 2023-24: 0.006; 2024-25: 0.007; 2025-26: 0.007; 2026-27: 0.007; 2027-28: 0.007; 2028-29: 0.007; 2029-30: 0.007; 2030-31: 0.007; 2031-32: 0.008; 2032-33: 0.008; 2033-34: 0.008; 2034-35: 0.008; 2035-36: 0.008; 2036-37: 0.008; 2037-38: 0.009; 2038-39: 0.009; 2039-40: 0.009; 2040-41: 0.009; 2041-42: 0.009; 2042-43: 0.009; 2043-44: 0.009; 2044-45: 0.01; 2045-46: 0.01; 2046-47: 0.01; 2047-48: 0.01; 2048-49: 0.01; 2049-50: 0.011
39BL | Measured Household - Population | Input | 000's | 2 | 2019-20: 129.503; 2020-21: 132.473; 2021-22: 135.397; 2022-23: 138.374; 2023-24: 141.285; 2024-25: 144.3; 2025-26: 147.147; 2026-27: 150.171; 2027-28: 152.936; 2028-29: 155.341; 2029-30: 157.143; 2030-31: 158.641; 2031-32: 160.11; 2032-33: 161.526; 2033-34: 162.966; 2034-35: 164.29; 2035-36: 165.436; 2036-37: 166.612; 2037-38: 167.799; 2038-39: 169.015; 2039-40: 170.295; 2040-41: 171.544; 2041-42: 172.784; 2042-43: 174.04; 2043-44: 175.29; 2044-45: 176.52; 2045-46: 177.519; 2046-47: 178.52; 2047-48: 179.541; 2048-49: 180.58; 2049-50: 181.519
40BL | Unmeasured Household - Population | Input | 000's | 2 | 2019-20: 22.714; 2020-21: 21.898; 2021-22: 21.201; 2022-23: 20.359; 2023-24: 19.559; 2024-25: 18.802; 2025-26: 18.184; 2026-27: 17.591; 2027-28: 17.027; 2028-29: 16.467; 2029-30: 15.916; 2030-31: 15.381; 2031-32: 14.871; 2032-33: 14.38; 2033-34: 13.913; 2034-35: 13.472; 2035-36: 13.041; 2036-37: 12.618; 2037-38: 12.216; 2038-39: 11.833; 2039-40: 11.472; 2040-41: 11.124; 2041-42: 10.79; 2042-43: 10.472; 2043-44: 10.167; 2044-45: 9.873; 2045-46: 9.764; 2046-47: 9.66; 2047-48: 9.562; 2048-49: 9.47; 2049-50: 9.466
41BL | Total Resource Zone Population | sum (37BL:40BL) | 000's | 2 | 2019-20: 153.726; 2020-21: 155.909; 2021-22: 158.16; 2022-23: 160.327; 2023-24: 162.465; 2024-25: 164.752; 2025-26: 167.003; 2026-27: 169.472; 2027-28: 171.718; 2028-29: 173.604; 2029-30: 174.893; 2030-31: 175.894; 2031-32: 176.923; 2032-33: 177.899; 2033-34: 178.909; 2034-35: 179.819; 2035-36: 180.561; 2036-37: 181.341; 2037-38: 182.155; 2038-39: 183.016; 2039-40: 183.961; 2040-41: 184.892; 2041-42: 185.835; 2042-43: 186.813; 2043-44: 187.802; 2044-45: 188.785; 2045-46: 189.727; 2046-47: 190.679; 2047-48: 191.654; 2048-49: 192.656; 2049-50: 193.646
42BL | Average household occupancy rate (excl. voids) | (39BL + 40BL) / (34BL + 35BL) | h/prop | 1 | 2019-20: 2.3471; 2020-21: 2.3408; 2021-22: 2.3353; 2022-23: 2.33; 2023-24: 2.3253; 2024-25: 2.3215; 2025-26: 2.3178; 2026-27: 2.3143; 2027-28: 2.3118; 2028-29: 2.307; 2029-30: 2.3002; 2030-31: 2.2929; 2031-32: 2.2863; 2032-33: 2.2796; 2033-34: 2.2738; 2034-35: 2.2694; 2035-36: 2.2638; 2036-37: 2.257; 2037-38: 2.251; 2038-39: 2.2458; 2039-40: 2.242; 2040-41: 2.2382; 2041-42: 2.2348; 2042-43: 2.232; 2043-44: 2.2296; 2044-45: 2.2273; 2045-46: 2.2247; 2046-47: 2.2225; 2047-48: 2.2208; 2048-49: 2.2197; 2049-50: 2.2187
43BL | Total Household Metering penetration (excl. voids) | 34BL / (34BL + 35BL) | % | 1 | 2019-20: 85.67%; 2020-21: 86.4%; 2021-22: 87.05%; 2022-23: 87.74%; 2023-24: 88.39%; 2024-25: 89%; 2025-26: 89.51%; 2026-27: 90.01%; 2027-28: 90.46%; 2028-29: 90.88%; 2029-30: 91.26%; 2030-31: 91.6%; 2031-32: 91.93%; 2032-33: 92.25%; 2033-34: 92.55%; 2034-35: 92.82%; 2035-36: 93.09%; 2036-37: 93.34%; 2037-38: 93.59%; 2038-39: 93.83%; 2039-40: 94.05%; 2040-41: 94.26%; 2041-42: 94.47%; 2042-43: 94.66%; 2043-44: 94.85%; 2044-45: 95.03%; 2045-46: 95.11%; 2046-47: 95.19%; 2047-48: 95.26%; 2048-49: 95.33%; 2049-50: 95.35%
44BL | Total Household Metering penetration (incl. voids) | (34BL) / (34BL + 34.7BL + 35BL + 35.1BL) | % | 1 | 2019-20: 83.95%; 2020-21: 84.67%; 2021-22: 85.31%; 2022-23: 85.99%; 2023-24: 86.63%; 2024-25: 87.24%; 2025-26: 87.75%; 2026-27: 88.24%; 2027-28: 88.69%; 2028-29: 89.11%; 2029-30: 89.48%; 2030-31: 89.82%; 2031-32: 90.15%; 2032-33: 90.46%; 2033-34: 90.76%; 2034-35: 91.04%; 2035-36: 91.3%; 2036-37: 91.55%; 2037-38: 91.8%; 2038-39: 92.03%; 2039-40: 92.26%; 2040-41: 92.47%; 2041-42: 92.68%; 2042-43: 92.87%; 2043-44: 93.06%; 2044-45: 93.23%; 2045-46: 93.31%; 2046-47: 93.39%; 2047-48: 93.46%; 2048-49: 93.53%; 2049-50: 93.55%
45BL | Distribution input | sum (12BL:15BL) +21BL + 22BL + 27BL + 28BL | Ml/d | 2 | 2019-20: 44.26; 2020-21: 44.28; 2021-22: 44.38; 2022-23: 44.42; 2023-24: 44.46; 2024-25: 44.5; 2025-26: 44.73; 2026-27: 45.01; 2027-28: 45.27; 2028-29: 45.47; 2029-30: 45.57; 2030-31: 45.68; 2031-32: 45.79; 2032-33: 45.89; 2033-34: 46.01; 2034-35: 46.12; 2035-36: 46.2; 2036-37: 46.29; 2037-38: 46.45; 2038-39: 46.62; 2039-40: 46.81; 2040-41: 46.92; 2041-42: 47.05; 2042-43: 47.19; 2043-44: 47.33; 2044-45: 47.48; 2045-46: 47.63; 2046-47: 47.79; 2047-48: 47.93; 2048-49: 48.1; 2049-50: 48.29
46BL | Target headroom (climate change component) | Input | Ml/d | 2 | 2019-20: 0.0025867; 2020-21: 0.0025867; 2021-22: 0.0025867; 2022-23: 0.0025867; 2023-24: 0.0025867; 2024-25: 0.0025867; 2025-26: 0.0025867; 2026-27: 0.0011227; 2027-28: 0.0011716; 2028-29: 0.0048653; 2029-30: 0.0037149; 2030-31: -0.00042492; 2031-32: 0.012251; 2032-33: 0.002481; 2033-34: 0.011914; 2034-35: 0.012; 2035-36: 0.0073791; 2036-37: 0.0096622; 2037-38: 0.010966; 2038-39: 0.0091435; 2039-40: 0; 2040-41: 0; 2041-42: 0; 2042-43: 0; 2043-44: 0; 2044-45: 0; 2045-46: 0; 2046-47: 0; 2047-48: 0; 2048-49: 0; 2049-50: 0
47BL | Target headroom (All other components) | Input | Ml/d | 2 | 2019-20: 1.7933; 2020-21: 1.7933; 2021-22: 1.7933; 2022-23: 1.7933; 2023-24: 1.7933; 2024-25: 1.7933; 2025-26: 1.7933; 2026-27: 1.7834; 2027-28: 1.7746; 2028-29: 2.1537; 2029-30: 2.3095; 2030-31: 2.4118; 2031-32: 2.4854; 2032-33: 2.5928; 2033-34: 2.5976; 2034-35: 2.7444; 2035-36: 2.3334; 2036-37: 2.0493; 2037-38: 2.1852; 2038-39: 2.2941; 2039-40: 1.711; 2040-41: 1.7392; 2041-42: 1.8064; 2042-43: 1.8641; 2043-44: 1.9594; 2044-45: 1.9561; 2045-46: 1.7354; 2046-47: 1.7704; 2047-48: 1.9466; 2048-49: 1.9462; 2049-50: 1.9579
48BL | Target Headroom | 46BL + 47BL | Ml/d | 2 | 2019-20: 1.7959; 2020-21: 1.7959; 2021-22: 1.7959; 2022-23: 1.7959; 2023-24: 1.7959; 2024-25: 1.7959; 2025-26: 1.7959; 2026-27: 1.7845; 2027-28: 1.7757; 2028-29: 2.1585; 2029-30: 2.3132; 2030-31: 2.4113; 2031-32: 2.4976; 2032-33: 2.5953; 2033-34: 2.6095; 2034-35: 2.7564; 2035-36: 2.3408; 2036-37: 2.059; 2037-38: 2.1962; 2038-39: 2.3033; 2039-40: 1.711; 2040-41: 1.7392; 2041-42: 1.8064; 2042-43: 1.8641; 2043-44: 1.9594; 2044-45: 1.9561; 2045-46: 1.7354; 2046-47: 1.7704; 2047-48: 1.9466; 2048-49: 1.9462; 2049-50: 1.9579
49BL | Available Headroom | 11BL - 45BL | Ml/d | 2 | 2019-20: 4.58; 2020-21: 4.56; 2021-22: 4.46; 2022-23: 4.42; 2023-24: 4.38; 2024-25: 4.34; 2025-26: 1.5; 2026-27: 1.22; 2027-28: 0.96; 2028-29: 0.76; 2029-30: 0.66; 2030-31: 0.13; 2031-32: 0.02; 2032-33: -0.08; 2033-34: -0.2; 2034-35: -0.31; 2035-36: -0.39; 2036-37: -0.48; 2037-38: -0.64; 2038-39: -0.81; 2039-40: -1; 2040-41: -21.79; 2041-42: -21.92; 2042-43: -22.06; 2043-44: -22.2; 2044-45: -22.35; 2045-46: -22.5; 2046-47: -22.66; 2047-48: -22.8; 2048-49: -22.97; 2049-50: -23.16
49.1BL | Available non-potable balance (if applicable) | 1.1BL -12.1BL | Ml/d | 2 | 2019-20: 0; 2020-21: 0; 2021-22: 0; 2022-23: 0; 2023-24: 0; 2024-25: 0; 2025-26: 0; 2026-27: 0; 2027-28: 0; 2028-29: 0; 2029-30: 0; 2030-31: 0; 2031-32: 0; 2032-33: 0; 2033-34: 0; 2034-35: 0; 2035-36: 0; 2036-37: 0; 2037-38: 0; 2038-39: 0; 2039-40: 0; 2040-41: 0; 2041-42: 0; 2042-43: 0; 2043-44: 0; 2044-45: 0; 2045-46: 0; 2046-47: 0; 2047-48: 0; 2048-49: 0; 2049-50: 0
50BL | Supply Demand Balance | 49BL - 48BL | Ml/d | 2 | 2019-20: 2.7841; 2020-21: 2.7641; 2021-22: 2.6641; 2022-23: 2.6241; 2023-24: 2.5841; 2024-25: 2.5441; 2025-26: -0.29591; 2026-27: -0.56449; 2027-28: -0.81572; 2028-29: -1.3985; 2029-30: -1.6532; 2030-31: -2.2813; 2031-32: -2.4776; 2032-33: -2.6753; 2033-34: -2.8095; 2034-35: -3.0664; 2035-36: -2.7308; 2036-37: -2.539; 2037-38: -2.8362; 2038-39: -3.1133; 2039-40: -2.711; 2040-41: -23.5292; 2041-42: -23.7264; 2042-43: -23.9241; 2043-44: -24.1594; 2044-45: -24.3061; 2045-46: -24.2354; 2046-47: -24.4304; 2047-48: -24.7466; 2048-49: -24.9162; 2049-50: -25.1179
Table 3b: DYAA - Final plan Options | Back to top of sheet |  |  |  | 2019-20: 0.1
WRMP24 reference | Option type | Cat ID | Unit | Decimal places | 2019-20 | 2020-21 | 2021-22 | 2022-23 | 2023-24 | 2024-25 | 2025-26 | 2026-27 | 2027-28 | 2028-29 | 2029-30 | 2030-31 | 2031-32 | 2032-33 | 2033-34 | 2034-35 | 2035-36 | 2036-37 | 2037-38 | 2038-39 | 2039-40 | 2040-41 | 2041-42 | 2042-43 | 2043-44 | 2044-45 | 2045-46 | 2046-47 | 2047-48 | 2048-49 | 2049-50 | 2050-51 | 2051-52 | 2052-53 | 2053-54 | 2054-55 | 2055-56 | 2056-57 | 2057-58 | 2058-59 | 2059-60 | 2060-61 | 2061-62 | 2062-63 | 2063-64 | 2064-65 | 2065-66 | 2066-67 | 2067-68 | 2068-69 | 2069-70 | 2070-71 | 2071-72 | 2072-73 | 2073-74 | 2074-75 | 2075-76 | 2076-77 | 2077-78 | 2078-79 | 2079-80 | 2080-81 | 2081-82 | 2082-83 | 2083-84 | 2084-85 | 2085-86 | 2086-87 | 2087-88 | 2088-89 | 2089-90 | 2090-91 | 2091-92 | 2092-93 | 2093-94 | 2094-95 | 2095-96 | 2096-97 | 2097-98 | 2098-99 | 2099-100
1.11FP | Non potable supplies input reductions as -ve and increases as +ve | RSNPS | Ml/d | 2 | 0.1 2019-20: 0; 0.1 2020-21: 0; 0.1 2021-22: 0; 0.1 2022-23: 0; 0.1 2023-24: 0; 0.1 2024-25: 0; 0.1 2025-26: 0; 0.1 2026-27: 0; 0.1 2027-28: 0; 0.1 2028-29: 0; 0.1 2029-30: 0; 0.1 2030-31: 0; 0.1 2031-32: 0; 0.1 2032-33: 0; 0.1 2033-34: 0; 0.1 2034-35: 0; 0.1 2035-36: 0; 0.1 2036-37: 0; 0.1 2037-38: 0; 0.1 2038-39: 0; 0.1 2039-40: 0; 0.1 2040-41: 0; 0.1 2041-42: 0; 0.1 2042-43: 0; 0.1 2043-44: 0; 0.1 2044-45: 0; 0.1 2045-46: 0; 0.1 2046-47: 0; 0.1 2047-48: 0; 0.1 2048-49: 0; 0.1 2049-50: 0
2.1FP | Raw water imports input reductions as -ve | RSRWI | Ml/d | 2 | 0.1 2019-20: 0; 0.1 2020-21: 0; 0.1 2021-22: 0; 0.1 2022-23: 0; 0.1 2023-24: 0; 0.1 2024-25: 0; 0.1 2025-26: 0; 0.1 2026-27: 0; 0.1 2027-28: 0; 0.1 2028-29: 0; 0.1 2029-30: 0; 0.1 2030-31: 0; 0.1 2031-32: 0; 0.1 2032-33: 0; 0.1 2033-34: 0; 0.1 2034-35: 0; 0.1 2035-36: 0; 0.1 2036-37: 0; 0.1 2037-38: 0; 0.1 2038-39: 0; 0.1 2039-40: 0; 0.1 2040-41: 0; 0.1 2041-42: 0; 0.1 2042-43: 0; 0.1 2043-44: 0; 0.1 2044-45: 0; 0.1 2045-46: 0; 0.1 2046-47: 0; 0.1 2047-48: 0; 0.1 2048-49: 0; 0.1 2049-50: 0
3.1FP | Potable water imports input reductions as -ve | RSPWI | Ml/d | 2 | 0.1 2019-20: 0; 0.1 2020-21: 0; 0.1 2021-22: 0; 0.1 2022-23: 0; 0.1 2023-24: 0; 0.1 2024-25: 0; 0.1 2025-26: -1.919; 0.1 2026-27: 0; 0.1 2027-28: -1.589; 0.1 2028-29: 0; 0.1 2029-30: 0; 0.1 2030-31: 0; 0.1 2031-32: 0; 0.1 2032-33: 0; 0.1 2033-34: 0; 0.1 2034-35: 0; 0.1 2035-36: 0; 0.1 2036-37: -1.539; 0.1 2037-38: -1.859; 0.1 2038-39: -2.049; 0.1 2039-40: -2.879; 0.1 2040-41: 17.591; 0.1 2041-42: 17.441; 0.1 2042-43: 17.361; 0.1 2043-44: 17.271; 0.1 2044-45: 17.251; 0.1 2045-46: 16.891; 0.1 2046-47: 16.891; 0.1 2047-48: 17.021; 0.1 2048-49: 16.991; 0.1 2049-50: 17.001
4.1FP | Raw water exports input reductions as +ve and increases as -ve | RSRWE | Ml/d | 2 | 0.1 2019-20: 0; 0.1 2020-21: 0; 0.1 2021-22: 0; 0.1 2022-23: 0; 0.1 2023-24: 0; 0.1 2024-25: 0; 0.1 2025-26: 0; 0.1 2026-27: 0; 0.1 2027-28: 0; 0.1 2028-29: 0; 0.1 2029-30: 0; 0.1 2030-31: 0; 0.1 2031-32: 0; 0.1 2032-33: 0; 0.1 2033-34: 0; 0.1 2034-35: 0; 0.1 2035-36: 0; 0.1 2036-37: 0; 0.1 2037-38: 0; 0.1 2038-39: 0; 0.1 2039-40: 0; 0.1 2040-41: 0; 0.1 2041-42: 0; 0.1 2042-43: 0; 0.1 2043-44: 0; 0.1 2044-45: 0; 0.1 2045-46: 0; 0.1 2046-47: 0; 0.1 2047-48: 0; 0.1 2048-49: 0; 0.1 2049-50: 0
5.1FP | Potable water exports input reductions as +ve and increases as -ve | RSPWE | Ml/d | 2 | 0.1 2019-20: 0; 0.1 2020-21: 0; 0.1 2021-22: 0; 0.1 2022-23: 0; 0.1 2023-24: 0; 0.1 2024-25: 0; 0.1 2025-26: -0.001; 0.1 2026-27: -1.78; 0.1 2027-28: -0.001; 0.1 2028-29: -1.74; 0.1 2029-30: -2.69; 0.1 2030-31: -0.21; 0.1 2031-32: -0.32; 0.1 2032-33: -0.29; 0.1 2033-34: -0.33; 0.1 2034-35: -0.43; 0.1 2035-36: -1.05; 0.1 2036-37: -0.001; 0.1 2037-38: -0.001; 0.1 2038-39: -0.001; 0.1 2039-40: -0.001; 0.1 2040-41: -0.001; 0.1 2041-42: -0.001; 0.1 2042-43: -0.001; 0.1 2043-44: -0.001; 0.1 2044-45: -0.001; 0.1 2045-46: -0.001; 0.1 2046-47: -0.001; 0.1 2047-48: -0.001; 0.1 2048-49: -0.001; 0.1 2049-50: -0.001
6.2FP | DO benefit from increase raw water abstractions | RSRWA | Ml/d | 2 | 0.1 2019-20: 0; 0.1 2020-21: 0; 0.1 2021-22: 0; 0.1 2022-23: 0; 0.1 2023-24: 0; 0.1 2024-25: 0; 0.1 2025-26: 0; 0.1 2026-27: 0; 0.1 2027-28: 0; 0.1 2028-29: 0; 0.1 2029-30: 0; 0.1 2030-31: 0; 0.1 2031-32: 0; 0.1 2032-33: 0; 0.1 2033-34: 0; 0.1 2034-35: 0; 0.1 2035-36: 0; 0.1 2036-37: 0; 0.1 2037-38: 0; 0.1 2038-39: 0; 0.1 2039-40: 0; 0.1 2040-41: 0; 0.1 2041-42: 0; 0.1 2042-43: 0; 0.1 2043-44: 0; 0.1 2044-45: 0; 0.1 2045-46: 0; 0.1 2046-47: 0; 0.1 2047-48: 0; 0.1 2048-49: 0; 0.1 2049-50: 0
6.3FP | Other options to increase deployable output | RSIPO | Ml/d | 2 | 0.1 2019-20: 0; 0.1 2020-21: 0; 0.1 2021-22: 0; 0.1 2022-23: 0; 0.1 2023-24: 0; 0.1 2024-25: 0; 0.1 2025-26: 2.17; 0.1 2026-27: 2.17; 0.1 2027-28: 2.17; 0.1 2028-29: 2.17; 0.1 2029-30: 2.17; 0.1 2030-31: 0; 0.1 2031-32: 0; 0.1 2032-33: 0; 0.1 2033-34: 0; 0.1 2034-35: 0; 0.1 2035-36: 0; 0.1 2036-37: 0; 0.1 2037-38: 0; 0.1 2038-39: 0; 0.1 2039-40: 0; 0.1 2040-41: 0; 0.1 2041-42: 0; 0.1 2042-43: 0; 0.1 2043-44: 0; 0.1 2044-45: 0; 0.1 2045-46: 0; 0.1 2046-47: 0; 0.1 2047-48: 0; 0.1 2048-49: 0; 0.1 2049-50: 0
7.01FP | DO benefit from supply side drought measures | RSDPS | Ml/d | 2 | 0.1 2019-20: 0; 0.1 2020-21: 0; 0.1 2021-22: 0; 0.1 2022-23: 0; 0.1 2023-24: 0; 0.1 2024-25: 0; 0.1 2025-26: 0; 0.1 2026-27: 0; 0.1 2027-28: 0; 0.1 2028-29: 0; 0.1 2029-30: 0; 0.1 2030-31: 0; 0.1 2031-32: 0; 0.1 2032-33: 0; 0.1 2033-34: 0; 0.1 2034-35: 0; 0.1 2035-36: 0; 0.1 2036-37: 0; 0.1 2037-38: 0; 0.1 2038-39: 0; 0.1 2039-40: 0; 0.1 2040-41: 0; 0.1 2041-42: 0; 0.1 2042-43: 0; 0.1 2043-44: 0; 0.1 2044-45: 0; 0.1 2045-46: 0; 0.1 2046-47: 0; 0.1 2047-48: 0; 0.1 2048-49: 0; 0.1 2049-50: 0
7.02FP | Benefit from demand side drought measures | RSDPD | Ml/d | 2 | 0.1 2019-20: 0; 0.1 2020-21: 0; 0.1 2021-22: 0; 0.1 2022-23: 0; 0.1 2023-24: 0; 0.1 2024-25: 0; 0.1 2025-26: 0; 0.1 2026-27: 0; 0.1 2027-28: 0; 0.1 2028-29: 0; 0.1 2029-30: 0; 0.1 2030-31: 0; 0.1 2031-32: 0; 0.1 2032-33: 0; 0.1 2033-34: 0; 0.1 2034-35: 0; 0.1 2035-36: 0; 0.1 2036-37: 0; 0.1 2037-38: 0; 0.1 2038-39: 0; 0.1 2039-40: 0; 0.1 2040-41: 0; 0.1 2041-42: 0; 0.1 2042-43: 0; 0.1 2043-44: 0; 0.1 2044-45: 0; 0.1 2045-46: 0; 0.1 2046-47: 0; 0.1 2047-48: 0; 0.1 2048-49: 0; 0.1 2049-50: 0
8.1FP | Reduce raw water losses and operational use input as -ve | RSLOU | Ml/d | 2 | 0.1 2019-20: 0; 0.1 2020-21: 0; 0.1 2021-22: 0; 0.1 2022-23: 0; 0.1 2023-24: 0; 0.1 2024-25: 0; 0.1 2025-26: 0; 0.1 2026-27: 0; 0.1 2027-28: 0; 0.1 2028-29: 0; 0.1 2029-30: 0; 0.1 2030-31: 0; 0.1 2031-32: 0; 0.1 2032-33: 0; 0.1 2033-34: 0; 0.1 2034-35: 0; 0.1 2035-36: 0; 0.1 2036-37: 0; 0.1 2037-38: 0; 0.1 2038-39: 0; 0.1 2039-40: 0; 0.1 2040-41: 0; 0.1 2041-42: 0; 0.1 2042-43: 0; 0.1 2043-44: 0; 0.1 2044-45: 0; 0.1 2045-46: 0; 0.1 2046-47: 0; 0.1 2047-48: 0; 0.1 2048-49: 0; 0.1 2049-50: 0
8.2FP | Reduce treatment works losses input as -ve | PSTWL | Ml/d | 2 | 0.1 2019-20: 0; 0.1 2020-21: 0; 0.1 2021-22: 0; 0.1 2022-23: 0; 0.1 2023-24: 0; 0.1 2024-25: 0; 0.1 2025-26: 0; 0.1 2026-27: 0; 0.1 2027-28: 0; 0.1 2028-29: 0; 0.1 2029-30: 0; 0.1 2030-31: 0; 0.1 2031-32: 0; 0.1 2032-33: 0; 0.1 2033-34: 0; 0.1 2034-35: 0; 0.1 2035-36: 0; 0.1 2036-37: 0; 0.1 2037-38: 0; 0.1 2038-39: 0; 0.1 2039-40: 0; 0.1 2040-41: 0; 0.1 2041-42: 0; 0.1 2042-43: 0; 0.1 2043-44: 0; 0.1 2044-45: 0; 0.1 2045-46: 0; 0.1 2046-47: 0; 0.1 2047-48: 0; 0.1 2048-49: 0; 0.1 2049-50: 0
9.1FP | Reduce outages input as -ve | PSROU | Ml/d | 2 | 0.1 2019-20: 0; 0.1 2020-21: 0; 0.1 2021-22: 0; 0.1 2022-23: 0; 0.1 2023-24: 0; 0.1 2024-25: 0; 0.1 2025-26: 0; 0.1 2026-27: 0; 0.1 2027-28: 0; 0.1 2028-29: 0; 0.1 2029-30: 0; 0.1 2030-31: 0; 0.1 2031-32: 0; 0.1 2032-33: 0; 0.1 2033-34: 0; 0.1 2034-35: 0; 0.1 2035-36: 0; 0.1 2036-37: 0; 0.1 2037-38: 0; 0.1 2038-39: 0; 0.1 2039-40: 0; 0.1 2040-41: 0; 0.1 2041-42: 0; 0.1 2042-43: 0; 0.1 2043-44: 0; 0.1 2044-45: 0; 0.1 2045-46: 0; 0.1 2046-47: 0; 0.1 2047-48: 0; 0.1 2048-49: 0; 0.1 2049-50: 0
12.2FP | Change volume delivered to measured non households input reductions as -ve, line to include both measured non-household consumption and USPL options | CVMNH | Ml/d | 2 | 0.1 2019-20: 0; 0.1 2020-21: 0; 0.1 2021-22: 0; 0.1 2022-23: 0; 0.1 2023-24: 0; 0.1 2024-25: 0; 0.1 2025-26: 0; 0.1 2026-27: 0; 0.1 2027-28: -0.01; 0.1 2028-29: -0.08; 0.1 2029-30: -0.15; 0.1 2030-31: -0.23; 0.1 2031-32: -0.3; 0.1 2032-33: -0.37; 0.1 2033-34: -0.44; 0.1 2034-35: -0.52; 0.1 2035-36: -0.59; 0.1 2036-37: -0.66; 0.1 2037-38: -0.73; 0.1 2038-39: -0.8; 0.1 2039-40: -0.88; 0.1 2040-41: -0.95; 0.1 2041-42: -1.02; 0.1 2042-43: -1.09; 0.1 2043-44: -1.16; 0.1 2044-45: -1.23; 0.1 2045-46: -1.31; 0.1 2046-47: -1.38; 0.1 2047-48: -1.45; 0.1 2048-49: -1.52; 0.1 2049-50: -1.59
13.1FP | Change volume delivered to unmeasured non households input reductions as -ve, line to include both unmeasured non-household consumption and USPL options | CVUNH | Ml/d | 2 | 0.1 2019-20: 0; 0.1 2020-21: 0; 0.1 2021-22: 0; 0.1 2022-23: 0; 0.1 2023-24: 0; 0.1 2024-25: 0; 0.1 2025-26: 0; 0.1 2026-27: 0; 0.1 2027-28: 0; 0.1 2028-29: 0; 0.1 2029-30: 0; 0.1 2030-31: 0; 0.1 2031-32: 0; 0.1 2032-33: 0; 0.1 2033-34: 0; 0.1 2034-35: 0; 0.1 2035-36: 0; 0.1 2036-37: 0; 0.1 2037-38: 0; 0.1 2038-39: 0; 0.1 2039-40: 0; 0.1 2040-41: 0; 0.1 2041-42: 0; 0.1 2042-43: 0; 0.1 2043-44: 0; 0.1 2044-45: 0; 0.1 2045-46: 0; 0.1 2046-47: 0; 0.1 2047-48: 0; 0.1 2048-49: 0; 0.1 2049-50: 0
14.1FP | Change volume delivered to measured households input reductions as -ve, line to include both measured household consumption and USPL options | CVMHH | Ml/d | 2 | 0.1 2019-20: 0; 0.1 2020-21: 0; 0.1 2021-22: 0; 0.1 2022-23: 0; 0.1 2023-24: 0; 0.1 2024-25: 0; 0.1 2025-26: -0.05; 0.1 2026-27: -0.11; 0.1 2027-28: -0.17; 0.1 2028-29: -0.79; 0.1 2029-30: -1.92; 0.1 2030-31: -2.15; 0.1 2031-32: -2.39; 0.1 2032-33: -2.48; 0.1 2033-34: -2.58; 0.1 2034-35: -2.79; 0.1 2035-36: -3; 0.1 2036-37: -3.22; 0.1 2037-38: -3.44; 0.1 2038-39: -3.66; 0.1 2039-40: -3.88; 0.1 2040-41: -4.05; 0.1 2041-42: -4.23; 0.1 2042-43: -4.4; 0.1 2043-44: -4.6; 0.1 2044-45: -4.69; 0.1 2045-46: -4.78; 0.1 2046-47: -4.88; 0.1 2047-48: -4.97; 0.1 2048-49: -5.06; 0.1 2049-50: -5.16
15.1FP | Change volume delivered to unmeasured households input reductions as -ve, line to include both unmeasured household consumption and USPL options | CVUHH | Ml/d | 2 | 0.1 2019-20: 0; 0.1 2020-21: 0; 0.1 2021-22: 0; 0.1 2022-23: 0; 0.1 2023-24: 0; 0.1 2024-25: 0; 0.1 2025-26: 0; 0.1 2026-27: 0; 0.1 2027-28: 0; 0.1 2028-29: 0; 0.1 2029-30: 0; 0.1 2030-31: 0; 0.1 2031-32: 0; 0.1 2032-33: 0; 0.1 2033-34: 0; 0.1 2034-35: 0; 0.1 2035-36: 0; 0.1 2036-37: 0; 0.1 2037-38: 0; 0.1 2038-39: 0; 0.1 2039-40: 0; 0.1 2040-41: 0; 0.1 2041-42: 0; 0.1 2042-43: 0; 0.1 2043-44: 0; 0.1 2044-45: 0; 0.1 2045-46: 0; 0.1 2046-47: 0; 0.1 2047-48: 0; 0.1 2048-49: 0; 0.1 2049-50: 0
21.1FP | Options to reduce water taken unbilled input as -ve | CSWTU | Ml/d | 2 | 0.1 2019-20: 0; 0.1 2020-21: 0; 0.1 2021-22: 0; 0.1 2022-23: 0; 0.1 2023-24: 0; 0.1 2024-25: 0; 0.1 2025-26: 0; 0.1 2026-27: 0; 0.1 2027-28: 0; 0.1 2028-29: 0; 0.1 2029-30: 0; 0.1 2030-31: 0; 0.1 2031-32: 0; 0.1 2032-33: 0; 0.1 2033-34: 0; 0.1 2034-35: 0; 0.1 2035-36: 0; 0.1 2036-37: 0; 0.1 2037-38: 0; 0.1 2038-39: 0; 0.1 2039-40: 0; 0.1 2040-41: 0; 0.1 2041-42: 0; 0.1 2042-43: 0; 0.1 2043-44: 0; 0.1 2044-45: 0; 0.1 2045-46: 0; 0.1 2046-47: 0; 0.1 2047-48: 0; 0.1 2048-49: 0; 0.1 2049-50: 0
22.1FP | Reduce distribution system operational use (DSOU) input as -ve | DSDOU | Ml/d | 2 | 0.1 2019-20: 0; 0.1 2020-21: 0; 0.1 2021-22: 0; 0.1 2022-23: 0; 0.1 2023-24: 0; 0.1 2024-25: 0; 0.1 2025-26: 0; 0.1 2026-27: 0; 0.1 2027-28: 0; 0.1 2028-29: 0; 0.1 2029-30: 0; 0.1 2030-31: 0; 0.1 2031-32: 0; 0.1 2032-33: 0; 0.1 2033-34: 0; 0.1 2034-35: 0; 0.1 2035-36: 0; 0.1 2036-37: 0; 0.1 2037-38: 0; 0.1 2038-39: 0; 0.1 2039-40: 0; 0.1 2040-41: 0; 0.1 2041-42: 0; 0.1 2042-43: 0; 0.1 2043-44: 0; 0.1 2044-45: 0; 0.1 2045-46: 0; 0.1 2046-47: 0; 0.1 2047-48: 0; 0.1 2048-49: 0; 0.1 2049-50: 0
23.1FP | Options impacting on measured Non Household - USPL input reductions as -ve | CUMNH | Ml/d | 2 | 0.1 2019-20: 0; 0.1 2020-21: 0; 0.1 2021-22: 0; 0.1 2022-23: 0; 0.1 2023-24: 0; 0.1 2024-25: 0; 0.1 2025-26: 0; 0.1 2026-27: 0; 0.1 2027-28: 0; 0.1 2028-29: 0; 0.1 2029-30: 0; 0.1 2030-31: 0; 0.1 2031-32: 0; 0.1 2032-33: 0; 0.1 2033-34: -0.01; 0.1 2034-35: -0.01; 0.1 2035-36: -0.01; 0.1 2036-37: -0.01; 0.1 2037-38: -0.01; 0.1 2038-39: -0.01; 0.1 2039-40: -0.01; 0.1 2040-41: -0.01; 0.1 2041-42: -0.01; 0.1 2042-43: -0.01; 0.1 2043-44: -0.02; 0.1 2044-45: -0.02; 0.1 2045-46: -0.02; 0.1 2046-47: -0.02; 0.1 2047-48: -0.02; 0.1 2048-49: -0.02; 0.1 2049-50: -0.02
24.1FP | Options impacting on unmeasured Non Household - USPL input reductions as -ve | CUUNH | Ml/d | 2 | 0.1 2019-20: 0; 0.1 2020-21: 0; 0.1 2021-22: 0; 0.1 2022-23: 0; 0.1 2023-24: 0; 0.1 2024-25: 0; 0.1 2025-26: 0; 0.1 2026-27: 0; 0.1 2027-28: 0; 0.1 2028-29: 0; 0.1 2029-30: 0; 0.1 2030-31: 0; 0.1 2031-32: 0; 0.1 2032-33: 0; 0.1 2033-34: 0; 0.1 2034-35: 0; 0.1 2035-36: 0; 0.1 2036-37: 0; 0.1 2037-38: 0; 0.1 2038-39: 0; 0.1 2039-40: 0; 0.1 2040-41: 0; 0.1 2041-42: 0; 0.1 2042-43: 0; 0.1 2043-44: 0; 0.1 2044-45: 0; 0.1 2045-46: 0; 0.1 2046-47: 0; 0.1 2047-48: 0; 0.1 2048-49: 0; 0.1 2049-50: 0
25.1FP | Options impacting on measured Household - USPL input reductions as -ve | CUMHH | Ml/d | 2 | 0.1 2019-20: 0; 0.1 2020-21: 0; 0.1 2021-22: 0; 0.1 2022-23: 0; 0.1 2023-24: 0; 0.1 2024-25: 0; 0.1 2025-26: 0; 0.1 2026-27: 0; 0.1 2027-28: 0; 0.1 2028-29: -0.09; 0.1 2029-30: -0.36; 0.1 2030-31: -0.4; 0.1 2031-32: -0.44; 0.1 2032-33: -0.45; 0.1 2033-34: -0.45; 0.1 2034-35: -0.45; 0.1 2035-36: -0.46; 0.1 2036-37: -0.46; 0.1 2037-38: -0.46; 0.1 2038-39: -0.47; 0.1 2039-40: -0.47; 0.1 2040-41: -0.48; 0.1 2041-42: -0.48; 0.1 2042-43: -0.48; 0.1 2043-44: -0.49; 0.1 2044-45: -0.49; 0.1 2045-46: -0.49; 0.1 2046-47: -0.49; 0.1 2047-48: -0.5; 0.1 2048-49: -0.5; 0.1 2049-50: -0.5
26.1FP | Options impacting on unmeasured Household - USPL input reductions as -ve | CUUHH | Ml/d | 2 | 0.1 2019-20: 0; 0.1 2020-21: 0; 0.1 2021-22: 0; 0.1 2022-23: 0; 0.1 2023-24: 0; 0.1 2024-25: 0; 0.1 2025-26: 0; 0.1 2026-27: 0; 0.1 2027-28: 0; 0.1 2028-29: 0; 0.1 2029-30: 0; 0.1 2030-31: 0; 0.1 2031-32: 0; 0.1 2032-33: 0; 0.1 2033-34: 0; 0.1 2034-35: 0; 0.1 2035-36: 0; 0.1 2036-37: 0; 0.1 2037-38: 0; 0.1 2038-39: 0; 0.1 2039-40: 0; 0.1 2040-41: 0; 0.1 2041-42: 0; 0.1 2042-43: 0; 0.1 2043-44: 0; 0.1 2044-45: 0; 0.1 2045-46: 0; 0.1 2046-47: 0; 0.1 2047-48: 0; 0.1 2048-49: 0; 0.1 2049-50: 0
27.1FP | Options impacting on Void properties - USPL input reductions as -ve | CUVPP | Ml/d | 2 | 0.1 2019-20: 0; 0.1 2020-21: 0; 0.1 2021-22: 0; 0.1 2022-23: 0; 0.1 2023-24: 0; 0.1 2024-25: 0; 0.1 2025-26: 0; 0.1 2026-27: 0; 0.1 2027-28: 0; 0.1 2028-29: 0; 0.1 2029-30: 0; 0.1 2030-31: 0; 0.1 2031-32: 0; 0.1 2032-33: 0; 0.1 2033-34: 0; 0.1 2034-35: 0; 0.1 2035-36: 0; 0.1 2036-37: 0; 0.1 2037-38: 0; 0.1 2038-39: 0; 0.1 2039-40: 0; 0.1 2040-41: 0; 0.1 2041-42: 0; 0.1 2042-43: 0; 0.1 2043-44: 0; 0.1 2044-45: 0; 0.1 2045-46: 0; 0.1 2046-47: 0; 0.1 2047-48: 0; 0.1 2048-49: 0; 0.1 2049-50: 0
28.1FP | Reduce distribution losses input as -ve | DSRDL | Ml/d | 2 | 0.1 2019-20: 0; 0.1 2020-21: 0; 0.1 2021-22: 0; 0.1 2022-23: 0; 0.1 2023-24: 0; 0.1 2024-25: 0; 0.1 2025-26: 0; 0.1 2026-27: -0.06; 0.1 2027-28: -0.06; 0.1 2028-29: -0.1; 0.1 2029-30: -0.1; 0.1 2030-31: -0.11; 0.1 2031-32: -0.11; 0.1 2032-33: -0.12; 0.1 2033-34: -0.12; 0.1 2034-35: -0.19; 0.1 2035-36: -0.19; 0.1 2036-37: -0.2; 0.1 2037-38: -0.53; 0.1 2038-39: -0.7; 0.1 2039-40: -0.83; 0.1 2040-41: -0.94; 0.1 2041-42: -1.04; 0.1 2042-43: -1.07; 0.1 2043-44: -1.13; 0.1 2044-45: -1.14; 0.1 2045-46: -1.26; 0.1 2046-47: -1.28; 0.1 2047-48: -1.31; 0.1 2048-49: -1.35; 0.1 2049-50: -1.37
Table 3c: DYAA - Final plan | Back to top of sheet
WRMP24 reference | Component | Derivation | Unit | Decimal places | 2019-20 | 2020-21 | 2021-22 | 2022-23 | 2023-24 | 2024-25 | 2025-26 | 2026-27 | 2027-28 | 2028-29 | 2029-30 | 2030-31 | 2031-32 | 2032-33 | 2033-34 | 2034-35 | 2035-36 | 2036-37 | 2037-38 | 2038-39 | 2039-40 | 2040-41 | 2041-42 | 2042-43 | 2043-44 | 2044-45 | 2045-46 | 2046-47 | 2047-48 | 2048-49 | 2049-50 | 2050-51 | 2051-52 | 2052-53 | 2053-54 | 2054-55 | 2055-56 | 2056-57 | 2057-58 | 2058-59 | 2059-60 | 2060-61 | 2061-62 | 2062-63 | 2063-64 | 2064-65 | 2065-66 | 2066-67 | 2067-68 | 2068-69 | 2069-70 | 2070-71 | 2071-72 | 2072-73 | 2073-74 | 2074-75 | 2075-76 | 2076-77 | 2077-78 | 2078-79 | 2079-80 | 2080-81 | 2081-82 | 2082-83 | 2083-84 | 2084-85 | 2085-86 | 2086-87 | 2087-88 | 2088-89 | 2089-90 | 2090-91 | 2091-92 | 2092-93 | 2093-94 | 2094-95 | 2095-96 | 2096-97 | 2097-98 | 2098-99 | 2099-100
1FP | Raw water abstracted | Input | Ml/d | 2 | 2019-20: 0; 2020-21: 0; 2021-22: 0; 2022-23: 0; 2023-24: 0; 2024-25: 0; 2025-26: 0; 2026-27: 0; 2027-28: 0; 2028-29: 0; 2029-30: 0; 2030-31: 0; 2031-32: 0; 2032-33: 0; 2033-34: 0; 2034-35: 0; 2035-36: 0; 2036-37: 0; 2037-38: 0; 2038-39: 0; 2039-40: 0; 2040-41: 0; 2041-42: 0; 2042-43: 0; 2043-44: 0; 2044-45: 0; 2045-46: 0; 2046-47: 0; 2047-48: 0; 2048-49: 0; 2049-50: 0
1.1FP | Non-potable water supplies | 1.1BL + 1.11FP | Ml/d | 2 | 2019-20: 0; 2020-21: 0; 2021-22: 0; 2022-23: 0; 2023-24: 0; 2024-25: 0; 2025-26: 0; 2026-27: 0; 2027-28: 0; 2028-29: 0; 2029-30: 0; 2030-31: 0; 2031-32: 0; 2032-33: 0; 2033-34: 0; 2034-35: 0; 2035-36: 0; 2036-37: 0; 2037-38: 0; 2038-39: 0; 2039-40: 0; 2040-41: 0; 2041-42: 0; 2042-43: 0; 2043-44: 0; 2044-45: 0; 2045-46: 0; 2046-47: 0; 2047-48: 0; 2048-49: 0; 2049-50: 0
2FP | Raw water imported | 2BL + 2.1FP | Ml/d | 2 | 2019-20: 0; 2020-21: 0; 2021-22: 0; 2022-23: 0; 2023-24: 0; 2024-25: 0; 2025-26: 0; 2026-27: 0; 2027-28: 0; 2028-29: 0; 2029-30: 0; 2030-31: 0; 2031-32: 0; 2032-33: 0; 2033-34: 0; 2034-35: 0; 2035-36: 0; 2036-37: 0; 2037-38: 0; 2038-39: 0; 2039-40: 0; 2040-41: 0; 2041-42: 0; 2042-43: 0; 2043-44: 0; 2044-45: 0; 2045-46: 0; 2046-47: 0; 2047-48: 0; 2048-49: 0; 2049-50: 0
3FP | Potable water imported | 3BL + 3.1FP | Ml/d | 2 | 2019-20: 0; 2020-21: 0; 2021-22: 0; 2022-23: 0; 2023-24: 0; 2024-25: 0; 2025-26: 5.081; 2026-27: 7; 2027-28: 5.411; 2028-29: 7; 2029-30: 7; 2030-31: 7; 2031-32: 7; 2032-33: 7; 2033-34: 7; 2034-35: 7; 2035-36: 7; 2036-37: 5.461; 2037-38: 5.141; 2038-39: 4.951; 2039-40: 4.121; 2040-41: 24.591; 2041-42: 24.441; 2042-43: 24.361; 2043-44: 24.271; 2044-45: 24.251; 2045-46: 23.891; 2046-47: 23.891; 2047-48: 24.021; 2048-49: 23.991; 2049-50: 24.001
4FP | Raw water exported enter as -ve | 4BL + 4.1FP | Ml/d | 2 | 2019-20: 0; 2020-21: 0; 2021-22: 0; 2022-23: 0; 2023-24: 0; 2024-25: 0; 2025-26: 0; 2026-27: 0; 2027-28: 0; 2028-29: 0; 2029-30: 0; 2030-31: 0; 2031-32: 0; 2032-33: 0; 2033-34: 0; 2034-35: 0; 2035-36: 0; 2036-37: 0; 2037-38: 0; 2038-39: 0; 2039-40: 0; 2040-41: 0; 2041-42: 0; 2042-43: 0; 2043-44: 0; 2044-45: 0; 2045-46: 0; 2046-47: 0; 2047-48: 0; 2048-49: 0; 2049-50: 0
5FP | Potable water exported enter as -ve | 5BL + 5.1FP | Ml/d | 2 | 2019-20: 0; 2020-21: 0; 2021-22: 0; 2022-23: 0; 2023-24: 0; 2024-25: 0; 2025-26: -0.001; 2026-27: -1.78; 2027-28: -0.001; 2028-29: -1.74; 2029-30: -2.69; 2030-31: -0.21; 2031-32: -0.32; 2032-33: -0.29; 2033-34: -0.33; 2034-35: -0.43; 2035-36: -1.05; 2036-37: -0.001; 2037-38: -0.001; 2038-39: -0.001; 2039-40: -0.001; 2040-41: -0.001; 2041-42: -0.001; 2042-43: -0.001; 2043-44: -0.001; 2044-45: -0.001; 2045-46: -0.001; 2046-47: -0.001; 2047-48: -0.001; 2048-49: -0.001; 2049-50: -0.001
6.1FP | Deployable Output post forecast changes | 6.1BL + 6.2FP + 6.3FP +7.01FP +7.02FP | Ml/d | 2 | 2019-20: 49.92; 2020-21: 49.92; 2021-22: 49.92; 2022-23: 49.92; 2023-24: 49.92; 2024-25: 49.92; 2025-26: 42.48; 2026-27: 42.48; 2027-28: 42.48; 2028-29: 42.48; 2029-30: 42.48; 2030-31: 39.88; 2031-32: 39.88; 2032-33: 39.88; 2033-34: 39.88; 2034-35: 39.88; 2035-36: 39.88; 2036-37: 39.88; 2037-38: 39.88; 2038-39: 39.88; 2039-40: 39.88; 2040-41: 19.2; 2041-42: 19.2; 2042-43: 19.2; 2043-44: 19.2; 2044-45: 19.2; 2045-46: 19.2; 2046-47: 19.2; 2047-48: 19.2; 2048-49: 19.2; 2049-50: 19.2
8FP | Raw water losses, treatment works losses and operational use | 8BL + 8.1FP + 8.2FP | Ml/d | 2 | 2019-20: 0.81; 2020-21: 0.81; 2021-22: 0.81; 2022-23: 0.81; 2023-24: 0.81; 2024-25: 0.81; 2025-26: 0.81; 2026-27: 0.81; 2027-28: 0.81; 2028-29: 0.81; 2029-30: 0.81; 2030-31: 0.81; 2031-32: 0.81; 2032-33: 0.81; 2033-34: 0.81; 2034-35: 0.81; 2035-36: 0.81; 2036-37: 0.81; 2037-38: 0.81; 2038-39: 0.81; 2039-40: 0.81; 2040-41: 0.81; 2041-42: 0.81; 2042-43: 0.81; 2043-44: 0.81; 2044-45: 0.81; 2045-46: 0.81; 2046-47: 0.81; 2047-48: 0.81; 2048-49: 0.81; 2049-50: 0.81
9FP | Total Outage Allowance | 9BL + 9.1FP | Ml/d | 2 | 2019-20: 0.27; 2020-21: 0.27; 2021-22: 0.27; 2022-23: 0.27; 2023-24: 0.27; 2024-25: 0.27; 2025-26: 0.27; 2026-27: 0.27; 2027-28: 0.27; 2028-29: 0.27; 2029-30: 0.27; 2030-31: 0.26; 2031-32: 0.26; 2032-33: 0.26; 2033-34: 0.26; 2034-35: 0.26; 2035-36: 0.26; 2036-37: 0.26; 2037-38: 0.26; 2038-39: 0.26; 2039-40: 0.26; 2040-41: 0.26; 2041-42: 0.26; 2042-43: 0.26; 2043-44: 0.26; 2044-45: 0.26; 2045-46: 0.26; 2046-47: 0.26; 2047-48: 0.26; 2048-49: 0.26; 2049-50: 0.26
10FP | Water Available For Use (own sources) | (6.1FP) - (8FP + 9FP) | Ml/d | 2 | 2019-20: 48.84; 2020-21: 48.84; 2021-22: 48.84; 2022-23: 48.84; 2023-24: 48.84; 2024-25: 48.84; 2025-26: 41.4; 2026-27: 41.4; 2027-28: 41.4; 2028-29: 41.4; 2029-30: 41.4; 2030-31: 38.81; 2031-32: 38.81; 2032-33: 38.81; 2033-34: 38.81; 2034-35: 38.81; 2035-36: 38.81; 2036-37: 38.81; 2037-38: 38.81; 2038-39: 38.81; 2039-40: 38.81; 2040-41: 18.13; 2041-42: 18.13; 2042-43: 18.13; 2043-44: 18.13; 2044-45: 18.13; 2045-46: 18.13; 2046-47: 18.13; 2047-48: 18.13; 2048-49: 18.13; 2049-50: 18.13
11FP | Total Water Available For Use | 10FP + sum (2FP:5FP) | Ml/d | 2 | 2019-20: 48.84; 2020-21: 48.84; 2021-22: 48.84; 2022-23: 48.84; 2023-24: 48.84; 2024-25: 48.84; 2025-26: 46.48; 2026-27: 46.62; 2027-28: 46.81; 2028-29: 46.66; 2029-30: 45.71; 2030-31: 45.6; 2031-32: 45.49; 2032-33: 45.52; 2033-34: 45.48; 2034-35: 45.38; 2035-36: 44.76; 2036-37: 44.27; 2037-38: 43.95; 2038-39: 43.76; 2039-40: 42.93; 2040-41: 42.72; 2041-42: 42.57; 2042-43: 42.49; 2043-44: 42.4; 2044-45: 42.38; 2045-46: 42.02; 2046-47: 42.02; 2047-48: 42.15; 2048-49: 42.12; 2049-50: 42.13
12FP | Water delivered measured non-household | 12BL + 12.2FP | Ml/d | 2 | 2019-20: 14.87; 2020-21: 14.91; 2021-22: 14.94; 2022-23: 14.98; 2023-24: 15.02; 2024-25: 15.05; 2025-26: 15.08; 2026-27: 15.11; 2027-28: 15.14; 2028-29: 15.09; 2029-30: 15.04; 2030-31: 14.97; 2031-32: 14.89; 2032-33: 14.82; 2033-34: 14.75; 2034-35: 14.67; 2035-36: 14.6; 2036-37: 14.52; 2037-38: 14.45; 2038-39: 14.38; 2039-40: 14.3; 2040-41: 14.23; 2041-42: 14.17; 2042-43: 14.11; 2043-44: 14.06; 2044-45: 14.01; 2045-46: 13.95; 2046-47: 13.91; 2047-48: 13.88; 2048-49: 13.84; 2049-50: 13.82
12.1FP | Non-potable water consumption | Input | Ml/d | 2 | 2019-20: 0; 2020-21: 0; 2021-22: 0; 2022-23: 0; 2023-24: 0; 2024-25: 0; 2025-26: 0; 2026-27: 0; 2027-28: 0; 2028-29: 0; 2029-30: 0; 2030-31: 0; 2031-32: 0; 2032-33: 0; 2033-34: 0; 2034-35: 0; 2035-36: 0; 2036-37: 0; 2037-38: 0; 2038-39: 0; 2039-40: 0; 2040-41: 0; 2041-42: 0; 2042-43: 0; 2043-44: 0; 2044-45: 0; 2045-46: 0; 2046-47: 0; 2047-48: 0; 2048-49: 0; 2049-50: 0
13FP | Water delivered unmeasured non-household | 13BL + 13.1FP | Ml/d | 2 | 2019-20: 0.06; 2020-21: 0.06; 2021-22: 0.06; 2022-23: 0.06; 2023-24: 0.06; 2024-25: 0.06; 2025-26: 0.06; 2026-27: 0.06; 2027-28: 0.06; 2028-29: 0.06; 2029-30: 0.06; 2030-31: 0.06; 2031-32: 0.06; 2032-33: 0.06; 2033-34: 0.06; 2034-35: 0.06; 2035-36: 0.06; 2036-37: 0.06; 2037-38: 0.06; 2038-39: 0.06; 2039-40: 0.06; 2040-41: 0.06; 2041-42: 0.06; 2042-43: 0.06; 2043-44: 0.06; 2044-45: 0.06; 2045-46: 0.06; 2046-47: 0.06; 2047-48: 0.06; 2048-49: 0.06; 2049-50: 0.06
14FP | Water delivered measured household | 14BL + 14.1FP | Ml/d | 2 | 2019-20: 17.54; 2020-21: 17.83; 2021-22: 18.14; 2022-23: 18.44; 2023-24: 18.73; 2024-25: 19.02; 2025-26: 19.32; 2026-27: 19.64; 2027-28: 19.93; 2028-29: 19.62; 2029-30: 18.7; 2030-31: 18.68; 2031-32: 18.66; 2032-33: 18.79; 2033-34: 18.91; 2034-35: 18.9; 2035-36: 18.87; 2036-37: 18.83; 2037-38: 18.86; 2038-39: 18.89; 2039-40: 18.93; 2040-41: 18.95; 2041-42: 18.96; 2042-43: 18.98; 2043-44: 18.97; 2044-45: 19.07; 2045-46: 19.12; 2046-47: 19.17; 2047-48: 19.23; 2048-49: 19.29; 2049-50: 19.32
15FP | Water delivered unmeasured household | 15BL + 15.1FP | Ml/d | 2 | 2019-20: 5.01; 2020-21: 4.82; 2021-22: 4.66; 2022-23: 4.46; 2023-24: 4.27; 2024-25: 4.1; 2025-26: 3.95; 2026-27: 3.81; 2027-28: 3.68; 2028-29: 3.55; 2029-30: 3.42; 2030-31: 3.31; 2031-32: 3.2; 2032-33: 3.09; 2033-34: 2.99; 2034-35: 2.9; 2035-36: 2.81; 2036-37: 2.72; 2037-38: 2.63; 2038-39: 2.55; 2039-40: 2.48; 2040-41: 2.4; 2041-42: 2.33; 2042-43: 2.26; 2043-44: 2.2; 2044-45: 2.14; 2045-46: 2.11; 2046-47: 2.09; 2047-48: 2.07; 2048-49: 2.05; 2049-50: 2.05
16FP | Percentage of consumption driven by climate change | 16BL | % | 1 | 2019-20: 0%; 2020-21: 0%; 2021-22: 0%; 2022-23: 0.1%; 2023-24: 0.1%; 2024-25: 0.1%; 2025-26: 0.1%; 2026-27: 0.1%; 2027-28: 0.1%; 2028-29: 0.2%; 2029-30: 0.2%; 2030-31: 0.2%; 2031-32: 0.2%; 2032-33: 0.3%; 2033-34: 0.3%; 2034-35: 0.3%; 2035-36: 0.4%; 2036-37: 0.4%; 2037-38: 0.4%; 2038-39: 0.5%; 2039-40: 0.5%; 2040-41: 0.6%; 2041-42: 0.6%; 2042-43: 0.6%; 2043-44: 0.7%; 2044-45: 0.7%; 2045-46: 0.8%; 2046-47: 0.8%; 2047-48: 0.8%; 2048-49: 0.8%; 2049-50: 0.9%
17FP | Volume of consumption driven by climate change | 16FP * (12FP + sum(13FP:15FP) - sum (23FP:26FP)) | Ml/d | 2 | 2019-20: 0; 2020-21: 0; 2021-22: 0; 2022-23: 0.03676; 2023-24: 0.03689; 2024-25: 0.03705; 2025-26: 0.03722; 2026-27: 0.03741; 2027-28: 0.0376; 2028-29: 0.07438; 2029-30: 0.07272; 2030-31: 0.0724; 2031-32: 0.07206; 2032-33: 0.10794; 2033-34: 0.10779; 2034-35: 0.10725; 2035-36: 0.14232; 2036-37: 0.14144; 2037-38: 0.14092; 2038-39: 0.1756; 2039-40: 0.175; 2040-41: 0.20928; 2041-42: 0.2085; 2042-43: 0.20784; 2043-44: 0.24178; 2044-45: 0.24171; 2045-46: 0.27584; 2046-47: 0.27568; 2047-48: 0.27592; 2048-49: 0.27584; 2049-50: 0.31041
18FP | Measured Household - PCC | ((14FP - 25FP) * 1,000,000) / (39FP * 1000) | l/h/d | 1 | 2019-20: 129.6495; 2020-21: 128.781; 2021-22: 128.2155; 2022-23: 127.4806; 2023-24: 126.765; 2024-25: 126.0568; 2025-26: 125.5209; 2026-27: 124.991; 2027-28: 124.5619; 2028-29: 121.0886; 2029-30: 115.5002; 2030-31: 114.4721; 2031-32: 113.4843; 2032-33: 113.2327; 2033-34: 112.9068; 2034-35: 111.8755; 2035-36: 110.9797; 2036-37: 109.8958; 2037-38: 109.2381; 2038-39: 108.6294; 2039-40: 107.9893; 2040-41: 107.3193; 2041-42: 106.549; 2042-43: 105.838; 2043-44: 105.0258; 2044-45: 104.8607; 2045-46: 104.4957; 2046-47: 104.1338; 2047-48: 103.9318; 2048-49: 103.6106; 2049-50: 103.2399
19FP | Unmeasured Household - PCC | ((15FP - 26FP) * 1,000,000) / (40FP * 1000) | l/h/d | 1 | 2019-20: 203.839; 2020-21: 203.2149; 2021-22: 203.2923; 2022-23: 202.3675; 2023-24: 201.4418; 2024-25: 201.5743; 2025-26: 200.7254; 2026-27: 199.5324; 2027-28: 199.0909; 2028-29: 198.5737; 2029-30: 197.9188; 2030-31: 198.2987; 2031-32: 198.3723; 2032-33: 198.1929; 2033-34: 197.6514; 2034-35: 198.1927; 2035-36: 198.6113; 2036-37: 198.1262; 2037-38: 198.102; 2038-39: 198.5893; 2039-40: 198.7446; 2040-41: 198.6696; 2041-42: 198.3235; 2042-43: 198.6252; 2043-44: 199.6708; 2044-45: 199.5312; 2045-46: 198.6963; 2046-47: 198.7629; 2047-48: 199.7459; 2048-49: 199.5679; 2049-50: 199.6557
20FP | Average Household - PCC | (((14FP - 25FP) + (15FP - 26FP)) * 1,000,000)/ ((39FP + 40FP) * 1,000) | l/h/d | 1 | 2019-20: 140.7202; 2020-21: 139.3396; 2021-22: 138.3798; 2022-23: 137.0855; 2023-24: 135.8459; 2024-25: 134.7623; 2025-26: 133.7924; 2026-27: 132.8073; 2027-28: 132.0284; 2028-29: 128.5154; 2029-30: 123.08; 2030-31: 121.8811; 2031-32: 120.6987; 2032-33: 120.1781; 2033-34: 119.5728; 2034-35: 118.4171; 2035-36: 117.3826; 2036-37: 116.1074; 2037-38: 115.2685; 2038-39: 114.5158; 2039-40: 113.7173; 2040-41: 112.8823; 2041-42: 111.9434; 2042-43: 111.1042; 2043-44: 110.2142; 2044-45: 109.8753; 2045-46: 109.4067; 2046-47: 108.9913; 2047-48: 108.7767; 2048-49: 108.3922; 2049-50: 108.0188
21FP | Water taken unbilled | 21BL + 21.1FP | Ml/d | 2 | 2019-20: 0.96; 2020-21: 0.96; 2021-22: 0.95; 2022-23: 0.96; 2023-24: 0.97; 2024-25: 0.97; 2025-26: 0.97; 2026-27: 0.98; 2027-28: 0.97; 2028-29: 0.97; 2029-30: 0.97; 2030-31: 0.97; 2031-32: 0.98; 2032-33: 0.97; 2033-34: 0.97; 2034-35: 0.97; 2035-36: 0.96; 2036-37: 0.97; 2037-38: 0.97; 2038-39: 0.97; 2039-40: 0.97; 2040-41: 0.97; 2041-42: 0.97; 2042-43: 0.98; 2043-44: 0.97; 2044-45: 0.97; 2045-46: 0.99; 2046-47: 0.99; 2047-48: 0.96; 2048-49: 0.97; 2049-50: 0.97
22FP | Distribution system operational use | 22BL + 22.1FP | Ml/d | 2 | 2019-20: 0.25; 2020-21: 0.25; 2021-22: 0.25; 2022-23: 0.25; 2023-24: 0.25; 2024-25: 0.25; 2025-26: 0.25; 2026-27: 0.25; 2027-28: 0.25; 2028-29: 0.25; 2029-30: 0.25; 2030-31: 0.25; 2031-32: 0.25; 2032-33: 0.25; 2033-34: 0.25; 2034-35: 0.25; 2035-36: 0.25; 2036-37: 0.25; 2037-38: 0.25; 2038-39: 0.25; 2039-40: 0.25; 2040-41: 0.25; 2041-42: 0.25; 2042-43: 0.25; 2043-44: 0.25; 2044-45: 0.25; 2045-46: 0.25; 2046-47: 0.25; 2047-48: 0.25; 2048-49: 0.25; 2049-50: 0.25
23FP | Measured Non Household - USPL | 23BL + 23.1FP | Ml/d | 2 | 2019-20: 0.03; 2020-21: 0.03; 2021-22: 0.03; 2022-23: 0.04; 2023-24: 0.04; 2024-25: 0.04; 2025-26: 0.04; 2026-27: 0.04; 2027-28: 0.04; 2028-29: 0.04; 2029-30: 0.04; 2030-31: 0.04; 2031-32: 0.04; 2032-33: 0.04; 2033-34: 0.03; 2034-35: 0.03; 2035-36: 0.03; 2036-37: 0.03; 2037-38: 0.03; 2038-39: 0.03; 2039-40: 0.03; 2040-41: 0.03; 2041-42: 0.03; 2042-43: 0.03; 2043-44: 0.02; 2044-45: 0.02; 2045-46: 0.02; 2046-47: 0.02; 2047-48: 0.02; 2048-49: 0.02; 2049-50: 0.02
24FP | Unmeasured Non Household - USPL | 24BL + 24.1FP | Ml/d | 2 | 2019-20: 0; 2020-21: 0; 2021-22: 0; 2022-23: 0; 2023-24: 0; 2024-25: 0; 2025-26: 0; 2026-27: 0; 2027-28: 0; 2028-29: 0; 2029-30: 0; 2030-31: 0; 2031-32: 0; 2032-33: 0; 2033-34: 0; 2034-35: 0; 2035-36: 0; 2036-37: 0; 2037-38: 0; 2038-39: 0; 2039-40: 0; 2040-41: 0; 2041-42: 0; 2042-43: 0; 2043-44: 0; 2044-45: 0; 2045-46: 0; 2046-47: 0; 2047-48: 0; 2048-49: 0; 2049-50: 0
25FP | Measured Household - USPL | 25BL + 25.1FP | Ml/d | 2 | 2019-20: 0.75; 2020-21: 0.77; 2021-22: 0.78; 2022-23: 0.8; 2023-24: 0.82; 2024-25: 0.83; 2025-26: 0.85; 2026-27: 0.87; 2027-28: 0.88; 2028-29: 0.81; 2029-30: 0.55; 2030-31: 0.52; 2031-32: 0.49; 2032-33: 0.5; 2033-34: 0.51; 2034-35: 0.52; 2035-36: 0.51; 2036-37: 0.52; 2037-38: 0.53; 2038-39: 0.53; 2039-40: 0.54; 2040-41: 0.54; 2041-42: 0.55; 2042-43: 0.56; 2043-44: 0.56; 2044-45: 0.56; 2045-46: 0.57; 2046-47: 0.58; 2047-48: 0.57; 2048-49: 0.58; 2049-50: 0.58
26FP | Unmeasured Household - USPL | 26BL + 26.1BL | Ml/d | 2 | 2019-20: 0.38; 2020-21: 0.37; 2021-22: 0.35; 2022-23: 0.34; 2023-24: 0.33; 2024-25: 0.31; 2025-26: 0.3; 2026-27: 0.3; 2027-28: 0.29; 2028-29: 0.28; 2029-30: 0.27; 2030-31: 0.26; 2031-32: 0.25; 2032-33: 0.24; 2033-34: 0.24; 2034-35: 0.23; 2035-36: 0.22; 2036-37: 0.22; 2037-38: 0.21; 2038-39: 0.2; 2039-40: 0.2; 2040-41: 0.19; 2041-42: 0.19; 2042-43: 0.18; 2043-44: 0.17; 2044-45: 0.17; 2045-46: 0.17; 2046-47: 0.17; 2047-48: 0.16; 2048-49: 0.16; 2049-50: 0.16
27FP | Void Properties - USPL | 27BL + 27.1FP | Ml/d | 2 | 2019-20: 0.07; 2020-21: 0.07; 2021-22: 0.07; 2022-23: 0.07; 2023-24: 0.07; 2024-25: 0.07; 2025-26: 0.07; 2026-27: 0.07; 2027-28: 0.08; 2028-29: 0.08; 2029-30: 0.08; 2030-31: 0.08; 2031-32: 0.08; 2032-33: 0.08; 2033-34: 0.08; 2034-35: 0.08; 2035-36: 0.08; 2036-37: 0.08; 2037-38: 0.08; 2038-39: 0.08; 2039-40: 0.08; 2040-41: 0.08; 2041-42: 0.08; 2042-43: 0.08; 2043-44: 0.08; 2044-45: 0.08; 2045-46: 0.08; 2046-47: 0.08; 2047-48: 0.08; 2048-49: 0.08; 2049-50: 0.09
28FP | Distribution losses | 28BL + 28.1FP | Ml/d | 2 | 2019-20: 5.5; 2020-21: 5.38; 2021-22: 5.31; 2022-23: 5.2; 2023-24: 5.09; 2024-25: 4.98; 2025-26: 4.98; 2026-27: 4.92; 2027-28: 4.92; 2028-29: 4.88; 2029-30: 4.88; 2030-31: 4.87; 2031-32: 4.87; 2032-33: 4.86; 2033-34: 4.86; 2034-35: 4.79; 2035-36: 4.79; 2036-37: 4.78; 2037-38: 4.45; 2038-39: 4.28; 2039-40: 4.15; 2040-41: 4.04; 2041-42: 3.94; 2042-43: 3.91; 2043-44: 3.85; 2044-45: 3.84; 2045-46: 3.72; 2046-47: 3.7; 2047-48: 3.67; 2048-49: 3.63; 2049-50: 3.61
29FP | Total Leakage | sum (23FP:28FP) | Ml/d | 2 | 2019-20: 6.73; 2020-21: 6.62; 2021-22: 6.54; 2022-23: 6.45; 2023-24: 6.35; 2024-25: 6.23; 2025-26: 6.24; 2026-27: 6.2; 2027-28: 6.21; 2028-29: 6.09; 2029-30: 5.82; 2030-31: 5.77; 2031-32: 5.73; 2032-33: 5.72; 2033-34: 5.72; 2034-35: 5.65; 2035-36: 5.63; 2036-37: 5.63; 2037-38: 5.3; 2038-39: 5.12; 2039-40: 5; 2040-41: 4.88; 2041-42: 4.79; 2042-43: 4.76; 2043-44: 4.68; 2044-45: 4.67; 2045-46: 4.56; 2046-47: 4.55; 2047-48: 4.5; 2048-49: 4.47; 2049-50: 4.46
30FP | Leakage/property | (29FP * 1,000,000) / (36FP * 1,000) | l/prop/d | 2 | 2019-20: 95.4299; 2020-21: 92.3253; 2021-22: 89.7329; 2022-23: 87.1092; 2023-24: 84.4662; 2024-25: 81.6086; 2025-26: 80.538; 2026-27: 78.7782; 2027-28: 77.8234; 2028-29: 75.3638; 2029-30: 71.3017; 2030-31: 70.0804; 2031-32: 69.0253; 2032-33: 68.3589; 2033-34: 67.8304; 2034-35: 66.552; 2035-36: 65.9035; 2036-37: 65.4469; 2037-38: 61.1967; 2038-39: 58.7284; 2039-40: 56.982; 2040-41: 55.2643; 2041-42: 53.9093; 2042-43: 53.2468; 2043-44: 52.0416; 2044-45: 51.629; 2045-46: 50.1275; 2046-47: 49.7393; 2047-48: 48.9258; 2048-49: 48.3426; 2049-50: 47.9849
31FP | Measured Non Household - properties | Input | 000's | 2 | 2019-20: 4.321; 2020-21: 4.39; 2021-22: 4.445; 2022-23: 4.519; 2023-24: 4.588; 2024-25: 4.647; 2025-26: 4.697; 2026-27: 4.745; 2027-28: 4.793; 2028-29: 4.836; 2029-30: 4.876; 2030-31: 4.913; 2031-32: 4.945; 2032-33: 4.968; 2033-34: 4.989; 2034-35: 5.007; 2035-36: 5.023; 2036-37: 5.038; 2037-38: 5.052; 2038-39: 5.065; 2039-40: 5.078; 2040-41: 5.089; 2041-42: 5.101; 2042-43: 5.112; 2043-44: 5.122; 2044-45: 5.133; 2045-46: 5.144; 2046-47: 5.155; 2047-48: 5.165; 2048-49: 5.175; 2049-50: 5.185
32FP | Unmeasured Non Household - properties | Input | 000's | 2 | 2019-20: 0.018; 2020-21: 0.018; 2021-22: 0.018; 2022-23: 0.018; 2023-24: 0.018; 2024-25: 0.019; 2025-26: 0.019; 2026-27: 0.019; 2027-28: 0.019; 2028-29: 0.019; 2029-30: 0.02; 2030-31: 0.02; 2031-32: 0.02; 2032-33: 0.02; 2033-34: 0.02; 2034-35: 0.02; 2035-36: 0.02; 2036-37: 0.02; 2037-38: 0.02; 2038-39: 0.02; 2039-40: 0.02; 2040-41: 0.02; 2041-42: 0.02; 2042-43: 0.021; 2043-44: 0.021; 2044-45: 0.021; 2045-46: 0.021; 2046-47: 0.021; 2047-48: 0.021; 2048-49: 0.021; 2049-50: 0.021
33FP | All void non-households - properties | Input | 000's | 2 | 2019-20: 0; 2020-21: 0; 2021-22: 0; 2022-23: 0; 2023-24: 0; 2024-25: 0; 2025-26: 0; 2026-27: 0; 2027-28: 0; 2028-29: 0; 2029-30: 0; 2030-31: 0; 2031-32: 0; 2032-33: 0; 2033-34: 0; 2034-35: 0; 2035-36: 0; 2036-37: 0; 2037-38: 0; 2038-39: 0; 2039-40: 0; 2040-41: 0; 2041-42: 0; 2042-43: 0; 2043-44: 0; 2044-45: 0; 2045-46: 0; 2046-47: 0; 2047-48: 0; 2048-49: 0; 2049-50: 0
34FP | Measured households - properties (excl. void) | Year before + sum (34.1BL:34.6BL) | 000's | 2 | 2019-20: 55.563; 2020-21: 56.981; 2021-22: 58.372; 2022-23: 59.773; 2023-24: 61.138; 2024-25: 62.528; 2025-26: 63.85; 2026-27: 65.245; 2027-28: 66.505; 2028-29: 67.681; 2029-30: 68.657; 2030-31: 69.524; 2031-32: 70.361; 2032-33: 71.183; 2033-34: 71.99; 2034-35: 72.709; 2035-36: 73.388; 2036-37: 74.126; 2037-38: 74.847; 2038-39: 75.555; 2039-40: 76.249; 2040-41: 76.931; 2041-42: 77.599; 2042-43: 78.254; 2043-44: 78.897; 2044-45: 79.526; 2045-46: 80.065; 2046-47: 80.594; 2047-48: 81.113; 2048-49: 81.621; 2049-50: 82.082
34.1FP | New build properties - properties | Input (new builds in each year) | 000's | 2 | 2019-20: 1.007; 2020-21: 1.025; 2021-22: 1.025; 2022-23: 1.068; 2023-24: 1.047; 2024-25: 1.085; 2025-26: 1.075; 2026-27: 1.157; 2027-28: 1.03; 2028-29: 0.955; 2029-30: 0.762; 2030-31: 0.661; 2031-32: 0.639; 2032-33: 0.631; 2033-34: 0.623; 2034-35: 0.542; 2035-36: 0.507; 2036-37: 0.573; 2037-38: 0.562; 2038-39: 0.555; 2039-40: 0.546; 2040-41: 0.539; 2041-42: 0.53; 2042-43: 0.522; 2043-44: 0.514; 2044-45: 0.505; 2045-46: 0.496; 2046-47: 0.488; 2047-48: 0.479; 2048-49: 0.47; 2049-50: 0.461
34.2FP | Meter optants - properties | Input (meter optants in each year) | 000's | 2 | 2019-20: 0.28; 2020-21: 0.267; 2021-22: 0.244; 2022-23: 0.215; 2023-24: 0.205; 2024-25: 0.196; 2025-26: 0.143; 2026-27: 0.138; 2027-28: 0.134; 2028-29: 0.129; 2029-30: 0.125; 2030-31: 0.121; 2031-32: 0.117; 2032-33: 0.113; 2033-34: 0.109; 2034-35: 0.105; 2035-36: 0.102; 2036-37: 0.098; 2037-38: 0.095; 2038-39: 0.092; 2039-40: 0.089; 2040-41: 0.086; 2041-42: 0.083; 2042-43: 0.08; 2043-44: 0.078; 2044-45: 0.075; 2045-46: 0; 2046-47: 0; 2047-48: 0; 2048-49: 0; 2049-50: 0
34.3FP | Compulsory metering - properties | Input (compulsory meters in each year) | 000's | 2 | 2019-20: 0; 2020-21: 0; 2021-22: 0; 2022-23: 0; 2023-24: 0; 2024-25: 0; 2025-26: 0; 2026-27: 0; 2027-28: 0; 2028-29: 0; 2029-30: 0; 2030-31: 0; 2031-32: 0; 2032-33: 0; 2033-34: 0; 2034-35: 0; 2035-36: 0; 2036-37: 0; 2037-38: 0; 2038-39: 0; 2039-40: 0; 2040-41: 0; 2041-42: 0; 2042-43: 0; 2043-44: 0; 2044-45: 0; 2045-46: 0; 2046-47: 0; 2047-48: 0; 2048-49: 0; 2049-50: 0
34.4FP | Metering on change of occupancy - properties | Input (change of occupancy meters in each year) | 000's | 2 | 2019-20: 0.122; 2020-21: 0.118; 2021-22: 0.114; 2022-23: 0.11; 2023-24: 0.106; 2024-25: 0.102; 2025-26: 0.097; 2026-27: 0.094; 2027-28: 0.09; 2028-29: 0.086; 2029-30: 0.083; 2030-31: 0.079; 2031-32: 0.076; 2032-33: 0.073; 2033-34: 0.07; 2034-35: 0.067; 2035-36: 0.065; 2036-37: 0.062; 2037-38: 0.06; 2038-39: 0.057; 2039-40: 0.055; 2040-41: 0.053; 2041-42: 0.051; 2042-43: 0.049; 2043-44: 0.047; 2044-45: 0.045; 2045-46: 0.043; 2046-47: 0.041; 2047-48: 0.04; 2048-49: 0.038; 2049-50: 0
34.5FP | Selective metering - properties | Input (selective meters in each year) | 000's | 2 | 2019-20: 0.009; 2020-21: 0.008; 2021-22: 0.008; 2022-23: 0.008; 2023-24: 0.007; 2024-25: 0.007; 2025-26: 0.007; 2026-27: 0.006; 2027-28: 0.006; 2028-29: 0.006; 2029-30: 0.006; 2030-31: 0.006; 2031-32: 0.005; 2032-33: 0.005; 2033-34: 0.005; 2034-35: 0.005; 2035-36: 0.005; 2036-37: 0.005; 2037-38: 0.004; 2038-39: 0.004; 2039-40: 0.004; 2040-41: 0.004; 2041-42: 0.004; 2042-43: 0.004; 2043-44: 0.004; 2044-45: 0.004; 2045-46: 0; 2046-47: 0; 2047-48: 0; 2048-49: 0; 2049-50: 0
34.6FP | Other changes to existing metering - properties | Input (other changes to meters in each year) | 000's | 2 | 2019-20: 0; 2020-21: 0; 2021-22: 0; 2022-23: 0; 2023-24: 0; 2024-25: 0; 2025-26: 0; 2026-27: 0; 2027-28: 0; 2028-29: 0; 2029-30: 0; 2030-31: 0; 2031-32: 0; 2032-33: 0; 2033-34: 0; 2034-35: 0; 2035-36: 0; 2036-37: 0; 2037-38: 0; 2038-39: 0; 2039-40: 0; 2040-41: 0; 2041-42: 0; 2042-43: 0; 2043-44: 0; 2044-45: 0; 2045-46: 0; 2046-47: 0; 2047-48: 0; 2048-49: 0; 2049-50: 0
34.7FP | Measured household void properties | Input | 000's | 2 | 2019-20: 1.139; 2020-21: 1.164; 2021-22: 1.186; 2022-23: 1.212; 2023-24: 1.237; 2024-25: 1.261; 2025-26: 1.281; 2026-27: 1.304; 2027-28: 1.325; 2028-29: 1.345; 2029-30: 1.362; 2030-31: 1.378; 2031-32: 1.391; 2032-33: 1.404; 2033-34: 1.416; 2034-35: 1.428; 2035-36: 1.44; 2036-37: 1.451; 2037-38: 1.462; 2038-39: 1.472; 2039-40: 1.482; 2040-41: 1.491; 2041-42: 1.501; 2042-43: 1.512; 2043-44: 1.522; 2044-45: 1.533; 2045-46: 1.542; 2046-47: 1.552; 2047-48: 1.562; 2048-49: 1.572; 2049-50: 1.582
35FP | Unmeasured households - properties (excl. void) | Input | 000's | 2 | 2019-20: 9.291; 2020-21: 8.966; 2021-22: 8.685; 2022-23: 8.353; 2023-24: 8.034; 2024-25: 7.729; 2025-26: 7.482; 2026-27: 7.244; 2027-28: 7.014; 2028-29: 6.792; 2029-30: 6.579; 2030-31: 6.373; 2031-32: 6.174; 2032-33: 5.983; 2033-34: 5.799; 2034-35: 5.621; 2035-36: 5.45; 2036-37: 5.285; 2037-38: 5.125; 2038-39: 4.972; 2039-40: 4.824; 2040-41: 4.681; 2041-42: 4.544; 2042-43: 4.411; 2043-44: 4.283; 2044-45: 4.16; 2045-46: 4.117; 2046-47: 4.076; 2047-48: 4.037; 2048-49: 3.999; 2049-50: 3.999
35.1FP | Unmeasured household void properties | Input | 000's | 2 | 2019-20: 0.191; 2020-21: 0.184; 2021-22: 0.177; 2022-23: 0.17; 2023-24: 0.163; 2024-25: 0.156; 2025-26: 0.15; 2026-27: 0.145; 2027-28: 0.14; 2028-29: 0.135; 2029-30: 0.131; 2030-31: 0.126; 2031-32: 0.122; 2032-33: 0.118; 2033-34: 0.114; 2034-35: 0.111; 2035-36: 0.107; 2036-37: 0.104; 2037-38: 0.1; 2038-39: 0.097; 2039-40: 0.094; 2040-41: 0.091; 2041-42: 0.088; 2042-43: 0.085; 2043-44: 0.083; 2044-45: 0.08; 2045-46: 0.079; 2046-47: 0.079; 2047-48: 0.078; 2048-49: 0.077; 2049-50: 0.077
36FP | Total Resource Zone Properties (incl. voids) | sum (31FP:34FP) + 34.7FP + 35BL + 35.1BL | 000's | 2 | 2019-20: 70.523; 2020-21: 71.703; 2021-22: 72.883; 2022-23: 74.045; 2023-24: 75.178; 2024-25: 76.34; 2025-26: 77.479; 2026-27: 78.702; 2027-28: 79.796; 2028-29: 80.808; 2029-30: 81.625; 2030-31: 82.334; 2031-32: 83.013; 2032-33: 83.676; 2033-34: 84.328; 2034-35: 84.896; 2035-36: 85.428; 2036-37: 86.024; 2037-38: 86.606; 2038-39: 87.181; 2039-40: 87.747; 2040-41: 88.303; 2041-42: 88.853; 2042-43: 89.395; 2043-44: 89.928; 2044-45: 90.453; 2045-46: 90.968; 2046-47: 91.477; 2047-48: 91.976; 2048-49: 92.465; 2049-50: 92.946
37FP | Measured Non Household - Population | Input | 000's | 2 | 2019-20: 1.503; 2020-21: 1.532; 2021-22: 1.556; 2022-23: 1.588; 2023-24: 1.615; 2024-25: 1.643; 2025-26: 1.665; 2026-27: 1.7031; 2027-28: 1.7484; 2028-29: 1.789; 2029-30: 1.8269; 2030-31: 1.8652; 2031-32: 1.9342; 2032-33: 1.9846; 2033-34: 2.0215; 2034-35: 2.0485; 2035-36: 2.0762; 2036-37: 2.1029; 2037-38: 2.1311; 2038-39: 2.159; 2039-40: 2.1855; 2040-41: 2.2155; 2041-42: 2.252; 2042-43: 2.2918; 2043-44: 2.3362; 2044-45: 2.3823; 2045-46: 2.4341; 2046-47: 2.489; 2047-48: 2.5405; 2048-49: 2.5965; 2049-50: 2.6504
38FP | Unmeasured Non Household - Population | Input | 000's | 2 | 2019-20: 0.006; 2020-21: 0.006; 2021-22: 0.006; 2022-23: 0.006; 2023-24: 0.006; 2024-25: 0.007; 2025-26: 0.0066868; 2026-27: 0.0068397; 2027-28: 0.0070217; 2028-29: 0.0071847; 2029-30: 0.0073369; 2030-31: 0.0074908; 2031-32: 0.0077677; 2032-33: 0.0079703; 2033-34: 0.0081187; 2034-35: 0.0082271; 2035-36: 0.008338; 2036-37: 0.0084455; 2037-38: 0.0085585; 2038-39: 0.0086706; 2039-40: 0.0087769; 2040-41: 0.0088976; 2041-42: 0.009044; 2042-43: 0.0092041; 2043-44: 0.0093822; 2044-45: 0.0095674; 2045-46: 0.0097757; 2046-47: 0.009996; 2047-48: 0.010203; 2048-49: 0.010428; 2049-50: 0.010644
39FP | Measured Household - Population | Input | 000's | 2 | 2019-20: 129.503; 2020-21: 132.473; 2021-22: 135.397; 2022-23: 138.374; 2023-24: 141.285; 2024-25: 144.3; 2025-26: 147.1468; 2026-27: 150.1708; 2027-28: 152.936; 2028-29: 155.3408; 2029-30: 157.1426; 2030-31: 158.6412; 2031-32: 160.1102; 2032-33: 161.5257; 2033-34: 162.9663; 2034-35: 164.2898; 2035-36: 165.4356; 2036-37: 166.6124; 2037-38: 167.7985; 2038-39: 169.015; 2039-40: 170.2946; 2040-41: 171.5441; 2041-42: 172.7844; 2042-43: 174.0395; 2043-44: 175.2903; 2044-45: 176.52; 2045-46: 177.5192; 2046-47: 178.5204; 2047-48: 179.5409; 2048-49: 180.58; 2049-50: 181.519
40FP | Unmeasured Household - Population | Input | 000's | 2 | 2019-20: 22.714; 2020-21: 21.898; 2021-22: 21.201; 2022-23: 20.359; 2023-24: 19.559; 2024-25: 18.802; 2025-26: 18.184; 2026-27: 17.5911; 2027-28: 17.0274; 2028-29: 16.4674; 2029-30: 15.9156; 2030-31: 15.3808; 2031-32: 14.871; 2032-33: 14.3799; 2033-34: 13.9134; 2034-35: 13.4717; 2035-36: 13.0405; 2036-37: 12.6182; 2037-38: 12.2159; 2038-39: 11.8335; 2039-40: 11.472; 2040-41: 11.124; 2041-42: 10.7905; 2042-43: 10.472; 2043-44: 10.1667; 2044-45: 9.8731; 2045-46: 9.7636; 2046-47: 9.6598; 2047-48: 9.5621; 2048-49: 9.4705; 2049-50: 9.4663
41FP | Total Resource Zone Population | sum (37FP:40FP) | 000's | 2 | 2019-20: 153.726; 2020-21: 155.909; 2021-22: 158.16; 2022-23: 160.327; 2023-24: 162.465; 2024-25: 164.752; 2025-26: 167.0025; 2026-27: 169.4718; 2027-28: 171.7188; 2028-29: 173.6044; 2029-30: 174.8925; 2030-31: 175.8947; 2031-32: 176.9232; 2032-33: 177.8982; 2033-34: 178.9093; 2034-35: 179.8183; 2035-36: 180.5607; 2036-37: 181.342; 2037-38: 182.1541; 2038-39: 183.0161; 2039-40: 183.9608; 2040-41: 184.8925; 2041-42: 185.8358; 2042-43: 186.8125; 2043-44: 187.8026; 2044-45: 188.785; 2045-46: 189.7268; 2046-47: 190.6791; 2047-48: 191.6537; 2048-49: 192.6574; 2049-50: 193.6463
42FP | Average household occupancy rate (excl. voids) | (39FP + 40FP) / (34FP + 35FP) | h/prop | 1 | 2019-20: 2.3471; 2020-21: 2.3408; 2021-22: 2.3353; 2022-23: 2.33; 2023-24: 2.3253; 2024-25: 2.3215; 2025-26: 2.3178; 2026-27: 2.3143; 2027-28: 2.3118; 2028-29: 2.307; 2029-30: 2.3002; 2030-31: 2.2929; 2031-32: 2.2863; 2032-33: 2.2796; 2033-34: 2.2738; 2034-35: 2.2694; 2035-36: 2.2638; 2036-37: 2.257; 2037-38: 2.251; 2038-39: 2.2458; 2039-40: 2.242; 2040-41: 2.2383; 2041-42: 2.2348; 2042-43: 2.232; 2043-44: 2.2296; 2044-45: 2.2273; 2045-46: 2.2247; 2046-47: 2.2225; 2047-48: 2.2208; 2048-49: 2.2197; 2049-50: 2.2187
43FP | Total Household Metering penetration (excl. voids) | 34FP / (34FP + 35FP) | % | 1 | 2019-20: 85.67%; 2020-21: 86.4%; 2021-22: 87.05%; 2022-23: 87.74%; 2023-24: 88.39%; 2024-25: 89%; 2025-26: 89.51%; 2026-27: 90.01%; 2027-28: 90.46%; 2028-29: 90.88%; 2029-30: 91.26%; 2030-31: 91.6%; 2031-32: 91.93%; 2032-33: 92.25%; 2033-34: 92.55%; 2034-35: 92.82%; 2035-36: 93.09%; 2036-37: 93.34%; 2037-38: 93.59%; 2038-39: 93.83%; 2039-40: 94.05%; 2040-41: 94.26%; 2041-42: 94.47%; 2042-43: 94.66%; 2043-44: 94.85%; 2044-45: 95.03%; 2045-46: 95.11%; 2046-47: 95.19%; 2047-48: 95.26%; 2048-49: 95.33%; 2049-50: 95.35%
44FP | Total Household Metering penetration (incl. voids) | (34FP) / (34FP + 34.7FP + 35FP + 35.1FP) | % | 1 | 2019-20: 83.95%; 2020-21: 84.67%; 2021-22: 85.31%; 2022-23: 85.99%; 2023-24: 86.63%; 2024-25: 87.24%; 2025-26: 87.75%; 2026-27: 88.24%; 2027-28: 88.69%; 2028-29: 89.11%; 2029-30: 89.48%; 2030-31: 89.82%; 2031-32: 90.15%; 2032-33: 90.46%; 2033-34: 90.76%; 2034-35: 91.04%; 2035-36: 91.3%; 2036-37: 91.55%; 2037-38: 91.8%; 2038-39: 92.03%; 2039-40: 92.26%; 2040-41: 92.47%; 2041-42: 92.68%; 2042-43: 92.87%; 2043-44: 93.06%; 2044-45: 93.23%; 2045-46: 93.31%; 2046-47: 93.39%; 2047-48: 93.46%; 2048-49: 93.53%; 2049-50: 93.55%
45FP | Distribution input | sum (12FP:15FP) + 21FP + 22FP + 27FP + 28FP | Ml/d | 2 | 2019-20: 44.26; 2020-21: 44.28; 2021-22: 44.38; 2022-23: 44.42; 2023-24: 44.46; 2024-25: 44.5; 2025-26: 44.68; 2026-27: 44.84; 2027-28: 45.03; 2028-29: 44.5; 2029-30: 43.4; 2030-31: 43.19; 2031-32: 42.99; 2032-33: 42.92; 2033-34: 42.87; 2034-35: 42.62; 2035-36: 42.42; 2036-37: 42.21; 2037-38: 41.75; 2038-39: 41.46; 2039-40: 41.22; 2040-41: 40.98; 2041-42: 40.76; 2042-43: 40.63; 2043-44: 40.44; 2044-45: 40.42; 2045-46: 40.28; 2046-47: 40.25; 2047-48: 40.2; 2048-49: 40.17; 2049-50: 40.17
46FP | Target headroom (climate change component) | Input | Ml/d | 2 | 2019-20: 0.0025867; 2020-21: 0.0025867; 2021-22: 0.0025867; 2022-23: 0.0025867; 2023-24: 0.0025867; 2024-25: 0.0025867; 2025-26: 0.0025867; 2026-27: 0.0011227; 2027-28: 0.0011716; 2028-29: 0.0048653; 2029-30: 0.0037149; 2030-31: -0.00042492; 2031-32: 0.012251; 2032-33: 0.002481; 2033-34: 0.011914; 2034-35: 0.012; 2035-36: 0.0073791; 2036-37: 0.0096622; 2037-38: 0.010966; 2038-39: 0.0091435; 2039-40: 0; 2040-41: 0; 2041-42: 0; 2042-43: 0; 2043-44: 0; 2044-45: 0; 2045-46: 0; 2046-47: 0; 2047-48: 0; 2048-49: 0; 2049-50: 0
47FP | Target headroom (All other components) | Input | Ml/d | 2 | 2019-20: 1.7933; 2020-21: 1.7933; 2021-22: 1.7933; 2022-23: 1.7933; 2023-24: 1.7933; 2024-25: 1.7933; 2025-26: 1.7933; 2026-27: 1.7834; 2027-28: 1.7746; 2028-29: 2.1537; 2029-30: 2.3095; 2030-31: 2.4118; 2031-32: 2.4854; 2032-33: 2.5928; 2033-34: 2.5976; 2034-35: 2.7444; 2035-36: 2.3334; 2036-37: 2.0493; 2037-38: 2.1852; 2038-39: 2.2941; 2039-40: 1.711; 2040-41: 1.7392; 2041-42: 1.8064; 2042-43: 1.8641; 2043-44: 1.9594; 2044-45: 1.9561; 2045-46: 1.7354; 2046-47: 1.7704; 2047-48: 1.9466; 2048-49: 1.9462; 2049-50: 1.9579
48FP | Target Headroom | 46FP + 47FP | Ml/d | 2 | 2019-20: 1.7959; 2020-21: 1.7959; 2021-22: 1.7959; 2022-23: 1.7959; 2023-24: 1.7959; 2024-25: 1.7959; 2025-26: 1.7959; 2026-27: 1.7845; 2027-28: 1.7757; 2028-29: 2.1585; 2029-30: 2.3132; 2030-31: 2.4113; 2031-32: 2.4976; 2032-33: 2.5953; 2033-34: 2.6095; 2034-35: 2.7564; 2035-36: 2.3408; 2036-37: 2.059; 2037-38: 2.1962; 2038-39: 2.3033; 2039-40: 1.711; 2040-41: 1.7392; 2041-42: 1.8064; 2042-43: 1.8641; 2043-44: 1.9594; 2044-45: 1.9561; 2045-46: 1.7354; 2046-47: 1.7704; 2047-48: 1.9466; 2048-49: 1.9462; 2049-50: 1.9579
49FP | Available Headroom | 11FP - 45FP | Ml/d | 2 | 2019-20: 4.58; 2020-21: 4.56; 2021-22: 4.46; 2022-23: 4.42; 2023-24: 4.38; 2024-25: 4.34; 2025-26: 1.8; 2026-27: 1.78; 2027-28: 1.78; 2028-29: 2.16; 2029-30: 2.31; 2030-31: 2.41; 2031-32: 2.5; 2032-33: 2.6; 2033-34: 2.61; 2034-35: 2.76; 2035-36: 2.34; 2036-37: 2.06; 2037-38: 2.2; 2038-39: 2.3; 2039-40: 1.71; 2040-41: 1.74; 2041-42: 1.81; 2042-43: 1.86; 2043-44: 1.96; 2044-45: 1.96; 2045-46: 1.74; 2046-47: 1.77; 2047-48: 1.95; 2048-49: 1.95; 2049-50: 1.96
49.1FP | Available non-potable balance (if applicable) | 1.1FP - 12.1FP | Ml/d | 2 | 2019-20: 0; 2020-21: 0; 2021-22: 0; 2022-23: 0; 2023-24: 0; 2024-25: 0; 2025-26: 0; 2026-27: 0; 2027-28: 0; 2028-29: 0; 2029-30: 0; 2030-31: 0; 2031-32: 0; 2032-33: 0; 2033-34: 0; 2034-35: 0; 2035-36: 0; 2036-37: 0; 2037-38: 0; 2038-39: 0; 2039-40: 0; 2040-41: 0; 2041-42: 0; 2042-43: 0; 2043-44: 0; 2044-45: 0; 2045-46: 0; 2046-47: 0; 2047-48: 0; 2048-49: 0; 2049-50: 0
50FP | Supply Demand Balance | 49FP - 48FP | Ml/d | 2 | 2019-20: 2.7841; 2020-21: 2.7641; 2021-22: 2.6641; 2022-23: 2.6241; 2023-24: 2.5841; 2024-25: 2.5441; 2025-26: 0.0040927; 2026-27: -0.0044875; 2027-28: 0.0042759; 2028-29: 0.001482; 2029-30: -0.0031927; 2030-31: -0.0013348; 2031-32: 0.0023731; 2032-33: 0.0047401; 2033-34: 0.00045106; 2034-35: 0.0036235; 2035-36: -0.00075416; 2036-37: 0.0010419; 2037-38: 0.0038405; 2038-39: -0.0032842; 2039-40: -0.0010355; 2040-41: 0.00083437; 2041-42: 0.0036153; 2042-43: -0.0040578; 2043-44: 0.00062217; 2044-45: 0.003897; 2045-46: 0.0045694; 2046-47: -0.00038808; 2047-48: 0.0034243; 2048-49: 0.0038197; 2049-50: 0.0020731
Water Company | Anglian Water | Version | V3.1
WRZ | AWSLNB | Planning Scenario | DYCP
Table 3d: DYCP - Baseline | Back to top of sheet
WRMP24 reference | Component | Derivation | Unit | Decimal places | 2019-20 | 2020-21 | 2021-22 | 2022-23 | 2023-24 | 2024-25 | 2025-26 | 2026-27 | 2027-28 | 2028-29 | 2029-30 | 2030-31 | 2031-32 | 2032-33 | 2033-34 | 2034-35 | 2035-36 | 2036-37 | 2037-38 | 2038-39 | 2039-40 | 2040-41 | 2041-42 | 2042-43 | 2043-44 | 2044-45 | 2045-46 | 2046-47 | 2047-48 | 2048-49 | 2049-50 | 2050-51 | 2051-52 | 2052-53 | 2053-54 | 2054-55 | 2055-56 | 2056-57 | 2057-58 | 2058-59 | 2059-60 | 2060-61 | 2061-62 | 2062-63 | 2063-64 | 2064-65 | 2065-66 | 2066-67 | 2067-68 | 2068-69 | 2069-70 | 2070-71 | 2071-72 | 2072-73 | 2073-74 | 2074-75 | 2075-76 | 2076-77 | 2077-78 | 2078-79 | 2079-80 | 2080-81 | 2081-82 | 2082-83 | 2083-84 | 2084-85 | 2085-86 | 2086-87 | 2087-88 | 2088-89 | 2089-90 | 2090-91 | 2091-92 | 2092-93 | 2093-94 | 2094-95 | 2095-96 | 2096-97 | 2097-98 | 2098-99 | 2099-100
1BL | Raw water abstracted | Input | Ml/d | 2 | 2019-20: 0; 2020-21: 0; 2021-22: 0; 2022-23: 0; 2023-24: 0; 2024-25: 0; 2025-26: 0; 2026-27: 0; 2027-28: 0; 2028-29: 0; 2029-30: 0; 2030-31: 0; 2031-32: 0; 2032-33: 0; 2033-34: 0; 2034-35: 0; 2035-36: 0; 2036-37: 0; 2037-38: 0; 2038-39: 0; 2039-40: 0; 2040-41: 0; 2041-42: 0; 2042-43: 0; 2043-44: 0; 2044-45: 0; 2045-46: 0; 2046-47: 0; 2047-48: 0; 2048-49: 0; 2049-50: 0
1.1BL | Non-potable water supplies | Input | Ml/d | 2 | 2019-20: 0; 2020-21: 0; 2021-22: 0; 2022-23: 0; 2023-24: 0; 2024-25: 0; 2025-26: 0; 2026-27: 0; 2027-28: 0; 2028-29: 0; 2029-30: 0; 2030-31: 0; 2031-32: 0; 2032-33: 0; 2033-34: 0; 2034-35: 0; 2035-36: 0; 2036-37: 0; 2037-38: 0; 2038-39: 0; 2039-40: 0; 2040-41: 0; 2041-42: 0; 2042-43: 0; 2043-44: 0; 2044-45: 0; 2045-46: 0; 2046-47: 0; 2047-48: 0; 2048-49: 0; 2049-50: 0
2BL | Raw water imported | Input | Ml/d | 2 | 2019-20: 0; 2020-21: 0; 2021-22: 0; 2022-23: 0; 2023-24: 0; 2024-25: 0; 2025-26: 0; 2026-27: 0; 2027-28: 0; 2028-29: 0; 2029-30: 0; 2030-31: 0; 2031-32: 0; 2032-33: 0; 2033-34: 0; 2034-35: 0; 2035-36: 0; 2036-37: 0; 2037-38: 0; 2038-39: 0; 2039-40: 0; 2040-41: 0; 2041-42: 0; 2042-43: 0; 2043-44: 0; 2044-45: 0; 2045-46: 0; 2046-47: 0; 2047-48: 0; 2048-49: 0; 2049-50: 0
3BL | Potable water imported | Input | Ml/d | 2 | 2019-20: 4.08; 2020-21: 4.08; 2021-22: 4.08; 2022-23: 4.08; 2023-24: 4.08; 2024-25: 4.08; 2025-26: 4.08; 2026-27: 4.43; 2027-28: 4.76; 2028-29: 5.51; 2029-30: 5.84; 2030-31: 7; 2031-32: 6.36; 2032-33: 7; 2033-34: 7; 2034-35: 7; 2035-36: 7; 2036-37: 7; 2037-38: 7; 2038-39: 7; 2039-40: 7; 2040-41: 7; 2041-42: 7; 2042-43: 7; 2043-44: 7.004; 2044-45: 7; 2045-46: 7.004; 2046-47: 7.004; 2047-48: 7; 2048-49: 7; 2049-50: 7
4BL | Raw water exported enter as -ve | Input | Ml/d | 2 | 2019-20: 0; 2020-21: 0; 2021-22: 0; 2022-23: 0; 2023-24: 0; 2024-25: 0; 2025-26: 0; 2026-27: 0; 2027-28: 0; 2028-29: 0; 2029-30: 0; 2030-31: 0; 2031-32: 0; 2032-33: 0; 2033-34: 0; 2034-35: 0; 2035-36: 0; 2036-37: 0; 2037-38: 0; 2038-39: 0; 2039-40: 0; 2040-41: 0; 2041-42: 0; 2042-43: 0; 2043-44: 0; 2044-45: 0; 2045-46: 0; 2046-47: 0; 2047-48: 0; 2048-49: 0; 2049-50: 0
5BL | Potable water exported enter as -ve | Input | Ml/d | 2 | 2019-20: 0; 2020-21: 0; 2021-22: 0; 2022-23: 0; 2023-24: 0; 2024-25: 0; 2025-26: 0; 2026-27: 0; 2027-28: 0; 2028-29: 0; 2029-30: 0; 2030-31: -0.9; 2031-32: 0; 2032-33: -0.36; 2033-34: -0.17; 2034-35: 0; 2035-36: -0.22; 2036-37: -0.44; 2037-38: -0.03; 2038-39: 0; 2039-40: -0.13; 2040-41: 0; 2041-42: 0; 2042-43: 0; 2043-44: 0; 2044-45: 0; 2045-46: 0; 2046-47: 0; 2047-48: 0; 2048-49: 0; 2049-50: 0
6BL | Deployable Output before forecast changes | Input | Ml/d | 2 | 2019-20: 55.36; 2020-21: 55.36; 2021-22: 55.36; 2022-23: 55.36; 2023-24: 55.36; 2024-25: 55.36; 2025-26: 55.36; 2026-27: 55.36; 2027-28: 55.36; 2028-29: 55.36; 2029-30: 55.36; 2030-31: 55.36; 2031-32: 55.36; 2032-33: 55.36; 2033-34: 55.36; 2034-35: 55.36; 2035-36: 55.36; 2036-37: 55.36; 2037-38: 55.36; 2038-39: 55.36; 2039-40: 55.36; 2040-41: 55.36; 2041-42: 55.36; 2042-43: 55.36; 2043-44: 55.36; 2044-45: 55.36; 2045-46: 55.36; 2046-47: 55.36; 2047-48: 55.36; 2048-49: 55.36; 2049-50: 55.36
6.1BL | Deployable Output post forecast changes | 6BL + 7BL | Ml/d | 2 | 2019-20: 55.36; 2020-21: 55.36; 2021-22: 55.36; 2022-23: 55.36; 2023-24: 55.36; 2024-25: 55.36; 2025-26: 55.36; 2026-27: 55.36; 2027-28: 55.36; 2028-29: 55.36; 2029-30: 55.36; 2030-31: 55.36; 2031-32: 55.36; 2032-33: 55.36; 2033-34: 55.36; 2034-35: 55.36; 2035-36: 55.36; 2036-37: 55.36; 2037-38: 55.36; 2038-39: 55.36; 2039-40: 55.36; 2040-41: 55.36; 2041-42: 55.36; 2042-43: 55.36; 2043-44: 55.36; 2044-45: 55.36; 2045-46: 55.36; 2046-47: 55.36; 2047-48: 55.36; 2048-49: 55.36; 2049-50: 55.36
7BL | Baseline forecast changes to Deployable Output | sum (7.1BL:7.6BL) | Ml/d | 2 | 2019-20: 0; 2020-21: 0; 2021-22: 0; 2022-23: 0; 2023-24: 0; 2024-25: 0; 2025-26: 0; 2026-27: 0; 2027-28: 0; 2028-29: 0; 2029-30: 0; 2030-31: 0; 2031-32: 0; 2032-33: 0; 2033-34: 0; 2034-35: 0; 2035-36: 0; 2036-37: 0; 2037-38: 0; 2038-39: 0; 2039-40: 0; 2040-41: 0; 2041-42: 0; 2042-43: 0; 2043-44: 0; 2044-45: 0; 2045-46: 0; 2046-47: 0; 2047-48: 0; 2048-49: 0; 2049-50: 0
7.1BL | Change in DO due to climate change | Input | Ml/d | 2 | 2019-20: 0; 2020-21: 0; 2021-22: 0; 2022-23: 0; 2023-24: 0; 2024-25: 0; 2025-26: 0; 2026-27: 0; 2027-28: 0; 2028-29: 0; 2029-30: 0; 2030-31: 0; 2031-32: 0; 2032-33: 0; 2033-34: 0; 2034-35: 0; 2035-36: 0; 2036-37: 0; 2037-38: 0; 2038-39: 0; 2039-40: 0; 2040-41: 0; 2041-42: 0; 2042-43: 0; 2043-44: 0; 2044-45: 0; 2045-46: 0; 2046-47: 0; 2047-48: 0; 2048-49: 0; 2049-50: 0
7.2BL | Total confirmed DO reductions to restore sustainable abstraction enter as -ve | Input | Ml/d | 2 | 2019-20: 0; 2020-21: 0; 2021-22: 0; 2022-23: 0; 2023-24: 0; 2024-25: 0; 2025-26: 0; 2026-27: 0; 2027-28: 0; 2028-29: 0; 2029-30: 0; 2030-31: 0; 2031-32: 0; 2032-33: 0; 2033-34: 0; 2034-35: 0; 2035-36: 0; 2036-37: 0; 2037-38: 0; 2038-39: 0; 2039-40: 0; 2040-41: 0; 2041-42: 0; 2042-43: 0; 2043-44: 0; 2044-45: 0; 2045-46: 0; 2046-47: 0; 2047-48: 0; 2048-49: 0; 2049-50: 0
7.3BL | Total expected DO reductions to restore sustainable abstraction (Environmental Destination) (excl. any confirmed reductions) enter as -ve | Input | Ml/d | 2 | 2019-20: 0; 2020-21: 0; 2021-22: 0; 2022-23: 0; 2023-24: 0; 2024-25: 0; 2025-26: 0; 2026-27: 0; 2027-28: 0; 2028-29: 0; 2029-30: 0; 2030-31: 0; 2031-32: 0; 2032-33: 0; 2033-34: 0; 2034-35: 0; 2035-36: 0; 2036-37: 0; 2037-38: 0; 2038-39: 0; 2039-40: 0; 2040-41: 0; 2041-42: 0; 2042-43: 0; 2043-44: 0; 2044-45: 0; 2045-46: 0; 2046-47: 0; 2047-48: 0; 2048-49: 0; 2049-50: 0
7.4BL | Change in DO from prolonged Outage reduction enter as -ve | Input | Ml/d | 2 | 2019-20: 0; 2020-21: 0; 2021-22: 0; 2022-23: 0; 2023-24: 0; 2024-25: 0; 2025-26: 0; 2026-27: 0; 2027-28: 0; 2028-29: 0; 2029-30: 0; 2030-31: 0; 2031-32: 0; 2032-33: 0; 2033-34: 0; 2034-35: 0; 2035-36: 0; 2036-37: 0; 2037-38: 0; 2038-39: 0; 2039-40: 0; 2040-41: 0; 2041-42: 0; 2042-43: 0; 2043-44: 0; 2044-45: 0; 2045-46: 0; 2046-47: 0; 2047-48: 0; 2048-49: 0; 2049-50: 0
7.5BL | Change in DO from drought measures | Zero for baseline | Ml/d | 2 | 2019-20: 0; 2020-21: 0; 2021-22: 0; 2022-23: 0; 2023-24: 0; 2024-25: 0; 2025-26: 0; 2026-27: 0; 2027-28: 0; 2028-29: 0; 2029-30: 0; 2030-31: 0; 2031-32: 0; 2032-33: 0; 2033-34: 0; 2034-35: 0; 2035-36: 0; 2036-37: 0; 2037-38: 0; 2038-39: 0; 2039-40: 0; 2040-41: 0; 2041-42: 0; 2042-43: 0; 2043-44: 0; 2044-45: 0; 2045-46: 0; 2046-47: 0; 2047-48: 0; 2048-49: 0; 2049-50: 0
7.6BL | Total other changes to DO (specify e.g. Nitrates) | Input | Ml/d | 2 | 2019-20: 0; 2020-21: 0; 2021-22: 0; 2022-23: 0; 2023-24: 0; 2024-25: 0; 2025-26: 0; 2026-27: 0; 2027-28: 0; 2028-29: 0; 2029-30: 0; 2030-31: 0; 2031-32: 0; 2032-33: 0; 2033-34: 0; 2034-35: 0; 2035-36: 0; 2036-37: 0; 2037-38: 0; 2038-39: 0; 2039-40: 0; 2040-41: 0; 2041-42: 0; 2042-43: 0; 2043-44: 0; 2044-45: 0; 2045-46: 0; 2046-47: 0; 2047-48: 0; 2048-49: 0; 2049-50: 0
8BL | Raw water losses, treatment works losses and operational use | Input | Ml/d | 2 | 2019-20: 0.9; 2020-21: 0.9; 2021-22: 0.9; 2022-23: 0.9; 2023-24: 0.9; 2024-25: 0.9; 2025-26: 0.9; 2026-27: 0.9; 2027-28: 0.9; 2028-29: 0.9; 2029-30: 0.9; 2030-31: 0.9; 2031-32: 0.9; 2032-33: 0.9; 2033-34: 0.9; 2034-35: 0.9; 2035-36: 0.9; 2036-37: 0.9; 2037-38: 0.9; 2038-39: 0.9; 2039-40: 0.9; 2040-41: 0.9; 2041-42: 0.9; 2042-43: 0.9; 2043-44: 0.9; 2044-45: 0.9; 2045-46: 0.9; 2046-47: 0.9; 2047-48: 0.9; 2048-49: 0.9; 2049-50: 0.9
9BL | Total Outage Allowance | Input | Ml/d | 2 | 2019-20: 0.37; 2020-21: 0.37; 2021-22: 0.37; 2022-23: 0.37; 2023-24: 0.37; 2024-25: 0.37; 2025-26: 0.37; 2026-27: 0.37; 2027-28: 0.37; 2028-29: 0.37; 2029-30: 0.37; 2030-31: 0.37; 2031-32: 0.37; 2032-33: 0.37; 2033-34: 0.37; 2034-35: 0.37; 2035-36: 0.37; 2036-37: 0.37; 2037-38: 0.37; 2038-39: 0.37; 2039-40: 0.37; 2040-41: 0.37; 2041-42: 0.37; 2042-43: 0.37; 2043-44: 0.37; 2044-45: 0.37; 2045-46: 0.37; 2046-47: 0.37; 2047-48: 0.37; 2048-49: 0.37; 2049-50: 0.37
10BL | Water Available For Use (own sources) | (6BL + 7BL) - (8BL + 9BL) | Ml/d | 2 | 2019-20: 54.09; 2020-21: 54.09; 2021-22: 54.09; 2022-23: 54.09; 2023-24: 54.09; 2024-25: 54.09; 2025-26: 54.09; 2026-27: 54.09; 2027-28: 54.09; 2028-29: 54.09; 2029-30: 54.09; 2030-31: 54.09; 2031-32: 54.09; 2032-33: 54.09; 2033-34: 54.09; 2034-35: 54.09; 2035-36: 54.09; 2036-37: 54.09; 2037-38: 54.09; 2038-39: 54.09; 2039-40: 54.09; 2040-41: 54.09; 2041-42: 54.09; 2042-43: 54.09; 2043-44: 54.09; 2044-45: 54.09; 2045-46: 54.09; 2046-47: 54.09; 2047-48: 54.09; 2048-49: 54.09; 2049-50: 54.09
11BL | Total Water Available For Use | 10BL + sum (2BL:5BL) | Ml/d | 2 | 2019-20: 58.17; 2020-21: 58.17; 2021-22: 58.17; 2022-23: 58.17; 2023-24: 58.17; 2024-25: 58.17; 2025-26: 58.17; 2026-27: 58.52; 2027-28: 58.85; 2028-29: 59.6; 2029-30: 59.93; 2030-31: 60.19; 2031-32: 60.45; 2032-33: 60.73; 2033-34: 60.92; 2034-35: 61.09; 2035-36: 60.87; 2036-37: 60.65; 2037-38: 61.06; 2038-39: 61.09; 2039-40: 60.96; 2040-41: 61.09; 2041-42: 61.09; 2042-43: 61.09; 2043-44: 61.094; 2044-45: 61.09; 2045-46: 61.094; 2046-47: 61.094; 2047-48: 61.09; 2048-49: 61.09; 2049-50: 61.09
12BL | Water delivered measured non-household | Input Note - consumption & uspl | Ml/d | 2 | 2019-20: 18.45; 2020-21: 18.5; 2021-22: 18.54; 2022-23: 18.59; 2023-24: 18.64; 2024-25: 18.68; 2025-26: 18.71; 2026-27: 18.75; 2027-28: 18.8; 2028-29: 18.83; 2029-30: 18.85; 2030-31: 18.86; 2031-32: 18.85; 2032-33: 18.85; 2033-34: 18.85; 2034-35: 18.85; 2035-36: 18.85; 2036-37: 18.84; 2037-38: 18.84; 2038-39: 18.83; 2039-40: 18.83; 2040-41: 18.84; 2041-42: 18.85; 2042-43: 18.86; 2043-44: 18.89; 2044-45: 18.91; 2045-46: 18.94; 2046-47: 18.98; 2047-48: 19.02; 2048-49: 19.07; 2049-50: 19.12
12.1BL | Non-potable water consumption | Input | Ml/d | 2 | 2019-20: 0; 2020-21: 0; 2021-22: 0; 2022-23: 0; 2023-24: 0; 2024-25: 0; 2025-26: 0; 2026-27: 0; 2027-28: 0; 2028-29: 0; 2029-30: 0; 2030-31: 0; 2031-32: 0; 2032-33: 0; 2033-34: 0; 2034-35: 0; 2035-36: 0; 2036-37: 0; 2037-38: 0; 2038-39: 0; 2039-40: 0; 2040-41: 0; 2041-42: 0; 2042-43: 0; 2043-44: 0; 2044-45: 0; 2045-46: 0; 2046-47: 0; 2047-48: 0; 2048-49: 0; 2049-50: 0
13BL | Water delivered unmeasured non-household | Input Note - consumption & uspl | Ml/d | 2 | 2019-20: 0.06; 2020-21: 0.06; 2021-22: 0.06; 2022-23: 0.06; 2023-24: 0.06; 2024-25: 0.06; 2025-26: 0.06; 2026-27: 0.06; 2027-28: 0.06; 2028-29: 0.06; 2029-30: 0.06; 2030-31: 0.06; 2031-32: 0.06; 2032-33: 0.06; 2033-34: 0.06; 2034-35: 0.06; 2035-36: 0.06; 2036-37: 0.06; 2037-38: 0.06; 2038-39: 0.06; 2039-40: 0.06; 2040-41: 0.06; 2041-42: 0.06; 2042-43: 0.06; 2043-44: 0.06; 2044-45: 0.06; 2045-46: 0.06; 2046-47: 0.06; 2047-48: 0.06; 2048-49: 0.06; 2049-50: 0.06
14BL | Water delivered measured household | Input Note - consumption & uspl | Ml/d | 2 | 2019-20: 23.02; 2020-21: 23.41; 2021-22: 23.83; 2022-23: 24.23; 2023-24: 24.61; 2024-25: 25.01; 2025-26: 25.48; 2026-27: 25.99; 2027-28: 26.46; 2028-29: 26.87; 2029-30: 27.16; 2030-31: 27.45; 2031-32: 27.76; 2032-33: 28.06; 2033-34: 28.36; 2034-35: 28.64; 2035-36: 28.89; 2036-37: 29.15; 2037-38: 29.5; 2038-39: 29.85; 2039-40: 30.22; 2040-41: 30.5; 2041-42: 30.78; 2042-43: 31.06; 2043-44: 31.34; 2044-45: 31.62; 2045-46: 31.84; 2046-47: 32.06; 2047-48: 32.28; 2048-49: 32.5; 2049-50: 32.7
15BL | Water delivered unmeasured household | Input Note - consumption & uspl | Ml/d | 2 | 2019-20: 6.85; 2020-21: 6.59; 2021-22: 6.37; 2022-23: 6.1; 2023-24: 5.84; 2024-25: 5.6; 2025-26: 5.41; 2026-27: 5.22; 2027-28: 5.04; 2028-29: 4.86; 2029-30: 4.69; 2030-31: 4.53; 2031-32: 4.38; 2032-33: 4.24; 2033-34: 4.11; 2034-35: 3.98; 2035-36: 3.86; 2036-37: 3.74; 2037-38: 3.62; 2038-39: 3.51; 2039-40: 3.41; 2040-41: 3.31; 2041-42: 3.22; 2042-43: 3.12; 2043-44: 3.04; 2044-45: 2.95; 2045-46: 2.92; 2046-47: 2.9; 2047-48: 2.87; 2048-49: 2.84; 2049-50: 2.85
16BL | Percentage of consumption driven by climate change | Input | % | 1 | 2019-20: 0%; 2020-21: 0%; 2021-22: 0%; 2022-23: 0.1%; 2023-24: 0.1%; 2024-25: 0.1%; 2025-26: 0.1%; 2026-27: 0.1%; 2027-28: 0.1%; 2028-29: 0.2%; 2029-30: 0.2%; 2030-31: 0.2%; 2031-32: 0.2%; 2032-33: 0.3%; 2033-34: 0.3%; 2034-35: 0.3%; 2035-36: 0.4%; 2036-37: 0.4%; 2037-38: 0.4%; 2038-39: 0.5%; 2039-40: 0.5%; 2040-41: 0.6%; 2041-42: 0.6%; 2042-43: 0.6%; 2043-44: 0.7%; 2044-45: 0.7%; 2045-46: 0.8%; 2046-47: 0.8%; 2047-48: 0.8%; 2048-49: 0.8%; 2049-50: 0.9%
17BL | Volume of consumption driven by climate change | 16BL * (12BL + sum(13BL:15BL) - sum (23BL:26BL)) | Ml/d | 2 | 2019-20: 0; 2020-21: 0; 2021-22: 0; 2022-23: 0.0478; 2023-24: 0.04796; 2024-25: 0.04817; 2025-26: 0.04847; 2026-27: 0.04881; 2027-28: 0.04915; 2028-29: 0.0988; 2029-30: 0.09908; 2030-31: 0.09936; 2031-32: 0.09966; 2032-33: 0.14994; 2033-34: 0.15042; 2034-35: 0.15087; 2035-36: 0.20172; 2036-37: 0.2022; 2037-38: 0.20312; 2038-39: 0.25505; 2039-40: 0.25635; 2040-41: 0.30876; 2041-42: 0.3099; 2042-43: 0.31104; 2043-44: 0.36449; 2044-45: 0.36596; 2045-46: 0.41992; 2046-47: 0.42176; 2047-48: 0.42368; 2048-49: 0.42552; 2049-50: 0.48105
18BL | Measured Household - PCC | ((14BL - 25BL) * 1,000,000) / (39BL *1,000) | l/h/d | 1 | 2019-20: 171.9651; 2020-21: 170.9027; 2021-22: 170.2401; 2022-23: 169.3237; 2023-24: 168.3831; 2024-25: 167.5676; 2025-26: 167.3836; 2026-27: 167.276; 2027-28: 167.2595; 2028-29: 167.1806; 2029-30: 167.0453; 2030-31: 167.2329; 2031-32: 167.5723; 2032-33: 167.8368; 2033-34: 168.1332; 2034-35: 168.4217; 2035-36: 168.7662; 2036-37: 169.0755; 2037-38: 169.9057; 2038-39: 170.6949; 2039-40: 171.5259; 2040-41: 171.851; 2041-42: 172.1803; 2042-43: 172.4891; 2043-44: 172.7994; 2044-45: 173.1815; 2045-46: 173.3899; 2046-47: 173.594; 2047-48: 173.8322; 2048-49: 173.9949; 2049-50: 174.1966
19BL | Unmeasured Household - PCC | ((15BL - 26BL) * 1,000,000) / (40BL *1,000) | l/h/d | 1 | 2019-20: 284.8464; 2020-21: 284.0442; 2021-22: 283.9489; 2022-23: 282.9216; 2023-24: 281.7117; 2024-25: 281.353; 2025-26: 281.0163; 2026-27: 279.6885; 2027-28: 278.9687; 2028-29: 278.132; 2029-30: 277.708; 2030-31: 277.6152; 2031-32: 277.7217; 2032-33: 278.1641; 2033-34: 278.1571; 2034-35: 278.3551; 2035-36: 279.1197; 2036-37: 278.9666; 2037-38: 279.1421; 2038-39: 279.7262; 2039-40: 279.8117; 2040-41: 280.4746; 2041-42: 280.8156; 2042-43: 280.7487; 2043-44: 282.2858; 2044-45: 281.576; 2045-46: 281.6469; 2046-47: 282.6087; 2047-48: 283.4135; 2048-49: 282.9989; 2049-50: 284.1749
20BL | Average Household - PCC | (((14BL - 25BL) + (15BL - 26BL)) * 1,000,000) / ((39BL + 40BL) *1,000) | l/h/d | 1 | 2019-20: 188.8094; 2020-21: 186.9522; 2021-22: 185.6346; 2022-23: 183.8937; 2023-24: 182.1641; 2024-25: 180.6845; 2025-26: 179.8816; 2026-27: 179.0632; 2027-28: 178.4506; 2028-29: 177.8148; 2029-30: 177.2228; 2030-31: 176.9891; 2031-32: 176.9335; 2032-33: 176.8558; 2033-34: 176.7875; 2034-35: 176.7532; 2035-36: 176.8295; 2036-37: 176.8119; 2037-38: 177.3186; 2038-39: 177.8289; 2039-40: 178.3602; 2040-41: 178.4659; 2041-42: 178.5656; 2042-43: 178.6334; 2043-44: 178.8016; 2044-45: 178.923; 2045-46: 179.0339; 2046-47: 179.1901; 2047-48: 179.3731; 2048-49: 179.4265; 2049-50: 179.6476
21BL | Water taken unbilled | Input | Ml/d | 2 | 2019-20: 0.96; 2020-21: 0.96; 2021-22: 0.95; 2022-23: 0.96; 2023-24: 0.97; 2024-25: 0.97; 2025-26: 0.97; 2026-27: 0.98; 2027-28: 0.97; 2028-29: 0.97; 2029-30: 0.97; 2030-31: 0.97; 2031-32: 0.98; 2032-33: 0.97; 2033-34: 0.97; 2034-35: 0.97; 2035-36: 0.96; 2036-37: 0.97; 2037-38: 0.97; 2038-39: 0.97; 2039-40: 0.97; 2040-41: 0.97; 2041-42: 0.97; 2042-43: 0.98; 2043-44: 0.97; 2044-45: 0.97; 2045-46: 0.99; 2046-47: 0.99; 2047-48: 0.96; 2048-49: 0.97; 2049-50: 0.97
22BL | Distribution system operational use | Input | Ml/d | 2 | 2019-20: 0.25; 2020-21: 0.25; 2021-22: 0.25; 2022-23: 0.25; 2023-24: 0.25; 2024-25: 0.25; 2025-26: 0.25; 2026-27: 0.25; 2027-28: 0.25; 2028-29: 0.25; 2029-30: 0.25; 2030-31: 0.25; 2031-32: 0.25; 2032-33: 0.25; 2033-34: 0.25; 2034-35: 0.25; 2035-36: 0.25; 2036-37: 0.25; 2037-38: 0.25; 2038-39: 0.25; 2039-40: 0.25; 2040-41: 0.25; 2041-42: 0.25; 2042-43: 0.25; 2043-44: 0.25; 2044-45: 0.25; 2045-46: 0.25; 2046-47: 0.25; 2047-48: 0.25; 2048-49: 0.25; 2049-50: 0.25
23BL | Measured Non Household - USPL | Input | Ml/d | 2 | 2019-20: 0.03; 2020-21: 0.03; 2021-22: 0.03; 2022-23: 0.04; 2023-24: 0.04; 2024-25: 0.04; 2025-26: 0.04; 2026-27: 0.04; 2027-28: 0.04; 2028-29: 0.04; 2029-30: 0.04; 2030-31: 0.04; 2031-32: 0.04; 2032-33: 0.04; 2033-34: 0.04; 2034-35: 0.04; 2035-36: 0.04; 2036-37: 0.04; 2037-38: 0.04; 2038-39: 0.04; 2039-40: 0.04; 2040-41: 0.04; 2041-42: 0.04; 2042-43: 0.04; 2043-44: 0.04; 2044-45: 0.04; 2045-46: 0.04; 2046-47: 0.04; 2047-48: 0.04; 2048-49: 0.04; 2049-50: 0.04
24BL | Unmeasured Non Household - USPL | Input | Ml/d | 2 | 2019-20: 0; 2020-21: 0; 2021-22: 0; 2022-23: 0; 2023-24: 0; 2024-25: 0; 2025-26: 0; 2026-27: 0; 2027-28: 0; 2028-29: 0; 2029-30: 0; 2030-31: 0; 2031-32: 0; 2032-33: 0; 2033-34: 0; 2034-35: 0; 2035-36: 0; 2036-37: 0; 2037-38: 0; 2038-39: 0; 2039-40: 0; 2040-41: 0; 2041-42: 0; 2042-43: 0; 2043-44: 0; 2044-45: 0; 2045-46: 0; 2046-47: 0; 2047-48: 0; 2048-49: 0; 2049-50: 0
25BL | Measured Household - USPL | Input | Ml/d | 2 | 2019-20: 0.75; 2020-21: 0.77; 2021-22: 0.78; 2022-23: 0.8; 2023-24: 0.82; 2024-25: 0.83; 2025-26: 0.85; 2026-27: 0.87; 2027-28: 0.88; 2028-29: 0.9; 2029-30: 0.91; 2030-31: 0.92; 2031-32: 0.93; 2032-33: 0.95; 2033-34: 0.96; 2034-35: 0.97; 2035-36: 0.97; 2036-37: 0.98; 2037-38: 0.99; 2038-39: 1; 2039-40: 1.01; 2040-41: 1.02; 2041-42: 1.03; 2042-43: 1.04; 2043-44: 1.05; 2044-45: 1.05; 2045-46: 1.06; 2046-47: 1.07; 2047-48: 1.07; 2048-49: 1.08; 2049-50: 1.08
26BL | Unmeasured Household - USPL | Input | Ml/d | 2 | 2019-20: 0.38; 2020-21: 0.37; 2021-22: 0.35; 2022-23: 0.34; 2023-24: 0.33; 2024-25: 0.31; 2025-26: 0.3; 2026-27: 0.3; 2027-28: 0.29; 2028-29: 0.28; 2029-30: 0.27; 2030-31: 0.26; 2031-32: 0.25; 2032-33: 0.24; 2033-34: 0.24; 2034-35: 0.23; 2035-36: 0.22; 2036-37: 0.22; 2037-38: 0.21; 2038-39: 0.2; 2039-40: 0.2; 2040-41: 0.19; 2041-42: 0.19; 2042-43: 0.18; 2043-44: 0.17; 2044-45: 0.17; 2045-46: 0.17; 2046-47: 0.17; 2047-48: 0.16; 2048-49: 0.16; 2049-50: 0.16
27BL | Void Properties - USPL | Input | Ml/d | 2 | 2019-20: 0.07; 2020-21: 0.07; 2021-22: 0.07; 2022-23: 0.07; 2023-24: 0.07; 2024-25: 0.07; 2025-26: 0.07; 2026-27: 0.07; 2027-28: 0.08; 2028-29: 0.08; 2029-30: 0.08; 2030-31: 0.08; 2031-32: 0.08; 2032-33: 0.08; 2033-34: 0.08; 2034-35: 0.08; 2035-36: 0.08; 2036-37: 0.08; 2037-38: 0.08; 2038-39: 0.08; 2039-40: 0.08; 2040-41: 0.08; 2041-42: 0.08; 2042-43: 0.08; 2043-44: 0.08; 2044-45: 0.08; 2045-46: 0.08; 2046-47: 0.08; 2047-48: 0.08; 2048-49: 0.08; 2049-50: 0.09
28BL | Distribution losses | Input | Ml/d | 2 | 2019-20: 5.5; 2020-21: 5.38; 2021-22: 5.31; 2022-23: 5.2; 2023-24: 5.09; 2024-25: 4.98; 2025-26: 4.98; 2026-27: 4.98; 2027-28: 4.98; 2028-29: 4.98; 2029-30: 4.98; 2030-31: 4.98; 2031-32: 4.98; 2032-33: 4.98; 2033-34: 4.98; 2034-35: 4.98; 2035-36: 4.98; 2036-37: 4.98; 2037-38: 4.98; 2038-39: 4.98; 2039-40: 4.98; 2040-41: 4.98; 2041-42: 4.98; 2042-43: 4.98; 2043-44: 4.98; 2044-45: 4.98; 2045-46: 4.98; 2046-47: 4.98; 2047-48: 4.98; 2048-49: 4.98; 2049-50: 4.98
29BL | Total Leakage | sum (23BL:28BL) | Ml/d | 2 | 2019-20: 6.73; 2020-21: 6.62; 2021-22: 6.54; 2022-23: 6.45; 2023-24: 6.35; 2024-25: 6.23; 2025-26: 6.24; 2026-27: 6.26; 2027-28: 6.27; 2028-29: 6.28; 2029-30: 6.28; 2030-31: 6.28; 2031-32: 6.28; 2032-33: 6.29; 2033-34: 6.3; 2034-35: 6.3; 2035-36: 6.29; 2036-37: 6.3; 2037-38: 6.3; 2038-39: 6.3; 2039-40: 6.31; 2040-41: 6.31; 2041-42: 6.32; 2042-43: 6.32; 2043-44: 6.32; 2044-45: 6.32; 2045-46: 6.33; 2046-47: 6.34; 2047-48: 6.33; 2048-49: 6.34; 2049-50: 6.35
30BL | Leakage/property | (29BL * 1,000,000) / (36BL * 1,000) | l/prop/d | 2 | 2019-20: 95.4299; 2020-21: 92.3253; 2021-22: 89.7329; 2022-23: 87.1092; 2023-24: 84.4662; 2024-25: 81.6086; 2025-26: 80.538; 2026-27: 79.5405; 2027-28: 78.5754; 2028-29: 77.7151; 2029-30: 76.9372; 2030-31: 76.2747; 2031-32: 75.6508; 2032-33: 75.1709; 2033-34: 74.7083; 2034-35: 74.2084; 2035-36: 73.6293; 2036-37: 73.2354; 2037-38: 72.7432; 2038-39: 72.2635; 2039-40: 71.9113; 2040-41: 71.4585; 2041-42: 71.1287; 2042-43: 70.6975; 2043-44: 70.2784; 2044-45: 69.8705; 2045-46: 69.5849; 2046-47: 69.307; 2047-48: 68.8223; 2048-49: 68.5665; 2049-50: 68.3192
31BL | Measured Non Household - properties | Input | 000's | 2 | 2019-20: 4.321; 2020-21: 4.39; 2021-22: 4.445; 2022-23: 4.519; 2023-24: 4.588; 2024-25: 4.647; 2025-26: 4.697; 2026-27: 4.745; 2027-28: 4.793; 2028-29: 4.836; 2029-30: 4.876; 2030-31: 4.913; 2031-32: 4.945; 2032-33: 4.968; 2033-34: 4.989; 2034-35: 5.007; 2035-36: 5.023; 2036-37: 5.038; 2037-38: 5.052; 2038-39: 5.065; 2039-40: 5.078; 2040-41: 5.089; 2041-42: 5.101; 2042-43: 5.112; 2043-44: 5.122; 2044-45: 5.133; 2045-46: 5.144; 2046-47: 5.155; 2047-48: 5.165; 2048-49: 5.175; 2049-50: 5.185
32BL | Unmeasured Non Household - properties | Input | 000's | 2 | 2019-20: 0.018; 2020-21: 0.018; 2021-22: 0.018; 2022-23: 0.018; 2023-24: 0.018; 2024-25: 0.019; 2025-26: 0.019; 2026-27: 0.019; 2027-28: 0.019; 2028-29: 0.019; 2029-30: 0.02; 2030-31: 0.02; 2031-32: 0.02; 2032-33: 0.02; 2033-34: 0.02; 2034-35: 0.02; 2035-36: 0.02; 2036-37: 0.02; 2037-38: 0.02; 2038-39: 0.02; 2039-40: 0.02; 2040-41: 0.02; 2041-42: 0.02; 2042-43: 0.021; 2043-44: 0.021; 2044-45: 0.021; 2045-46: 0.021; 2046-47: 0.021; 2047-48: 0.021; 2048-49: 0.021; 2049-50: 0.021
33BL | All void non-households - properties | Input | 000's | 2 | 2019-20: 0; 2020-21: 0; 2021-22: 0; 2022-23: 0; 2023-24: 0; 2024-25: 0; 2025-26: 0; 2026-27: 0; 2027-28: 0; 2028-29: 0; 2029-30: 0; 2030-31: 0; 2031-32: 0; 2032-33: 0; 2033-34: 0; 2034-35: 0; 2035-36: 0; 2036-37: 0; 2037-38: 0; 2038-39: 0; 2039-40: 0; 2040-41: 0; 2041-42: 0; 2042-43: 0; 2043-44: 0; 2044-45: 0; 2045-46: 0; 2046-47: 0; 2047-48: 0; 2048-49: 0; 2049-50: 0
34BL | Measured households - properties (excl. void) | Year before + sum (34.1BL:34.6BL) | 000's | 2 | 2019-20: 55.563; 2020-21: 56.981; 2021-22: 58.372; 2022-23: 59.773; 2023-24: 61.138; 2024-25: 62.528; 2025-26: 63.85; 2026-27: 65.245; 2027-28: 66.505; 2028-29: 67.681; 2029-30: 68.657; 2030-31: 69.524; 2031-32: 70.361; 2032-33: 71.183; 2033-34: 71.99; 2034-35: 72.709; 2035-36: 73.388; 2036-37: 74.126; 2037-38: 74.847; 2038-39: 75.555; 2039-40: 76.249; 2040-41: 76.931; 2041-42: 77.599; 2042-43: 78.254; 2043-44: 78.897; 2044-45: 79.526; 2045-46: 80.065; 2046-47: 80.594; 2047-48: 81.113; 2048-49: 81.621; 2049-50: 82.082
34.1BL | New build properties - properties | Input (new builds in each year) | 000's | 2 | 2019-20: 1.007; 2020-21: 1.025; 2021-22: 1.025; 2022-23: 1.068; 2023-24: 1.047; 2024-25: 1.085; 2025-26: 1.075; 2026-27: 1.157; 2027-28: 1.03; 2028-29: 0.955; 2029-30: 0.762; 2030-31: 0.661; 2031-32: 0.639; 2032-33: 0.631; 2033-34: 0.623; 2034-35: 0.542; 2035-36: 0.507; 2036-37: 0.573; 2037-38: 0.562; 2038-39: 0.555; 2039-40: 0.546; 2040-41: 0.539; 2041-42: 0.53; 2042-43: 0.522; 2043-44: 0.514; 2044-45: 0.505; 2045-46: 0.496; 2046-47: 0.488; 2047-48: 0.479; 2048-49: 0.47; 2049-50: 0.461
34.2BL | Meter optants - properties | Input (meter optants in each year) | 000's | 2 | 2019-20: 0.28; 2020-21: 0.267; 2021-22: 0.244; 2022-23: 0.215; 2023-24: 0.205; 2024-25: 0.196; 2025-26: 0.143; 2026-27: 0.138; 2027-28: 0.134; 2028-29: 0.129; 2029-30: 0.125; 2030-31: 0.121; 2031-32: 0.117; 2032-33: 0.113; 2033-34: 0.109; 2034-35: 0.105; 2035-36: 0.102; 2036-37: 0.098; 2037-38: 0.095; 2038-39: 0.092; 2039-40: 0.089; 2040-41: 0.086; 2041-42: 0.083; 2042-43: 0.08; 2043-44: 0.078; 2044-45: 0.075; 2045-46: 0; 2046-47: 0; 2047-48: 0; 2048-49: 0; 2049-50: 0
34.3BL | Compulsory metering - properties | Input (compulsory meters in each year) | 000's | 2 | 2019-20: 0; 2020-21: 0; 2021-22: 0; 2022-23: 0; 2023-24: 0; 2024-25: 0; 2025-26: 0; 2026-27: 0; 2027-28: 0; 2028-29: 0; 2029-30: 0; 2030-31: 0; 2031-32: 0; 2032-33: 0; 2033-34: 0; 2034-35: 0; 2035-36: 0; 2036-37: 0; 2037-38: 0; 2038-39: 0; 2039-40: 0; 2040-41: 0; 2041-42: 0; 2042-43: 0; 2043-44: 0; 2044-45: 0; 2045-46: 0; 2046-47: 0; 2047-48: 0; 2048-49: 0; 2049-50: 0
34.4BL | Metering on change of occupancy - properties | Input (change of occupancy meters in each year) | 000's | 2 | 2019-20: 0.122; 2020-21: 0.118; 2021-22: 0.114; 2022-23: 0.11; 2023-24: 0.106; 2024-25: 0.102; 2025-26: 0.097; 2026-27: 0.094; 2027-28: 0.09; 2028-29: 0.086; 2029-30: 0.083; 2030-31: 0.079; 2031-32: 0.076; 2032-33: 0.073; 2033-34: 0.07; 2034-35: 0.067; 2035-36: 0.065; 2036-37: 0.062; 2037-38: 0.06; 2038-39: 0.057; 2039-40: 0.055; 2040-41: 0.053; 2041-42: 0.051; 2042-43: 0.049; 2043-44: 0.047; 2044-45: 0.045; 2045-46: 0.043; 2046-47: 0.041; 2047-48: 0.04; 2048-49: 0.038; 2049-50: 0
34.5BL | Selective metering - properties | Input (selective meters in each year) | 000's | 2 | 2019-20: 0.009; 2020-21: 0.008; 2021-22: 0.008; 2022-23: 0.008; 2023-24: 0.007; 2024-25: 0.007; 2025-26: 0.007; 2026-27: 0.006; 2027-28: 0.006; 2028-29: 0.006; 2029-30: 0.006; 2030-31: 0.006; 2031-32: 0.005; 2032-33: 0.005; 2033-34: 0.005; 2034-35: 0.005; 2035-36: 0.005; 2036-37: 0.005; 2037-38: 0.004; 2038-39: 0.004; 2039-40: 0.004; 2040-41: 0.004; 2041-42: 0.004; 2042-43: 0.004; 2043-44: 0.004; 2044-45: 0.004; 2045-46: 0; 2046-47: 0; 2047-48: 0; 2048-49: 0; 2049-50: 0
34.6BL | Other changes to existing metering - properties | Input (other changes to meters in each year) | 000's | 2 | 2019-20: 0; 2020-21: 0; 2021-22: 0; 2022-23: 0; 2023-24: 0; 2024-25: 0; 2025-26: 0; 2026-27: 0; 2027-28: 0; 2028-29: 0; 2029-30: 0; 2030-31: 0; 2031-32: 0; 2032-33: 0; 2033-34: 0; 2034-35: 0; 2035-36: 0; 2036-37: 0; 2037-38: 0; 2038-39: 0; 2039-40: 0; 2040-41: 0; 2041-42: 0; 2042-43: 0; 2043-44: 0; 2044-45: 0; 2045-46: 0; 2046-47: 0; 2047-48: 0; 2048-49: 0; 2049-50: 0
34.7BL | Measured household void properties | Input | 000's | 2 | 2019-20: 1.139; 2020-21: 1.164; 2021-22: 1.186; 2022-23: 1.212; 2023-24: 1.237; 2024-25: 1.261; 2025-26: 1.281; 2026-27: 1.304; 2027-28: 1.325; 2028-29: 1.345; 2029-30: 1.362; 2030-31: 1.378; 2031-32: 1.391; 2032-33: 1.404; 2033-34: 1.416; 2034-35: 1.428; 2035-36: 1.44; 2036-37: 1.451; 2037-38: 1.462; 2038-39: 1.472; 2039-40: 1.482; 2040-41: 1.491; 2041-42: 1.501; 2042-43: 1.512; 2043-44: 1.522; 2044-45: 1.533; 2045-46: 1.542; 2046-47: 1.552; 2047-48: 1.562; 2048-49: 1.572; 2049-50: 1.582
35BL | Unmeasured households - properties (excl. void) | Input | 000's | 2 | 2019-20: 9.291; 2020-21: 8.966; 2021-22: 8.685; 2022-23: 8.353; 2023-24: 8.034; 2024-25: 7.729; 2025-26: 7.482; 2026-27: 7.244; 2027-28: 7.014; 2028-29: 6.792; 2029-30: 6.579; 2030-31: 6.373; 2031-32: 6.174; 2032-33: 5.983; 2033-34: 5.799; 2034-35: 5.621; 2035-36: 5.45; 2036-37: 5.285; 2037-38: 5.125; 2038-39: 4.972; 2039-40: 4.824; 2040-41: 4.681; 2041-42: 4.544; 2042-43: 4.411; 2043-44: 4.283; 2044-45: 4.16; 2045-46: 4.117; 2046-47: 4.076; 2047-48: 4.037; 2048-49: 3.999; 2049-50: 3.999
35.1BL | Unmeasured household void properties | Input | 000's | 2 | 2019-20: 0.191; 2020-21: 0.184; 2021-22: 0.177; 2022-23: 0.17; 2023-24: 0.163; 2024-25: 0.156; 2025-26: 0.15; 2026-27: 0.145; 2027-28: 0.14; 2028-29: 0.135; 2029-30: 0.131; 2030-31: 0.126; 2031-32: 0.122; 2032-33: 0.118; 2033-34: 0.114; 2034-35: 0.111; 2035-36: 0.107; 2036-37: 0.104; 2037-38: 0.1; 2038-39: 0.097; 2039-40: 0.094; 2040-41: 0.091; 2041-42: 0.088; 2042-43: 0.085; 2043-44: 0.083; 2044-45: 0.08; 2045-46: 0.079; 2046-47: 0.079; 2047-48: 0.078; 2048-49: 0.077; 2049-50: 0.077
36BL | Total Resource Zone Properties (incl. voids) | sum (31BL:34BL) + 34.7BL + 35BL + 35.1BL | 000's | 2 | 2019-20: 70.523; 2020-21: 71.703; 2021-22: 72.883; 2022-23: 74.045; 2023-24: 75.178; 2024-25: 76.34; 2025-26: 77.479; 2026-27: 78.702; 2027-28: 79.796; 2028-29: 80.808; 2029-30: 81.625; 2030-31: 82.334; 2031-32: 83.013; 2032-33: 83.676; 2033-34: 84.328; 2034-35: 84.896; 2035-36: 85.428; 2036-37: 86.024; 2037-38: 86.606; 2038-39: 87.181; 2039-40: 87.747; 2040-41: 88.303; 2041-42: 88.853; 2042-43: 89.395; 2043-44: 89.928; 2044-45: 90.453; 2045-46: 90.968; 2046-47: 91.477; 2047-48: 91.976; 2048-49: 92.465; 2049-50: 92.946
37BL | Measured Non Household - Population | Input | 000's | 2 | 2019-20: 1.503; 2020-21: 1.532; 2021-22: 1.556; 2022-23: 1.588; 2023-24: 1.615; 2024-25: 1.643; 2025-26: 1.665; 2026-27: 1.703; 2027-28: 1.748; 2028-29: 1.789; 2029-30: 1.827; 2030-31: 1.865; 2031-32: 1.934; 2032-33: 1.985; 2033-34: 2.022; 2034-35: 2.049; 2035-36: 2.076; 2036-37: 2.103; 2037-38: 2.131; 2038-39: 2.159; 2039-40: 2.185; 2040-41: 2.215; 2041-42: 2.252; 2042-43: 2.292; 2043-44: 2.336; 2044-45: 2.382; 2045-46: 2.434; 2046-47: 2.489; 2047-48: 2.541; 2048-49: 2.596; 2049-50: 2.65
38BL | Unmeasured Non Household - Population | Input | 000's | 2 | 2019-20: 0.006; 2020-21: 0.006; 2021-22: 0.006; 2022-23: 0.006; 2023-24: 0.006; 2024-25: 0.007; 2025-26: 0.007; 2026-27: 0.007; 2027-28: 0.007; 2028-29: 0.007; 2029-30: 0.007; 2030-31: 0.007; 2031-32: 0.008; 2032-33: 0.008; 2033-34: 0.008; 2034-35: 0.008; 2035-36: 0.008; 2036-37: 0.008; 2037-38: 0.009; 2038-39: 0.009; 2039-40: 0.009; 2040-41: 0.009; 2041-42: 0.009; 2042-43: 0.009; 2043-44: 0.009; 2044-45: 0.01; 2045-46: 0.01; 2046-47: 0.01; 2047-48: 0.01; 2048-49: 0.01; 2049-50: 0.011
39BL | Measured Household - Population | Input | 000's | 2 | 2019-20: 129.503; 2020-21: 132.473; 2021-22: 135.397; 2022-23: 138.374; 2023-24: 141.285; 2024-25: 144.3; 2025-26: 147.147; 2026-27: 150.171; 2027-28: 152.936; 2028-29: 155.341; 2029-30: 157.143; 2030-31: 158.641; 2031-32: 160.11; 2032-33: 161.526; 2033-34: 162.966; 2034-35: 164.29; 2035-36: 165.436; 2036-37: 166.612; 2037-38: 167.799; 2038-39: 169.015; 2039-40: 170.295; 2040-41: 171.544; 2041-42: 172.784; 2042-43: 174.04; 2043-44: 175.29; 2044-45: 176.52; 2045-46: 177.519; 2046-47: 178.52; 2047-48: 179.541; 2048-49: 180.58; 2049-50: 181.519
40BL | Unmeasured Household - Population | Input | 000's | 2 | 2019-20: 22.714; 2020-21: 21.898; 2021-22: 21.201; 2022-23: 20.359; 2023-24: 19.559; 2024-25: 18.802; 2025-26: 18.184; 2026-27: 17.591; 2027-28: 17.027; 2028-29: 16.467; 2029-30: 15.916; 2030-31: 15.381; 2031-32: 14.871; 2032-33: 14.38; 2033-34: 13.913; 2034-35: 13.472; 2035-36: 13.041; 2036-37: 12.618; 2037-38: 12.216; 2038-39: 11.833; 2039-40: 11.472; 2040-41: 11.124; 2041-42: 10.79; 2042-43: 10.472; 2043-44: 10.167; 2044-45: 9.873; 2045-46: 9.764; 2046-47: 9.66; 2047-48: 9.562; 2048-49: 9.47; 2049-50: 9.466
41BL | Total Resource Zone Population | sum (37BL:40BL) | 000's | 2 | 2019-20: 153.726; 2020-21: 155.909; 2021-22: 158.16; 2022-23: 160.327; 2023-24: 162.465; 2024-25: 164.752; 2025-26: 167.003; 2026-27: 169.472; 2027-28: 171.718; 2028-29: 173.604; 2029-30: 174.893; 2030-31: 175.894; 2031-32: 176.923; 2032-33: 177.899; 2033-34: 178.909; 2034-35: 179.819; 2035-36: 180.561; 2036-37: 181.341; 2037-38: 182.155; 2038-39: 183.016; 2039-40: 183.961; 2040-41: 184.892; 2041-42: 185.835; 2042-43: 186.813; 2043-44: 187.802; 2044-45: 188.785; 2045-46: 189.727; 2046-47: 190.679; 2047-48: 191.654; 2048-49: 192.656; 2049-50: 193.646
42BL | Average household occupancy rate (excl. voids) | (39BL + 40BL) / (34BL + 35BL) | h/prop | 1 | 2019-20: 2.3471; 2020-21: 2.3408; 2021-22: 2.3353; 2022-23: 2.33; 2023-24: 2.3253; 2024-25: 2.3215; 2025-26: 2.3178; 2026-27: 2.3143; 2027-28: 2.3118; 2028-29: 2.307; 2029-30: 2.3002; 2030-31: 2.2929; 2031-32: 2.2863; 2032-33: 2.2796; 2033-34: 2.2738; 2034-35: 2.2694; 2035-36: 2.2638; 2036-37: 2.257; 2037-38: 2.251; 2038-39: 2.2458; 2039-40: 2.242; 2040-41: 2.2382; 2041-42: 2.2348; 2042-43: 2.232; 2043-44: 2.2296; 2044-45: 2.2273; 2045-46: 2.2247; 2046-47: 2.2225; 2047-48: 2.2208; 2048-49: 2.2197; 2049-50: 2.2187
43BL | Total Household Metering penetration (excl. voids) | 34BL / (34BL + 35BL) | % | 1 | 2019-20: 85.67%; 2020-21: 86.4%; 2021-22: 87.05%; 2022-23: 87.74%; 2023-24: 88.39%; 2024-25: 89%; 2025-26: 89.51%; 2026-27: 90.01%; 2027-28: 90.46%; 2028-29: 90.88%; 2029-30: 91.26%; 2030-31: 91.6%; 2031-32: 91.93%; 2032-33: 92.25%; 2033-34: 92.55%; 2034-35: 92.82%; 2035-36: 93.09%; 2036-37: 93.34%; 2037-38: 93.59%; 2038-39: 93.83%; 2039-40: 94.05%; 2040-41: 94.26%; 2041-42: 94.47%; 2042-43: 94.66%; 2043-44: 94.85%; 2044-45: 95.03%; 2045-46: 95.11%; 2046-47: 95.19%; 2047-48: 95.26%; 2048-49: 95.33%; 2049-50: 95.35%
44BL | Total Household Metering penetration (incl. voids) | (34BL) / (34BL + 34.7BL + 35BL + 35.1BL) | % | 1 | 2019-20: 83.95%; 2020-21: 84.67%; 2021-22: 85.31%; 2022-23: 85.99%; 2023-24: 86.63%; 2024-25: 87.24%; 2025-26: 87.75%; 2026-27: 88.24%; 2027-28: 88.69%; 2028-29: 89.11%; 2029-30: 89.48%; 2030-31: 89.82%; 2031-32: 90.15%; 2032-33: 90.46%; 2033-34: 90.76%; 2034-35: 91.04%; 2035-36: 91.3%; 2036-37: 91.55%; 2037-38: 91.8%; 2038-39: 92.03%; 2039-40: 92.26%; 2040-41: 92.47%; 2041-42: 92.68%; 2042-43: 92.87%; 2043-44: 93.06%; 2044-45: 93.23%; 2045-46: 93.31%; 2046-47: 93.39%; 2047-48: 93.46%; 2048-49: 93.53%; 2049-50: 93.55%
45BL | Distribution input | sum (12BL:15BL) +21BL + 22BL + 27BL + 28BL | Ml/d | 2 | 2019-20: 55.16; 2020-21: 55.22; 2021-22: 55.38; 2022-23: 55.46; 2023-24: 55.53; 2024-25: 55.62; 2025-26: 55.93; 2026-27: 56.3; 2027-28: 56.64; 2028-29: 56.9; 2029-30: 57.04; 2030-31: 57.18; 2031-32: 57.34; 2032-33: 57.49; 2033-34: 57.66; 2034-35: 57.81; 2035-36: 57.93; 2036-37: 58.07; 2037-38: 58.3; 2038-39: 58.53; 2039-40: 58.8; 2040-41: 58.99; 2041-42: 59.19; 2042-43: 59.39; 2043-44: 59.61; 2044-45: 59.82; 2045-46: 60.06; 2046-47: 60.3; 2047-48: 60.5; 2048-49: 60.75; 2049-50: 61.02
46BL | Target headroom (climate change component) | Input | Ml/d | 2 | 2019-20: 0.003231; 2020-21: 0.003231; 2021-22: 0.003231; 2022-23: 0.003231; 2023-24: 0.003231; 2024-25: 0.003231; 2025-26: 0.003231; 2026-27: 0.0014031; 2027-28: 0.0014646; 2028-29: 0.0060833; 2029-30: 0.0046453; 2030-31: -0.00053137; 2031-32: 0.01; 2032-33: 0.0031048; 2033-34: 0.014913; 2034-35: 0.015026; 2035-36: 0.0092404; 2036-37: 0.0121; 2037-38: 0.013759; 2038-39: 0.011481; 2039-40: 0; 2040-41: 0; 2041-42: 0; 2042-43: 0; 2043-44: 0; 2044-45: 0; 2045-46: 0; 2046-47: 0; 2047-48: 0; 2048-49: 0; 2049-50: 0
47BL | Target headroom (All other components) | Input | Ml/d | 2 | 2019-20: 2.24; 2020-21: 2.24; 2021-22: 2.24; 2022-23: 2.24; 2023-24: 2.24; 2024-25: 2.24; 2025-26: 2.24; 2026-27: 2.2288; 2027-28: 2.2183; 2028-29: 2.6928; 2029-30: 2.8879; 2030-31: 3.016; 2031-32: 3.1085; 2032-33: 3.2446; 2033-34: 3.2514; 2034-35: 3.4366; 2035-36: 2.9219; 2036-37: 2.5664; 2037-38: 2.7416; 2038-39: 2.8807; 2039-40: 2.1506; 2040-41: 2.1882; 2041-42: 2.2748; 2042-43: 2.3481; 2043-44: 2.465; 2044-45: 2.4667; 2045-46: 2.1913; 2046-47: 2.2366; 2047-48: 2.4608; 2048-49: 2.4617; 2049-50: 2.4775
48BL | Target Headroom | 46BL + 47BL | Ml/d | 2 | 2019-20: 2.2433; 2020-21: 2.2433; 2021-22: 2.2433; 2022-23: 2.2433; 2023-24: 2.2433; 2024-25: 2.2433; 2025-26: 2.2433; 2026-27: 2.2302; 2027-28: 2.2198; 2028-29: 2.6989; 2029-30: 2.8926; 2030-31: 3.0154; 2031-32: 3.1185; 2032-33: 3.2477; 2033-34: 3.2663; 2034-35: 3.4516; 2035-36: 2.9312; 2036-37: 2.5785; 2037-38: 2.7553; 2038-39: 2.8922; 2039-40: 2.1506; 2040-41: 2.1882; 2041-42: 2.2748; 2042-43: 2.3481; 2043-44: 2.465; 2044-45: 2.4667; 2045-46: 2.1913; 2046-47: 2.2366; 2047-48: 2.4608; 2048-49: 2.4617; 2049-50: 2.4775
49BL | Available Headroom | 11BL - 45BL | Ml/d | 2 | 2019-20: 3.01; 2020-21: 2.95; 2021-22: 2.79; 2022-23: 2.71; 2023-24: 2.64; 2024-25: 2.55; 2025-26: 2.24; 2026-27: 2.22; 2027-28: 2.21; 2028-29: 2.7; 2029-30: 2.89; 2030-31: 3.01; 2031-32: 3.11; 2032-33: 3.24; 2033-34: 3.26; 2034-35: 3.28; 2035-36: 2.94; 2036-37: 2.58; 2037-38: 2.76; 2038-39: 2.56; 2039-40: 2.16; 2040-41: 2.1; 2041-42: 1.9; 2042-43: 1.7; 2043-44: 1.484; 2044-45: 1.27; 2045-46: 1.034; 2046-47: 0.794; 2047-48: 0.59; 2048-49: 0.34; 2049-50: 0.07
49.1BL | Available non-potable balance (if applicable) | 1.1BL -12.1BL | Ml/d | 2 | 2019-20: 0; 2020-21: 0; 2021-22: 0; 2022-23: 0; 2023-24: 0; 2024-25: 0; 2025-26: 0; 2026-27: 0; 2027-28: 0; 2028-29: 0; 2029-30: 0; 2030-31: 0; 2031-32: 0; 2032-33: 0; 2033-34: 0; 2034-35: 0; 2035-36: 0; 2036-37: 0; 2037-38: 0; 2038-39: 0; 2039-40: 0; 2040-41: 0; 2041-42: 0; 2042-43: 0; 2043-44: 0; 2044-45: 0; 2045-46: 0; 2046-47: 0; 2047-48: 0; 2048-49: 0; 2049-50: 0
50BL | Supply Demand Balance |  | Ml/d | 2 | 2019-20: 0.76672; 2020-21: 0.70672; 2021-22: 0.54672; 2022-23: 0.46672; 2023-24: 0.39672; 2024-25: 0.30672; 2025-26: -0.0032764; 2026-27: -0.010211; 2027-28: -0.0097537; 2028-29: 0.0011249; 2029-30: -0.0025569; 2030-31: -0.0054246; 2031-32: -0.0085; 2032-33: -0.007703; 2033-34: -0.0063493; 2034-35: -0.17161; 2035-36: 0.0088152; 2036-37: 0.0015464; 2037-38: 0.0046747; 2038-39: -0.33216; 2039-40: 0.0093753; 2040-41: -0.088174; 2041-42: -0.37482; 2042-43: -0.64808; 2043-44: -0.981; 2044-45: -1.1967; 2045-46: -1.1573; 2046-47: -1.4426; 2047-48: -1.8708; 2048-49: -2.1217; 2049-50: -2.4075
Table 3e: DYCP - Final plan Options | Back to top of sheet
WRMP24 reference | Option type | Cat ID | Unit | Decimal places | 2019-20 | 2020-21 | 2021-22 | 2022-23 | 2023-24 | 2024-25 | 2025-26 | 2026-27 | 2027-28 | 2028-29 | 2029-30 | 2030-31 | 2031-32 | 2032-33 | 2033-34 | 2034-35 | 2035-36 | 2036-37 | 2037-38 | 2038-39 | 2039-40 | 2040-41 | 2041-42 | 2042-43 | 2043-44 | 2044-45 | 2045-46 | 2046-47 | 2047-48 | 2048-49 | 2049-50 | 2050-51 | 2051-52 | 2052-53 | 2053-54 | 2054-55 | 2055-56 | 2056-57 | 2057-58 | 2058-59 | 2059-60 | 2060-61 | 2061-62 | 2062-63 | 2063-64 | 2064-65 | 2065-66 | 2066-67 | 2067-68 | 2068-69 | 2069-70 | 2070-71 | 2071-72 | 2072-73 | 2073-74 | 2074-75 | 2075-76 | 2076-77 | 2077-78 | 2078-79 | 2079-80 | 2080-81 | 2081-82 | 2082-83 | 2083-84 | 2084-85 | 2085-86 | 2086-87 | 2087-88 | 2088-89 | 2089-90 | 2090-91 | 2091-92 | 2092-93 | 2093-94 | 2094-95 | 2095-96 | 2096-97 | 2097-98 | 2098-99 | 2099-100
1.11FP | Non potable supplies input reductions as -ve and increases as +ve | RSNPS | Ml/d | 2 | 2019-20: 0; 2020-21: 0; 2021-22: 0; 2022-23: 0; 2023-24: 0; 2024-25: 0; 2025-26: 0; 2026-27: 0; 2027-28: 0; 2028-29: 0; 2029-30: 0; 2030-31: 0; 2031-32: 0; 2032-33: 0; 2033-34: 0; 2034-35: 0; 2035-36: 0; 2036-37: 0; 2037-38: 0; 2038-39: 0; 2039-40: 0; 2040-41: 0; 2041-42: 0; 2042-43: 0; 2043-44: 0; 2044-45: 0; 2045-46: 0; 2046-47: 0; 2047-48: 0; 2048-49: 0; 2049-50: 0
2.1FP | Raw water imports | RSRWI | Ml/d | 2 | 2019-20: 0; 2020-21: 0; 2021-22: 0; 2022-23: 0; 2023-24: 0; 2024-25: 0; 2025-26: 0; 2026-27: 0; 2027-28: 0; 2028-29: 0; 2029-30: 0; 2030-31: 0; 2031-32: 0; 2032-33: 0; 2033-34: 0; 2034-35: 0; 2035-36: 0; 2036-37: 0; 2037-38: 0; 2038-39: 0; 2039-40: 0; 2040-41: 0; 2041-42: 0; 2042-43: 0; 2043-44: 0; 2044-45: 0; 2045-46: 0; 2046-47: 0; 2047-48: 0; 2048-49: 0; 2049-50: 0
3.1FP | Potable water imports input reductions as -ve | RSPWI | Ml/d | 2 | 2019-20: 0; 2020-21: 0; 2021-22: 0; 2022-23: 0; 2023-24: 0; 2024-25: 0; 2025-26: 2.9244; 2026-27: 2.5655; 2027-28: 2.2444; 2028-29: 1.49; 2029-30: 1.16; 2030-31: 0; 2031-32: -3.509; 2032-33: -4.094; 2033-34: -4.12; 2034-35: -4.23; 2035-36: -5; 2036-37: 0; 2037-38: -5.9; 2038-39: -6.09; 2039-40: -7; 2040-41: 0.64; 2041-42: -6.36; 2042-43: -6.36; 2043-44: -6.355; 2044-45: -6.36; 2045-46: -1; 2046-47: 0.64; 2047-48: 0.64; 2048-49: 0.64; 2049-50: -0.73
4.1FP | Raw water exports input reductions as +ve and increases as -ve | RSRWE | Ml/d | 2 | 2019-20: 0; 2020-21: 0; 2021-22: 0; 2022-23: 0; 2023-24: 0; 2024-25: 0; 2025-26: 0; 2026-27: 0; 2027-28: 0; 2028-29: 0; 2029-30: 0; 2030-31: 0; 2031-32: 0; 2032-33: 0; 2033-34: 0; 2034-35: 0; 2035-36: 0; 2036-37: 0; 2037-38: 0; 2038-39: 0; 2039-40: 0; 2040-41: 0; 2041-42: 0; 2042-43: 0; 2043-44: 0; 2044-45: 0; 2045-46: 0; 2046-47: 0; 2047-48: 0; 2048-49: 0; 2049-50: 0
5.1FP | Potable water exports input reductions as +ve and increases as -ve | RSPWE | Ml/d | 2 | 2019-20: 0; 2020-21: 0; 2021-22: 0; 2022-23: 0; 2023-24: 0; 2024-25: 0; 2025-26: -3; 2026-27: -2.775; 2027-28: -2.525; 2028-29: -2.71; 2029-30: -3.89; 2030-31: -3.11; 2031-32: 0; 2032-33: 0.36; 2033-34: 0.17; 2034-35: 0; 2035-36: 0.22; 2036-37: -5.16; 2037-38: 0.03; 2038-39: 0; 2039-40: 0.13; 2040-41: 0; 2041-42: 0; 2042-43: 0; 2043-44: -1.245; 2044-45: -1.25; 2045-46: -6.999; 2046-47: -7; 2047-48: -7; 2048-49: -7; 2049-50: -7
6.2FP | DO benefit from increase raw water abstractions | RSRWA | Ml/d | 2 | 2019-20: 0; 2020-21: 0; 2021-22: 0; 2022-23: 0; 2023-24: 0; 2024-25: 0; 2025-26: 0; 2026-27: 0; 2027-28: 0; 2028-29: 0; 2029-30: 0; 2030-31: 0; 2031-32: 0; 2032-33: 0; 2033-34: 0; 2034-35: 0; 2035-36: 0; 2036-37: 0; 2037-38: 0; 2038-39: 0; 2039-40: 0; 2040-41: 0; 2041-42: 0; 2042-43: 0; 2043-44: 0; 2044-45: 0; 2045-46: 0; 2046-47: 0; 2047-48: 0; 2048-49: 0; 2049-50: 0
6.3FP | Other options to increase deployable output | RSIPO | Ml/d | 2 | 2019-20: 0; 2020-21: 0; 2021-22: 0; 2022-23: 0; 2023-24: 0; 2024-25: 0; 2025-26: 0; 2026-27: 0; 2027-28: 0; 2028-29: 0; 2029-30: 0; 2030-31: 0; 2031-32: 0; 2032-33: 0; 2033-34: 0; 2034-35: 0; 2035-36: 0; 2036-37: 0; 2037-38: 0; 2038-39: 0; 2039-40: 0; 2040-41: 0; 2041-42: 0; 2042-43: 0; 2043-44: 0; 2044-45: 0; 2045-46: 0; 2046-47: 0; 2047-48: 0; 2048-49: 0; 2049-50: 0
7.01FP | DO benefit from supply side drought measures | RSDPS | Ml/d | 2 | 2019-20: 0; 2020-21: 0; 2021-22: 0; 2022-23: 0; 2023-24: 0; 2024-25: 0; 2025-26: 0; 2026-27: 0; 2027-28: 0; 2028-29: 0; 2029-30: 0; 2030-31: 0; 2031-32: 0; 2032-33: 0; 2033-34: 0; 2034-35: 0; 2035-36: 0; 2036-37: 0; 2037-38: 0; 2038-39: 0; 2039-40: 0; 2040-41: 0; 2041-42: 0; 2042-43: 0; 2043-44: 0; 2044-45: 0; 2045-46: 0; 2046-47: 0; 2047-48: 0; 2048-49: 0; 2049-50: 0
7.02FP | DO benefit from demand side drought measures | RSDPD | Ml/d | 2 | 2019-20: 0; 2020-21: 0; 2021-22: 0; 2022-23: 0; 2023-24: 0; 2024-25: 0; 2025-26: 0; 2026-27: 0; 2027-28: 0; 2028-29: 0; 2029-30: 0; 2030-31: 0; 2031-32: 0; 2032-33: 0; 2033-34: 0; 2034-35: 0; 2035-36: 0; 2036-37: 0; 2037-38: 0; 2038-39: 0; 2039-40: 0; 2040-41: 0; 2041-42: 0; 2042-43: 0; 2043-44: 0; 2044-45: 0; 2045-46: 0; 2046-47: 0; 2047-48: 0; 2048-49: 0; 2049-50: 0
8.1FP | Reduce raw water losses and operational use input as -ve | RSLOU | Ml/d | 2 | 2019-20: 0; 2020-21: 0; 2021-22: 0; 2022-23: 0; 2023-24: 0; 2024-25: 0; 2025-26: 0; 2026-27: 0; 2027-28: 0; 2028-29: 0; 2029-30: 0; 2030-31: 0; 2031-32: 0; 2032-33: 0; 2033-34: 0; 2034-35: 0; 2035-36: 0; 2036-37: 0; 2037-38: 0; 2038-39: 0; 2039-40: 0; 2040-41: 0; 2041-42: 0; 2042-43: 0; 2043-44: 0; 2044-45: 0; 2045-46: 0; 2046-47: 0; 2047-48: 0; 2048-49: 0; 2049-50: 0
8.2FP | Reduce treatment works losses input as -ve | PSTWL | Ml/d | 2 | 2019-20: 0; 2020-21: 0; 2021-22: 0; 2022-23: 0; 2023-24: 0; 2024-25: 0; 2025-26: 0; 2026-27: 0; 2027-28: 0; 2028-29: 0; 2029-30: 0; 2030-31: 0; 2031-32: 0; 2032-33: 0; 2033-34: 0; 2034-35: 0; 2035-36: 0; 2036-37: 0; 2037-38: 0; 2038-39: 0; 2039-40: 0; 2040-41: 0; 2041-42: 0; 2042-43: 0; 2043-44: 0; 2044-45: 0; 2045-46: 0; 2046-47: 0; 2047-48: 0; 2048-49: 0; 2049-50: 0
9.1FP | Reduce outages input as -ve | PSROU | Ml/d | 2 | 2019-20: 0; 2020-21: 0; 2021-22: 0; 2022-23: 0; 2023-24: 0; 2024-25: 0; 2025-26: 0; 2026-27: 0; 2027-28: 0; 2028-29: 0; 2029-30: 0; 2030-31: 0; 2031-32: 0; 2032-33: 0; 2033-34: 0; 2034-35: 0; 2035-36: 0; 2036-37: 0; 2037-38: 0; 2038-39: 0; 2039-40: 0; 2040-41: 0; 2041-42: 0; 2042-43: 0; 2043-44: 0; 2044-45: 0; 2045-46: 0; 2046-47: 0; 2047-48: 0; 2048-49: 0; 2049-50: 0
12.2FP | Change volume delivered to measured non households input reductions as -ve, line to include both measured non-household consumption and USPL options | CVMNH | Ml/d | 2 | 2019-20: 0; 2020-21: 0; 2021-22: 0; 2022-23: 0; 2023-24: 0; 2024-25: 0; 2025-26: 0; 2026-27: 0; 2027-28: -0.01; 2028-29: -0.1; 2029-30: -0.19; 2030-31: -0.28; 2031-32: -0.37; 2032-33: -0.46; 2033-34: -0.55; 2034-35: -0.64; 2035-36: -0.73; 2036-37: -0.82; 2037-38: -0.91; 2038-39: -1; 2039-40: -1.09; 2040-41: -1.17; 2041-42: -1.26; 2042-43: -1.35; 2043-44: -1.44; 2044-45: -1.53; 2045-46: -1.624; 2046-47: -1.71; 2047-48: -1.79; 2048-49: -1.88; 2049-50: -1.97
13.1FP | Change volume delivered to unmeasured non households input reductions as -ve, line to include both unmeasured non-household consumption and USPL options | CVUNH | Ml/d | 2 | 2019-20: 0; 2020-21: 0; 2021-22: 0; 2022-23: 0; 2023-24: 0; 2024-25: 0; 2025-26: 0; 2026-27: 0; 2027-28: 0; 2028-29: 0; 2029-30: 0; 2030-31: 0; 2031-32: 0; 2032-33: 0; 2033-34: 0; 2034-35: 0; 2035-36: 0; 2036-37: 0; 2037-38: 0; 2038-39: 0; 2039-40: 0; 2040-41: 0; 2041-42: 0; 2042-43: 0; 2043-44: 0; 2044-45: 0; 2045-46: 0; 2046-47: 0; 2047-48: 0; 2048-49: 0; 2049-50: 0
14.1FP | Change volume delivered to measured households input reductions as -ve, line to include both measured household consumption and USPL options | CVMHH | Ml/d | 2 | 2019-20: 0; 2020-21: 0; 2021-22: 0; 2022-23: 0; 2023-24: 0; 2024-25: 0; 2025-26: -0.07; 2026-27: -0.15; 2027-28: -0.22; 2028-29: -1.02; 2029-30: -2.44; 2030-31: -2.73; 2031-32: -3.03; 2032-33: -3.16; 2033-34: -3.29; 2034-35: -3.57; 2035-36: -3.86; 2036-37: -4.15; 2037-38: -4.45; 2038-39: -4.74; 2039-40: -5.04; 2040-41: -5.28; 2041-42: -5.51; 2042-43: -5.75; 2043-44: -6.01; 2044-45: -6.15; 2045-46: -6.265; 2046-47: -6.4; 2047-48: -6.53; 2048-49: -6.66; 2049-50: -6.794
15.1FP | Change volume delivered to unmeasured households input reductions as -ve, line to include both unmeasured household consumption and USPL options | CVUHH | Ml/d | 2 | 2019-20: 0; 2020-21: 0; 2021-22: 0; 2022-23: 0; 2023-24: 0; 2024-25: 0; 2025-26: 0; 2026-27: 0; 2027-28: 0; 2028-29: 0; 2029-30: 0; 2030-31: 0; 2031-32: 0; 2032-33: 0; 2033-34: 0; 2034-35: 0; 2035-36: 0; 2036-37: 0; 2037-38: 0; 2038-39: 0; 2039-40: 0; 2040-41: 0; 2041-42: 0; 2042-43: 0; 2043-44: 0; 2044-45: 0; 2045-46: 0; 2046-47: 0; 2047-48: 0; 2048-49: 0; 2049-50: 0
21.1FP | Options to reduce water taken unbilled input as -ve | CSWTU | Ml/d | 2 | 2019-20: 0; 2020-21: 0; 2021-22: 0; 2022-23: 0; 2023-24: 0; 2024-25: 0; 2025-26: 0; 2026-27: 0; 2027-28: 0; 2028-29: 0; 2029-30: 0; 2030-31: 0; 2031-32: 0; 2032-33: 0; 2033-34: 0; 2034-35: 0; 2035-36: 0; 2036-37: 0; 2037-38: 0; 2038-39: 0; 2039-40: 0; 2040-41: 0; 2041-42: 0; 2042-43: 0; 2043-44: 0; 2044-45: 0; 2045-46: 0; 2046-47: 0; 2047-48: 0; 2048-49: 0; 2049-50: 0
22.1FP | Reduce distribution system operational use (DSOU) input as -ve | DSDOU | Ml/d | 2 | 2019-20: 0; 2020-21: 0; 2021-22: 0; 2022-23: 0; 2023-24: 0; 2024-25: 0; 2025-26: 0; 2026-27: 0; 2027-28: 0; 2028-29: 0; 2029-30: 0; 2030-31: 0; 2031-32: 0; 2032-33: 0; 2033-34: 0; 2034-35: 0; 2035-36: 0; 2036-37: 0; 2037-38: 0; 2038-39: 0; 2039-40: 0; 2040-41: 0; 2041-42: 0; 2042-43: 0; 2043-44: 0; 2044-45: 0; 2045-46: 0; 2046-47: 0; 2047-48: 0; 2048-49: 0; 2049-50: 0
23.1FP | Options impacting on measured Non Household - USPL input reductions as -ve | CUMNH | Ml/d | 2 | 2019-20: 0; 2020-21: 0; 2021-22: 0; 2022-23: 0; 2023-24: 0; 2024-25: 0; 2025-26: 0; 2026-27: 0; 2027-28: 0; 2028-29: 0; 2029-30: 0; 2030-31: 0; 2031-32: 0; 2032-33: 0; 2033-34: -0.01; 2034-35: -0.01; 2035-36: -0.01; 2036-37: -0.01; 2037-38: -0.01; 2038-39: -0.01; 2039-40: -0.01; 2040-41: -0.01; 2041-42: -0.01; 2042-43: -0.01; 2043-44: -0.02; 2044-45: -0.02; 2045-46: -0.02; 2046-47: -0.02; 2047-48: -0.02; 2048-49: -0.02; 2049-50: -0.02
24.1FP | Options impacting on unmeasured Non Household - USPL input reductions as -ve | CUUNH | Ml/d | 2 | 2019-20: 0; 2020-21: 0; 2021-22: 0; 2022-23: 0; 2023-24: 0; 2024-25: 0; 2025-26: 0; 2026-27: 0; 2027-28: 0; 2028-29: 0; 2029-30: 0; 2030-31: 0; 2031-32: 0; 2032-33: 0; 2033-34: 0; 2034-35: 0; 2035-36: 0; 2036-37: 0; 2037-38: 0; 2038-39: 0; 2039-40: 0; 2040-41: 0; 2041-42: 0; 2042-43: 0; 2043-44: 0; 2044-45: 0; 2045-46: 0; 2046-47: 0; 2047-48: 0; 2048-49: 0; 2049-50: 0
25.1FP | Options impacting on measured Household - USPL input reductions as -ve | CUMHH | Ml/d | 2 | 2019-20: 0; 2020-21: 0; 2021-22: 0; 2022-23: 0; 2023-24: 0; 2024-25: 0; 2025-26: 0; 2026-27: 0; 2027-28: 0; 2028-29: -0.09; 2029-30: -0.36; 2030-31: -0.4; 2031-32: -0.44; 2032-33: -0.45; 2033-34: -0.45; 2034-35: -0.45; 2035-36: -0.46; 2036-37: -0.46; 2037-38: -0.46; 2038-39: -0.47; 2039-40: -0.47; 2040-41: -0.48; 2041-42: -0.48; 2042-43: -0.48; 2043-44: -0.49; 2044-45: -0.49; 2045-46: -0.49; 2046-47: -0.49; 2047-48: -0.5; 2048-49: -0.5; 2049-50: -0.5
26.1FP | Options impacting on unmeasured Household - USPL input reductions as -ve | CUUHH | Ml/d | 2 | 2019-20: 0; 2020-21: 0; 2021-22: 0; 2022-23: 0; 2023-24: 0; 2024-25: 0; 2025-26: 0; 2026-27: 0; 2027-28: 0; 2028-29: 0; 2029-30: 0; 2030-31: 0; 2031-32: 0; 2032-33: 0; 2033-34: 0; 2034-35: 0; 2035-36: 0; 2036-37: 0; 2037-38: 0; 2038-39: 0; 2039-40: 0; 2040-41: 0; 2041-42: 0; 2042-43: 0; 2043-44: 0; 2044-45: 0; 2045-46: 0; 2046-47: 0; 2047-48: 0; 2048-49: 0; 2049-50: 0
27.1FP | Options impacting on Void properties - USPL input reductions as -ve | CUVPP | Ml/d | 2 | 2019-20: 0; 2020-21: 0; 2021-22: 0; 2022-23: 0; 2023-24: 0; 2024-25: 0; 2025-26: 0; 2026-27: 0; 2027-28: 0; 2028-29: 0; 2029-30: 0; 2030-31: 0; 2031-32: 0; 2032-33: 0; 2033-34: 0; 2034-35: 0; 2035-36: 0; 2036-37: 0; 2037-38: 0; 2038-39: 0; 2039-40: 0; 2040-41: 0; 2041-42: 0; 2042-43: 0; 2043-44: 0; 2044-45: 0; 2045-46: 0; 2046-47: 0; 2047-48: 0; 2048-49: 0; 2049-50: 0
28.1FP | Reduce distribution losses input as -ve | DSRDL | Ml/d | 2 | 2019-20: 0; 2020-21: 0; 2021-22: 0; 2022-23: 0; 2023-24: 0; 2024-25: 0; 2025-26: 0; 2026-27: -0.06; 2027-28: -0.06; 2028-29: -0.1; 2029-30: -0.1; 2030-31: -0.11; 2031-32: -0.11; 2032-33: -0.12; 2033-34: -0.12; 2034-35: -0.19; 2035-36: -0.19; 2036-37: -0.2; 2037-38: -0.53; 2038-39: -0.7; 2039-40: -0.83; 2040-41: -0.94; 2041-42: -1.04; 2042-43: -1.07; 2043-44: -1.13; 2044-45: -1.14; 2045-46: -1.26; 2046-47: -1.28; 2047-48: -1.31; 2048-49: -1.35; 2049-50: -1.37
Table 3f: DYCP - Final plan | Back to top of sheet
WRMP24 reference | Component | Derivation | Unit | Decimal places | 2019-20 | 2020-21 | 2021-22 | 2022-23 | 2023-24 | 2024-25 | 2025-26 | 2026-27 | 2027-28 | 2028-29 | 2029-30 | 2030-31 | 2031-32 | 2032-33 | 2033-34 | 2034-35 | 2035-36 | 2036-37 | 2037-38 | 2038-39 | 2039-40 | 2040-41 | 2041-42 | 2042-43 | 2043-44 | 2044-45 | 2045-46 | 2046-47 | 2047-48 | 2048-49 | 2049-50 | 2050-51 | 2051-52 | 2052-53 | 2053-54 | 2054-55 | 2055-56 | 2056-57 | 2057-58 | 2058-59 | 2059-60 | 2060-61 | 2061-62 | 2062-63 | 2063-64 | 2064-65 | 2065-66 | 2066-67 | 2067-68 | 2068-69 | 2069-70 | 2070-71 | 2071-72 | 2072-73 | 2073-74 | 2074-75 | 2075-76 | 2076-77 | 2077-78 | 2078-79 | 2079-80 | 2080-81 | 2081-82 | 2082-83 | 2083-84 | 2084-85 | 2085-86 | 2086-87 | 2087-88 | 2088-89 | 2089-90 | 2090-91 | 2091-92 | 2092-93 | 2093-94 | 2094-95 | 2095-96 | 2096-97 | 2097-98 | 2098-99 | 2099-100
1FP | Raw water abstracted | Input | Ml/d | 2 | 2019-20: 0; 2020-21: 0; 2021-22: 0; 2022-23: 0; 2023-24: 0; 2024-25: 0; 2025-26: 0; 2026-27: 0; 2027-28: 0; 2028-29: 0; 2029-30: 0; 2030-31: 0; 2031-32: 0; 2032-33: 0; 2033-34: 0; 2034-35: 0; 2035-36: 0; 2036-37: 0; 2037-38: 0; 2038-39: 0; 2039-40: 0; 2040-41: 0; 2041-42: 0; 2042-43: 0; 2043-44: 0; 2044-45: 0; 2045-46: 0; 2046-47: 0; 2047-48: 0; 2048-49: 0; 2049-50: 0
1.1FP | Non-potable water supplies | 1.1BL + 1.11FP | Ml/d | 2 | 2019-20: 0; 2020-21: 0; 2021-22: 0; 2022-23: 0; 2023-24: 0; 2024-25: 0; 2025-26: 0; 2026-27: 0; 2027-28: 0; 2028-29: 0; 2029-30: 0; 2030-31: 0; 2031-32: 0; 2032-33: 0; 2033-34: 0; 2034-35: 0; 2035-36: 0; 2036-37: 0; 2037-38: 0; 2038-39: 0; 2039-40: 0; 2040-41: 0; 2041-42: 0; 2042-43: 0; 2043-44: 0; 2044-45: 0; 2045-46: 0; 2046-47: 0; 2047-48: 0; 2048-49: 0; 2049-50: 0
2FP | Raw water imported | 2BL + 2.1FP | Ml/d | 2 | 2019-20: 0; 2020-21: 0; 2021-22: 0; 2022-23: 0; 2023-24: 0; 2024-25: 0; 2025-26: 0; 2026-27: 0; 2027-28: 0; 2028-29: 0; 2029-30: 0; 2030-31: 0; 2031-32: 0; 2032-33: 0; 2033-34: 0; 2034-35: 0; 2035-36: 0; 2036-37: 0; 2037-38: 0; 2038-39: 0; 2039-40: 0; 2040-41: 0; 2041-42: 0; 2042-43: 0; 2043-44: 0; 2044-45: 0; 2045-46: 0; 2046-47: 0; 2047-48: 0; 2048-49: 0; 2049-50: 0
3FP | Potable water imported | 3BL + 3.1FP | Ml/d | 2 | 2019-20: 4.08; 2020-21: 4.08; 2021-22: 4.08; 2022-23: 4.08; 2023-24: 4.08; 2024-25: 4.08; 2025-26: 7.0044; 2026-27: 6.9955; 2027-28: 7.0044; 2028-29: 7; 2029-30: 7; 2030-31: 7; 2031-32: 2.851; 2032-33: 2.906; 2033-34: 2.88; 2034-35: 2.77; 2035-36: 2; 2036-37: 7; 2037-38: 1.1; 2038-39: 0.91; 2039-40: 0; 2040-41: 7.64; 2041-42: 0.64; 2042-43: 0.64; 2043-44: 0.649; 2044-45: 0.64; 2045-46: 6.004; 2046-47: 7.644; 2047-48: 7.64; 2048-49: 7.64; 2049-50: 6.27
4FP | Raw water exported enter as -ve | 4BL + 4.1FP | Ml/d | 2 | 2019-20: 0; 2020-21: 0; 2021-22: 0; 2022-23: 0; 2023-24: 0; 2024-25: 0; 2025-26: 0; 2026-27: 0; 2027-28: 0; 2028-29: 0; 2029-30: 0; 2030-31: 0; 2031-32: 0; 2032-33: 0; 2033-34: 0; 2034-35: 0; 2035-36: 0; 2036-37: 0; 2037-38: 0; 2038-39: 0; 2039-40: 0; 2040-41: 0; 2041-42: 0; 2042-43: 0; 2043-44: 0; 2044-45: 0; 2045-46: 0; 2046-47: 0; 2047-48: 0; 2048-49: 0; 2049-50: 0
5FP | Potable water exported enter as -ve | 5BL + 5.1FP | Ml/d | 2 | 2019-20: 0; 2020-21: 0; 2021-22: 0; 2022-23: 0; 2023-24: 0; 2024-25: 0; 2025-26: -3; 2026-27: -2.775; 2027-28: -2.525; 2028-29: -2.71; 2029-30: -3.89; 2030-31: -4.01; 2031-32: 0; 2032-33: 0; 2033-34: 0; 2034-35: 0; 2035-36: 0; 2036-37: -5.6; 2037-38: 0; 2038-39: 0; 2039-40: 0; 2040-41: 0; 2041-42: 0; 2042-43: 0; 2043-44: -1.245; 2044-45: -1.25; 2045-46: -6.999; 2046-47: -7; 2047-48: -7; 2048-49: -7; 2049-50: -7
6.1FP | Deployable Output post forecast changes | 6.1BL + 6.2FP + 6.3FP +7.01FP +7.02FP | Ml/d | 2 | 2019-20: 55.36; 2020-21: 55.36; 2021-22: 55.36; 2022-23: 55.36; 2023-24: 55.36; 2024-25: 55.36; 2025-26: 55.36; 2026-27: 55.36; 2027-28: 55.36; 2028-29: 55.36; 2029-30: 55.36; 2030-31: 55.36; 2031-32: 55.36; 2032-33: 55.36; 2033-34: 55.36; 2034-35: 55.36; 2035-36: 55.36; 2036-37: 55.36; 2037-38: 55.36; 2038-39: 55.36; 2039-40: 55.36; 2040-41: 55.36; 2041-42: 55.36; 2042-43: 55.36; 2043-44: 55.36; 2044-45: 55.36; 2045-46: 55.36; 2046-47: 55.36; 2047-48: 55.36; 2048-49: 55.36; 2049-50: 55.36
8FP | Raw water losses, treatment works losses and operational use | 8BL + 8.1FP + 8.2FP | Ml/d | 2 | 2019-20: 0.9; 2020-21: 0.9; 2021-22: 0.9; 2022-23: 0.9; 2023-24: 0.9; 2024-25: 0.9; 2025-26: 0.9; 2026-27: 0.9; 2027-28: 0.9; 2028-29: 0.9; 2029-30: 0.9; 2030-31: 0.9; 2031-32: 0.9; 2032-33: 0.9; 2033-34: 0.9; 2034-35: 0.9; 2035-36: 0.9; 2036-37: 0.9; 2037-38: 0.9; 2038-39: 0.9; 2039-40: 0.9; 2040-41: 0.9; 2041-42: 0.9; 2042-43: 0.9; 2043-44: 0.9; 2044-45: 0.9; 2045-46: 0.9; 2046-47: 0.9; 2047-48: 0.9; 2048-49: 0.9; 2049-50: 0.9
9FP | Total Outage Allowance | 9BL + 9.1FP | Ml/d | 2 | 2019-20: 0.37; 2020-21: 0.37; 2021-22: 0.37; 2022-23: 0.37; 2023-24: 0.37; 2024-25: 0.37; 2025-26: 0.37; 2026-27: 0.37; 2027-28: 0.37; 2028-29: 0.37; 2029-30: 0.37; 2030-31: 0.37; 2031-32: 0.37; 2032-33: 0.37; 2033-34: 0.37; 2034-35: 0.37; 2035-36: 0.37; 2036-37: 0.37; 2037-38: 0.37; 2038-39: 0.37; 2039-40: 0.37; 2040-41: 0.37; 2041-42: 0.37; 2042-43: 0.37; 2043-44: 0.37; 2044-45: 0.37; 2045-46: 0.37; 2046-47: 0.37; 2047-48: 0.37; 2048-49: 0.37; 2049-50: 0.37
10FP | Water Available For Use (own sources) | (6.1FP) - (8FP + 9FP) | Ml/d | 2 | 2019-20: 54.09; 2020-21: 54.09; 2021-22: 54.09; 2022-23: 54.09; 2023-24: 54.09; 2024-25: 54.09; 2025-26: 54.09; 2026-27: 54.09; 2027-28: 54.09; 2028-29: 54.09; 2029-30: 54.09; 2030-31: 54.09; 2031-32: 54.09; 2032-33: 54.09; 2033-34: 54.09; 2034-35: 54.09; 2035-36: 54.09; 2036-37: 54.09; 2037-38: 54.09; 2038-39: 54.09; 2039-40: 54.09; 2040-41: 54.09; 2041-42: 54.09; 2042-43: 54.09; 2043-44: 54.09; 2044-45: 54.09; 2045-46: 54.09; 2046-47: 54.09; 2047-48: 54.09; 2048-49: 54.09; 2049-50: 54.09
11FP | Total Water Available For Use | 10FP + sum (2FP:5FP) | Ml/d | 2 | 2019-20: 58.17; 2020-21: 58.17; 2021-22: 58.17; 2022-23: 58.17; 2023-24: 58.17; 2024-25: 58.17; 2025-26: 58.0944; 2026-27: 58.3105; 2027-28: 58.5694; 2028-29: 58.38; 2029-30: 57.2; 2030-31: 57.08; 2031-32: 56.941; 2032-33: 56.996; 2033-34: 56.97; 2034-35: 56.86; 2035-36: 56.09; 2036-37: 55.49; 2037-38: 55.19; 2038-39: 55; 2039-40: 54.09; 2040-41: 61.73; 2041-42: 54.73; 2042-43: 54.73; 2043-44: 53.494; 2044-45: 53.48; 2045-46: 53.095; 2046-47: 54.734; 2047-48: 54.73; 2048-49: 54.73; 2049-50: 53.36
12FP | Water delivered measured non-household | 12BL + 12.2FP | Ml/d | 2 | 2019-20: 18.45; 2020-21: 18.5; 2021-22: 18.54; 2022-23: 18.59; 2023-24: 18.64; 2024-25: 18.68; 2025-26: 18.71; 2026-27: 18.75; 2027-28: 18.79; 2028-29: 18.73; 2029-30: 18.66; 2030-31: 18.58; 2031-32: 18.48; 2032-33: 18.39; 2033-34: 18.3; 2034-35: 18.21; 2035-36: 18.12; 2036-37: 18.02; 2037-38: 17.93; 2038-39: 17.83; 2039-40: 17.74; 2040-41: 17.67; 2041-42: 17.59; 2042-43: 17.51; 2043-44: 17.45; 2044-45: 17.38; 2045-46: 17.316; 2046-47: 17.27; 2047-48: 17.23; 2048-49: 17.19; 2049-50: 17.15
12.1FP | Non-potable water consumption | Input | Ml/d | 2 | 2019-20: 0; 2020-21: 0; 2021-22: 0; 2022-23: 0; 2023-24: 0; 2024-25: 0; 2025-26: 0; 2026-27: 0; 2027-28: 0; 2028-29: 0; 2029-30: 0; 2030-31: 0; 2031-32: 0; 2032-33: 0; 2033-34: 0; 2034-35: 0; 2035-36: 0; 2036-37: 0; 2037-38: 0; 2038-39: 0; 2039-40: 0; 2040-41: 0; 2041-42: 0; 2042-43: 0; 2043-44: 0; 2044-45: 0; 2045-46: 0; 2046-47: 0; 2047-48: 0; 2048-49: 0; 2049-50: 0
13FP | Water delivered unmeasured non-household | 13BL + 13.1FP | Ml/d | 2 | 2019-20: 0.06; 2020-21: 0.06; 2021-22: 0.06; 2022-23: 0.06; 2023-24: 0.06; 2024-25: 0.06; 2025-26: 0.06; 2026-27: 0.06; 2027-28: 0.06; 2028-29: 0.06; 2029-30: 0.06; 2030-31: 0.06; 2031-32: 0.06; 2032-33: 0.06; 2033-34: 0.06; 2034-35: 0.06; 2035-36: 0.06; 2036-37: 0.06; 2037-38: 0.06; 2038-39: 0.06; 2039-40: 0.06; 2040-41: 0.06; 2041-42: 0.06; 2042-43: 0.06; 2043-44: 0.06; 2044-45: 0.06; 2045-46: 0.06; 2046-47: 0.06; 2047-48: 0.06; 2048-49: 0.06; 2049-50: 0.06
14FP | Water delivered measured household | 14BL + 14.1FP | Ml/d | 2 | 2019-20: 23.02; 2020-21: 23.41; 2021-22: 23.83; 2022-23: 24.23; 2023-24: 24.61; 2024-25: 25.01; 2025-26: 25.41; 2026-27: 25.84; 2027-28: 26.24; 2028-29: 25.85; 2029-30: 24.72; 2030-31: 24.72; 2031-32: 24.73; 2032-33: 24.9; 2033-34: 25.07; 2034-35: 25.07; 2035-36: 25.03; 2036-37: 25; 2037-38: 25.05; 2038-39: 25.11; 2039-40: 25.18; 2040-41: 25.22; 2041-42: 25.27; 2042-43: 25.31; 2043-44: 25.33; 2044-45: 25.47; 2045-46: 25.575; 2046-47: 25.66; 2047-48: 25.75; 2048-49: 25.84; 2049-50: 25.906
15FP | Water delivered unmeasured household | 15BL + 15.1FP | Ml/d | 2 | 2019-20: 6.85; 2020-21: 6.59; 2021-22: 6.37; 2022-23: 6.1; 2023-24: 5.84; 2024-25: 5.6; 2025-26: 5.41; 2026-27: 5.22; 2027-28: 5.04; 2028-29: 4.86; 2029-30: 4.69; 2030-31: 4.53; 2031-32: 4.38; 2032-33: 4.24; 2033-34: 4.11; 2034-35: 3.98; 2035-36: 3.86; 2036-37: 3.74; 2037-38: 3.62; 2038-39: 3.51; 2039-40: 3.41; 2040-41: 3.31; 2041-42: 3.22; 2042-43: 3.12; 2043-44: 3.04; 2044-45: 2.95; 2045-46: 2.92; 2046-47: 2.9; 2047-48: 2.87; 2048-49: 2.84; 2049-50: 2.85
16FP | Percentage of consumption driven by climate change | 16BL | % | 1 | 2019-20: 0%; 2020-21: 0%; 2021-22: 0%; 2022-23: 0.1%; 2023-24: 0.1%; 2024-25: 0.1%; 2025-26: 0.1%; 2026-27: 0.1%; 2027-28: 0.1%; 2028-29: 0.2%; 2029-30: 0.2%; 2030-31: 0.2%; 2031-32: 0.2%; 2032-33: 0.3%; 2033-34: 0.3%; 2034-35: 0.3%; 2035-36: 0.4%; 2036-37: 0.4%; 2037-38: 0.4%; 2038-39: 0.5%; 2039-40: 0.5%; 2040-41: 0.6%; 2041-42: 0.6%; 2042-43: 0.6%; 2043-44: 0.7%; 2044-45: 0.7%; 2045-46: 0.8%; 2046-47: 0.8%; 2047-48: 0.8%; 2048-49: 0.8%; 2049-50: 0.9%
17FP | Volume of consumption driven by climate change | 16FP * (12FP + sum(13FP:15FP) - sum (23FP:26FP)) | Ml/d | 2 | 2019-20: 0; 2020-21: 0; 2021-22: 0; 2022-23: 0.0478; 2023-24: 0.04796; 2024-25: 0.04817; 2025-26: 0.0484; 2026-27: 0.04866; 2027-28: 0.04892; 2028-29: 0.09674; 2029-30: 0.09454; 2030-31: 0.09414; 2031-32: 0.09374; 2032-33: 0.14043; 2033-34: 0.14028; 2034-35: 0.13962; 2035-36: 0.18524; 2036-37: 0.1842; 2037-38: 0.18356; 2038-39: 0.22875; 2039-40: 0.2281; 2040-41: 0.273; 2041-42: 0.27222; 2042-43: 0.27138; 2043-44: 0.31591; 2044-45: 0.31577; 2045-46: 0.36089; 2046-47: 0.36096; 2047-48: 0.36128; 2048-49: 0.36136; 2049-50: 0.40685
18FP | Measured Household - PCC | ((14FP - 25FP) * 1,000,000) / (39FP * 1000) | l/h/d | 1 | 2019-20: 171.9651; 2020-21: 170.9027; 2021-22: 170.2401; 2022-23: 169.3237; 2023-24: 168.3831; 2024-25: 167.5676; 2025-26: 166.9079; 2026-27: 166.2771; 2027-28: 165.821; 2028-29: 161.1938; 2029-30: 153.809; 2030-31: 152.5457; 2031-32: 151.3959; 2032-33: 151.0593; 2033-34: 150.7063; 2034-35: 149.4309; 2035-36: 148.2144; 2036-37: 146.9282; 2037-38: 146.1272; 2038-39: 145.4309; 2039-40: 144.6901; 2040-41: 143.8698; 2041-42: 143.0688; 2042-43: 142.2087; 2043-44: 141.3087; 2044-45: 141.1172; 2045-46: 140.8582; 2046-47: 140.4885; 2047-48: 140.2465; 2048-49: 139.8826; 2049-50: 139.5226
19FP | Unmeasured Household - PCC | ((15FP - 26FP) * 1,000,000) / (40FP * 1000) | l/h/d | 1 | 2019-20: 284.8464; 2020-21: 284.0442; 2021-22: 283.9489; 2022-23: 282.9216; 2023-24: 281.7117; 2024-25: 281.353; 2025-26: 281.0163; 2026-27: 279.6885; 2027-28: 278.9687; 2028-29: 278.132; 2029-30: 277.708; 2030-31: 277.6152; 2031-32: 277.7217; 2032-33: 278.1641; 2033-34: 278.1571; 2034-35: 278.3551; 2035-36: 279.1197; 2036-37: 278.9666; 2037-38: 279.1421; 2038-39: 279.7262; 2039-40: 279.8117; 2040-41: 280.4746; 2041-42: 280.8156; 2042-43: 280.7487; 2043-44: 282.2858; 2044-45: 281.576; 2045-46: 281.6469; 2046-47: 282.6087; 2047-48: 283.4135; 2048-49: 282.9989; 2049-50: 284.1749
20FP | Average Household - PCC | (((14FP - 25FP) + (15FP - 26FP)) * 1,000,000)/ ((39FP + 40FP) * 1,000) | l/h/d | 1 | 2019-20: 188.8094; 2020-21: 186.9522; 2021-22: 185.6346; 2022-23: 183.8937; 2023-24: 182.1641; 2024-25: 180.6845; 2025-26: 179.4582; 2026-27: 178.1691; 2027-28: 177.1562; 2028-29: 172.4018; 2029-30: 165.2038; 2030-31: 163.6; 2031-32: 162.1319; 2032-33: 161.4499; 2033-34: 160.7313; 2034-35: 159.2016; 2035-36: 157.7794; 2036-37: 156.2238; 2037-38: 155.1537; 2038-39: 154.2179; 2039-40: 153.2181; 2040-41: 152.1887; 2041-42: 151.1652; 2042-43: 150.0715; 2043-44: 149.0372; 2044-45: 148.5571; 2045-46: 148.1982; 2046-47: 147.784; 2047-48: 147.4858; 2048-49: 147.0139; 2049-50: 146.6921
21FP | Water taken unbilled | 21BL + 21.1FP | Ml/d | 2 | 2019-20: 0.96; 2020-21: 0.96; 2021-22: 0.95; 2022-23: 0.96; 2023-24: 0.97; 2024-25: 0.97; 2025-26: 0.97; 2026-27: 0.98; 2027-28: 0.97; 2028-29: 0.97; 2029-30: 0.97; 2030-31: 0.97; 2031-32: 0.98; 2032-33: 0.97; 2033-34: 0.97; 2034-35: 0.97; 2035-36: 0.96; 2036-37: 0.97; 2037-38: 0.97; 2038-39: 0.97; 2039-40: 0.97; 2040-41: 0.97; 2041-42: 0.97; 2042-43: 0.98; 2043-44: 0.97; 2044-45: 0.97; 2045-46: 0.99; 2046-47: 0.99; 2047-48: 0.96; 2048-49: 0.97; 2049-50: 0.97
22FP | Distribution system operational use | 22BL + 22.1FP | Ml/d | 2 | 2019-20: 0.25; 2020-21: 0.25; 2021-22: 0.25; 2022-23: 0.25; 2023-24: 0.25; 2024-25: 0.25; 2025-26: 0.25; 2026-27: 0.25; 2027-28: 0.25; 2028-29: 0.25; 2029-30: 0.25; 2030-31: 0.25; 2031-32: 0.25; 2032-33: 0.25; 2033-34: 0.25; 2034-35: 0.25; 2035-36: 0.25; 2036-37: 0.25; 2037-38: 0.25; 2038-39: 0.25; 2039-40: 0.25; 2040-41: 0.25; 2041-42: 0.25; 2042-43: 0.25; 2043-44: 0.25; 2044-45: 0.25; 2045-46: 0.25; 2046-47: 0.25; 2047-48: 0.25; 2048-49: 0.25; 2049-50: 0.25
23FP | Measured Non Household - USPL | 23BL + 23.1FP | Ml/d | 2 | 2019-20: 0.03; 2020-21: 0.03; 2021-22: 0.03; 2022-23: 0.04; 2023-24: 0.04; 2024-25: 0.04; 2025-26: 0.04; 2026-27: 0.04; 2027-28: 0.04; 2028-29: 0.04; 2029-30: 0.04; 2030-31: 0.04; 2031-32: 0.04; 2032-33: 0.04; 2033-34: 0.03; 2034-35: 0.03; 2035-36: 0.03; 2036-37: 0.03; 2037-38: 0.03; 2038-39: 0.03; 2039-40: 0.03; 2040-41: 0.03; 2041-42: 0.03; 2042-43: 0.03; 2043-44: 0.02; 2044-45: 0.02; 2045-46: 0.02; 2046-47: 0.02; 2047-48: 0.02; 2048-49: 0.02; 2049-50: 0.02
24FP | Unmeasured Non Household - USPL | 24BL + 24.1FP | Ml/d | 2 | 2019-20: 0; 2020-21: 0; 2021-22: 0; 2022-23: 0; 2023-24: 0; 2024-25: 0; 2025-26: 0; 2026-27: 0; 2027-28: 0; 2028-29: 0; 2029-30: 0; 2030-31: 0; 2031-32: 0; 2032-33: 0; 2033-34: 0; 2034-35: 0; 2035-36: 0; 2036-37: 0; 2037-38: 0; 2038-39: 0; 2039-40: 0; 2040-41: 0; 2041-42: 0; 2042-43: 0; 2043-44: 0; 2044-45: 0; 2045-46: 0; 2046-47: 0; 2047-48: 0; 2048-49: 0; 2049-50: 0
25FP | Measured Household - USPL | 25BL + 25.1FP | Ml/d | 2 | 2019-20: 0.75; 2020-21: 0.77; 2021-22: 0.78; 2022-23: 0.8; 2023-24: 0.82; 2024-25: 0.83; 2025-26: 0.85; 2026-27: 0.87; 2027-28: 0.88; 2028-29: 0.81; 2029-30: 0.55; 2030-31: 0.52; 2031-32: 0.49; 2032-33: 0.5; 2033-34: 0.51; 2034-35: 0.52; 2035-36: 0.51; 2036-37: 0.52; 2037-38: 0.53; 2038-39: 0.53; 2039-40: 0.54; 2040-41: 0.54; 2041-42: 0.55; 2042-43: 0.56; 2043-44: 0.56; 2044-45: 0.56; 2045-46: 0.57; 2046-47: 0.58; 2047-48: 0.57; 2048-49: 0.58; 2049-50: 0.58
26FP | Unmeasured Household - USPL | 26BL + 26.1BL | Ml/d | 2 | 2019-20: 0.38; 2020-21: 0.37; 2021-22: 0.35; 2022-23: 0.34; 2023-24: 0.33; 2024-25: 0.31; 2025-26: 0.3; 2026-27: 0.3; 2027-28: 0.29; 2028-29: 0.28; 2029-30: 0.27; 2030-31: 0.26; 2031-32: 0.25; 2032-33: 0.24; 2033-34: 0.24; 2034-35: 0.23; 2035-36: 0.22; 2036-37: 0.22; 2037-38: 0.21; 2038-39: 0.2; 2039-40: 0.2; 2040-41: 0.19; 2041-42: 0.19; 2042-43: 0.18; 2043-44: 0.17; 2044-45: 0.17; 2045-46: 0.17; 2046-47: 0.17; 2047-48: 0.16; 2048-49: 0.16; 2049-50: 0.16
27FP | Void Properties - USPL | 27BL + 27.1FP | Ml/d | 2 | 2019-20: 0.07; 2020-21: 0.07; 2021-22: 0.07; 2022-23: 0.07; 2023-24: 0.07; 2024-25: 0.07; 2025-26: 0.07; 2026-27: 0.07; 2027-28: 0.08; 2028-29: 0.08; 2029-30: 0.08; 2030-31: 0.08; 2031-32: 0.08; 2032-33: 0.08; 2033-34: 0.08; 2034-35: 0.08; 2035-36: 0.08; 2036-37: 0.08; 2037-38: 0.08; 2038-39: 0.08; 2039-40: 0.08; 2040-41: 0.08; 2041-42: 0.08; 2042-43: 0.08; 2043-44: 0.08; 2044-45: 0.08; 2045-46: 0.08; 2046-47: 0.08; 2047-48: 0.08; 2048-49: 0.08; 2049-50: 0.09
28FP | Distribution losses | 28BL + 28.1FP | Ml/d | 2 | 2019-20: 5.5; 2020-21: 5.38; 2021-22: 5.31; 2022-23: 5.2; 2023-24: 5.09; 2024-25: 4.98; 2025-26: 4.98; 2026-27: 4.92; 2027-28: 4.92; 2028-29: 4.88; 2029-30: 4.88; 2030-31: 4.87; 2031-32: 4.87; 2032-33: 4.86; 2033-34: 4.86; 2034-35: 4.79; 2035-36: 4.79; 2036-37: 4.78; 2037-38: 4.45; 2038-39: 4.28; 2039-40: 4.15; 2040-41: 4.04; 2041-42: 3.94; 2042-43: 3.91; 2043-44: 3.85; 2044-45: 3.84; 2045-46: 3.72; 2046-47: 3.7; 2047-48: 3.67; 2048-49: 3.63; 2049-50: 3.61
29FP | Total Leakage | sum (23FP:28FP) | Ml/d | 2 | 2019-20: 6.73; 2020-21: 6.62; 2021-22: 6.54; 2022-23: 6.45; 2023-24: 6.35; 2024-25: 6.23; 2025-26: 6.24; 2026-27: 6.2; 2027-28: 6.21; 2028-29: 6.09; 2029-30: 5.82; 2030-31: 5.77; 2031-32: 5.73; 2032-33: 5.72; 2033-34: 5.72; 2034-35: 5.65; 2035-36: 5.63; 2036-37: 5.63; 2037-38: 5.3; 2038-39: 5.12; 2039-40: 5; 2040-41: 4.88; 2041-42: 4.79; 2042-43: 4.76; 2043-44: 4.68; 2044-45: 4.67; 2045-46: 4.56; 2046-47: 4.55; 2047-48: 4.5; 2048-49: 4.47; 2049-50: 4.46
30FP | Leakage/property | (29FP * 1,000,000) / (36FP * 1,000) | l/prop/d | 2 | 2019-20: 95.4299; 2020-21: 92.3253; 2021-22: 89.7329; 2022-23: 87.1092; 2023-24: 84.4662; 2024-25: 81.6086; 2025-26: 80.538; 2026-27: 78.7782; 2027-28: 77.8234; 2028-29: 75.3638; 2029-30: 71.3017; 2030-31: 70.0804; 2031-32: 69.0253; 2032-33: 68.3589; 2033-34: 67.8304; 2034-35: 66.552; 2035-36: 65.9035; 2036-37: 65.4469; 2037-38: 61.1967; 2038-39: 58.7284; 2039-40: 56.982; 2040-41: 55.2643; 2041-42: 53.9093; 2042-43: 53.2468; 2043-44: 52.0416; 2044-45: 51.629; 2045-46: 50.1275; 2046-47: 49.7393; 2047-48: 48.9258; 2048-49: 48.3426; 2049-50: 47.9849
31FP | Measured Non Household - properties | Input | 000's | 2 | 2019-20: 4.321; 2020-21: 4.39; 2021-22: 4.445; 2022-23: 4.519; 2023-24: 4.588; 2024-25: 4.647; 2025-26: 4.697; 2026-27: 4.745; 2027-28: 4.793; 2028-29: 4.836; 2029-30: 4.876; 2030-31: 4.913; 2031-32: 4.945; 2032-33: 4.968; 2033-34: 4.989; 2034-35: 5.007; 2035-36: 5.023; 2036-37: 5.038; 2037-38: 5.052; 2038-39: 5.065; 2039-40: 5.078; 2040-41: 5.089; 2041-42: 5.101; 2042-43: 5.112; 2043-44: 5.122; 2044-45: 5.133; 2045-46: 5.144; 2046-47: 5.155; 2047-48: 5.165; 2048-49: 5.175; 2049-50: 5.185
32FP | Unmeasured Non Household - properties | Input | 000's | 2 | 2019-20: 0.018; 2020-21: 0.018; 2021-22: 0.018; 2022-23: 0.018; 2023-24: 0.018; 2024-25: 0.019; 2025-26: 0.019; 2026-27: 0.019; 2027-28: 0.019; 2028-29: 0.019; 2029-30: 0.02; 2030-31: 0.02; 2031-32: 0.02; 2032-33: 0.02; 2033-34: 0.02; 2034-35: 0.02; 2035-36: 0.02; 2036-37: 0.02; 2037-38: 0.02; 2038-39: 0.02; 2039-40: 0.02; 2040-41: 0.02; 2041-42: 0.02; 2042-43: 0.021; 2043-44: 0.021; 2044-45: 0.021; 2045-46: 0.021; 2046-47: 0.021; 2047-48: 0.021; 2048-49: 0.021; 2049-50: 0.021
33FP | All void non-households - properties | Input | 000's | 2 | 2019-20: 0; 2020-21: 0; 2021-22: 0; 2022-23: 0; 2023-24: 0; 2024-25: 0; 2025-26: 0; 2026-27: 0; 2027-28: 0; 2028-29: 0; 2029-30: 0; 2030-31: 0; 2031-32: 0; 2032-33: 0; 2033-34: 0; 2034-35: 0; 2035-36: 0; 2036-37: 0; 2037-38: 0; 2038-39: 0; 2039-40: 0; 2040-41: 0; 2041-42: 0; 2042-43: 0; 2043-44: 0; 2044-45: 0; 2045-46: 0; 2046-47: 0; 2047-48: 0; 2048-49: 0; 2049-50: 0
34FP | Measured households - properties (excl. void) | Year before + sum (34.1BL:34.6BL) | 000's | 2 | 2019-20: 55.563; 2020-21: 56.981; 2021-22: 58.372; 2022-23: 59.773; 2023-24: 61.138; 2024-25: 62.528; 2025-26: 63.85; 2026-27: 65.245; 2027-28: 66.505; 2028-29: 67.681; 2029-30: 68.657; 2030-31: 69.524; 2031-32: 70.361; 2032-33: 71.183; 2033-34: 71.99; 2034-35: 72.709; 2035-36: 73.388; 2036-37: 74.126; 2037-38: 74.847; 2038-39: 75.555; 2039-40: 76.249; 2040-41: 76.931; 2041-42: 77.599; 2042-43: 78.254; 2043-44: 78.897; 2044-45: 79.526; 2045-46: 80.065; 2046-47: 80.594; 2047-48: 81.113; 2048-49: 81.621; 2049-50: 82.082
34.1FP | New build properties - properties | Input (new builds in each year) | 000's | 2 | 2019-20: 1.007; 2020-21: 1.025; 2021-22: 1.025; 2022-23: 1.068; 2023-24: 1.047; 2024-25: 1.085; 2025-26: 1.075; 2026-27: 1.157; 2027-28: 1.03; 2028-29: 0.955; 2029-30: 0.762; 2030-31: 0.661; 2031-32: 0.639; 2032-33: 0.631; 2033-34: 0.623; 2034-35: 0.542; 2035-36: 0.507; 2036-37: 0.573; 2037-38: 0.562; 2038-39: 0.555; 2039-40: 0.546; 2040-41: 0.539; 2041-42: 0.53; 2042-43: 0.522; 2043-44: 0.514; 2044-45: 0.505; 2045-46: 0.496; 2046-47: 0.488; 2047-48: 0.479; 2048-49: 0.47; 2049-50: 0.461
34.2FP | Meter optants - properties | Input (meter optants in each year) | 000's | 2 | 2019-20: 0.28; 2020-21: 0.267; 2021-22: 0.244; 2022-23: 0.215; 2023-24: 0.205; 2024-25: 0.196; 2025-26: 0.143; 2026-27: 0.138; 2027-28: 0.134; 2028-29: 0.129; 2029-30: 0.125; 2030-31: 0.121; 2031-32: 0.117; 2032-33: 0.113; 2033-34: 0.109; 2034-35: 0.105; 2035-36: 0.102; 2036-37: 0.098; 2037-38: 0.095; 2038-39: 0.092; 2039-40: 0.089; 2040-41: 0.086; 2041-42: 0.083; 2042-43: 0.08; 2043-44: 0.078; 2044-45: 0.075; 2045-46: 0; 2046-47: 0; 2047-48: 0; 2048-49: 0; 2049-50: 0
34.3FP | Compulsory metering - properties | Input (compulsory meters in each year) | 000's | 2 | 2019-20: 0; 2020-21: 0; 2021-22: 0; 2022-23: 0; 2023-24: 0; 2024-25: 0; 2025-26: 0; 2026-27: 0; 2027-28: 0; 2028-29: 0; 2029-30: 0; 2030-31: 0; 2031-32: 0; 2032-33: 0; 2033-34: 0; 2034-35: 0; 2035-36: 0; 2036-37: 0; 2037-38: 0; 2038-39: 0; 2039-40: 0; 2040-41: 0; 2041-42: 0; 2042-43: 0; 2043-44: 0; 2044-45: 0; 2045-46: 0; 2046-47: 0; 2047-48: 0; 2048-49: 0; 2049-50: 0
34.4FP | Metering on change of occupancy - properties | Input (change of occupancy meters in each year) | 000's | 2 | 2019-20: 0.122; 2020-21: 0.118; 2021-22: 0.114; 2022-23: 0.11; 2023-24: 0.106; 2024-25: 0.102; 2025-26: 0.097; 2026-27: 0.094; 2027-28: 0.09; 2028-29: 0.086; 2029-30: 0.083; 2030-31: 0.079; 2031-32: 0.076; 2032-33: 0.073; 2033-34: 0.07; 2034-35: 0.067; 2035-36: 0.065; 2036-37: 0.062; 2037-38: 0.06; 2038-39: 0.057; 2039-40: 0.055; 2040-41: 0.053; 2041-42: 0.051; 2042-43: 0.049; 2043-44: 0.047; 2044-45: 0.045; 2045-46: 0.043; 2046-47: 0.041; 2047-48: 0.04; 2048-49: 0.038; 2049-50: 0
34.5FP | Selective metering - properties | Input (selective meters in each year) | 000's | 2 | 2019-20: 0.009; 2020-21: 0.008; 2021-22: 0.008; 2022-23: 0.008; 2023-24: 0.007; 2024-25: 0.007; 2025-26: 0.007; 2026-27: 0.006; 2027-28: 0.006; 2028-29: 0.006; 2029-30: 0.006; 2030-31: 0.006; 2031-32: 0.005; 2032-33: 0.005; 2033-34: 0.005; 2034-35: 0.005; 2035-36: 0.005; 2036-37: 0.005; 2037-38: 0.004; 2038-39: 0.004; 2039-40: 0.004; 2040-41: 0.004; 2041-42: 0.004; 2042-43: 0.004; 2043-44: 0.004; 2044-45: 0.004; 2045-46: 0; 2046-47: 0; 2047-48: 0; 2048-49: 0; 2049-50: 0
34.6FP | Other changes to existing metering - properties | Input (other changes to meters in each year) | 000's | 2 | 2019-20: 0; 2020-21: 0; 2021-22: 0; 2022-23: 0; 2023-24: 0; 2024-25: 0; 2025-26: 0; 2026-27: 0; 2027-28: 0; 2028-29: 0; 2029-30: 0; 2030-31: 0; 2031-32: 0; 2032-33: 0; 2033-34: 0; 2034-35: 0; 2035-36: 0; 2036-37: 0; 2037-38: 0; 2038-39: 0; 2039-40: 0; 2040-41: 0; 2041-42: 0; 2042-43: 0; 2043-44: 0; 2044-45: 0; 2045-46: 0; 2046-47: 0; 2047-48: 0; 2048-49: 0; 2049-50: 0
34.7FP | Measured household void properties | Input | 000's | 2 | 2019-20: 1.139; 2020-21: 1.164; 2021-22: 1.186; 2022-23: 1.212; 2023-24: 1.237; 2024-25: 1.261; 2025-26: 1.281; 2026-27: 1.304; 2027-28: 1.325; 2028-29: 1.345; 2029-30: 1.362; 2030-31: 1.378; 2031-32: 1.391; 2032-33: 1.404; 2033-34: 1.416; 2034-35: 1.428; 2035-36: 1.44; 2036-37: 1.451; 2037-38: 1.462; 2038-39: 1.472; 2039-40: 1.482; 2040-41: 1.491; 2041-42: 1.501; 2042-43: 1.512; 2043-44: 1.522; 2044-45: 1.533; 2045-46: 1.542; 2046-47: 1.552; 2047-48: 1.562; 2048-49: 1.572; 2049-50: 1.582
35FP | Unmeasured households - properties (excl. void) | Input | 000's | 2 | 2019-20: 9.291; 2020-21: 8.966; 2021-22: 8.685; 2022-23: 8.353; 2023-24: 8.034; 2024-25: 7.729; 2025-26: 7.482; 2026-27: 7.244; 2027-28: 7.014; 2028-29: 6.792; 2029-30: 6.579; 2030-31: 6.373; 2031-32: 6.174; 2032-33: 5.983; 2033-34: 5.799; 2034-35: 5.621; 2035-36: 5.45; 2036-37: 5.285; 2037-38: 5.125; 2038-39: 4.972; 2039-40: 4.824; 2040-41: 4.681; 2041-42: 4.544; 2042-43: 4.411; 2043-44: 4.283; 2044-45: 4.16; 2045-46: 4.117; 2046-47: 4.076; 2047-48: 4.037; 2048-49: 3.999; 2049-50: 3.999
35.1FP | Unmeasured household void properties | Input | 000's | 2 | 2019-20: 0.191; 2020-21: 0.184; 2021-22: 0.177; 2022-23: 0.17; 2023-24: 0.163; 2024-25: 0.156; 2025-26: 0.15; 2026-27: 0.145; 2027-28: 0.14; 2028-29: 0.135; 2029-30: 0.131; 2030-31: 0.126; 2031-32: 0.122; 2032-33: 0.118; 2033-34: 0.114; 2034-35: 0.111; 2035-36: 0.107; 2036-37: 0.104; 2037-38: 0.1; 2038-39: 0.097; 2039-40: 0.094; 2040-41: 0.091; 2041-42: 0.088; 2042-43: 0.085; 2043-44: 0.083; 2044-45: 0.08; 2045-46: 0.079; 2046-47: 0.079; 2047-48: 0.078; 2048-49: 0.077; 2049-50: 0.077
36FP | Total Resource Zone Properties (incl. voids) | sum (31FP:34FP) + 34.7FP + 35BL + 35.1BL | 000's | 2 | 2019-20: 70.523; 2020-21: 71.703; 2021-22: 72.883; 2022-23: 74.045; 2023-24: 75.178; 2024-25: 76.34; 2025-26: 77.479; 2026-27: 78.702; 2027-28: 79.796; 2028-29: 80.808; 2029-30: 81.625; 2030-31: 82.334; 2031-32: 83.013; 2032-33: 83.676; 2033-34: 84.328; 2034-35: 84.896; 2035-36: 85.428; 2036-37: 86.024; 2037-38: 86.606; 2038-39: 87.181; 2039-40: 87.747; 2040-41: 88.303; 2041-42: 88.853; 2042-43: 89.395; 2043-44: 89.928; 2044-45: 90.453; 2045-46: 90.968; 2046-47: 91.477; 2047-48: 91.976; 2048-49: 92.465; 2049-50: 92.946
37FP | Measured Non Household - Population | Input | 000's | 2 | 2019-20: 1.503; 2020-21: 1.532; 2021-22: 1.556; 2022-23: 1.588; 2023-24: 1.615; 2024-25: 1.643; 2025-26: 1.665; 2026-27: 1.703; 2027-28: 1.748; 2028-29: 1.789; 2029-30: 1.827; 2030-31: 1.865; 2031-32: 1.934; 2032-33: 1.985; 2033-34: 2.022; 2034-35: 2.049; 2035-36: 2.076; 2036-37: 2.103; 2037-38: 2.131; 2038-39: 2.159; 2039-40: 2.185; 2040-41: 2.215; 2041-42: 2.252; 2042-43: 2.292; 2043-44: 2.336; 2044-45: 2.382; 2045-46: 2.434; 2046-47: 2.489; 2047-48: 2.541; 2048-49: 2.596; 2049-50: 2.65
38FP | Unmeasured Non Household - Population | Input | 000's | 2 | 2019-20: 0.006; 2020-21: 0.006; 2021-22: 0.006; 2022-23: 0.006; 2023-24: 0.006; 2024-25: 0.007; 2025-26: 0.007; 2026-27: 0.007; 2027-28: 0.007; 2028-29: 0.007; 2029-30: 0.007; 2030-31: 0.007; 2031-32: 0.008; 2032-33: 0.008; 2033-34: 0.008; 2034-35: 0.008; 2035-36: 0.008; 2036-37: 0.008; 2037-38: 0.009; 2038-39: 0.009; 2039-40: 0.009; 2040-41: 0.009; 2041-42: 0.009; 2042-43: 0.009; 2043-44: 0.009; 2044-45: 0.01; 2045-46: 0.01; 2046-47: 0.01; 2047-48: 0.01; 2048-49: 0.01; 2049-50: 0.011
39FP | Measured Household - Population | Input | 000's | 2 | 2019-20: 129.503; 2020-21: 132.473; 2021-22: 135.397; 2022-23: 138.374; 2023-24: 141.285; 2024-25: 144.3; 2025-26: 147.147; 2026-27: 150.171; 2027-28: 152.936; 2028-29: 155.341; 2029-30: 157.143; 2030-31: 158.641; 2031-32: 160.11; 2032-33: 161.526; 2033-34: 162.966; 2034-35: 164.29; 2035-36: 165.436; 2036-37: 166.612; 2037-38: 167.799; 2038-39: 169.015; 2039-40: 170.295; 2040-41: 171.544; 2041-42: 172.784; 2042-43: 174.04; 2043-44: 175.29; 2044-45: 176.52; 2045-46: 177.519; 2046-47: 178.52; 2047-48: 179.541; 2048-49: 180.58; 2049-50: 181.519
40FP | Unmeasured Household - Population | Input | 000's | 2 | 2019-20: 22.714; 2020-21: 21.898; 2021-22: 21.201; 2022-23: 20.359; 2023-24: 19.559; 2024-25: 18.802; 2025-26: 18.184; 2026-27: 17.591; 2027-28: 17.027; 2028-29: 16.467; 2029-30: 15.916; 2030-31: 15.381; 2031-32: 14.871; 2032-33: 14.38; 2033-34: 13.913; 2034-35: 13.472; 2035-36: 13.041; 2036-37: 12.618; 2037-38: 12.216; 2038-39: 11.833; 2039-40: 11.472; 2040-41: 11.124; 2041-42: 10.79; 2042-43: 10.472; 2043-44: 10.167; 2044-45: 9.873; 2045-46: 9.764; 2046-47: 9.66; 2047-48: 9.562; 2048-49: 9.47; 2049-50: 9.466
41FP | Total Resource Zone Population | sum (37FP:40FP) | 000's | 2 | 2019-20: 153.726; 2020-21: 155.909; 2021-22: 158.16; 2022-23: 160.327; 2023-24: 162.465; 2024-25: 164.752; 2025-26: 167.003; 2026-27: 169.472; 2027-28: 171.718; 2028-29: 173.604; 2029-30: 174.893; 2030-31: 175.894; 2031-32: 176.923; 2032-33: 177.899; 2033-34: 178.909; 2034-35: 179.819; 2035-36: 180.561; 2036-37: 181.341; 2037-38: 182.155; 2038-39: 183.016; 2039-40: 183.961; 2040-41: 184.892; 2041-42: 185.835; 2042-43: 186.813; 2043-44: 187.802; 2044-45: 188.785; 2045-46: 189.727; 2046-47: 190.679; 2047-48: 191.654; 2048-49: 192.656; 2049-50: 193.646
42FP | Average household occupancy rate (excl. voids) | (39FP + 40FP) / (34FP + 35FP) | h/prop | 1 | 2019-20: 2.3471; 2020-21: 2.3408; 2021-22: 2.3353; 2022-23: 2.33; 2023-24: 2.3253; 2024-25: 2.3215; 2025-26: 2.3178; 2026-27: 2.3143; 2027-28: 2.3118; 2028-29: 2.307; 2029-30: 2.3002; 2030-31: 2.2929; 2031-32: 2.2863; 2032-33: 2.2796; 2033-34: 2.2738; 2034-35: 2.2694; 2035-36: 2.2638; 2036-37: 2.257; 2037-38: 2.251; 2038-39: 2.2458; 2039-40: 2.242; 2040-41: 2.2382; 2041-42: 2.2348; 2042-43: 2.232; 2043-44: 2.2296; 2044-45: 2.2273; 2045-46: 2.2247; 2046-47: 2.2225; 2047-48: 2.2208; 2048-49: 2.2197; 2049-50: 2.2187
43FP | Total Household Metering penetration (excl. voids) | 34FP / (34FP + 35FP) | % | 1 | 2019-20: 85.67%; 2020-21: 86.4%; 2021-22: 87.05%; 2022-23: 87.74%; 2023-24: 88.39%; 2024-25: 89%; 2025-26: 89.51%; 2026-27: 90.01%; 2027-28: 90.46%; 2028-29: 90.88%; 2029-30: 91.26%; 2030-31: 91.6%; 2031-32: 91.93%; 2032-33: 92.25%; 2033-34: 92.55%; 2034-35: 92.82%; 2035-36: 93.09%; 2036-37: 93.34%; 2037-38: 93.59%; 2038-39: 93.83%; 2039-40: 94.05%; 2040-41: 94.26%; 2041-42: 94.47%; 2042-43: 94.66%; 2043-44: 94.85%; 2044-45: 95.03%; 2045-46: 95.11%; 2046-47: 95.19%; 2047-48: 95.26%; 2048-49: 95.33%; 2049-50: 95.35%
44FP | Total Household Metering penetration (incl. voids) | (34FP) / (34FP + 34.7FP + 35FP + 35.1FP) | % | 1 | 2019-20: 83.95%; 2020-21: 84.67%; 2021-22: 85.31%; 2022-23: 85.99%; 2023-24: 86.63%; 2024-25: 87.24%; 2025-26: 87.75%; 2026-27: 88.24%; 2027-28: 88.69%; 2028-29: 89.11%; 2029-30: 89.48%; 2030-31: 89.82%; 2031-32: 90.15%; 2032-33: 90.46%; 2033-34: 90.76%; 2034-35: 91.04%; 2035-36: 91.3%; 2036-37: 91.55%; 2037-38: 91.8%; 2038-39: 92.03%; 2039-40: 92.26%; 2040-41: 92.47%; 2041-42: 92.68%; 2042-43: 92.87%; 2043-44: 93.06%; 2044-45: 93.23%; 2045-46: 93.31%; 2046-47: 93.39%; 2047-48: 93.46%; 2048-49: 93.53%; 2049-50: 93.55%
45FP | Distribution input | sum (12FP:15FP) + 21FP + 22FP + 27FP + 28FP | Ml/d | 2 | 2019-20: 55.16; 2020-21: 55.22; 2021-22: 55.38; 2022-23: 55.46; 2023-24: 55.53; 2024-25: 55.62; 2025-26: 55.86; 2026-27: 56.09; 2027-28: 56.35; 2028-29: 55.68; 2029-30: 54.31; 2030-31: 54.06; 2031-32: 53.83; 2032-33: 53.75; 2033-34: 53.7; 2034-35: 53.41; 2035-36: 53.15; 2036-37: 52.9; 2037-38: 52.41; 2038-39: 52.09; 2039-40: 51.84; 2040-41: 51.6; 2041-42: 51.38; 2042-43: 51.22; 2043-44: 51.03; 2044-45: 51; 2045-46: 50.911; 2046-47: 50.91; 2047-48: 50.87; 2048-49: 50.86; 2049-50: 50.886
46FP | Target headroom (climate change component) | Input | Ml/d | 2 | 2019-20: 0.003231; 2020-21: 0.003231; 2021-22: 0.003231; 2022-23: 0.003231; 2023-24: 0.003231; 2024-25: 0.003231; 2025-26: 0; 2026-27: 0; 2027-28: 0; 2028-29: 0.0060833; 2029-30: 0.0046453; 2030-31: -0.00053137; 2031-32: 0.01; 2032-33: 0.0031048; 2033-34: 0.014913; 2034-35: 0.015; 2035-36: 0.0092404; 2036-37: 0.0121; 2037-38: 0.013759; 2038-39: 0.011481; 2039-40: 0; 2040-41: 0; 2041-42: 0; 2042-43: 0; 2043-44: 0; 2044-45: 0; 2045-46: 0; 2046-47: 0; 2047-48: 0; 2048-49: 0; 2049-50: 0
47FP | Target headroom (All other components) | Input | Ml/d | 2 | 2019-20: 2.24; 2020-21: 2.24; 2021-22: 2.24; 2022-23: 2.24; 2023-24: 2.24; 2024-25: 2.24; 2025-26: 2.235; 2026-27: 2.225; 2027-28: 2.215; 2028-29: 2.6928; 2029-30: 2.885; 2030-31: 3.016; 2031-32: 3.105; 2032-33: 3.2446; 2033-34: 3.245; 2034-35: 3.43; 2035-36: 2.9219; 2036-37: 2.5664; 2037-38: 2.7416; 2038-39: 2.8807; 2039-40: 2.1506; 2040-41: 2.1882; 2041-42: 2.2748; 2042-43: 2.3481; 2043-44: 2.465; 2044-45: 2.4667; 2045-46: 2.185; 2046-47: 2.2366; 2047-48: 2.4608; 2048-49: 2.4617; 2049-50: 2.475
48FP | Target Headroom | 46FP + 47FP | Ml/d | 2 | 2019-20: 2.2433; 2020-21: 2.2433; 2021-22: 2.2433; 2022-23: 2.2433; 2023-24: 2.2433; 2024-25: 2.2433; 2025-26: 2.235; 2026-27: 2.225; 2027-28: 2.215; 2028-29: 2.6989; 2029-30: 2.8896; 2030-31: 3.0154; 2031-32: 3.115; 2032-33: 3.2477; 2033-34: 3.2599; 2034-35: 3.445; 2035-36: 2.9312; 2036-37: 2.5785; 2037-38: 2.7553; 2038-39: 2.8922; 2039-40: 2.1506; 2040-41: 2.1882; 2041-42: 2.2748; 2042-43: 2.3481; 2043-44: 2.465; 2044-45: 2.4667; 2045-46: 2.185; 2046-47: 2.2366; 2047-48: 2.4608; 2048-49: 2.4617; 2049-50: 2.475
49FP | Available Headroom | 11FP - 45FP | Ml/d | 2 | 2019-20: 3.01; 2020-21: 2.95; 2021-22: 2.79; 2022-23: 2.71; 2023-24: 2.64; 2024-25: 2.55; 2025-26: 2.2344; 2026-27: 2.2205; 2027-28: 2.2194; 2028-29: 2.7; 2029-30: 2.89; 2030-31: 3.02; 2031-32: 3.111; 2032-33: 3.246; 2033-34: 3.27; 2034-35: 3.45; 2035-36: 2.94; 2036-37: 2.59; 2037-38: 2.78; 2038-39: 2.91; 2039-40: 2.25; 2040-41: 10.13; 2041-42: 3.35; 2042-43: 3.51; 2043-44: 2.464; 2044-45: 2.48; 2045-46: 2.184; 2046-47: 3.824; 2047-48: 3.86; 2048-49: 3.87; 2049-50: 2.474
49.1FP | Available non-potable balance (if applicable) | 1.1FP - 12.1FP | Ml/d | 2 | 2019-20: 0; 2020-21: 0; 2021-22: 0; 2022-23: 0; 2023-24: 0; 2024-25: 0; 2025-26: 0; 2026-27: 0; 2027-28: 0; 2028-29: 0; 2029-30: 0; 2030-31: 0; 2031-32: 0; 2032-33: 0; 2033-34: 0; 2034-35: 0; 2035-36: 0; 2036-37: 0; 2037-38: 0; 2038-39: 0; 2039-40: 0; 2040-41: 0; 2041-42: 0; 2042-43: 0; 2043-44: 0; 2044-45: 0; 2045-46: 0; 2046-47: 0; 2047-48: 0; 2048-49: 0; 2049-50: 0
50FP | Supply Demand Balance | 49FP - 48FP | Ml/d | 2 | 2019-20: 0.76672; 2020-21: 0.70672; 2021-22: 0.54672; 2022-23: 0.46672; 2023-24: 0.39672; 2024-25: 0.30672; 2025-26: -0.00059; 2026-27: -0.0045; 2027-28: 0.0044; 2028-29: 0.0011249; 2029-30: 0.00035471; 2030-31: 0.0045754; 2031-32: -0.004; 2032-33: -0.001703; 2033-34: 0.010087; 2034-35: 0.005; 2035-36: 0.0088152; 2036-37: 0.011546; 2037-38: 0.024675; 2038-39: 0.017839; 2039-40: 0.099375; 2040-41: 7.9418; 2041-42: 1.0752; 2042-43: 1.1619; 2043-44: -0.001; 2044-45: 0.013336; 2045-46: -0.001; 2046-47: 1.5874; 2047-48: 1.3992; 2048-49: 1.4083; 2049-50: -0.001
Data for Charts
DYAA Baseline |  |  |  |  | 2019-20 | 2020-21 | 2021-22 | 2022-23 | 2023-24 | 2024-25 | 2025-26 | 2026-27 | 2027-28 | 2028-29 | 2029-30 | 2030-31 | 2031-32 | 2032-33 | 2033-34 | 2034-35 | 2035-36 | 2036-37 | 2037-38 | 2038-39 | 2039-40 | 2040-41 | 2041-42 | 2042-43 | 2043-44 | 2044-45 | 2045-46 | 2046-47 | 2047-48 | 2048-49 | 2049-50 | 2050-51 | 2051-52 | 2052-53 | 2053-54 | 2054-55 | 2055-56 | 2056-57 | 2057-58 | 2058-59 | 2059-60 | 2060-61 | 2061-62 | 2062-63 | 2063-64 | 2064-65 | 2065-66 | 2066-67 | 2067-68 | 2068-69 | 2069-70 | 2070-71 | 2071-72 | 2072-73 | 2073-74 | 2074-75 | 2075-76 | 2076-77 | 2077-78 | 2078-79 | 2079-80 | 2080-81 | 2081-82 | 2082-83 | 2083-84 | 2084-85 | 2085-86 | 2086-87 | 2087-88 | 2088-89 | 2089-90 | 2090-91 | 2091-92 | 2092-93 | 2093-94 | 2094-95 | 2095-96 | 2096-97 | 2097-98 | 2098-99 | 2099-100
| Measured HH consumption |  | Ml/d | 2 | 16.79 | 17.06 | 17.36 | 17.64 | 17.91 | 18.19 | 18.52 | 18.88 | 19.22 | 19.51 | 19.71 | 19.91 | 20.12 | 20.32 | 20.53 | 20.72 | 20.9 | 21.07 | 21.31 | 21.55 | 21.8 | 21.98 | 22.16 | 22.34 | 22.52 | 22.71 | 22.84 | 22.98 | 23.13 | 23.27 | 23.4 | 0 | 0 | 0 | 0 | 0 | 0 | 0 | 0 | 0 | 0 | 0 | 0 | 0 | 0 | 0 | 0 | 0 | 0 | 0 | 0 | 0 | 0 | 0 | 0 | 0 | 0 | 0 | 0 | 0 | 0 | 0 | 0 | 0 | 0 | 0 | 0 | 0 | 0 | 0 | 0 | 0 | 0 | 0 | 0 | 0 | 0 | 0 | 0 | 0 | 0
| Unmeasured HH consumption |  | Ml/d | 2 | 4.63 | 4.45 | 4.31 | 4.12 | 3.94 | 3.79 | 3.65 | 3.51 | 3.39 | 3.27 | 3.15 | 3.05 | 2.95 | 2.85 | 2.75 | 2.67 | 2.59 | 2.5 | 2.42 | 2.35 | 2.28 | 2.21 | 2.14 | 2.08 | 2.03 | 1.97 | 1.94 | 1.92 | 1.91 | 1.89 | 1.89 | 0 | 0 | 0 | 0 | 0 | 0 | 0 | 0 | 0 | 0 | 0 | 0 | 0 | 0 | 0 | 0 | 0 | 0 | 0 | 0 | 0 | 0 | 0 | 0 | 0 | 0 | 0 | 0 | 0 | 0 | 0 | 0 | 0 | 0 | 0 | 0 | 0 | 0 | 0 | 0 | 0 | 0 | 0 | 0 | 0 | 0 | 0 | 0 | 0 | 0
| Non-HH consumption |  | Ml/d | 2 | 14.9 | 14.94 | 14.97 | 15 | 15.04 | 15.07 | 15.1 | 15.13 | 15.17 | 15.19 | 15.21 | 15.22 | 15.21 | 15.21 | 15.21 | 15.21 | 15.21 | 15.2 | 15.2 | 15.2 | 15.2 | 15.2 | 15.21 | 15.22 | 15.24 | 15.26 | 15.28 | 15.31 | 15.35 | 15.38 | 15.43 | 0 | 0 | 0 | 0 | 0 | 0 | 0 | 0 | 0 | 0 | 0 | 0 | 0 | 0 | 0 | 0 | 0 | 0 | 0 | 0 | 0 | 0 | 0 | 0 | 0 | 0 | 0 | 0 | 0 | 0 | 0 | 0 | 0 | 0 | 0 | 0 | 0 | 0 | 0 | 0 | 0 | 0 | 0 | 0 | 0 | 0 | 0 | 0 | 0 | 0
| Total Leakage |  | Ml/d | 2 | 6.73 | 6.62 | 6.54 | 6.45 | 6.35 | 6.23 | 6.24 | 6.26 | 6.27 | 6.28 | 6.28 | 6.28 | 6.28 | 6.29 | 6.3 | 6.3 | 6.29 | 6.3 | 6.3 | 6.3 | 6.31 | 6.31 | 6.32 | 6.32 | 6.32 | 6.32 | 6.33 | 6.34 | 6.33 | 6.34 | 6.35 | 0 | 0 | 0 | 0 | 0 | 0 | 0 | 0 | 0 | 0 | 0 | 0 | 0 | 0 | 0 | 0 | 0 | 0 | 0 | 0 | 0 | 0 | 0 | 0 | 0 | 0 | 0 | 0 | 0 | 0 | 0 | 0 | 0 | 0 | 0 | 0 | 0 | 0 | 0 | 0 | 0 | 0 | 0 | 0 | 0 | 0 | 0 | 0 | 0 | 0
| Other demand components |  | Ml/d | 2 | 1.21 | 1.21 | 1.2 | 1.21 | 1.22 | 1.22 | 1.22 | 1.23 | 1.22 | 1.22 | 1.22 | 1.22 | 1.23 | 1.22 | 1.22 | 1.22 | 1.21 | 1.22 | 1.22 | 1.22 | 1.22 | 1.22 | 1.22 | 1.23 | 1.22 | 1.22 | 1.24 | 1.24 | 1.21 | 1.22 | 1.22 | 0 | 0 | 0 | 0 | 0 | 0 | 0 | 0 | 0 | 0 | 0 | 0 | 0 | 0 | 0 | 0 | 0 | 0 | 0 | 0 | 0 | 0 | 0 | 0 | 0 | 0 | 0 | 0 | 0 | 0 | 0 | 0 | 0 | 0 | 0 | 0 | 0 | 0 | 0 | 0 | 0 | 0 | 0 | 0 | 0 | 0 | 0 | 0 | 0 | 0
| Total Water Available for use |  | Ml/d | 2 | 48.84 | 48.84 | 48.84 | 48.84 | 48.84 | 48.84 | 46.23 | 46.23 | 46.23 | 46.23 | 46.23 | 45.81 | 45.81 | 45.81 | 45.81 | 45.81 | 45.81 | 45.81 | 45.81 | 45.81 | 45.81 | 25.13 | 25.13 | 25.13 | 25.13 | 25.13 | 25.13 | 25.13 | 25.13 | 25.13 | 25.13 | 0 | 0 | 0 | 0 | 0 | 0 | 0 | 0 | 0 | 0 | 0 | 0 | 0 | 0 | 0 | 0 | 0 | 0 | 0 | 0 | 0 | 0 | 0 | 0 | 0 | 0 | 0 | 0 | 0 | 0 | 0 | 0 | 0 | 0 | 0 | 0 | 0 | 0 | 0 | 0 | 0 | 0 | 0 | 0 | 0 | 0 | 0 | 0 | 0 | 0
| Total Demand + Target Headroom |  | Ml/d | 2 | 46.0559 | 46.0759 | 46.1759 | 46.2159 | 46.2559 | 46.2959 | 46.5259 | 46.7945 | 47.0457 | 47.6285 | 47.8832 | 48.0913 | 48.2876 | 48.4853 | 48.6195 | 48.8764 | 48.5408 | 48.349 | 48.6462 | 48.9233 | 48.521 | 48.6592 | 48.8564 | 49.0541 | 49.2894 | 49.4361 | 49.3654 | 49.5604 | 49.8766 | 50.0462 | 50.2479 | 0 | 0 | 0 | 0 | 0 | 0 | 0 | 0 | 0 | 0 | 0 | 0 | 0 | 0 | 0 | 0 | 0 | 0 | 0 | 0 | 0 | 0 | 0 | 0 | 0 | 0 | 0 | 0 | 0 | 0 | 0 | 0 | 0 | 0 | 0 | 0 | 0 | 0 | 0 | 0 | 0 | 0 | 0 | 0 | 0 | 0 | 0 | 0 | 0 | 0
DYAA Final Plan |  |  |  |  | 2019-20 | 2020-21 | 2021-22 | 2022-23 | 2023-24 | 2024-25 | 2025-26 | 2026-27 | 2027-28 | 2028-29 | 2029-30 | 2030-31 | 2031-32 | 2032-33 | 2033-34 | 2034-35 | 2035-36 | 2036-37 | 2037-38 | 2038-39 | 2039-40 | 2040-41 | 2041-42 | 2042-43 | 2043-44 | 2044-45 | 2045-46 | 2046-47 | 2047-48 | 2048-49 | 2049-50 | 2050-51 | 2051-52 | 2052-53 | 2053-54 | 2054-55 | 2055-56 | 2056-57 | 2057-58 | 2058-59 | 2059-60 | 2060-61 | 2061-62 | 2062-63 | 2063-64 | 2064-65 | 2065-66 | 2066-67 | 2067-68 | 2068-69 | 2069-70 | 2070-71 | 2071-72 | 2072-73 | 2073-74 | 2074-75 | 2075-76 | 2076-77 | 2077-78 | 2078-79 | 2079-80 | 2080-81 | 2081-82 | 2082-83 | 2083-84 | 2084-85 | 2085-86 | 2086-87 | 2087-88 | 2088-89 | 2089-90 | 2090-91 | 2091-92 | 2092-93 | 2093-94 | 2094-95 | 2095-96 | 2096-97 | 2097-98 | 2098-99 | 2099-100
| Measured HH consumption |  | Ml/d | 2 | 16.79 | 17.06 | 17.36 | 17.64 | 17.91 | 18.19 | 18.47 | 18.77 | 19.05 | 18.81 | 18.15 | 18.16 | 18.17 | 18.29 | 18.4 | 18.38 | 18.36 | 18.31 | 18.33 | 18.36 | 18.39 | 18.41 | 18.41 | 18.42 | 18.41 | 18.51 | 18.55 | 18.59 | 18.66 | 18.71 | 18.74 | 0 | 0 | 0 | 0 | 0 | 0 | 0 | 0 | 0 | 0 | 0 | 0 | 0 | 0 | 0 | 0 | 0 | 0 | 0 | 0 | 0 | 0 | 0 | 0 | 0 | 0 | 0 | 0 | 0 | 0 | 0 | 0 | 0 | 0 | 0 | 0 | 0 | 0 | 0 | 0 | 0 | 0 | 0 | 0 | 0 | 0 | 0 | 0 | 0 | 0
| Unmeasured HH consumption |  | Ml/d | 2 | 4.63 | 4.45 | 4.31 | 4.12 | 3.94 | 3.79 | 3.65 | 3.51 | 3.39 | 3.27 | 3.15 | 3.05 | 2.95 | 2.85 | 2.75 | 2.67 | 2.59 | 2.5 | 2.42 | 2.35 | 2.28 | 2.21 | 2.14 | 2.08 | 2.03 | 1.97 | 1.94 | 1.92 | 1.91 | 1.89 | 1.89 | 0 | 0 | 0 | 0 | 0 | 0 | 0 | 0 | 0 | 0 | 0 | 0 | 0 | 0 | 0 | 0 | 0 | 0 | 0 | 0 | 0 | 0 | 0 | 0 | 0 | 0 | 0 | 0 | 0 | 0 | 0 | 0 | 0 | 0 | 0 | 0 | 0 | 0 | 0 | 0 | 0 | 0 | 0 | 0 | 0 | 0 | 0 | 0 | 0 | 0
| Non-HH consumption |  | Ml/d | 2 | 14.9 | 14.94 | 14.97 | 15 | 15.04 | 15.07 | 15.1 | 15.13 | 15.16 | 15.11 | 15.06 | 14.99 | 14.91 | 14.84 | 14.78 | 14.7 | 14.63 | 14.55 | 14.48 | 14.41 | 14.33 | 14.26 | 14.2 | 14.14 | 14.1 | 14.05 | 13.99 | 13.95 | 13.92 | 13.88 | 13.86 | 0 | 0 | 0 | 0 | 0 | 0 | 0 | 0 | 0 | 0 | 0 | 0 | 0 | 0 | 0 | 0 | 0 | 0 | 0 | 0 | 0 | 0 | 0 | 0 | 0 | 0 | 0 | 0 | 0 | 0 | 0 | 0 | 0 | 0 | 0 | 0 | 0 | 0 | 0 | 0 | 0 | 0 | 0 | 0 | 0 | 0 | 0 | 0 | 0 | 0
| Total Leakage |  | Ml/d | 2 | 6.73 | 6.62 | 6.54 | 6.45 | 6.35 | 6.23 | 6.24 | 6.2 | 6.21 | 6.09 | 5.82 | 5.77 | 5.73 | 5.72 | 5.72 | 5.65 | 5.63 | 5.63 | 5.3 | 5.12 | 5 | 4.88 | 4.79 | 4.76 | 4.68 | 4.67 | 4.56 | 4.55 | 4.5 | 4.47 | 4.46 | 0 | 0 | 0 | 0 | 0 | 0 | 0 | 0 | 0 | 0 | 0 | 0 | 0 | 0 | 0 | 0 | 0 | 0 | 0 | 0 | 0 | 0 | 0 | 0 | 0 | 0 | 0 | 0 | 0 | 0 | 0 | 0 | 0 | 0 | 0 | 0 | 0 | 0 | 0 | 0 | 0 | 0 | 0 | 0 | 0 | 0 | 0 | 0 | 0 | 0
| Other demand components |  | Ml/d | 2 | 1.21 | 1.21 | 1.2 | 1.21 | 1.22 | 1.22 | 1.22 | 1.23 | 1.22 | 1.22 | 1.22 | 1.22 | 1.23 | 1.22 | 1.22 | 1.22 | 1.21 | 1.22 | 1.22 | 1.22 | 1.22 | 1.22 | 1.22 | 1.23 | 1.22 | 1.22 | 1.24 | 1.24 | 1.21 | 1.22 | 1.22 | 0 | 0 | 0 | 0 | 0 | 0 | 0 | 0 | 0 | 0 | 0 | 0 | 0 | 0 | 0 | 0 | 0 | 0 | 0 | 0 | 0 | 0 | 0 | 0 | 0 | 0 | 0 | 0 | 0 | 0 | 0 | 0 | 0 | 0 | 0 | 0 | 0 | 0 | 0 | 0 | 0 | 0 | 0 | 0 | 0 | 0 | 0 | 0 | 0 | 0
| Total Water Available for use |  | Ml/d | 2 | 48.84 | 48.84 | 48.84 | 48.84 | 48.84 | 48.84 | 46.48 | 46.62 | 46.81 | 46.66 | 45.71 | 45.6 | 45.49 | 45.52 | 45.48 | 45.38 | 44.76 | 44.27 | 43.95 | 43.76 | 42.93 | 42.72 | 42.57 | 42.49 | 42.4 | 42.38 | 42.02 | 42.02 | 42.15 | 42.12 | 42.13 | 0 | 0 | 0 | 0 | 0 | 0 | 0 | 0 | 0 | 0 | 0 | 0 | 0 | 0 | 0 | 0 | 0 | 0 | 0 | 0 | 0 | 0 | 0 | 0 | 0 | 0 | 0 | 0 | 0 | 0 | 0 | 0 | 0 | 0 | 0 | 0 | 0 | 0 | 0 | 0 | 0 | 0 | 0 | 0 | 0 | 0 | 0 | 0 | 0 | 0
| Total Demand + Target Headroom |  | Ml/d | 2 | 46.0559 | 46.0759 | 46.1759 | 46.2159 | 46.2559 | 46.2959 | 46.4759 | 46.6245 | 46.8057 | 46.6585 | 45.7132 | 45.6013 | 45.4876 | 45.5153 | 45.4795 | 45.3764 | 44.7608 | 44.269 | 43.9462 | 43.7633 | 42.931 | 42.7192 | 42.5664 | 42.4941 | 42.3994 | 42.3761 | 42.0154 | 42.0204 | 42.1466 | 42.1162 | 42.1279 | 0 | 0 | 0 | 0 | 0 | 0 | 0 | 0 | 0 | 0 | 0 | 0 | 0 | 0 | 0 | 0 | 0 | 0 | 0 | 0 | 0 | 0 | 0 | 0 | 0 | 0 | 0 | 0 | 0 | 0 | 0 | 0 | 0 | 0 | 0 | 0 | 0 | 0 | 0 | 0 | 0 | 0 | 0 | 0 | 0 | 0 | 0 | 0 | 0 | 0
DYCP Baseline |  |  |  |  | 2019-20 | 2020-21 | 2021-22 | 2022-23 | 2023-24 | 2024-25 | 2025-26 | 2026-27 | 2027-28 | 2028-29 | 2029-30 | 2030-31 | 2031-32 | 2032-33 | 2033-34 | 2034-35 | 2035-36 | 2036-37 | 2037-38 | 2038-39 | 2039-40 | 2040-41 | 2041-42 | 2042-43 | 2043-44 | 2044-45 | 2045-46 | 2046-47 | 2047-48 | 2048-49 | 2049-50 | 2050-51 | 2051-52 | 2052-53 | 2053-54 | 2054-55 | 2055-56 | 2056-57 | 2057-58 | 2058-59 | 2059-60 | 2060-61 | 2061-62 | 2062-63 | 2063-64 | 2064-65 | 2065-66 | 2066-67 | 2067-68 | 2068-69 | 2069-70 | 2070-71 | 2071-72 | 2072-73 | 2073-74 | 2074-75 | 2075-76 | 2076-77 | 2077-78 | 2078-79 | 2079-80 | 2080-81 | 2081-82 | 2082-83 | 2083-84 | 2084-85 | 2085-86 | 2086-87 | 2087-88 | 2088-89 | 2089-90 | 2090-91 | 2091-92 | 2092-93 | 2093-94 | 2094-95 | 2095-96 | 2096-97 | 2097-98 | 2098-99 | 2099-100
| Measured HH consumption |  | Ml/d | 2 | 22.27 | 22.64 | 23.05 | 23.43 | 23.79 | 24.18 | 24.63 | 25.12 | 25.58 | 25.97 | 26.25 | 26.53 | 26.83 | 27.11 | 27.4 | 27.67 | 27.92 | 28.17 | 28.51 | 28.85 | 29.21 | 29.48 | 29.75 | 30.02 | 30.29 | 30.57 | 30.78 | 30.99 | 31.21 | 31.42 | 31.62 | 0 | 0 | 0 | 0 | 0 | 0 | 0 | 0 | 0 | 0 | 0 | 0 | 0 | 0 | 0 | 0 | 0 | 0 | 0 | 0 | 0 | 0 | 0 | 0 | 0 | 0 | 0 | 0 | 0 | 0 | 0 | 0 | 0 | 0 | 0 | 0 | 0 | 0 | 0 | 0 | 0 | 0 | 0 | 0 | 0 | 0 | 0 | 0 | 0 | 0
| Unmeasured HH consumption |  | Ml/d | 2 | 6.47 | 6.22 | 6.02 | 5.76 | 5.51 | 5.29 | 5.11 | 4.92 | 4.75 | 4.58 | 4.42 | 4.27 | 4.13 | 4 | 3.87 | 3.75 | 3.64 | 3.52 | 3.41 | 3.31 | 3.21 | 3.12 | 3.03 | 2.94 | 2.87 | 2.78 | 2.75 | 2.73 | 2.71 | 2.68 | 2.69 | 0 | 0 | 0 | 0 | 0 | 0 | 0 | 0 | 0 | 0 | 0 | 0 | 0 | 0 | 0 | 0 | 0 | 0 | 0 | 0 | 0 | 0 | 0 | 0 | 0 | 0 | 0 | 0 | 0 | 0 | 0 | 0 | 0 | 0 | 0 | 0 | 0 | 0 | 0 | 0 | 0 | 0 | 0 | 0 | 0 | 0 | 0 | 0 | 0 | 0
| Non-HH consumption |  | Ml/d | 2 | 18.48 | 18.53 | 18.57 | 18.61 | 18.66 | 18.7 | 18.73 | 18.77 | 18.82 | 18.85 | 18.87 | 18.88 | 18.87 | 18.87 | 18.87 | 18.87 | 18.87 | 18.86 | 18.86 | 18.85 | 18.85 | 18.86 | 18.87 | 18.88 | 18.91 | 18.93 | 18.96 | 19 | 19.04 | 19.09 | 19.14 | 0 | 0 | 0 | 0 | 0 | 0 | 0 | 0 | 0 | 0 | 0 | 0 | 0 | 0 | 0 | 0 | 0 | 0 | 0 | 0 | 0 | 0 | 0 | 0 | 0 | 0 | 0 | 0 | 0 | 0 | 0 | 0 | 0 | 0 | 0 | 0 | 0 | 0 | 0 | 0 | 0 | 0 | 0 | 0 | 0 | 0 | 0 | 0 | 0 | 0
| Total Leakage |  | Ml/d | 2 | 6.73 | 6.62 | 6.54 | 6.45 | 6.35 | 6.23 | 6.24 | 6.26 | 6.27 | 6.28 | 6.28 | 6.28 | 6.28 | 6.29 | 6.3 | 6.3 | 6.29 | 6.3 | 6.3 | 6.3 | 6.31 | 6.31 | 6.32 | 6.32 | 6.32 | 6.32 | 6.33 | 6.34 | 6.33 | 6.34 | 6.35 | 0 | 0 | 0 | 0 | 0 | 0 | 0 | 0 | 0 | 0 | 0 | 0 | 0 | 0 | 0 | 0 | 0 | 0 | 0 | 0 | 0 | 0 | 0 | 0 | 0 | 0 | 0 | 0 | 0 | 0 | 0 | 0 | 0 | 0 | 0 | 0 | 0 | 0 | 0 | 0 | 0 | 0 | 0 | 0 | 0 | 0 | 0 | 0 | 0 | 0
| Other demand components |  | Ml/d | 2 | 1.21 | 1.21 | 1.2 | 1.21 | 1.22 | 1.22 | 1.22 | 1.23 | 1.22 | 1.22 | 1.22 | 1.22 | 1.23 | 1.22 | 1.22 | 1.22 | 1.21 | 1.22 | 1.22 | 1.22 | 1.22 | 1.22 | 1.22 | 1.23 | 1.22 | 1.22 | 1.24 | 1.24 | 1.21 | 1.22 | 1.22 | 0 | 0 | 0 | 0 | 0 | 0 | 0 | 0 | 0 | 0 | 0 | 0 | 0 | 0 | 0 | 0 | 0 | 0 | 0 | 0 | 0 | 0 | 0 | 0 | 0 | 0 | 0 | 0 | 0 | 0 | 0 | 0 | 0 | 0 | 0 | 0 | 0 | 0 | 0 | 0 | 0 | 0 | 0 | 0 | 0 | 0 | 0 | 0 | 0 | 0
| Total Water Available for use |  | Ml/d | 2 | 58.17 | 58.17 | 58.17 | 58.17 | 58.17 | 58.17 | 58.17 | 58.52 | 58.85 | 59.6 | 59.93 | 60.19 | 60.45 | 60.73 | 60.92 | 61.09 | 60.87 | 60.65 | 61.06 | 61.09 | 60.96 | 61.09 | 61.09 | 61.09 | 61.094 | 61.09 | 61.094 | 61.094 | 61.09 | 61.09 | 61.09 | 0 | 0 | 0 | 0 | 0 | 0 | 0 | 0 | 0 | 0 | 0 | 0 | 0 | 0 | 0 | 0 | 0 | 0 | 0 | 0 | 0 | 0 | 0 | 0 | 0 | 0 | 0 | 0 | 0 | 0 | 0 | 0 | 0 | 0 | 0 | 0 | 0 | 0 | 0 | 0 | 0 | 0 | 0 | 0 | 0 | 0 | 0 | 0 | 0 | 0
| Total Demand + Target Headroom |  | Ml/d | 2 | 57.4033 | 57.4633 | 57.6233 | 57.7033 | 57.7733 | 57.8633 | 58.1733 | 58.5302 | 58.8598 | 59.5989 | 59.9326 | 60.1954 | 60.4585 | 60.7377 | 60.9263 | 61.2616 | 60.8612 | 60.6485 | 61.0553 | 61.4222 | 60.9506 | 61.1782 | 61.4648 | 61.7381 | 62.075 | 62.2867 | 62.2513 | 62.5366 | 62.9608 | 63.2117 | 63.4975 | 0 | 0 | 0 | 0 | 0 | 0 | 0 | 0 | 0 | 0 | 0 | 0 | 0 | 0 | 0 | 0 | 0 | 0 | 0 | 0 | 0 | 0 | 0 | 0 | 0 | 0 | 0 | 0 | 0 | 0 | 0 | 0 | 0 | 0 | 0 | 0 | 0 | 0 | 0 | 0 | 0 | 0 | 0 | 0 | 0 | 0 | 0 | 0 | 0 | 0
DYCP Final Plan |  |  |  |  | 2019-20 | 2020-21 | 2021-22 | 2022-23 | 2023-24 | 2024-25 | 2025-26 | 2026-27 | 2027-28 | 2028-29 | 2029-30 | 2030-31 | 2031-32 | 2032-33 | 2033-34 | 2034-35 | 2035-36 | 2036-37 | 2037-38 | 2038-39 | 2039-40 | 2040-41 | 2041-42 | 2042-43 | 2043-44 | 2044-45 | 2045-46 | 2046-47 | 2047-48 | 2048-49 | 2049-50 | 2050-51 | 2051-52 | 2052-53 | 2053-54 | 2054-55 | 2055-56 | 2056-57 | 2057-58 | 2058-59 | 2059-60 | 2060-61 | 2061-62 | 2062-63 | 2063-64 | 2064-65 | 2065-66 | 2066-67 | 2067-68 | 2068-69 | 2069-70 | 2070-71 | 2071-72 | 2072-73 | 2073-74 | 2074-75 | 2075-76 | 2076-77 | 2077-78 | 2078-79 | 2079-80 | 2080-81 | 2081-82 | 2082-83 | 2083-84 | 2084-85 | 2085-86 | 2086-87 | 2087-88 | 2088-89 | 2089-90 | 2090-91 | 2091-92 | 2092-93 | 2093-94 | 2094-95 | 2095-96 | 2096-97 | 2097-98 | 2098-99 | 2099-100
| Measured HH consumption |  | Ml/d | 2 | 22.27 | 22.64 | 23.05 | 23.43 | 23.79 | 24.18 | 24.56 | 24.97 | 25.36 | 25.04 | 24.17 | 24.2 | 24.24 | 24.4 | 24.56 | 24.55 | 24.52 | 24.48 | 24.52 | 24.58 | 24.64 | 24.68 | 24.72 | 24.75 | 24.77 | 24.91 | 25.005 | 25.08 | 25.18 | 25.26 | 25.326 | 0 | 0 | 0 | 0 | 0 | 0 | 0 | 0 | 0 | 0 | 0 | 0 | 0 | 0 | 0 | 0 | 0 | 0 | 0 | 0 | 0 | 0 | 0 | 0 | 0 | 0 | 0 | 0 | 0 | 0 | 0 | 0 | 0 | 0 | 0 | 0 | 0 | 0 | 0 | 0 | 0 | 0 | 0 | 0 | 0 | 0 | 0 | 0 | 0 | 0
| Unmeasured HH consumption |  | Ml/d | 2 | 6.47 | 6.22 | 6.02 | 5.76 | 5.51 | 5.29 | 5.11 | 4.92 | 4.75 | 4.58 | 4.42 | 4.27 | 4.13 | 4 | 3.87 | 3.75 | 3.64 | 3.52 | 3.41 | 3.31 | 3.21 | 3.12 | 3.03 | 2.94 | 2.87 | 2.78 | 2.75 | 2.73 | 2.71 | 2.68 | 2.69 | 0 | 0 | 0 | 0 | 0 | 0 | 0 | 0 | 0 | 0 | 0 | 0 | 0 | 0 | 0 | 0 | 0 | 0 | 0 | 0 | 0 | 0 | 0 | 0 | 0 | 0 | 0 | 0 | 0 | 0 | 0 | 0 | 0 | 0 | 0 | 0 | 0 | 0 | 0 | 0 | 0 | 0 | 0 | 0 | 0 | 0 | 0 | 0 | 0 | 0
| Non-HH consumption |  | Ml/d | 2 | 18.48 | 18.53 | 18.57 | 18.61 | 18.66 | 18.7 | 18.73 | 18.77 | 18.81 | 18.75 | 18.68 | 18.6 | 18.5 | 18.41 | 18.33 | 18.24 | 18.15 | 18.05 | 17.96 | 17.86 | 17.77 | 17.7 | 17.62 | 17.54 | 17.49 | 17.42 | 17.356 | 17.31 | 17.27 | 17.23 | 17.19 | 0 | 0 | 0 | 0 | 0 | 0 | 0 | 0 | 0 | 0 | 0 | 0 | 0 | 0 | 0 | 0 | 0 | 0 | 0 | 0 | 0 | 0 | 0 | 0 | 0 | 0 | 0 | 0 | 0 | 0 | 0 | 0 | 0 | 0 | 0 | 0 | 0 | 0 | 0 | 0 | 0 | 0 | 0 | 0 | 0 | 0 | 0 | 0 | 0 | 0
| Total Leakage |  | Ml/d | 2 | 6.73 | 6.62 | 6.54 | 6.45 | 6.35 | 6.23 | 6.24 | 6.2 | 6.21 | 6.09 | 5.82 | 5.77 | 5.73 | 5.72 | 5.72 | 5.65 | 5.63 | 5.63 | 5.3 | 5.12 | 5 | 4.88 | 4.79 | 4.76 | 4.68 | 4.67 | 4.56 | 4.55 | 4.5 | 4.47 | 4.46 | 0 | 0 | 0 | 0 | 0 | 0 | 0 | 0 | 0 | 0 | 0 | 0 | 0 | 0 | 0 | 0 | 0 | 0 | 0 | 0 | 0 | 0 | 0 | 0 | 0 | 0 | 0 | 0 | 0 | 0 | 0 | 0 | 0 | 0 | 0 | 0 | 0 | 0 | 0 | 0 | 0 | 0 | 0 | 0 | 0 | 0 | 0 | 0 | 0 | 0
| Other demand components |  | Ml/d | 2 | 1.21 | 1.21 | 1.2 | 1.21 | 1.22 | 1.22 | 1.22 | 1.23 | 1.22 | 1.22 | 1.22 | 1.22 | 1.23 | 1.22 | 1.22 | 1.22 | 1.21 | 1.22 | 1.22 | 1.22 | 1.22 | 1.22 | 1.22 | 1.23 | 1.22 | 1.22 | 1.24 | 1.24 | 1.21 | 1.22 | 1.22 | 0 | 0 | 0 | 0 | 0 | 0 | 0 | 0 | 0 | 0 | 0 | 0 | 0 | 0 | 0 | 0 | 0 | 0 | 0 | 0 | 0 | 0 | 0 | 0 | 0 | 0 | 0 | 0 | 0 | 0 | 0 | 0 | 0 | 0 | 0 | 0 | 0 | 0 | 0 | 0 | 0 | 0 | 0 | 0 | 0 | 0 | 0 | 0 | 0 | 0
| Total Water Available for use |  | Ml/d | 2 | 58.17 | 58.17 | 58.17 | 58.17 | 58.17 | 58.17 | 58.0944 | 58.3105 | 58.5694 | 58.38 | 57.2 | 57.08 | 56.941 | 56.996 | 56.97 | 56.86 | 56.09 | 55.49 | 55.19 | 55 | 54.09 | 61.73 | 54.73 | 54.73 | 53.494 | 53.48 | 53.095 | 54.734 | 54.73 | 54.73 | 53.36 | 0 | 0 | 0 | 0 | 0 | 0 | 0 | 0 | 0 | 0 | 0 | 0 | 0 | 0 | 0 | 0 | 0 | 0 | 0 | 0 | 0 | 0 | 0 | 0 | 0 | 0 | 0 | 0 | 0 | 0 | 0 | 0 | 0 | 0 | 0 | 0 | 0 | 0 | 0 | 0 | 0 | 0 | 0 | 0 | 0 | 0 | 0 | 0 | 0 | 0
| Total Demand + Target Headroom |  | Ml/d | 2 | 57.4033 | 57.4633 | 57.6233 | 57.7033 | 57.7733 | 57.8633 | 58.095 | 58.315 | 58.565 | 58.3789 | 57.1996 | 57.0754 | 56.945 | 56.9977 | 56.9599 | 56.855 | 56.0812 | 55.4785 | 55.1653 | 54.9822 | 53.9906 | 53.7882 | 53.6548 | 53.5681 | 53.495 | 53.4667 | 53.096 | 53.1466 | 53.3308 | 53.3217 | 53.361 | 0 | 0 | 0 | 0 | 0 | 0 | 0 | 0 | 0 | 0 | 0 | 0 | 0 | 0 | 0 | 0 | 0 | 0 | 0 | 0 | 0 | 0 | 0 | 0 | 0 | 0 | 0 | 0 | 0 | 0 | 0 | 0 | 0 | 0 | 0 | 0 | 0 | 0 | 0 | 0 | 0 | 0 | 0 | 0 | 0 | 0 | 0 | 0 | 0 | 0

## AWSLNC
Back to title page
Table 3a: DYAA - Baseline
Table 3b: DYAA - Final plan Options
Table 3c: DYAA - Final plan
Table 3d: DYCP - Baseline
Table 3e: DYCP - Final plan Options
Table 3f: DYCP - Final plan
Water Company | Anglian Water | Version | V3.1
WRZ | AWSLNC | Planning Scenario | DYAA
Table 3a: DYAA - Baseline | Back to top of sheet
WRMP24 reference | Component | Derivation | Unit | Decimal places | 2019-20 | 2020-21 | 2021-22 | 2022-23 | 2023-24 | 2024-25 | 2025-26 | 2026-27 | 2027-28 | 2028-29 | 2029-30 | 2030-31 | 2031-32 | 2032-33 | 2033-34 | 2034-35 | 2035-36 | 2036-37 | 2037-38 | 2038-39 | 2039-40 | 2040-41 | 2041-42 | 2042-43 | 2043-44 | 2044-45 | 2045-46 | 2046-47 | 2047-48 | 2048-49 | 2049-50 | 2050-51 | 2051-52 | 2052-53 | 2053-54 | 2054-55 | 2055-56 | 2056-57 | 2057-58 | 2058-59 | 2059-60 | 2060-61 | 2061-62 | 2062-63 | 2063-64 | 2064-65 | 2065-66 | 2066-67 | 2067-68 | 2068-69 | 2069-70 | 2070-71 | 2071-72 | 2072-73 | 2073-74 | 2074-75 | 2075-76 | 2076-77 | 2077-78 | 2078-79 | 2079-80 | 2080-81 | 2081-82 | 2082-83 | 2083-84 | 2084-85 | 2085-86 | 2086-87 | 2087-88 | 2088-89 | 2089-90 | 2090-91 | 2091-92 | 2092-93 | 2093-94 | 2094-95 | 2095-96 | 2096-97 | 2097-98 | 2098-99 | 2099-100
1BL | Raw water abstracted | Input | Ml/d | 2 | 2019-20: 0; 2020-21: 0; 2021-22: 0; 2022-23: 0; 2023-24: 0; 2024-25: 0; 2025-26: 0; 2026-27: 0; 2027-28: 0; 2028-29: 0; 2029-30: 0; 2030-31: 0; 2031-32: 0; 2032-33: 0; 2033-34: 0; 2034-35: 0; 2035-36: 0; 2036-37: 0; 2037-38: 0; 2038-39: 0; 2039-40: 0; 2040-41: 0; 2041-42: 0; 2042-43: 0; 2043-44: 0; 2044-45: 0; 2045-46: 0; 2046-47: 0; 2047-48: 0; 2048-49: 0; 2049-50: 0
1.1BL | Non-potable water supplies (if applicable) | Input | Ml/d | 2 | 2019-20: 0; 2020-21: 0; 2021-22: 0; 2022-23: 0; 2023-24: 0; 2024-25: 0; 2025-26: 0; 2026-27: 0; 2027-28: 0; 2028-29: 0; 2029-30: 0; 2030-31: 0; 2031-32: 0; 2032-33: 0; 2033-34: 0; 2034-35: 0; 2035-36: 0; 2036-37: 0; 2037-38: 0; 2038-39: 0; 2039-40: 0; 2040-41: 0; 2041-42: 0; 2042-43: 0; 2043-44: 0; 2044-45: 0; 2045-46: 0; 2046-47: 0; 2047-48: 0; 2048-49: 0; 2049-50: 0
2BL | Raw water imported | Input | Ml/d | 2 | 2019-20: 0; 2020-21: 0; 2021-22: 0; 2022-23: 0; 2023-24: 0; 2024-25: 0; 2025-26: 0; 2026-27: 0; 2027-28: 0; 2028-29: 0; 2029-30: 0; 2030-31: 0; 2031-32: 0; 2032-33: 0; 2033-34: 0; 2034-35: 0; 2035-36: 0; 2036-37: 0; 2037-38: 0; 2038-39: 0; 2039-40: 0; 2040-41: 0; 2041-42: 0; 2042-43: 0; 2043-44: 0; 2044-45: 0; 2045-46: 0; 2046-47: 0; 2047-48: 0; 2048-49: 0; 2049-50: 0
3BL | Potable water imported | Input | Ml/d | 2 | 2019-20: 10; 2020-21: 10; 2021-22: 10; 2022-23: 10; 2023-24: 10; 2024-25: 10; 2025-26: 12.94; 2026-27: 12.14; 2027-28: 11.354; 2028-29: 10.68; 2029-30: 9.82; 2030-31: 3.66; 2031-32: 3.66; 2032-33: 3.66; 2033-34: 3.66; 2034-35: 3.66; 2035-36: 3.66; 2036-37: 3.66; 2037-38: 3.66; 2038-39: 3.66; 2039-40: 3.66; 2040-41: 3.66; 2041-42: 3.66; 2042-43: 3.66; 2043-44: 3.66; 2044-45: 3.66; 2045-46: 3.66; 2046-47: 3.66; 2047-48: 3.66; 2048-49: 3.66; 2049-50: 3.66
4BL | Raw water exported enter as -ve | Input | Ml/d | 2 | 2019-20: 0; 2020-21: 0; 2021-22: 0; 2022-23: 0; 2023-24: 0; 2024-25: 0; 2025-26: 0; 2026-27: 0; 2027-28: 0; 2028-29: 0; 2029-30: 0; 2030-31: 0; 2031-32: 0; 2032-33: 0; 2033-34: 0; 2034-35: 0; 2035-36: 0; 2036-37: 0; 2037-38: 0; 2038-39: 0; 2039-40: 0; 2040-41: 0; 2041-42: 0; 2042-43: 0; 2043-44: 0; 2044-45: 0; 2045-46: 0; 2046-47: 0; 2047-48: 0; 2048-49: 0; 2049-50: 0
5BL | Potable water exported enter as -ve | Input | Ml/d | 2 | 2019-20: -47.2; 2020-21: -47.2; 2021-22: -47.2; 2022-23: -47.2; 2023-24: -47.2; 2024-25: -47.2; 2025-26: -79.7; 2026-27: -79.7; 2027-28: -79.7; 2028-29: -79.7; 2029-30: -79.7; 2030-31: -79.7; 2031-32: -79.7; 2032-33: -79.7; 2033-34: -79.7; 2034-35: -79.7; 2035-36: -79.7; 2036-37: -79.7; 2037-38: -79.7; 2038-39: -79.7; 2039-40: -79.7; 2040-41: -79.7; 2041-42: -79.7; 2042-43: -79.7; 2043-44: -79.7; 2044-45: -79.7; 2045-46: -79.7; 2046-47: -79.7; 2047-48: -79.7; 2048-49: -79.7; 2049-50: -79.7
6BL | Deployable Output before forecast changes | Input | Ml/d | 2 | 2019-20: 212.19; 2020-21: 212.19; 2021-22: 212.19; 2022-23: 212.19; 2023-24: 212.19; 2024-25: 212.19; 2025-26: 202.27; 2026-27: 202.27; 2027-28: 202.27; 2028-29: 202.27; 2029-30: 202.27; 2030-31: 202.27; 2031-32: 202.27; 2032-33: 202.27; 2033-34: 202.27; 2034-35: 202.27; 2035-36: 202.27; 2036-37: 202.27; 2037-38: 202.27; 2038-39: 202.27; 2039-40: 202.27; 2040-41: 202.27; 2041-42: 202.27; 2042-43: 202.27; 2043-44: 202.27; 2044-45: 202.27; 2045-46: 202.27; 2046-47: 202.27; 2047-48: 202.27; 2048-49: 202.27; 2049-50: 202.27
6.1BL | Deployable Output post forecast changes | 6BL + 7BL | Ml/d | 2 | 2019-20: 212.19; 2020-21: 212.19; 2021-22: 212.19; 2022-23: 212.19; 2023-24: 212.19; 2024-25: 212.19; 2025-26: 193.22; 2026-27: 193.19; 2027-28: 193.16; 2028-29: 193.13; 2029-30: 193.1; 2030-31: 179.27; 2031-32: 179.24; 2032-33: 179.21; 2033-34: 179.18; 2034-35: 179.15; 2035-36: 179.12; 2036-37: 179.09; 2037-38: 179.06; 2038-39: 179.03; 2039-40: 179; 2040-41: 113.49; 2041-42: 113.46; 2042-43: 113.43; 2043-44: 113.4; 2044-45: 113.37; 2045-46: 113.34; 2046-47: 113.31; 2047-48: 113.28; 2048-49: 113.25; 2049-50: 113.22
7BL | Baseline forecast changes to Deployable Output | sum (7.1BL:7.6BL) | Ml/d | 2 | 2019-20: 0; 2020-21: 0; 2021-22: 0; 2022-23: 0; 2023-24: 0; 2024-25: 0; 2025-26: -9.05; 2026-27: -9.08; 2027-28: -9.11; 2028-29: -9.14; 2029-30: -9.17; 2030-31: -23; 2031-32: -23.03; 2032-33: -23.06; 2033-34: -23.09; 2034-35: -23.12; 2035-36: -23.15; 2036-37: -23.18; 2037-38: -23.21; 2038-39: -23.24; 2039-40: -23.27; 2040-41: -88.78; 2041-42: -88.81; 2042-43: -88.84; 2043-44: -88.87; 2044-45: -88.9; 2045-46: -88.93; 2046-47: -88.96; 2047-48: -88.99; 2048-49: -89.02; 2049-50: -89.05
7.1BL | Change in DO due to climate change | Input | Ml/d | 2 | 2019-20: 0; 2020-21: 0; 2021-22: 0; 2022-23: 0; 2023-24: 0; 2024-25: 0; 2025-26: -1.05; 2026-27: -1.08; 2027-28: -1.11; 2028-29: -1.14; 2029-30: -1.17; 2030-31: -1.2; 2031-32: -1.23; 2032-33: -1.26; 2033-34: -1.29; 2034-35: -1.32; 2035-36: -1.35; 2036-37: -1.38; 2037-38: -1.41; 2038-39: -1.44; 2039-40: -1.47; 2040-41: -1.5; 2041-42: -1.53; 2042-43: -1.56; 2043-44: -1.59; 2044-45: -1.62; 2045-46: -1.65; 2046-47: -1.68; 2047-48: -1.71; 2048-49: -1.74; 2049-50: -1.77
7.2BL | Total confirmed DO reductions to restore sustainable abstraction enter as -ve | Input | Ml/d | 2 | 2019-20: 0; 2020-21: 0; 2021-22: 0; 2022-23: 0; 2023-24: 0; 2024-25: 0; 2025-26: -8; 2026-27: -8; 2027-28: -8; 2028-29: -8; 2029-30: -8; 2030-31: -21.8; 2031-32: -21.8; 2032-33: -21.8; 2033-34: -21.8; 2034-35: -21.8; 2035-36: -21.8; 2036-37: -21.8; 2037-38: -21.8; 2038-39: -21.8; 2039-40: -21.8; 2040-41: -21.8; 2041-42: -21.8; 2042-43: -21.8; 2043-44: -21.8; 2044-45: -21.8; 2045-46: -21.8; 2046-47: -21.8; 2047-48: -21.8; 2048-49: -21.8; 2049-50: -21.8
7.3BL | Total additional DO reductions for Environmental Destination (excl. any confirmed reductions) enter as -ve | Input | Ml/d | 2 | 2019-20: 0; 2020-21: 0; 2021-22: 0; 2022-23: 0; 2023-24: 0; 2024-25: 0; 2025-26: 0; 2026-27: 0; 2027-28: 0; 2028-29: 0; 2029-30: 0; 2030-31: 0; 2031-32: 0; 2032-33: 0; 2033-34: 0; 2034-35: 0; 2035-36: 0; 2036-37: 0; 2037-38: 0; 2038-39: 0; 2039-40: 0; 2040-41: -65.48; 2041-42: -65.48; 2042-43: -65.48; 2043-44: -65.48; 2044-45: -65.48; 2045-46: -65.48; 2046-47: -65.48; 2047-48: -65.48; 2048-49: -65.48; 2049-50: -65.48
7.4BL | Change in DO from prolonged Outage reduction enter as -ve | Input | Ml/d | 2 | 2019-20: 0; 2020-21: 0; 2021-22: 0; 2022-23: 0; 2023-24: 0; 2024-25: 0; 2025-26: 0; 2026-27: 0; 2027-28: 0; 2028-29: 0; 2029-30: 0; 2030-31: 0; 2031-32: 0; 2032-33: 0; 2033-34: 0; 2034-35: 0; 2035-36: 0; 2036-37: 0; 2037-38: 0; 2038-39: 0; 2039-40: 0; 2040-41: 0; 2041-42: 0; 2042-43: 0; 2043-44: 0; 2044-45: 0; 2045-46: 0; 2046-47: 0; 2047-48: 0; 2048-49: 0; 2049-50: 0
7.5BL | Change in DO from drought measures | Zero for baseline | Ml/d | 2 | 2019-20: 0; 2020-21: 0; 2021-22: 0; 2022-23: 0; 2023-24: 0; 2024-25: 0; 2025-26: 0; 2026-27: 0; 2027-28: 0; 2028-29: 0; 2029-30: 0; 2030-31: 0; 2031-32: 0; 2032-33: 0; 2033-34: 0; 2034-35: 0; 2035-36: 0; 2036-37: 0; 2037-38: 0; 2038-39: 0; 2039-40: 0; 2040-41: 0; 2041-42: 0; 2042-43: 0; 2043-44: 0; 2044-45: 0; 2045-46: 0; 2046-47: 0; 2047-48: 0; 2048-49: 0; 2049-50: 0
7.6BL | Total other changes to DO (e.g. nitrates/operational decline) | Input | Ml/d | 2 | 2019-20: 0; 2020-21: 0; 2021-22: 0; 2022-23: 0; 2023-24: 0; 2024-25: 0; 2025-26: 0; 2026-27: 0; 2027-28: 0; 2028-29: 0; 2029-30: 0; 2030-31: 0; 2031-32: 0; 2032-33: 0; 2033-34: 0; 2034-35: 0; 2035-36: 0; 2036-37: 0; 2037-38: 0; 2038-39: 0; 2039-40: 0; 2040-41: 0; 2041-42: 0; 2042-43: 0; 2043-44: 0; 2044-45: 0; 2045-46: 0; 2046-47: 0; 2047-48: 0; 2048-49: 0; 2049-50: 0
8BL | Raw water losses, treatment works losses and operational use | Input | Ml/d | 2 | 2019-20: 10.89; 2020-21: 10.89; 2021-22: 10.89; 2022-23: 10.89; 2023-24: 10.89; 2024-25: 10.89; 2025-26: 10.89; 2026-27: 10.89; 2027-28: 10.89; 2028-29: 10.89; 2029-30: 10.89; 2030-31: 10.89; 2031-32: 10.89; 2032-33: 10.89; 2033-34: 10.89; 2034-35: 10.89; 2035-36: 10.89; 2036-37: 10.89; 2037-38: 10.89; 2038-39: 10.89; 2039-40: 10.89; 2040-41: 10.89; 2041-42: 10.89; 2042-43: 10.89; 2043-44: 10.89; 2044-45: 10.89; 2045-46: 10.89; 2046-47: 10.89; 2047-48: 10.89; 2048-49: 10.89; 2049-50: 10.89
9BL | Total Outage Allowance | Input | Ml/d | 2 | 2019-20: 2.13; 2020-21: 2.13; 2021-22: 2.13; 2022-23: 2.13; 2023-24: 2.13; 2024-25: 2.13; 2025-26: 2.13; 2026-27: 2.13; 2027-28: 2.13; 2028-29: 2.13; 2029-30: 2.13; 2030-31: 2.1; 2031-32: 2.1; 2032-33: 2.1; 2033-34: 2.1; 2034-35: 2.1; 2035-36: 2.02; 2036-37: 2.02; 2037-38: 2.02; 2038-39: 2.02; 2039-40: 2.02; 2040-41: 2.02; 2041-42: 2.02; 2042-43: 2.02; 2043-44: 2.02; 2044-45: 2.02; 2045-46: 2.02; 2046-47: 2.02; 2047-48: 2.02; 2048-49: 2.02; 2049-50: 2.02
10BL | Water Available For Use (own sources) | (6BL + 7BL) - (8BL + 9BL) | Ml/d | 2 | 2019-20: 199.17; 2020-21: 199.17; 2021-22: 199.17; 2022-23: 199.17; 2023-24: 199.17; 2024-25: 199.17; 2025-26: 180.2; 2026-27: 180.17; 2027-28: 180.14; 2028-29: 180.11; 2029-30: 180.08; 2030-31: 166.28; 2031-32: 166.25; 2032-33: 166.22; 2033-34: 166.19; 2034-35: 166.16; 2035-36: 166.21; 2036-37: 166.18; 2037-38: 166.15; 2038-39: 166.12; 2039-40: 166.09; 2040-41: 100.58; 2041-42: 100.55; 2042-43: 100.52; 2043-44: 100.49; 2044-45: 100.46; 2045-46: 100.43; 2046-47: 100.4; 2047-48: 100.37; 2048-49: 100.34; 2049-50: 100.31
11BL | Total Water Available For Use | 10BL + sum (2BL:5BL) | Ml/d | 2 | 2019-20: 161.97; 2020-21: 161.97; 2021-22: 161.97; 2022-23: 161.97; 2023-24: 161.97; 2024-25: 161.97; 2025-26: 113.44; 2026-27: 112.61; 2027-28: 111.794; 2028-29: 111.09; 2029-30: 110.2; 2030-31: 90.24; 2031-32: 90.21; 2032-33: 90.18; 2033-34: 90.15; 2034-35: 90.12; 2035-36: 90.17; 2036-37: 90.14; 2037-38: 90.11; 2038-39: 90.08; 2039-40: 90.05; 2040-41: 24.54; 2041-42: 24.51; 2042-43: 24.48; 2043-44: 24.45; 2044-45: 24.42; 2045-46: 24.39; 2046-47: 24.36; 2047-48: 24.33; 2048-49: 24.3; 2049-50: 24.27
12BL | Water delivered measured non-household | Input | Ml/d | 2 | 2019-20: 39.55; 2020-21: 39.84; 2021-22: 40.08; 2022-23: 40.38; 2023-24: 40.67; 2024-25: 40.93; 2025-26: 41.15; 2026-27: 41.39; 2027-28: 41.64; 2028-29: 41.87; 2029-30: 42.08; 2030-31: 42.28; 2031-32: 42.44; 2032-33: 42.57; 2033-34: 42.71; 2034-35: 42.86; 2035-36: 43.01; 2036-37: 43.13; 2037-38: 43.27; 2038-39: 43.39; 2039-40: 43.55; 2040-41: 43.71; 2041-42: 43.89; 2042-43: 44.1; 2043-44: 44.32; 2044-45: 44.56; 2045-46: 44.81; 2046-47: 45.07; 2047-48: 45.36; 2048-49: 45.67; 2049-50: 45.99
12.1BL | Non-potable water consumption (if applicable) | Input | Ml/d | 2 | 2019-20: 0; 2020-21: 0; 2021-22: 0; 2022-23: 0; 2023-24: 0; 2024-25: 0; 2025-26: 0; 2026-27: 0; 2027-28: 0; 2028-29: 0; 2029-30: 0; 2030-31: 0; 2031-32: 0; 2032-33: 0; 2033-34: 0; 2034-35: 0; 2035-36: 0; 2036-37: 0; 2037-38: 0; 2038-39: 0; 2039-40: 0; 2040-41: 0; 2041-42: 0; 2042-43: 0; 2043-44: 0; 2044-45: 0; 2045-46: 0; 2046-47: 0; 2047-48: 0; 2048-49: 0; 2049-50: 0
13BL | Water delivered unmeasured non-household | Input | Ml/d | 2 | 2019-20: 0.17; 2020-21: 0.17; 2021-22: 0.17; 2022-23: 0.17; 2023-24: 0.17; 2024-25: 0.17; 2025-26: 0.17; 2026-27: 0.17; 2027-28: 0.17; 2028-29: 0.17; 2029-30: 0.17; 2030-31: 0.17; 2031-32: 0.18; 2032-33: 0.18; 2033-34: 0.18; 2034-35: 0.18; 2035-36: 0.18; 2036-37: 0.18; 2037-38: 0.18; 2038-39: 0.18; 2039-40: 0.18; 2040-41: 0.18; 2041-42: 0.18; 2042-43: 0.18; 2043-44: 0.18; 2044-45: 0.18; 2045-46: 0.19; 2046-47: 0.19; 2047-48: 0.19; 2048-49: 0.19; 2049-50: 0.19
14BL | Water delivered measured household | Input | Ml/d | 2 | 2019-20: 49.83; 2020-21: 50.38; 2021-22: 51.02; 2022-23: 51.47; 2023-24: 52.14; 2024-25: 52.67; 2025-26: 53.33; 2026-27: 53.99; 2027-28: 55.17; 2028-29: 55.95; 2029-30: 56.55; 2030-31: 57.13; 2031-32: 57.75; 2032-33: 58.44; 2033-34: 59.09; 2034-35: 59.71; 2035-36: 60.3; 2036-37: 60.85; 2037-38: 61.48; 2038-39: 62.13; 2039-40: 62.79; 2040-41: 63.33; 2041-42: 63.87; 2042-43: 64.41; 2043-44: 64.96; 2044-45: 65.49; 2045-46: 65.85; 2046-47: 66.2; 2047-48: 66.56; 2048-49: 66.92; 2049-50: 67.24
15BL | Water delivered unmeasured household | Input | Ml/d | 2 | 2019-20: 24.39; 2020-21: 23.52; 2021-22: 22.77; 2022-23: 21.87; 2023-24: 21.02; 2024-25: 20.21; 2025-26: 19.54; 2026-27: 18.9; 2027-28: 18.3; 2028-29: 17.72; 2029-30: 17.16; 2030-31: 16.64; 2031-32: 16.16; 2032-33: 15.71; 2033-34: 15.27; 2034-35: 14.86; 2035-36: 14.46; 2036-37: 14.07; 2037-38: 13.7; 2038-39: 13.35; 2039-40: 13.03; 2040-41: 12.72; 2041-42: 12.42; 2042-43: 12.14; 2043-44: 11.87; 2044-45: 11.6; 2045-46: 11.54; 2046-47: 11.47; 2047-48: 11.41; 2048-49: 11.36; 2049-50: 11.36
16BL | Percentage of consumption driven by climate change | Input | % | 1 | 2019-20: 0%; 2020-21: 0%; 2021-22: 0%; 2022-23: 0.1%; 2023-24: 0.1%; 2024-25: 0.1%; 2025-26: 0.1%; 2026-27: 0.1%; 2027-28: 0.1%; 2028-29: 0.2%; 2029-30: 0.2%; 2030-31: 0.2%; 2031-32: 0.2%; 2032-33: 0.3%; 2033-34: 0.3%; 2034-35: 0.3%; 2035-36: 0.4%; 2036-37: 0.4%; 2037-38: 0.4%; 2038-39: 0.5%; 2039-40: 0.5%; 2040-41: 0.6%; 2041-42: 0.6%; 2042-43: 0.6%; 2043-44: 0.7%; 2044-45: 0.7%; 2045-46: 0.8%; 2046-47: 0.8%; 2047-48: 0.8%; 2048-49: 0.8%; 2049-50: 0.9%
17BL | Volume of consumption driven by climate change | 16BL * (12BL + sum(13BL:15BL) - sum (23BL:26BL)) | Ml/d | 2 | 2019-20: 0; 2020-21: 0; 2021-22: 0; 2022-23: 0.10927; 2023-24: 0.10942; 2024-25: 0.10947; 2025-26: 0.10973; 2026-27: 0.11004; 2027-28: 0.11091; 2028-29: 0.22278; 2029-30: 0.22338; 2030-31: 0.22398; 2031-32: 0.2247; 2032-33: 0.33816; 2033-34: 0.33918; 2034-35: 0.34029; 2035-36: 0.45504; 2036-37: 0.45616; 2037-38: 0.45776; 2038-39: 0.5743; 2039-40: 0.5768; 2040-41: 0.6945; 2041-42: 0.69702; 2042-43: 0.69984; 2043-44: 0.81998; 2044-45: 0.82348; 2045-46: 0.94552; 2046-47: 0.94976; 2047-48: 0.9544; 2048-49: 0.95928; 2049-50: 1.0849
18BL | Measured Household - PCC | ((14BL - 25BL) * 1,000,000) / (39BL *1,000) | l/h/d | 1 | 2019-20: 130.7675; 2020-21: 129.8606; 2021-22: 129.2761; 2022-23: 128.284; 2023-24: 127.7201; 2024-25: 126.8564; 2025-26: 126.6223; 2026-27: 126.4487; 2027-28: 126.354; 2028-29: 126.2362; 2029-30: 126.0732; 2030-31: 126.0504; 2031-32: 126.1992; 2032-33: 126.4167; 2033-34: 126.6563; 2034-35: 126.8687; 2035-36: 127.0713; 2036-37: 127.2793; 2037-38: 127.7181; 2038-39: 128.1919; 2039-40: 128.609; 2040-41: 128.7924; 2041-42: 128.9686; 2042-43: 129.1267; 2043-44: 129.3236; 2044-45: 129.4743; 2045-46: 129.5379; 2046-47: 129.6111; 2047-48: 129.6632; 2048-49: 129.725; 2049-50: 129.7904
19BL | Unmeasured Household - PCC | ((15BL - 26BL) * 1,000,000) / (40BL *1,000) | l/h/d | 1 | 2019-20: 208.2177; 2020-21: 207.7108; 2021-22: 207.2606; 2022-23: 206.5638; 2023-24: 205.9781; 2024-25: 205.3718; 2025-26: 204.7224; 2026-27: 204.106; 2027-28: 203.5188; 2028-29: 203.056; 2029-30: 202.5648; 2030-31: 202.3745; 2031-32: 202.4218; 2032-33: 202.6292; 2033-34: 202.7067; 2034-35: 202.9856; 2035-36: 203.0528; 2036-37: 203.2266; 2037-38: 203.2903; 2038-39: 203.445; 2039-40: 203.6486; 2040-41: 203.8523; 2041-42: 204.0107; 2042-43: 204.3109; 2043-44: 204.4104; 2044-45: 204.5182; 2045-46: 204.9002; 2046-47: 204.8243; 2047-48: 205.0369; 2048-49: 205.1653; 2049-50: 205.1406
20BL | Average Household - PCC | (((14BL - 25BL) + (15BL - 26BL)) * 1,000,000) / ((39BL + 40BL) *1,000) | l/h/d | 1 | 2019-20: 148.3427; 2020-21: 146.8151; 2021-22: 145.6246; 2022-23: 144.0002; 2023-24: 142.7515; 2024-25: 141.2803; 2025-26: 140.4364; 2026-27: 139.6807; 2027-28: 138.9335; 2028-29: 138.2854; 2029-30: 137.6398; 2030-31: 137.1919; 2031-32: 136.9484; 2032-33: 136.8045; 2033-34: 136.6864; 2034-35: 136.5865; 2035-36: 136.4683; 2036-37: 136.3854; 2037-38: 136.5088; 2038-39: 136.6869; 2039-40: 136.8369; 2040-41: 136.7893; 2041-42: 136.7399; 2042-43: 136.6975; 2043-44: 136.6783; 2044-45: 136.6273; 2045-46: 136.6462; 2046-47: 136.6335; 2047-48: 136.6316; 2048-49: 136.6333; 2049-50: 136.6641
21BL | Water taken unbilled | Input | Ml/d | 2 | 2019-20: 2.47; 2020-21: 2.47; 2021-22: 2.47; 2022-23: 2.47; 2023-24: 2.48; 2024-25: 2.47; 2025-26: 2.47; 2026-27: 2.49; 2027-28: 2.48; 2028-29: 2.48; 2029-30: 2.47; 2030-31: 2.48; 2031-32: 2.47; 2032-33: 2.47; 2033-34: 2.47; 2034-35: 2.47; 2035-36: 2.48; 2036-37: 2.47; 2037-38: 2.49; 2038-39: 2.48; 2039-40: 2.46; 2040-41: 2.46; 2041-42: 2.47; 2042-43: 2.47; 2043-44: 2.48; 2044-45: 2.48; 2045-46: 2.46; 2046-47: 2.48; 2047-48: 2.47; 2048-49: 2.48; 2049-50: 2.47
22BL | Distribution system operational use | Input | Ml/d | 2 | 2019-20: 0.58; 2020-21: 0.58; 2021-22: 0.58; 2022-23: 0.58; 2023-24: 0.58; 2024-25: 0.58; 2025-26: 0.58; 2026-27: 0.58; 2027-28: 0.58; 2028-29: 0.58; 2029-30: 0.58; 2030-31: 0.58; 2031-32: 0.58; 2032-33: 0.58; 2033-34: 0.58; 2034-35: 0.58; 2035-36: 0.58; 2036-37: 0.58; 2037-38: 0.58; 2038-39: 0.58; 2039-40: 0.58; 2040-41: 0.58; 2041-42: 0.58; 2042-43: 0.58; 2043-44: 0.58; 2044-45: 0.58; 2045-46: 0.58; 2046-47: 0.58; 2047-48: 0.58; 2048-49: 0.58; 2049-50: 0.58
23BL | Measured Non Household - USPL | Input | Ml/d | 2 | 2019-20: 0.1; 2020-21: 0.1; 2021-22: 0.1; 2022-23: 0.1; 2023-24: 0.11; 2024-25: 0.11; 2025-26: 0.11; 2026-27: 0.11; 2027-28: 0.11; 2028-29: 0.11; 2029-30: 0.11; 2030-31: 0.11; 2031-32: 0.11; 2032-33: 0.11; 2033-34: 0.12; 2034-35: 0.12; 2035-36: 0.12; 2036-37: 0.12; 2037-38: 0.12; 2038-39: 0.12; 2039-40: 0.12; 2040-41: 0.12; 2041-42: 0.12; 2042-43: 0.12; 2043-44: 0.12; 2044-45: 0.12; 2045-46: 0.12; 2046-47: 0.12; 2047-48: 0.12; 2048-49: 0.12; 2049-50: 0.12
24BL | Unmeasured Non Household - USPL | Input | Ml/d | 2 | 2019-20: -0.01; 2020-21: 0; 2021-22: 0; 2022-23: 0; 2023-24: 0.01; 2024-25: 0.01; 2025-26: 0.01; 2026-27: 0.01; 2027-28: 0.01; 2028-29: 0.01; 2029-30: 0.01; 2030-31: 0.01; 2031-32: 0.01; 2032-33: 0.01; 2033-34: 0.01; 2034-35: 0.01; 2035-36: 0.01; 2036-37: 0.01; 2037-38: 0.01; 2038-39: 0.01; 2039-40: 0.01; 2040-41: 0.01; 2041-42: 0.01; 2042-43: 0.01; 2043-44: 0.01; 2044-45: 0.01; 2045-46: 0.01; 2046-47: 0.01; 2047-48: 0.01; 2048-49: 0.01; 2049-50: 0.01
25BL | Measured Household - USPL | Input | Ml/d | 2 | 2019-20: 2.46; 2020-21: 2.46; 2021-22: 2.46; 2022-23: 2.47; 2023-24: 2.48; 2024-25: 2.47; 2025-26: 2.47; 2026-27: 2.47; 2027-28: 2.48; 2028-29: 2.48; 2029-30: 2.47; 2030-31: 2.47; 2031-32: 2.46; 2032-33: 2.5; 2033-34: 2.54; 2034-35: 2.57; 2035-36: 2.61; 2036-37: 2.65; 2037-38: 2.68; 2038-39: 2.71; 2039-40: 2.74; 2040-41: 2.77; 2041-42: 2.8; 2042-43: 2.83; 2043-44: 2.85; 2044-45: 2.88; 2045-46: 2.9; 2046-47: 2.91; 2047-48: 2.93; 2048-49: 2.94; 2049-50: 2.95
26BL | Unmeasured Household - USPL | Input | Ml/d | 2 | 2019-20: 2.25; 2020-21: 2.18; 2021-22: 2.12; 2022-23: 2.05; 2023-24: 1.98; 2024-25: 1.92; 2025-26: 1.87; 2026-27: 1.82; 2027-28: 1.77; 2028-29: 1.72; 2029-30: 1.68; 2030-31: 1.64; 2031-32: 1.6; 2032-33: 1.56; 2033-34: 1.52; 2034-35: 1.48; 2035-36: 1.45; 2036-37: 1.41; 2037-38: 1.38; 2038-39: 1.35; 2039-40: 1.32; 2040-41: 1.29; 2041-42: 1.26; 2042-43: 1.23; 2043-44: 1.21; 2044-45: 1.18; 2045-46: 1.17; 2046-47: 1.17; 2047-48: 1.16; 2048-49: 1.16; 2049-50: 1.16
27BL | Void Properties - USPL | Input | Ml/d | 2 | 2019-20: 0.26; 2020-21: 0.26; 2021-22: 0.26; 2022-23: 0.27; 2023-24: 0.27; 2024-25: 0.27; 2025-26: 0.28; 2026-27: 0.28; 2027-28: 0.28; 2028-29: 0.28; 2029-30: 0.29; 2030-31: 0.29; 2031-32: 0.29; 2032-33: 0.29; 2033-34: 0.29; 2034-35: 0.3; 2035-36: 0.3; 2036-37: 0.3; 2037-38: 0.3; 2038-39: 0.3; 2039-40: 0.31; 2040-41: 0.31; 2041-42: 0.31; 2042-43: 0.31; 2043-44: 0.31; 2044-45: 0.31; 2045-46: 0.31; 2046-47: 0.32; 2047-48: 0.32; 2048-49: 0.32; 2049-50: 0.32
28BL | Distribution losses | Input | Ml/d | 2 | 2019-20: 15.43; 2020-21: 15.1; 2021-22: 14.91; 2022-23: 14.61; 2023-24: 14.31; 2024-25: 14; 2025-26: 14; 2026-27: 14; 2027-28: 14; 2028-29: 14; 2029-30: 14; 2030-31: 14; 2031-32: 14; 2032-33: 14; 2033-34: 14; 2034-35: 14; 2035-36: 14; 2036-37: 14; 2037-38: 14; 2038-39: 14; 2039-40: 14; 2040-41: 14; 2041-42: 14; 2042-43: 14; 2043-44: 14; 2044-45: 14; 2045-46: 14; 2046-47: 14; 2047-48: 14; 2048-49: 14; 2049-50: 14
29BL | Total Leakage | sum (23BL:28BL) | Ml/d | 2 | 2019-20: 20.49; 2020-21: 20.1; 2021-22: 19.85; 2022-23: 19.5; 2023-24: 19.16; 2024-25: 18.78; 2025-26: 18.74; 2026-27: 18.69; 2027-28: 18.65; 2028-29: 18.6; 2029-30: 18.56; 2030-31: 18.52; 2031-32: 18.47; 2032-33: 18.47; 2033-34: 18.48; 2034-35: 18.48; 2035-36: 18.49; 2036-37: 18.49; 2037-38: 18.49; 2038-39: 18.49; 2039-40: 18.5; 2040-41: 18.5; 2041-42: 18.5; 2042-43: 18.5; 2043-44: 18.5; 2044-45: 18.5; 2045-46: 18.51; 2046-47: 18.53; 2047-48: 18.54; 2048-49: 18.55; 2049-50: 18.56
30BL | Leakage/property | (29BL * 1,000,000) / (36BL * 1,000) | l/prop/d | 2 | 2019-20: 88.6552; 2020-21: 86.116; 2021-22: 84.1565; 2022-23: 81.9776; 2023-24: 79.7855; 2024-25: 77.4465; 2025-26: 76.5676; 2026-27: 75.6689; 2027-28: 74.3807; 2028-29: 73.4043; 2029-30: 72.574; 2030-31: 71.8152; 2031-32: 71.0483; 2032-33: 70.4983; 2033-34: 70.0403; 2034-35: 69.5629; 2035-36: 69.1515; 2036-37: 68.7378; 2037-38: 68.3562; 2038-39: 67.9849; 2039-40: 67.6768; 2040-41: 67.3388; 2041-42: 67.012; 2042-43: 66.695; 2043-44: 66.3872; 2044-45: 66.0889; 2045-46: 65.8358; 2046-47: 65.6268; 2047-48: 65.3911; 2048-49: 65.1632; 2049-50: 64.9428
31BL | Measured Non Household - properties | Input | 000's | 2 | 2019-20: 14.141; 2020-21: 14.306; 2021-22: 14.457; 2022-23: 14.636; 2023-24: 14.795; 2024-25: 14.951; 2025-26: 15.103; 2026-27: 15.258; 2027-28: 15.403; 2028-29: 15.531; 2029-30: 15.659; 2030-31: 15.786; 2031-32: 15.903; 2032-33: 16.019; 2033-34: 16.131; 2034-35: 16.235; 2035-36: 16.338; 2036-37: 16.438; 2037-38: 16.535; 2038-39: 16.629; 2039-40: 16.721; 2040-41: 16.813; 2041-42: 16.9; 2042-43: 16.985; 2043-44: 17.069; 2044-45: 17.152; 2045-46: 17.231; 2046-47: 17.308; 2047-48: 17.383; 2048-49: 17.458; 2049-50: 17.533
32BL | Unmeasured Non Household - properties | Input | 000's | 2 | 2019-20: 0.057; 2020-21: 0.057; 2021-22: 0.058; 2022-23: 0.059; 2023-24: 0.059; 2024-25: 0.06; 2025-26: 0.061; 2026-27: 0.061; 2027-28: 0.062; 2028-29: 0.062; 2029-30: 0.063; 2030-31: 0.063; 2031-32: 0.064; 2032-33: 0.064; 2033-34: 0.065; 2034-35: 0.065; 2035-36: 0.066; 2036-37: 0.066; 2037-38: 0.066; 2038-39: 0.067; 2039-40: 0.067; 2040-41: 0.068; 2041-42: 0.068; 2042-43: 0.068; 2043-44: 0.069; 2044-45: 0.069; 2045-46: 0.069; 2046-47: 0.07; 2047-48: 0.07; 2048-49: 0.07; 2049-50: 0.07
33BL | All void non-households - properties | Input | 000's | 2 | 2019-20: 0; 2020-21: 0; 2021-22: 0; 2022-23: 0; 2023-24: 0; 2024-25: 0; 2025-26: 0; 2026-27: 0; 2027-28: 0; 2028-29: 0; 2029-30: 0; 2030-31: 0; 2031-32: 0; 2032-33: 0; 2033-34: 0; 2034-35: 0; 2035-36: 0; 2036-37: 0; 2037-38: 0; 2038-39: 0; 2039-40: 0; 2040-41: 0; 2041-42: 0; 2042-43: 0; 2043-44: 0; 2044-45: 0; 2045-46: 0; 2046-47: 0; 2047-48: 0; 2048-49: 0; 2049-50: 0
34BL | Measured households - properties (excl. void) | Year before + sum (34.1BL:34.6BL) | 000's | 2 | 2019-20: 163.616; 2020-21: 167.172; 2021-22: 170.707; 2022-23: 173.992; 2023-24: 177.509; 2024-25: 181.045; 2025-26: 184.207; 2026-27: 187.313; 2027-28: 191.886; 2028-29: 195.356; 2029-30: 198.485; 2030-31: 201.381; 2031-32: 204.192; 2032-33: 206.926; 2033-34: 209.46; 2034-35: 211.929; 2035-36: 214.285; 2036-37: 216.503; 2037-38: 218.591; 2038-39: 220.635; 2039-40: 222.567; 2040-41: 224.46; 2041-42: 226.307; 2042-43: 228.105; 2043-44: 229.857; 2044-45: 231.564; 2045-46: 232.825; 2046-47: 234.056; 2047-48: 235.255; 2048-49: 236.424; 2049-50: 237.447
34.1BL | New build properties - properties | Input (new builds in each year) | 000's | 2 | 2019-20: 1.596; 2020-21: 1.73; 2021-22: 1.844; 2022-23: 1.763; 2023-24: 2.059; 2024-25: 2.141; 2025-26: 2.062; 2026-27: 2.044; 2027-28: 3.55; 2028-29: 2.482; 2029-30: 2.176; 2030-31: 1.977; 2031-32: 1.924; 2032-33: 1.879; 2033-34: 1.709; 2034-35: 1.673; 2035-36: 1.588; 2036-37: 1.477; 2037-38: 1.374; 2038-39: 1.354; 2039-40: 1.266; 2040-41: 1.251; 2041-42: 1.227; 2042-43: 1.201; 2043-44: 1.176; 2044-45: 1.151; 2045-46: 1.124; 2046-47: 1.099; 2047-48: 1.072; 2048-49: 1.048; 2049-50: 1.023
34.2BL | Meter optants - properties | Input (meter optants in each year) | 000's | 2 | 2019-20: 1.468; 2020-21: 1.402; 2021-22: 1.283; 2022-23: 1.129; 2023-24: 1.08; 2024-25: 1.033; 2025-26: 0.753; 2026-27: 0.728; 2027-28: 0.703; 2028-29: 0.68; 2029-30: 0.657; 2030-31: 0.635; 2031-32: 0.614; 2032-33: 0.593; 2033-34: 0.573; 2034-35: 0.554; 2035-36: 0.536; 2036-37: 0.518; 2037-38: 0.5; 2038-39: 0.484; 2039-40: 0.468; 2040-41: 0.452; 2041-42: 0.437; 2042-43: 0.422; 2043-44: 0.408; 2044-45: 0.394; 2045-46: 0; 2046-47: 0; 2047-48: 0; 2048-49: 0; 2049-50: 0
34.3BL | Compulsory metering - properties | Input (compulsory meters in each year) | 000's | 2 | 2019-20: 0; 2020-21: 0; 2021-22: 0; 2022-23: 0; 2023-24: 0; 2024-25: 0; 2025-26: 0; 2026-27: 0; 2027-28: 0; 2028-29: 0; 2029-30: 0; 2030-31: 0; 2031-32: 0; 2032-33: 0; 2033-34: 0; 2034-35: 0; 2035-36: 0; 2036-37: 0; 2037-38: 0; 2038-39: 0; 2039-40: 0; 2040-41: 0; 2041-42: 0; 2042-43: 0; 2043-44: 0; 2044-45: 0; 2045-46: 0; 2046-47: 0; 2047-48: 0; 2048-49: 0; 2049-50: 0
34.4BL | Metering on change of occupancy - properties | Input (change of occupancy meters in each year) | 000's | 2 | 2019-20: 0.394; 2020-21: 0.38; 2021-22: 0.366; 2022-23: 0.353; 2023-24: 0.339; 2024-25: 0.325; 2025-26: 0.312; 2026-27: 0.3; 2027-28: 0.287; 2028-29: 0.276; 2029-30: 0.265; 2030-31: 0.254; 2031-32: 0.244; 2032-33: 0.234; 2033-34: 0.225; 2034-35: 0.216; 2035-36: 0.207; 2036-37: 0.199; 2037-38: 0.191; 2038-39: 0.183; 2039-40: 0.176; 2040-41: 0.169; 2041-42: 0.162; 2042-43: 0.155; 2043-44: 0.149; 2044-45: 0.143; 2045-46: 0.137; 2046-47: 0.132; 2047-48: 0.127; 2048-49: 0.121; 2049-50: 0
34.5BL | Selective metering - properties | Input (selective meters in each year) | 000's | 2 | 2019-20: 0.046; 2020-21: 0.044; 2021-22: 0.042; 2022-23: 0.04; 2023-24: 0.039; 2024-25: 0.037; 2025-26: 0.035; 2026-27: 0.034; 2027-28: 0.033; 2028-29: 0.032; 2029-30: 0.031; 2030-31: 0.03; 2031-32: 0.029; 2032-33: 0.028; 2033-34: 0.027; 2034-35: 0.026; 2035-36: 0.025; 2036-37: 0.024; 2037-38: 0.023; 2038-39: 0.023; 2039-40: 0.022; 2040-41: 0.021; 2041-42: 0.021; 2042-43: 0.02; 2043-44: 0.019; 2044-45: 0.019; 2045-46: 0; 2046-47: 0; 2047-48: 0; 2048-49: 0; 2049-50: 0
34.6BL | Other changes to existing metering - properties | Input (other changes to meters in each year) | 000's | 2 | 2019-20: 0; 2020-21: 0; 2021-22: 0; 2022-23: 0; 2023-24: 0; 2024-25: 0; 2025-26: 0; 2026-27: 0; 2027-28: 0; 2028-29: 0; 2029-30: 0; 2030-31: 0; 2031-32: 0; 2032-33: 0; 2033-34: 0; 2034-35: 0; 2035-36: 0; 2036-37: 0; 2037-38: 0; 2038-39: 0; 2039-40: 0; 2040-41: 0; 2041-42: 0; 2042-43: 0; 2043-44: 0; 2044-45: 0; 2045-46: 0; 2046-47: 0; 2047-48: 0; 2048-49: 0; 2049-50: 0
34.7BL | Measured household void properties | Input | 000's | 2 | 2019-20: 3.529; 2020-21: 3.614; 2021-22: 3.689; 2022-23: 3.776; 2023-24: 3.861; 2024-25: 3.94; 2025-26: 4.009; 2026-27: 4.078; 2027-28: 4.148; 2028-29: 4.214; 2029-30: 4.277; 2030-31: 4.339; 2031-32: 4.395; 2032-33: 4.447; 2033-34: 4.499; 2034-35: 4.55; 2035-36: 4.599; 2036-37: 4.646; 2037-38: 4.693; 2038-39: 4.736; 2039-40: 4.778; 2040-41: 4.819; 2041-42: 4.858; 2042-43: 4.897; 2043-44: 4.935; 2044-45: 4.971; 2045-46: 4.999; 2046-47: 5.025; 2047-48: 5.051; 2048-49: 5.076; 2049-50: 5.098
35BL | Unmeasured households - properties (excl. void) | Input | 000's | 2 | 2019-20: 48.73; 2020-21: 47.241; 2021-22: 45.97; 2022-23: 44.448; 2023-24: 42.991; 2024-25: 41.595; 2025-26: 40.495; 2026-27: 39.434; 2027-28: 38.41; 2028-29: 37.422; 2029-30: 36.47; 2030-31: 35.55; 2031-32: 34.664; 2032-33: 33.808; 2033-34: 32.983; 2034-35: 32.187; 2035-36: 31.419; 2036-37: 30.679; 2037-38: 29.964; 2038-39: 29.274; 2039-40: 28.609; 2040-41: 27.967; 2041-42: 27.348; 2042-43: 26.751; 2043-44: 26.174; 2044-45: 25.618; 2045-46: 25.481; 2046-47: 25.349; 2047-48: 25.223; 2048-49: 25.101; 2049-50: 25.101
35.1BL | Unmeasured household void properties | Input | 000's | 2 | 2019-20: 1.047; 2020-21: 1.016; 2021-22: 0.989; 2022-23: 0.959; 2023-24: 0.929; 2024-25: 0.899; 2025-26: 0.876; 2026-27: 0.853; 2027-28: 0.828; 2028-29: 0.806; 2029-30: 0.785; 2030-31: 0.765; 2031-32: 0.746; 2032-33: 0.728; 2033-34: 0.71; 2034-35: 0.693; 2035-36: 0.677; 2036-37: 0.661; 2037-38: 0.646; 2038-39: 0.631; 2039-40: 0.616; 2040-41: 0.603; 2041-42: 0.589; 2042-43: 0.576; 2043-44: 0.564; 2044-45: 0.552; 2045-46: 0.549; 2046-47: 0.546; 2047-48: 0.543; 2048-49: 0.541; 2049-50: 0.541
36BL | Total Resource Zone Properties (incl. voids) | sum (31BL:34BL) + 34.7BL + 35BL + 35.1BL | 000's | 2 | 2019-20: 231.12; 2020-21: 233.406; 2021-22: 235.87; 2022-23: 237.87; 2023-24: 240.144; 2024-25: 242.49; 2025-26: 244.751; 2026-27: 246.997; 2027-28: 250.737; 2028-29: 253.391; 2029-30: 255.739; 2030-31: 257.884; 2031-32: 259.964; 2032-33: 261.992; 2033-34: 263.848; 2034-35: 265.659; 2035-36: 267.384; 2036-37: 268.993; 2037-38: 270.495; 2038-39: 271.972; 2039-40: 273.358; 2040-41: 274.73; 2041-42: 276.07; 2042-43: 277.382; 2043-44: 278.668; 2044-45: 279.926; 2045-46: 281.154; 2046-47: 282.354; 2047-48: 283.525; 2048-49: 284.67; 2049-50: 285.79
37BL | Measured Non Household - Population | Input | 000's | 2 | 2019-20: 7.217; 2020-21: 7.31; 2021-22: 7.392; 2022-23: 7.479; 2023-24: 7.576; 2024-25: 7.663; 2025-26: 7.73; 2026-27: 7.85; 2027-28: 7.974; 2028-29: 8.091; 2029-30: 8.202; 2030-31: 8.304; 2031-32: 8.46; 2032-33: 8.592; 2033-34: 8.697; 2034-35: 8.798; 2035-36: 8.887; 2036-37: 8.972; 2037-38: 9.068; 2038-39: 9.158; 2039-40: 9.248; 2040-41: 9.347; 2041-42: 9.454; 2042-43: 9.57; 2043-44: 9.698; 2044-45: 9.828; 2045-46: 9.967; 2046-47: 10.104; 2047-48: 10.235; 2048-49: 10.366; 2049-50: 10.487
38BL | Unmeasured Non Household - Population | Input | 000's | 2 | 2019-20: 0.03; 2020-21: 0.03; 2021-22: 0.03; 2022-23: 0.03; 2023-24: 0.03; 2024-25: 0.031; 2025-26: 0.031; 2026-27: 0.032; 2027-28: 0.032; 2028-29: 0.032; 2029-30: 0.033; 2030-31: 0.033; 2031-32: 0.034; 2032-33: 0.035; 2033-34: 0.035; 2034-35: 0.035; 2035-36: 0.036; 2036-37: 0.036; 2037-38: 0.036; 2038-39: 0.037; 2039-40: 0.037; 2040-41: 0.038; 2041-42: 0.038; 2042-43: 0.038; 2043-44: 0.039; 2044-45: 0.039; 2045-46: 0.04; 2046-47: 0.041; 2047-48: 0.041; 2048-49: 0.042; 2049-50: 0.042
39BL | Measured Household - Population | Input | 000's | 2 | 2019-20: 362.246; 2020-21: 369.011; 2021-22: 375.63; 2022-23: 381.965; 2023-24: 388.819; 2024-25: 395.723; 2025-26: 401.667; 2026-27: 407.438; 2027-28: 417.003; 2028-29: 423.571; 2029-30: 428.957; 2030-31: 433.636; 2031-32: 438.117; 2032-33: 442.505; 2033-34: 446.484; 2034-35: 450.387; 2035-36: 453.997; 2036-37: 457.262; 2037-38: 460.389; 2038-39: 463.524; 2039-40: 466.919; 2040-41: 470.214; 2041-42: 473.526; 2042-43: 476.896; 2043-44: 480.268; 2044-45: 483.571; 2045-46: 485.958; 2046-47: 488.307; 2047-48: 490.733; 2048-49: 493.197; 2049-50: 495.337
40BL | Unmeasured Household - Population | Input | 000's | 2 | 2019-20: 106.331; 2020-21: 102.739; 2021-22: 99.633; 2022-23: 95.951; 2023-24: 92.437; 2024-25: 89.058; 2025-26: 86.312; 2026-27: 83.682; 2027-28: 81.221; 2028-29: 78.796; 2029-30: 76.42; 2030-31: 74.12; 2031-32: 71.929; 2032-33: 69.832; 2033-34: 67.832; 2034-35: 65.916; 2035-36: 64.072; 2036-37: 62.295; 2037-38: 60.603; 2038-39: 58.984; 2039-40: 57.501; 2040-41: 56.07; 2041-42: 54.703; 2042-43: 53.399; 2043-44: 52.15; 2044-45: 50.949; 2045-46: 50.61; 2046-47: 50.287; 2047-48: 49.991; 2048-49: 49.716; 2049-50: 49.722
41BL | Total Resource Zone Population | sum (37BL:40BL) | 000's | 2 | 2019-20: 475.824; 2020-21: 479.09; 2021-22: 482.685; 2022-23: 485.425; 2023-24: 488.862; 2024-25: 492.475; 2025-26: 495.74; 2026-27: 499.002; 2027-28: 506.23; 2028-29: 510.49; 2029-30: 513.612; 2030-31: 516.093; 2031-32: 518.54; 2032-33: 520.964; 2033-34: 523.048; 2034-35: 525.136; 2035-36: 526.992; 2036-37: 528.565; 2037-38: 530.096; 2038-39: 531.703; 2039-40: 533.705; 2040-41: 535.669; 2041-42: 537.721; 2042-43: 539.903; 2043-44: 542.155; 2044-45: 544.387; 2045-46: 546.575; 2046-47: 548.739; 2047-48: 551; 2048-49: 553.321; 2049-50: 555.588
42BL | Average household occupancy rate (excl. voids) | (39BL + 40BL) / (34BL + 35BL) | h/prop | 1 | 2019-20: 2.2067; 2020-21: 2.2002; 2021-22: 2.1934; 2022-23: 2.1879; 2023-24: 2.1826; 2024-25: 2.1774; 2025-26: 2.1717; 2026-27: 2.1659; 2027-28: 2.1634; 2028-29: 2.1581; 2029-30: 2.151; 2030-31: 2.1431; 2031-32: 2.1354; 2032-33: 2.1282; 2033-34: 2.1214; 2034-35: 2.115; 2035-36: 2.1085; 2036-37: 2.1019; 2037-38: 2.0961; 2038-39: 2.0908; 2039-40: 2.0879; 2040-41: 2.0849; 2041-42: 2.0825; 2042-43: 2.0808; 2043-44: 2.0795; 2044-45: 2.0784; 2045-46: 2.0773; 2046-47: 2.0763; 2047-48: 2.0759; 2048-49: 2.076; 2049-50: 2.076
43BL | Total Household Metering penetration (excl. voids) | 34BL / (34BL + 35BL) | % | 1 | 2019-20: 77.05%; 2020-21: 77.97%; 2021-22: 78.78%; 2022-23: 79.65%; 2023-24: 80.5%; 2024-25: 81.32%; 2025-26: 81.98%; 2026-27: 82.61%; 2027-28: 83.32%; 2028-29: 83.92%; 2029-30: 84.48%; 2030-31: 85%; 2031-32: 85.49%; 2032-33: 85.96%; 2033-34: 86.4%; 2034-35: 86.81%; 2035-36: 87.21%; 2036-37: 87.59%; 2037-38: 87.94%; 2038-39: 88.29%; 2039-40: 88.61%; 2040-41: 88.92%; 2041-42: 89.22%; 2042-43: 89.5%; 2043-44: 89.78%; 2044-45: 90.04%; 2045-46: 90.14%; 2046-47: 90.23%; 2047-48: 90.32%; 2048-49: 90.4%; 2049-50: 90.44%
44BL | Total Household Metering penetration (incl. voids) | (34BL) / (34BL + 34.7BL + 35BL + 35.1BL) | % | 1 | 2019-20: 75.43%; 2020-21: 76.32%; 2021-22: 77.12%; 2022-23: 77.96%; 2023-24: 78.79%; 2024-25: 79.59%; 2025-26: 80.23%; 2026-27: 80.85%; 2027-28: 81.56%; 2028-29: 82.15%; 2029-30: 82.7%; 2030-31: 83.2%; 2031-32: 83.69%; 2032-33: 84.15%; 2033-34: 84.58%; 2034-35: 84.99%; 2035-36: 85.38%; 2036-37: 85.75%; 2037-38: 86.1%; 2038-39: 86.43%; 2039-40: 86.75%; 2040-41: 87.05%; 2041-42: 87.34%; 2042-43: 87.62%; 2043-44: 87.89%; 2044-45: 88.15%; 2045-46: 88.24%; 2046-47: 88.33%; 2047-48: 88.42%; 2048-49: 88.5%; 2049-50: 88.54%
45BL | Distribution input | sum (12BL:15BL) +21BL + 22BL + 27BL + 28BL | Ml/d | 2 | 2019-20: 132.68; 2020-21: 132.32; 2021-22: 132.26; 2022-23: 131.82; 2023-24: 131.64; 2024-25: 131.3; 2025-26: 131.52; 2026-27: 131.8; 2027-28: 132.62; 2028-29: 133.05; 2029-30: 133.3; 2030-31: 133.57; 2031-32: 133.87; 2032-33: 134.24; 2033-34: 134.59; 2034-35: 134.96; 2035-36: 135.31; 2036-37: 135.58; 2037-38: 136; 2038-39: 136.41; 2039-40: 136.9; 2040-41: 137.29; 2041-42: 137.72; 2042-43: 138.19; 2043-44: 138.7; 2044-45: 139.2; 2045-46: 139.74; 2046-47: 140.31; 2047-48: 140.89; 2048-49: 141.52; 2049-50: 142.15
46BL | Target headroom (climate change component) | Input | Ml/d | 2 | 2019-20: 0.87971; 2020-21: 0.87971; 2021-22: 0.87971; 2022-23: 0.87971; 2023-24: 0.87971; 2024-25: 0.87971; 2025-26: 0.87971; 2026-27: 0.95122; 2027-28: 0.99037; 2028-29: 1.0249; 2029-30: 1.0256; 2030-31: 1.0341; 2031-32: 0.97748; 2032-33: 1.0434; 2033-34: 1.114; 2034-35: 1.1195; 2035-36: 1.1032; 2036-37: 1.1633; 2037-38: 1.0883; 2038-39: 1.1099; 2039-40: -0.017614; 2040-41: 0.019358; 2041-42: 0.037547; 2042-43: -0.023087; 2043-44: 0.051726; 2044-45: 0.025547; 2045-46: 0.023208; 2046-47: 0.025765; 2047-48: -0.07297; 2048-49: -0.09455; 2049-50: 0.0099429
47BL | Target headroom (All other components) | Input | Ml/d | 2 | 2019-20: 6.1173; 2020-21: 6.1173; 2021-22: 6.1173; 2022-23: 6.1173; 2023-24: 6.1173; 2024-25: 6.1173; 2025-26: 6.1173; 2026-27: 6.1301; 2027-28: 6.1859; 2028-29: 6.2265; 2029-30: 6.6929; 2030-31: 6.7203; 2031-32: 7.0248; 2032-33: 7.101; 2033-34: 7.2247; 2034-35: 7.469; 2035-36: 6.2267; 2036-37: 5.5297; 2037-38: 5.842; 2038-39: 6.1227; 2039-40: 4.6735; 2040-41: 4.8715; 2041-42: 5.0356; 2042-43: 5.2355; 2043-44: 5.3683; 2044-45: 5.4043; 2045-46: 4.5948; 2046-47: 4.7085; 2047-48: 4.7854; 2048-49: 4.8367; 2049-50: 4.9238
48BL | Target Headroom | 46BL + 47BL | Ml/d | 2 | 2019-20: 6.997; 2020-21: 6.997; 2021-22: 6.997; 2022-23: 6.997; 2023-24: 6.997; 2024-25: 6.997; 2025-26: 6.997; 2026-27: 7.0814; 2027-28: 7.1763; 2028-29: 7.2514; 2029-30: 7.7185; 2030-31: 7.7544; 2031-32: 8.0022; 2032-33: 8.1444; 2033-34: 8.3387; 2034-35: 8.5885; 2035-36: 7.3298; 2036-37: 6.693; 2037-38: 6.9303; 2038-39: 7.2325; 2039-40: 4.6559; 2040-41: 4.8908; 2041-42: 5.0732; 2042-43: 5.2124; 2043-44: 5.42; 2044-45: 5.4298; 2045-46: 4.618; 2046-47: 4.7343; 2047-48: 4.7124; 2048-49: 4.7421; 2049-50: 4.9337
49BL | Available Headroom | 11BL - 45BL | Ml/d | 2 | 2019-20: 29.29; 2020-21: 29.65; 2021-22: 29.71; 2022-23: 30.15; 2023-24: 30.33; 2024-25: 30.67; 2025-26: -18.08; 2026-27: -19.19; 2027-28: -20.826; 2028-29: -21.96; 2029-30: -23.1; 2030-31: -43.33; 2031-32: -43.66; 2032-33: -44.06; 2033-34: -44.44; 2034-35: -44.84; 2035-36: -45.14; 2036-37: -45.44; 2037-38: -45.89; 2038-39: -46.33; 2039-40: -46.85; 2040-41: -112.75; 2041-42: -113.21; 2042-43: -113.71; 2043-44: -114.25; 2044-45: -114.78; 2045-46: -115.35; 2046-47: -115.95; 2047-48: -116.56; 2048-49: -117.22; 2049-50: -117.88
49.1BL | Available non-potable balance (if applicable) | 1.1BL -12.1BL | Ml/d | 2 | 2019-20: 0; 2020-21: 0; 2021-22: 0; 2022-23: 0; 2023-24: 0; 2024-25: 0; 2025-26: 0; 2026-27: 0; 2027-28: 0; 2028-29: 0; 2029-30: 0; 2030-31: 0; 2031-32: 0; 2032-33: 0; 2033-34: 0; 2034-35: 0; 2035-36: 0; 2036-37: 0; 2037-38: 0; 2038-39: 0; 2039-40: 0; 2040-41: 0; 2041-42: 0; 2042-43: 0; 2043-44: 0; 2044-45: 0; 2045-46: 0; 2046-47: 0; 2047-48: 0; 2048-49: 0; 2049-50: 0
50BL | Supply Demand Balance | 49BL - 48BL | Ml/d | 2 | 2019-20: 22.293; 2020-21: 22.653; 2021-22: 22.713; 2022-23: 23.153; 2023-24: 23.333; 2024-25: 23.673; 2025-26: -25.077; 2026-27: -26.2714; 2027-28: -28.0023; 2028-29: -29.2114; 2029-30: -30.8185; 2030-31: -51.0844; 2031-32: -51.6622; 2032-33: -52.2044; 2033-34: -52.7787; 2034-35: -53.4285; 2035-36: -52.4698; 2036-37: -52.133; 2037-38: -52.8203; 2038-39: -53.5625; 2039-40: -51.5059; 2040-41: -117.6408; 2041-42: -118.2832; 2042-43: -118.9224; 2043-44: -119.67; 2044-45: -120.2098; 2045-46: -119.968; 2046-47: -120.6843; 2047-48: -121.2724; 2048-49: -121.9621; 2049-50: -122.8137
Table 3b: DYAA - Final plan Options | Back to top of sheet |  |  |  | 2019-20: 0.1
WRMP24 reference | Option type | Cat ID | Unit | Decimal places | 2019-20 | 2020-21 | 2021-22 | 2022-23 | 2023-24 | 2024-25 | 2025-26 | 2026-27 | 2027-28 | 2028-29 | 2029-30 | 2030-31 | 2031-32 | 2032-33 | 2033-34 | 2034-35 | 2035-36 | 2036-37 | 2037-38 | 2038-39 | 2039-40 | 2040-41 | 2041-42 | 2042-43 | 2043-44 | 2044-45 | 2045-46 | 2046-47 | 2047-48 | 2048-49 | 2049-50 | 2050-51 | 2051-52 | 2052-53 | 2053-54 | 2054-55 | 2055-56 | 2056-57 | 2057-58 | 2058-59 | 2059-60 | 2060-61 | 2061-62 | 2062-63 | 2063-64 | 2064-65 | 2065-66 | 2066-67 | 2067-68 | 2068-69 | 2069-70 | 2070-71 | 2071-72 | 2072-73 | 2073-74 | 2074-75 | 2075-76 | 2076-77 | 2077-78 | 2078-79 | 2079-80 | 2080-81 | 2081-82 | 2082-83 | 2083-84 | 2084-85 | 2085-86 | 2086-87 | 2087-88 | 2088-89 | 2089-90 | 2090-91 | 2091-92 | 2092-93 | 2093-94 | 2094-95 | 2095-96 | 2096-97 | 2097-98 | 2098-99 | 2099-100
1.11FP | Non potable supplies input reductions as -ve and increases as +ve | RSNPS | Ml/d | 2 | 0.1 2019-20: 0; 0.1 2020-21: 0; 0.1 2021-22: 0; 0.1 2022-23: 0; 0.1 2023-24: 0; 0.1 2024-25: 0; 0.1 2025-26: 0; 0.1 2026-27: 0; 0.1 2027-28: 0; 0.1 2028-29: 0; 0.1 2029-30: 0; 0.1 2030-31: 0; 0.1 2031-32: 0; 0.1 2032-33: 0; 0.1 2033-34: 0; 0.1 2034-35: 0; 0.1 2035-36: 0; 0.1 2036-37: 0; 0.1 2037-38: 0; 0.1 2038-39: 0; 0.1 2039-40: 0; 0.1 2040-41: 0; 0.1 2041-42: 0; 0.1 2042-43: 0; 0.1 2043-44: 0; 0.1 2044-45: 0; 0.1 2045-46: 0; 0.1 2046-47: 0; 0.1 2047-48: 0; 0.1 2048-49: 0; 0.1 2049-50: 0
2.1FP | Raw water imports input reductions as -ve | RSRWI | Ml/d | 2 | 0.1 2019-20: 0; 0.1 2020-21: 0; 0.1 2021-22: 0; 0.1 2022-23: 0; 0.1 2023-24: 0; 0.1 2024-25: 0; 0.1 2025-26: 0; 0.1 2026-27: 0; 0.1 2027-28: 0; 0.1 2028-29: 0; 0.1 2029-30: 0; 0.1 2030-31: 0; 0.1 2031-32: 0; 0.1 2032-33: 0; 0.1 2033-34: 0; 0.1 2034-35: 0; 0.1 2035-36: 0; 0.1 2036-37: 0; 0.1 2037-38: 0; 0.1 2038-39: 0; 0.1 2039-40: 0; 0.1 2040-41: 0; 0.1 2041-42: 0; 0.1 2042-43: 0; 0.1 2043-44: 0; 0.1 2044-45: 0; 0.1 2045-46: 0; 0.1 2046-47: 0; 0.1 2047-48: 0; 0.1 2048-49: 0; 0.1 2049-50: 0
3.1FP | Potable water imports input reductions as -ve | RSPWI | Ml/d | 2 | 0.1 2019-20: 0; 0.1 2020-21: 0; 0.1 2021-22: 0; 0.1 2022-23: 0; 0.1 2023-24: 0; 0.1 2024-25: 0; 0.1 2025-26: 12.811; 0.1 2026-27: 13.78; 0.1 2027-28: 13.37; 0.1 2028-29: 15.24; 0.1 2029-30: 16.1; 0.1 2030-31: 32.12; 0.1 2031-32: 32.58; 0.1 2032-33: 32.72; 0.1 2033-34: 33.59; 0.1 2034-35: 34.25; 0.1 2035-36: 35.811; 0.1 2036-37: 17.549; 0.1 2037-38: 18.089; 0.1 2038-39: 18.589; 0.1 2039-40: 15.789; 0.1 2040-41: 68.54; 0.1 2041-42: 68.95; 0.1 2042-43: 69.35; 0.1 2043-44: 69.52; 0.1 2044-45: 67.46; 0.1 2045-46: 69.68; 0.1 2046-47: 69.42; 0.1 2047-48: 69.16; 0.1 2048-49: 66.86; 0.1 2049-50: 63.96
4.1FP | Raw water exports input reductions as +ve and increases as -ve | RSRWE | Ml/d | 2 | 0.1 2019-20: 0; 0.1 2020-21: 0; 0.1 2021-22: 0; 0.1 2022-23: 0; 0.1 2023-24: 0; 0.1 2024-25: 0; 0.1 2025-26: 0; 0.1 2026-27: 0; 0.1 2027-28: 0; 0.1 2028-29: 0; 0.1 2029-30: 0; 0.1 2030-31: 0; 0.1 2031-32: 0; 0.1 2032-33: 0; 0.1 2033-34: 0; 0.1 2034-35: 0; 0.1 2035-36: 0; 0.1 2036-37: 0; 0.1 2037-38: 0; 0.1 2038-39: 0; 0.1 2039-40: 0; 0.1 2040-41: 0; 0.1 2041-42: 0; 0.1 2042-43: 0; 0.1 2043-44: 0; 0.1 2044-45: 0; 0.1 2045-46: 0; 0.1 2046-47: 0; 0.1 2047-48: 0; 0.1 2048-49: 0; 0.1 2049-50: 0
5.1FP | Potable water exports input reductions as +ve and increases as -ve | RSPWE | Ml/d | 2 | 0.1 2019-20: 0; 0.1 2020-21: 0; 0.1 2021-22: 0; 0.1 2022-23: 0; 0.1 2023-24: 0; 0.1 2024-25: 0; 0.1 2025-26: -0.001; 0.1 2026-27: -0.32; 0.1 2027-28: 0.569; 0.1 2028-29: -1.16; 0.1 2029-30: -1.24; 0.1 2030-31: 0.398; 0.1 2031-32: 0.608; 0.1 2032-33: 1.388; 0.1 2033-34: 0.508; 0.1 2034-35: 0.468; 0.1 2035-36: -1.111; 0.1 2036-37: 20.901; 0.1 2037-38: 19.811; 0.1 2038-39: 19.111; 0.1 2039-40: 22.051; 0.1 2040-41: 28.83; 0.1 2041-42: 28.98; 0.1 2042-43: 29.07; 0.1 2043-44: 29.22; 0.1 2044-45: 29.34; 0.1 2045-46: 29.59; 0.1 2046-47: 29.75; 0.1 2047-48: 29.83; 0.1 2048-49: 29.899; 0.1 2049-50: 29.899
6.2FP | DO benefit from increase raw water abstractions | RSRWA | Ml/d | 2 | 0.1 2019-20: 0; 0.1 2020-21: 0; 0.1 2021-22: 0; 0.1 2022-23: 0; 0.1 2023-24: 0; 0.1 2024-25: 0; 0.1 2025-26: 0; 0.1 2026-27: 0; 0.1 2027-28: 0; 0.1 2028-29: 0; 0.1 2029-30: 0; 0.1 2030-31: 0; 0.1 2031-32: 0; 0.1 2032-33: 0; 0.1 2033-34: 0; 0.1 2034-35: 0; 0.1 2035-36: 0; 0.1 2036-37: 0; 0.1 2037-38: 0; 0.1 2038-39: 0; 0.1 2039-40: 0; 0.1 2040-41: 0; 0.1 2041-42: 0; 0.1 2042-43: 0; 0.1 2043-44: 0; 0.1 2044-45: 0; 0.1 2045-46: 0; 0.1 2046-47: 0; 0.1 2047-48: 0; 0.1 2048-49: 0; 0.1 2049-50: 0
6.3FP | Other options to increase deployable output | RSIPO | Ml/d | 2 | 0.1 2019-20: 0; 0.1 2020-21: 0; 0.1 2021-22: 0; 0.1 2022-23: 0; 0.1 2023-24: 0; 0.1 2024-25: 0; 0.1 2025-26: 10.95; 0.1 2026-27: 10.98; 0.1 2027-28: 11.01; 0.1 2028-29: 11.04; 0.1 2029-30: 11.07; 0.1 2030-31: 13.1; 0.1 2031-32: 13.13; 0.1 2032-33: 11.36; 0.1 2033-34: 11.39; 0.1 2034-35: 11.42; 0.1 2035-36: 8.25; 0.1 2036-37: 3.28; 0.1 2037-38: 3.31; 0.1 2038-39: 3.34; 0.1 2039-40: 0; 0.1 2040-41: 7; 0.1 2041-42: 7; 0.1 2042-43: 7; 0.1 2043-44: 7; 0.1 2044-45: 7; 0.1 2045-46: 7; 0.1 2046-47: 7; 0.1 2047-48: 7; 0.1 2048-49: 7; 0.1 2049-50: 7
7.01FP | DO benefit from supply side drought measures | RSDPS | Ml/d | 2 | 0.1 2019-20: 0; 0.1 2020-21: 0; 0.1 2021-22: 0; 0.1 2022-23: 0; 0.1 2023-24: 0; 0.1 2024-25: 0; 0.1 2025-26: 0; 0.1 2026-27: 0; 0.1 2027-28: 0; 0.1 2028-29: 0; 0.1 2029-30: 0; 0.1 2030-31: 0; 0.1 2031-32: 0; 0.1 2032-33: 0; 0.1 2033-34: 0; 0.1 2034-35: 0; 0.1 2035-36: 0; 0.1 2036-37: 0; 0.1 2037-38: 0; 0.1 2038-39: 0; 0.1 2039-40: 0; 0.1 2040-41: 0; 0.1 2041-42: 0; 0.1 2042-43: 0; 0.1 2043-44: 0; 0.1 2044-45: 0; 0.1 2045-46: 0; 0.1 2046-47: 0; 0.1 2047-48: 0; 0.1 2048-49: 0; 0.1 2049-50: 0
7.02FP | Benefit from demand side drought measures | RSDPD | Ml/d | 2 | 0.1 2019-20: 0; 0.1 2020-21: 0; 0.1 2021-22: 0; 0.1 2022-23: 0; 0.1 2023-24: 0; 0.1 2024-25: 0; 0.1 2025-26: 0; 0.1 2026-27: 0; 0.1 2027-28: 0; 0.1 2028-29: 0; 0.1 2029-30: 0; 0.1 2030-31: 0; 0.1 2031-32: 0; 0.1 2032-33: 0; 0.1 2033-34: 0; 0.1 2034-35: 0; 0.1 2035-36: 0; 0.1 2036-37: 0; 0.1 2037-38: 0; 0.1 2038-39: 0; 0.1 2039-40: 0; 0.1 2040-41: 0; 0.1 2041-42: 0; 0.1 2042-43: 0; 0.1 2043-44: 0; 0.1 2044-45: 0; 0.1 2045-46: 0; 0.1 2046-47: 0; 0.1 2047-48: 0; 0.1 2048-49: 0; 0.1 2049-50: 0
8.1FP | Reduce raw water losses and operational use input as -ve | RSLOU | Ml/d | 2 | 0.1 2019-20: 0; 0.1 2020-21: 0; 0.1 2021-22: 0; 0.1 2022-23: 0; 0.1 2023-24: 0; 0.1 2024-25: 0; 0.1 2025-26: 0; 0.1 2026-27: 0; 0.1 2027-28: 0; 0.1 2028-29: 0; 0.1 2029-30: 0; 0.1 2030-31: 0; 0.1 2031-32: 0; 0.1 2032-33: 0; 0.1 2033-34: 0; 0.1 2034-35: 0; 0.1 2035-36: 0; 0.1 2036-37: 0; 0.1 2037-38: 0; 0.1 2038-39: 0; 0.1 2039-40: 0; 0.1 2040-41: 0; 0.1 2041-42: 0; 0.1 2042-43: 0; 0.1 2043-44: 0; 0.1 2044-45: 0; 0.1 2045-46: 0; 0.1 2046-47: 0; 0.1 2047-48: 0; 0.1 2048-49: 0; 0.1 2049-50: 0
8.2FP | Reduce treatment works losses input as -ve | PSTWL | Ml/d | 2 | 0.1 2019-20: 0; 0.1 2020-21: 0; 0.1 2021-22: 0; 0.1 2022-23: 0; 0.1 2023-24: 0; 0.1 2024-25: 0; 0.1 2025-26: 0; 0.1 2026-27: 0; 0.1 2027-28: 0; 0.1 2028-29: 0; 0.1 2029-30: 0; 0.1 2030-31: 0; 0.1 2031-32: 0; 0.1 2032-33: 0; 0.1 2033-34: 0; 0.1 2034-35: 0; 0.1 2035-36: 0; 0.1 2036-37: 0; 0.1 2037-38: 0; 0.1 2038-39: 0; 0.1 2039-40: 0; 0.1 2040-41: 0; 0.1 2041-42: 0; 0.1 2042-43: 0; 0.1 2043-44: 0; 0.1 2044-45: 0; 0.1 2045-46: 0; 0.1 2046-47: 0; 0.1 2047-48: 0; 0.1 2048-49: 0; 0.1 2049-50: 0
9.1FP | Reduce outages input as -ve | PSROU | Ml/d | 2 | 0.1 2019-20: 0; 0.1 2020-21: 0; 0.1 2021-22: 0; 0.1 2022-23: 0; 0.1 2023-24: 0; 0.1 2024-25: 0; 0.1 2025-26: 0; 0.1 2026-27: 0; 0.1 2027-28: 0; 0.1 2028-29: 0; 0.1 2029-30: 0; 0.1 2030-31: 0; 0.1 2031-32: 0; 0.1 2032-33: 0; 0.1 2033-34: 0; 0.1 2034-35: 0; 0.1 2035-36: 0; 0.1 2036-37: 0; 0.1 2037-38: 0; 0.1 2038-39: 0; 0.1 2039-40: 0; 0.1 2040-41: 0; 0.1 2041-42: 0; 0.1 2042-43: 0; 0.1 2043-44: 0; 0.1 2044-45: 0; 0.1 2045-46: 0; 0.1 2046-47: 0; 0.1 2047-48: 0; 0.1 2048-49: 0; 0.1 2049-50: 0
12.2FP | Change volume delivered to measured non households input reductions as -ve, line to include both measured non-household consumption and USPL options | CVMNH | Ml/d | 2 | 0.1 2019-20: 0; 0.1 2020-21: 0; 0.1 2021-22: 0; 0.1 2022-23: 0; 0.1 2023-24: 0; 0.1 2024-25: 0; 0.1 2025-26: -0.25; 0.1 2026-27: -0.48; 0.1 2027-28: -0.74; 0.1 2028-29: -0.99; 0.1 2029-30: -1.23; 0.1 2030-31: -1.47; 0.1 2031-32: -1.71; 0.1 2032-33: -1.95; 0.1 2033-34: -2.19; 0.1 2034-35: -2.43; 0.1 2035-36: -2.67; 0.1 2036-37: -2.91; 0.1 2037-38: -3.15; 0.1 2038-39: -3.4; 0.1 2039-40: -3.64; 0.1 2040-41: -3.88; 0.1 2041-42: -4.13; 0.1 2042-43: -4.37; 0.1 2043-44: -4.62; 0.1 2044-45: -4.86; 0.1 2045-46: -5.11; 0.1 2046-47: -5.36; 0.1 2047-48: -5.6; 0.1 2048-49: -5.85; 0.1 2049-50: -6.1
13.1FP | Change volume delivered to unmeasured non households input reductions as -ve, line to include both unmeasured non-household consumption and USPL options | CVUNH | Ml/d | 2 | 0.1 2019-20: 0; 0.1 2020-21: 0; 0.1 2021-22: 0; 0.1 2022-23: 0; 0.1 2023-24: 0; 0.1 2024-25: 0; 0.1 2025-26: 0; 0.1 2026-27: 0; 0.1 2027-28: 0; 0.1 2028-29: 0; 0.1 2029-30: 0; 0.1 2030-31: 0; 0.1 2031-32: 0; 0.1 2032-33: 0; 0.1 2033-34: 0; 0.1 2034-35: 0; 0.1 2035-36: 0; 0.1 2036-37: 0; 0.1 2037-38: 0; 0.1 2038-39: 0; 0.1 2039-40: 0; 0.1 2040-41: 0; 0.1 2041-42: 0; 0.1 2042-43: 0; 0.1 2043-44: 0; 0.1 2044-45: 0; 0.1 2045-46: 0; 0.1 2046-47: 0; 0.1 2047-48: 0; 0.1 2048-49: 0; 0.1 2049-50: 0
14.1FP | Change volume delivered to measured households input reductions as -ve, line to include both measured household consumption and USPL options | CVMHH | Ml/d | 2 | 0.1 2019-20: 0; 0.1 2020-21: 0; 0.1 2021-22: 0; 0.1 2022-23: 0; 0.1 2023-24: 0; 0.1 2024-25: 0; 0.1 2025-26: -1.03; 0.1 2026-27: -1.3; 0.1 2027-28: -2.26; 0.1 2028-29: -2.99; 0.1 2029-30: -3.51; 0.1 2030-31: -4.01; 0.1 2031-32: -4.53; 0.1 2032-33: -4.8; 0.1 2033-34: -5.06; 0.1 2034-35: -5.69; 0.1 2035-36: -6.33; 0.1 2036-37: -6.96; 0.1 2037-38: -7.59; 0.1 2038-39: -8.22; 0.1 2039-40: -8.86; 0.1 2040-41: -9.45; 0.1 2041-42: -10.05; 0.1 2042-43: -10.69; 0.1 2043-44: -11.33; 0.1 2044-45: -11.59; 0.1 2045-46: -11.84; 0.1 2046-47: -12.1; 0.1 2047-48: -12.35; 0.1 2048-49: -12.61; 0.1 2049-50: -12.86
15.1FP | Change volume delivered to unmeasured households input reductions as -ve, line to include both unmeasured household consumption and USPL options | CVUHH | Ml/d | 2 | 0.1 2019-20: 0; 0.1 2020-21: 0; 0.1 2021-22: 0; 0.1 2022-23: 0; 0.1 2023-24: 0; 0.1 2024-25: 0; 0.1 2025-26: 0; 0.1 2026-27: 0; 0.1 2027-28: 0; 0.1 2028-29: 0; 0.1 2029-30: 0; 0.1 2030-31: 0; 0.1 2031-32: 0; 0.1 2032-33: 0; 0.1 2033-34: 0; 0.1 2034-35: 0; 0.1 2035-36: 0; 0.1 2036-37: 0; 0.1 2037-38: 0; 0.1 2038-39: 0; 0.1 2039-40: 0; 0.1 2040-41: 0; 0.1 2041-42: 0; 0.1 2042-43: 0; 0.1 2043-44: 0; 0.1 2044-45: 0; 0.1 2045-46: 0; 0.1 2046-47: 0; 0.1 2047-48: 0; 0.1 2048-49: 0; 0.1 2049-50: 0
21.1FP | Options to reduce water taken unbilled input as -ve | CSWTU | Ml/d | 2 | 0.1 2019-20: 0; 0.1 2020-21: 0; 0.1 2021-22: 0; 0.1 2022-23: 0; 0.1 2023-24: 0; 0.1 2024-25: 0; 0.1 2025-26: 0; 0.1 2026-27: 0; 0.1 2027-28: 0; 0.1 2028-29: 0; 0.1 2029-30: 0; 0.1 2030-31: 0; 0.1 2031-32: 0; 0.1 2032-33: 0; 0.1 2033-34: 0; 0.1 2034-35: 0; 0.1 2035-36: 0; 0.1 2036-37: 0; 0.1 2037-38: 0; 0.1 2038-39: 0; 0.1 2039-40: 0; 0.1 2040-41: 0; 0.1 2041-42: 0; 0.1 2042-43: 0; 0.1 2043-44: 0; 0.1 2044-45: 0; 0.1 2045-46: 0; 0.1 2046-47: 0; 0.1 2047-48: 0; 0.1 2048-49: 0; 0.1 2049-50: 0
22.1FP | Reduce distribution system operational use (DSOU) input as -ve | DSDOU | Ml/d | 2 | 0.1 2019-20: 0; 0.1 2020-21: 0; 0.1 2021-22: 0; 0.1 2022-23: 0; 0.1 2023-24: 0; 0.1 2024-25: 0; 0.1 2025-26: 0; 0.1 2026-27: 0; 0.1 2027-28: 0; 0.1 2028-29: 0; 0.1 2029-30: 0; 0.1 2030-31: 0; 0.1 2031-32: 0; 0.1 2032-33: 0; 0.1 2033-34: 0; 0.1 2034-35: 0; 0.1 2035-36: 0; 0.1 2036-37: 0; 0.1 2037-38: 0; 0.1 2038-39: 0; 0.1 2039-40: 0; 0.1 2040-41: 0; 0.1 2041-42: 0; 0.1 2042-43: 0; 0.1 2043-44: 0; 0.1 2044-45: 0; 0.1 2045-46: 0; 0.1 2046-47: 0; 0.1 2047-48: 0; 0.1 2048-49: 0; 0.1 2049-50: 0
23.1FP | Options impacting on measured Non Household - USPL input reductions as -ve | CUMNH | Ml/d | 2 | 0.1 2019-20: 0; 0.1 2020-21: 0; 0.1 2021-22: 0; 0.1 2022-23: 0; 0.1 2023-24: 0; 0.1 2024-25: 0; 0.1 2025-26: 0; 0.1 2026-27: -0.01; 0.1 2027-28: -0.01; 0.1 2028-29: -0.01; 0.1 2029-30: -0.02; 0.1 2030-31: -0.02; 0.1 2031-32: -0.02; 0.1 2032-33: -0.02; 0.1 2033-34: -0.03; 0.1 2034-35: -0.03; 0.1 2035-36: -0.03; 0.1 2036-37: -0.04; 0.1 2037-38: -0.04; 0.1 2038-39: -0.04; 0.1 2039-40: -0.05; 0.1 2040-41: -0.05; 0.1 2041-42: -0.05; 0.1 2042-43: -0.06; 0.1 2043-44: -0.06; 0.1 2044-45: -0.06; 0.1 2045-46: -0.06; 0.1 2046-47: -0.07; 0.1 2047-48: -0.07; 0.1 2048-49: -0.07; 0.1 2049-50: -0.08
24.1FP | Options impacting on unmeasured Non Household - USPL input reductions as -ve | CUUNH | Ml/d | 2 | 0.1 2019-20: 0; 0.1 2020-21: 0; 0.1 2021-22: 0; 0.1 2022-23: 0; 0.1 2023-24: 0; 0.1 2024-25: 0; 0.1 2025-26: 0; 0.1 2026-27: 0; 0.1 2027-28: 0; 0.1 2028-29: 0; 0.1 2029-30: 0; 0.1 2030-31: 0; 0.1 2031-32: 0; 0.1 2032-33: 0; 0.1 2033-34: 0; 0.1 2034-35: 0; 0.1 2035-36: 0; 0.1 2036-37: 0; 0.1 2037-38: 0; 0.1 2038-39: 0; 0.1 2039-40: 0; 0.1 2040-41: 0; 0.1 2041-42: 0; 0.1 2042-43: 0; 0.1 2043-44: 0; 0.1 2044-45: 0; 0.1 2045-46: 0; 0.1 2046-47: 0; 0.1 2047-48: 0; 0.1 2048-49: 0; 0.1 2049-50: 0
25.1FP | Options impacting on measured Household - USPL input reductions as -ve | CUMHH | Ml/d | 2 | 0.1 2019-20: 0; 0.1 2020-21: 0; 0.1 2021-22: 0; 0.1 2022-23: 0; 0.1 2023-24: 0; 0.1 2024-25: 0; 0.1 2025-26: -0.33; 0.1 2026-27: -0.39; 0.1 2027-28: -0.56; 0.1 2028-29: -0.73; 0.1 2029-30: -0.8; 0.1 2030-31: -0.86; 0.1 2031-32: -0.93; 0.1 2032-33: -0.95; 0.1 2033-34: -0.96; 0.1 2034-35: -0.97; 0.1 2035-36: -0.99; 0.1 2036-37: -1; 0.1 2037-38: -1.01; 0.1 2038-39: -1.02; 0.1 2039-40: -1.03; 0.1 2040-41: -1.04; 0.1 2041-42: -1.05; 0.1 2042-43: -1.06; 0.1 2043-44: -1.07; 0.1 2044-45: -1.07; 0.1 2045-46: -1.08; 0.1 2046-47: -1.09; 0.1 2047-48: -1.1; 0.1 2048-49: -1.1; 0.1 2049-50: -1.11
26.1FP | Options impacting on unmeasured Household - USPL input reductions as -ve | CUUHH | Ml/d | 2 | 0.1 2019-20: 0; 0.1 2020-21: 0; 0.1 2021-22: 0; 0.1 2022-23: 0; 0.1 2023-24: 0; 0.1 2024-25: 0; 0.1 2025-26: 0; 0.1 2026-27: 0; 0.1 2027-28: 0; 0.1 2028-29: 0; 0.1 2029-30: 0; 0.1 2030-31: 0; 0.1 2031-32: 0; 0.1 2032-33: 0; 0.1 2033-34: 0; 0.1 2034-35: 0; 0.1 2035-36: 0; 0.1 2036-37: 0; 0.1 2037-38: 0; 0.1 2038-39: 0; 0.1 2039-40: 0; 0.1 2040-41: 0; 0.1 2041-42: 0; 0.1 2042-43: 0; 0.1 2043-44: 0; 0.1 2044-45: 0; 0.1 2045-46: 0; 0.1 2046-47: 0; 0.1 2047-48: 0; 0.1 2048-49: 0; 0.1 2049-50: 0
27.1FP | Options impacting on Void properties - USPL input reductions as -ve | CUVPP | Ml/d | 2 | 0.1 2019-20: 0; 0.1 2020-21: 0; 0.1 2021-22: 0; 0.1 2022-23: 0; 0.1 2023-24: 0; 0.1 2024-25: 0; 0.1 2025-26: 0; 0.1 2026-27: 0; 0.1 2027-28: 0; 0.1 2028-29: 0; 0.1 2029-30: 0; 0.1 2030-31: 0; 0.1 2031-32: 0; 0.1 2032-33: 0; 0.1 2033-34: 0; 0.1 2034-35: 0; 0.1 2035-36: 0; 0.1 2036-37: 0; 0.1 2037-38: 0; 0.1 2038-39: 0; 0.1 2039-40: 0; 0.1 2040-41: 0; 0.1 2041-42: 0; 0.1 2042-43: 0; 0.1 2043-44: 0; 0.1 2044-45: 0; 0.1 2045-46: 0; 0.1 2046-47: 0; 0.1 2047-48: 0; 0.1 2048-49: 0; 0.1 2049-50: 0
28.1FP | Reduce distribution losses input as -ve | DSRDL | Ml/d | 2 | 0.1 2019-20: 0; 0.1 2020-21: 0; 0.1 2021-22: 0; 0.1 2022-23: 0; 0.1 2023-24: 0; 0.1 2024-25: 0; 0.1 2025-26: -0.04; 0.1 2026-27: -0.05; 0.1 2027-28: -0.06; 0.1 2028-29: -0.11; 0.1 2029-30: -0.15; 0.1 2030-31: -0.16; 0.1 2031-32: -0.17; 0.1 2032-33: -0.2; 0.1 2033-34: -0.21; 0.1 2034-35: -0.27; 0.1 2035-36: -0.52; 0.1 2036-37: -0.53; 0.1 2037-38: -0.87; 0.1 2038-39: -0.9; 0.1 2039-40: -1.17; 0.1 2040-41: -1.52; 0.1 2041-42: -1.73; 0.1 2042-43: -1.84; 0.1 2043-44: -1.96; 0.1 2044-45: -2.19; 0.1 2045-46: -2.35; 0.1 2046-47: -2.65; 0.1 2047-48: -2.93; 0.1 2048-49: -3.07; 0.1 2049-50: -3.15
Table 3c: DYAA - Final plan | Back to top of sheet
WRMP24 reference | Component | Derivation | Unit | Decimal places | 2019-20 | 2020-21 | 2021-22 | 2022-23 | 2023-24 | 2024-25 | 2025-26 | 2026-27 | 2027-28 | 2028-29 | 2029-30 | 2030-31 | 2031-32 | 2032-33 | 2033-34 | 2034-35 | 2035-36 | 2036-37 | 2037-38 | 2038-39 | 2039-40 | 2040-41 | 2041-42 | 2042-43 | 2043-44 | 2044-45 | 2045-46 | 2046-47 | 2047-48 | 2048-49 | 2049-50 | 2050-51 | 2051-52 | 2052-53 | 2053-54 | 2054-55 | 2055-56 | 2056-57 | 2057-58 | 2058-59 | 2059-60 | 2060-61 | 2061-62 | 2062-63 | 2063-64 | 2064-65 | 2065-66 | 2066-67 | 2067-68 | 2068-69 | 2069-70 | 2070-71 | 2071-72 | 2072-73 | 2073-74 | 2074-75 | 2075-76 | 2076-77 | 2077-78 | 2078-79 | 2079-80 | 2080-81 | 2081-82 | 2082-83 | 2083-84 | 2084-85 | 2085-86 | 2086-87 | 2087-88 | 2088-89 | 2089-90 | 2090-91 | 2091-92 | 2092-93 | 2093-94 | 2094-95 | 2095-96 | 2096-97 | 2097-98 | 2098-99 | 2099-100
1FP | Raw water abstracted | Input | Ml/d | 2 | 2019-20: 0; 2020-21: 0; 2021-22: 0; 2022-23: 0; 2023-24: 0; 2024-25: 0; 2025-26: 0; 2026-27: 0; 2027-28: 0; 2028-29: 0; 2029-30: 0; 2030-31: 0; 2031-32: 0; 2032-33: 0; 2033-34: 0; 2034-35: 0; 2035-36: 0; 2036-37: 0; 2037-38: 0; 2038-39: 0; 2039-40: 0; 2040-41: 0; 2041-42: 0; 2042-43: 0; 2043-44: 0; 2044-45: 0; 2045-46: 0; 2046-47: 0; 2047-48: 0; 2048-49: 0; 2049-50: 0
1.1FP | Non-potable water supplies | 1.1BL + 1.11FP | Ml/d | 2 | 2019-20: 0; 2020-21: 0; 2021-22: 0; 2022-23: 0; 2023-24: 0; 2024-25: 0; 2025-26: 0; 2026-27: 0; 2027-28: 0; 2028-29: 0; 2029-30: 0; 2030-31: 0; 2031-32: 0; 2032-33: 0; 2033-34: 0; 2034-35: 0; 2035-36: 0; 2036-37: 0; 2037-38: 0; 2038-39: 0; 2039-40: 0; 2040-41: 0; 2041-42: 0; 2042-43: 0; 2043-44: 0; 2044-45: 0; 2045-46: 0; 2046-47: 0; 2047-48: 0; 2048-49: 0; 2049-50: 0
2FP | Raw water imported | 2BL + 2.1FP | Ml/d | 2 | 2019-20: 0; 2020-21: 0; 2021-22: 0; 2022-23: 0; 2023-24: 0; 2024-25: 0; 2025-26: 0; 2026-27: 0; 2027-28: 0; 2028-29: 0; 2029-30: 0; 2030-31: 0; 2031-32: 0; 2032-33: 0; 2033-34: 0; 2034-35: 0; 2035-36: 0; 2036-37: 0; 2037-38: 0; 2038-39: 0; 2039-40: 0; 2040-41: 0; 2041-42: 0; 2042-43: 0; 2043-44: 0; 2044-45: 0; 2045-46: 0; 2046-47: 0; 2047-48: 0; 2048-49: 0; 2049-50: 0
3FP | Potable water imported | 3BL + 3.1FP | Ml/d | 2 | 2019-20: 10; 2020-21: 10; 2021-22: 10; 2022-23: 10; 2023-24: 10; 2024-25: 10; 2025-26: 25.751; 2026-27: 25.92; 2027-28: 24.724; 2028-29: 25.92; 2029-30: 25.92; 2030-31: 35.78; 2031-32: 36.24; 2032-33: 36.38; 2033-34: 37.25; 2034-35: 37.91; 2035-36: 39.471; 2036-37: 21.209; 2037-38: 21.749; 2038-39: 22.249; 2039-40: 19.449; 2040-41: 72.2; 2041-42: 72.61; 2042-43: 73.01; 2043-44: 73.18; 2044-45: 71.12; 2045-46: 73.34; 2046-47: 73.08; 2047-48: 72.82; 2048-49: 70.52; 2049-50: 67.62
4FP | Raw water exported enter as -ve | 4BL + 4.1FP | Ml/d | 2 | 2019-20: 0; 2020-21: 0; 2021-22: 0; 2022-23: 0; 2023-24: 0; 2024-25: 0; 2025-26: 0; 2026-27: 0; 2027-28: 0; 2028-29: 0; 2029-30: 0; 2030-31: 0; 2031-32: 0; 2032-33: 0; 2033-34: 0; 2034-35: 0; 2035-36: 0; 2036-37: 0; 2037-38: 0; 2038-39: 0; 2039-40: 0; 2040-41: 0; 2041-42: 0; 2042-43: 0; 2043-44: 0; 2044-45: 0; 2045-46: 0; 2046-47: 0; 2047-48: 0; 2048-49: 0; 2049-50: 0
5FP | Potable water exported enter as -ve | 5BL + 5.1FP | Ml/d | 2 | 2019-20: -47.2; 2020-21: -47.2; 2021-22: -47.2; 2022-23: -47.2; 2023-24: -47.2; 2024-25: -47.2; 2025-26: -79.701; 2026-27: -80.02; 2027-28: -79.131; 2028-29: -80.86; 2029-30: -80.94; 2030-31: -79.302; 2031-32: -79.092; 2032-33: -78.312; 2033-34: -79.192; 2034-35: -79.232; 2035-36: -80.811; 2036-37: -58.799; 2037-38: -59.889; 2038-39: -60.589; 2039-40: -57.649; 2040-41: -50.87; 2041-42: -50.72; 2042-43: -50.63; 2043-44: -50.48; 2044-45: -50.36; 2045-46: -50.11; 2046-47: -49.95; 2047-48: -49.87; 2048-49: -49.801; 2049-50: -49.801
6.1FP | Deployable Output post forecast changes | 6.1BL + 6.2FP + 6.3FP +7.01FP +7.02FP | Ml/d | 2 | 2019-20: 212.19; 2020-21: 212.19; 2021-22: 212.19; 2022-23: 212.19; 2023-24: 212.19; 2024-25: 212.19; 2025-26: 204.17; 2026-27: 204.17; 2027-28: 204.17; 2028-29: 204.17; 2029-30: 204.17; 2030-31: 192.37; 2031-32: 192.37; 2032-33: 190.57; 2033-34: 190.57; 2034-35: 190.57; 2035-36: 187.37; 2036-37: 182.37; 2037-38: 182.37; 2038-39: 182.37; 2039-40: 179; 2040-41: 120.49; 2041-42: 120.46; 2042-43: 120.43; 2043-44: 120.4; 2044-45: 120.37; 2045-46: 120.34; 2046-47: 120.31; 2047-48: 120.28; 2048-49: 120.25; 2049-50: 120.22
8FP | Raw water losses, treatment works losses and operational use | 8BL + 8.1FP + 8.2FP | Ml/d | 2 | 2019-20: 10.89; 2020-21: 10.89; 2021-22: 10.89; 2022-23: 10.89; 2023-24: 10.89; 2024-25: 10.89; 2025-26: 10.89; 2026-27: 10.89; 2027-28: 10.89; 2028-29: 10.89; 2029-30: 10.89; 2030-31: 10.89; 2031-32: 10.89; 2032-33: 10.89; 2033-34: 10.89; 2034-35: 10.89; 2035-36: 10.89; 2036-37: 10.89; 2037-38: 10.89; 2038-39: 10.89; 2039-40: 10.89; 2040-41: 10.89; 2041-42: 10.89; 2042-43: 10.89; 2043-44: 10.89; 2044-45: 10.89; 2045-46: 10.89; 2046-47: 10.89; 2047-48: 10.89; 2048-49: 10.89; 2049-50: 10.89
9FP | Total Outage Allowance | 9BL + 9.1FP | Ml/d | 2 | 2019-20: 2.13; 2020-21: 2.13; 2021-22: 2.13; 2022-23: 2.13; 2023-24: 2.13; 2024-25: 2.13; 2025-26: 2.13; 2026-27: 2.13; 2027-28: 2.13; 2028-29: 2.13; 2029-30: 2.13; 2030-31: 2.1; 2031-32: 2.1; 2032-33: 2.1; 2033-34: 2.1; 2034-35: 2.1; 2035-36: 2.02; 2036-37: 2.02; 2037-38: 2.02; 2038-39: 2.02; 2039-40: 2.02; 2040-41: 2.02; 2041-42: 2.02; 2042-43: 2.02; 2043-44: 2.02; 2044-45: 2.02; 2045-46: 2.02; 2046-47: 2.02; 2047-48: 2.02; 2048-49: 2.02; 2049-50: 2.02
10FP | Water Available For Use (own sources) | (6.1FP) - (8FP + 9FP) | Ml/d | 2 | 2019-20: 199.17; 2020-21: 199.17; 2021-22: 199.17; 2022-23: 199.17; 2023-24: 199.17; 2024-25: 199.17; 2025-26: 191.15; 2026-27: 191.15; 2027-28: 191.15; 2028-29: 191.15; 2029-30: 191.15; 2030-31: 179.38; 2031-32: 179.38; 2032-33: 177.58; 2033-34: 177.58; 2034-35: 177.58; 2035-36: 174.46; 2036-37: 169.46; 2037-38: 169.46; 2038-39: 169.46; 2039-40: 166.09; 2040-41: 107.58; 2041-42: 107.55; 2042-43: 107.52; 2043-44: 107.49; 2044-45: 107.46; 2045-46: 107.43; 2046-47: 107.4; 2047-48: 107.37; 2048-49: 107.34; 2049-50: 107.31
11FP | Total Water Available For Use | 10FP + sum (2FP:5FP) | Ml/d | 2 | 2019-20: 161.97; 2020-21: 161.97; 2021-22: 161.97; 2022-23: 161.97; 2023-24: 161.97; 2024-25: 161.97; 2025-26: 137.2; 2026-27: 137.05; 2027-28: 136.743; 2028-29: 136.21; 2029-30: 136.13; 2030-31: 135.858; 2031-32: 136.528; 2032-33: 135.648; 2033-34: 135.638; 2034-35: 136.258; 2035-36: 133.12; 2036-37: 131.87; 2037-38: 131.32; 2038-39: 131.12; 2039-40: 127.89; 2040-41: 128.91; 2041-42: 129.44; 2042-43: 129.9; 2043-44: 130.19; 2044-45: 128.22; 2045-46: 130.66; 2046-47: 130.53; 2047-48: 130.32; 2048-49: 128.059; 2049-50: 125.129
12FP | Water delivered measured non-household | 12BL + 12.2FP | Ml/d | 2 | 2019-20: 39.55; 2020-21: 39.84; 2021-22: 40.08; 2022-23: 40.38; 2023-24: 40.67; 2024-25: 40.93; 2025-26: 40.9; 2026-27: 40.91; 2027-28: 40.9; 2028-29: 40.88; 2029-30: 40.85; 2030-31: 40.81; 2031-32: 40.73; 2032-33: 40.62; 2033-34: 40.52; 2034-35: 40.43; 2035-36: 40.34; 2036-37: 40.22; 2037-38: 40.12; 2038-39: 39.99; 2039-40: 39.91; 2040-41: 39.83; 2041-42: 39.76; 2042-43: 39.73; 2043-44: 39.7; 2044-45: 39.7; 2045-46: 39.7; 2046-47: 39.71; 2047-48: 39.76; 2048-49: 39.82; 2049-50: 39.89
12.1FP | Non-potable water consumption | Input | Ml/d | 2 | 2019-20: 0; 2020-21: 0; 2021-22: 0; 2022-23: 0; 2023-24: 0; 2024-25: 0; 2025-26: 0; 2026-27: 0; 2027-28: 0; 2028-29: 0; 2029-30: 0; 2030-31: 0; 2031-32: 0; 2032-33: 0; 2033-34: 0; 2034-35: 0; 2035-36: 0; 2036-37: 0; 2037-38: 0; 2038-39: 0; 2039-40: 0; 2040-41: 0; 2041-42: 0; 2042-43: 0; 2043-44: 0; 2044-45: 0; 2045-46: 0; 2046-47: 0; 2047-48: 0; 2048-49: 0; 2049-50: 0
13FP | Water delivered unmeasured non-household | 13BL + 13.1FP | Ml/d | 2 | 2019-20: 0.17; 2020-21: 0.17; 2021-22: 0.17; 2022-23: 0.17; 2023-24: 0.17; 2024-25: 0.17; 2025-26: 0.17; 2026-27: 0.17; 2027-28: 0.17; 2028-29: 0.17; 2029-30: 0.17; 2030-31: 0.17; 2031-32: 0.18; 2032-33: 0.18; 2033-34: 0.18; 2034-35: 0.18; 2035-36: 0.18; 2036-37: 0.18; 2037-38: 0.18; 2038-39: 0.18; 2039-40: 0.18; 2040-41: 0.18; 2041-42: 0.18; 2042-43: 0.18; 2043-44: 0.18; 2044-45: 0.18; 2045-46: 0.19; 2046-47: 0.19; 2047-48: 0.19; 2048-49: 0.19; 2049-50: 0.19
14FP | Water delivered measured household | 14BL + 14.1FP | Ml/d | 2 | 2019-20: 49.83; 2020-21: 50.38; 2021-22: 51.02; 2022-23: 51.47; 2023-24: 52.14; 2024-25: 52.67; 2025-26: 52.3; 2026-27: 52.69; 2027-28: 52.91; 2028-29: 52.96; 2029-30: 53.04; 2030-31: 53.12; 2031-32: 53.22; 2032-33: 53.64; 2033-34: 54.03; 2034-35: 54.02; 2035-36: 53.97; 2036-37: 53.89; 2037-38: 53.89; 2038-39: 53.91; 2039-40: 53.93; 2040-41: 53.88; 2041-42: 53.82; 2042-43: 53.72; 2043-44: 53.63; 2044-45: 53.9; 2045-46: 54.01; 2046-47: 54.1; 2047-48: 54.21; 2048-49: 54.31; 2049-50: 54.38
15FP | Water delivered unmeasured household | 15BL + 15.1FP | Ml/d | 2 | 2019-20: 24.39; 2020-21: 23.52; 2021-22: 22.77; 2022-23: 21.87; 2023-24: 21.02; 2024-25: 20.21; 2025-26: 19.54; 2026-27: 18.9; 2027-28: 18.3; 2028-29: 17.72; 2029-30: 17.16; 2030-31: 16.64; 2031-32: 16.16; 2032-33: 15.71; 2033-34: 15.27; 2034-35: 14.86; 2035-36: 14.46; 2036-37: 14.07; 2037-38: 13.7; 2038-39: 13.35; 2039-40: 13.03; 2040-41: 12.72; 2041-42: 12.42; 2042-43: 12.14; 2043-44: 11.87; 2044-45: 11.6; 2045-46: 11.54; 2046-47: 11.47; 2047-48: 11.41; 2048-49: 11.36; 2049-50: 11.36
16FP | Percentage of consumption driven by climate change | 16BL | % | 1 | 2019-20: 0%; 2020-21: 0%; 2021-22: 0%; 2022-23: 0.1%; 2023-24: 0.1%; 2024-25: 0.1%; 2025-26: 0.1%; 2026-27: 0.1%; 2027-28: 0.1%; 2028-29: 0.2%; 2029-30: 0.2%; 2030-31: 0.2%; 2031-32: 0.2%; 2032-33: 0.3%; 2033-34: 0.3%; 2034-35: 0.3%; 2035-36: 0.4%; 2036-37: 0.4%; 2037-38: 0.4%; 2038-39: 0.5%; 2039-40: 0.5%; 2040-41: 0.6%; 2041-42: 0.6%; 2042-43: 0.6%; 2043-44: 0.7%; 2044-45: 0.7%; 2045-46: 0.8%; 2046-47: 0.8%; 2047-48: 0.8%; 2048-49: 0.8%; 2049-50: 0.9%
17FP | Volume of consumption driven by climate change | 16FP * (12FP + sum(13FP:15FP) - sum (23FP:26FP)) | Ml/d | 2 | 2019-20: 0; 2020-21: 0; 2021-22: 0; 2022-23: 0.10927; 2023-24: 0.10942; 2024-25: 0.10947; 2025-26: 0.10878; 2026-27: 0.10866; 2027-28: 0.10848; 2028-29: 0.2163; 2029-30: 0.21554; 2030-31: 0.21478; 2031-32: 0.21412; 2032-33: 0.32082; 2033-34: 0.3204; 2034-35: 0.31893; 2035-36: 0.42312; 2036-37: 0.42084; 2037-38: 0.419; 2038-39: 0.5215; 2039-40: 0.5197; 2040-41: 0.62106; 2041-42: 0.61854; 2042-43: 0.6162; 2043-44: 0.71624; 2044-45: 0.71624; 2045-46: 0.81904; 2046-47: 0.81936; 2047-48: 0.82016; 2048-49: 0.82096; 2049-50: 0.92493
18FP | Measured Household - PCC | ((14FP - 25FP) * 1,000,000) / (39FP * 1000) | l/h/d | 1 | 2019-20: 130.7675; 2020-21: 129.8606; 2021-22: 129.2761; 2022-23: 128.284; 2023-24: 127.7201; 2024-25: 126.8564; 2025-26: 124.8796; 2026-27: 124.2152; 2027-28: 122.2773; 2028-29: 120.9006; 2029-30: 119.7556; 2030-31: 118.7863; 2031-32: 117.9822; 2032-33: 117.7162; 2033-34: 117.4734; 2034-35: 116.3888; 2035-36: 115.3091; 2036-37: 114.2452; 2037-38: 113.4258; 2038-39: 112.6587; 2039-40: 111.8395; 2040-41: 110.9069; 2041-42: 109.9623; 2042-43: 108.9336; 2043-44: 107.9606; 2044-45: 107.7194; 2045-46: 107.3961; 2046-47: 107.0638; 2047-48: 106.7383; 2048-49: 106.3875; 2049-50: 106.0692
19FP | Unmeasured Household - PCC | ((15FP - 26FP) * 1,000,000) / (40FP * 1000) | l/h/d | 1 | 2019-20: 208.2177; 2020-21: 207.7108; 2021-22: 207.2606; 2022-23: 206.5638; 2023-24: 205.9781; 2024-25: 205.3718; 2025-26: 204.7224; 2026-27: 204.106; 2027-28: 203.5188; 2028-29: 203.056; 2029-30: 202.5648; 2030-31: 202.3745; 2031-32: 202.4218; 2032-33: 202.6292; 2033-34: 202.7067; 2034-35: 202.9856; 2035-36: 203.0528; 2036-37: 203.2266; 2037-38: 203.2903; 2038-39: 203.445; 2039-40: 203.6486; 2040-41: 203.8523; 2041-42: 204.0107; 2042-43: 204.3109; 2043-44: 204.4104; 2044-45: 204.5182; 2045-46: 204.9002; 2046-47: 204.8243; 2047-48: 205.0369; 2048-49: 205.1653; 2049-50: 205.1406
20FP | Average Household - PCC | (((14FP - 25FP) + (15FP - 26FP)) * 1,000,000)/ ((39FP + 40FP) * 1,000) | l/h/d | 1 | 2019-20: 148.3427; 2020-21: 146.8151; 2021-22: 145.6246; 2022-23: 144.0002; 2023-24: 142.7515; 2024-25: 141.2803; 2025-26: 139.0019; 2026-27: 137.8278; 2027-28: 135.5214; 2028-29: 133.7867; 2029-30: 132.2775; 2030-31: 130.9881; 2031-32: 129.8902; 2032-33: 129.2899; 2033-34: 128.7146; 2034-35: 127.4445; 2035-36: 126.1608; 2036-37: 124.9141; 2037-38: 123.8791; 2038-39: 122.9072; 2039-40: 121.9061; 2040-41: 120.8093; 2041-42: 119.7019; 2042-43: 118.5378; 2043-44: 117.4078; 2044-45: 116.946; 2045-46: 116.5929; 2046-47: 116.1914; 2047-48: 115.8262; 2048-49: 115.4329; 2049-50: 115.1068
21FP | Water taken unbilled | 21BL + 21.1FP | Ml/d | 2 | 2019-20: 2.47; 2020-21: 2.47; 2021-22: 2.47; 2022-23: 2.47; 2023-24: 2.48; 2024-25: 2.47; 2025-26: 2.47; 2026-27: 2.49; 2027-28: 2.48; 2028-29: 2.48; 2029-30: 2.47; 2030-31: 2.48; 2031-32: 2.47; 2032-33: 2.47; 2033-34: 2.47; 2034-35: 2.47; 2035-36: 2.48; 2036-37: 2.47; 2037-38: 2.49; 2038-39: 2.48; 2039-40: 2.46; 2040-41: 2.46; 2041-42: 2.47; 2042-43: 2.47; 2043-44: 2.48; 2044-45: 2.48; 2045-46: 2.46; 2046-47: 2.48; 2047-48: 2.47; 2048-49: 2.48; 2049-50: 2.47
22FP | Distribution system operational use | 22BL + 22.1FP | Ml/d | 2 | 2019-20: 0.58; 2020-21: 0.58; 2021-22: 0.58; 2022-23: 0.58; 2023-24: 0.58; 2024-25: 0.58; 2025-26: 0.58; 2026-27: 0.58; 2027-28: 0.58; 2028-29: 0.58; 2029-30: 0.58; 2030-31: 0.58; 2031-32: 0.58; 2032-33: 0.58; 2033-34: 0.58; 2034-35: 0.58; 2035-36: 0.58; 2036-37: 0.58; 2037-38: 0.58; 2038-39: 0.58; 2039-40: 0.58; 2040-41: 0.58; 2041-42: 0.58; 2042-43: 0.58; 2043-44: 0.58; 2044-45: 0.58; 2045-46: 0.58; 2046-47: 0.58; 2047-48: 0.58; 2048-49: 0.58; 2049-50: 0.58
23FP | Measured Non Household - USPL | 23BL + 23.1FP | Ml/d | 2 | 2019-20: 0.1; 2020-21: 0.1; 2021-22: 0.1; 2022-23: 0.1; 2023-24: 0.11; 2024-25: 0.11; 2025-26: 0.11; 2026-27: 0.1; 2027-28: 0.1; 2028-29: 0.1; 2029-30: 0.09; 2030-31: 0.09; 2031-32: 0.09; 2032-33: 0.09; 2033-34: 0.09; 2034-35: 0.09; 2035-36: 0.09; 2036-37: 0.08; 2037-38: 0.08; 2038-39: 0.08; 2039-40: 0.07; 2040-41: 0.07; 2041-42: 0.07; 2042-43: 0.06; 2043-44: 0.06; 2044-45: 0.06; 2045-46: 0.06; 2046-47: 0.05; 2047-48: 0.05; 2048-49: 0.05; 2049-50: 0.04
24FP | Unmeasured Non Household - USPL | 24BL + 24.1FP | Ml/d | 2 | 2019-20: -0.01; 2020-21: 0; 2021-22: 0; 2022-23: 0; 2023-24: 0.01; 2024-25: 0.01; 2025-26: 0.01; 2026-27: 0.01; 2027-28: 0.01; 2028-29: 0.01; 2029-30: 0.01; 2030-31: 0.01; 2031-32: 0.01; 2032-33: 0.01; 2033-34: 0.01; 2034-35: 0.01; 2035-36: 0.01; 2036-37: 0.01; 2037-38: 0.01; 2038-39: 0.01; 2039-40: 0.01; 2040-41: 0.01; 2041-42: 0.01; 2042-43: 0.01; 2043-44: 0.01; 2044-45: 0.01; 2045-46: 0.01; 2046-47: 0.01; 2047-48: 0.01; 2048-49: 0.01; 2049-50: 0.01
25FP | Measured Household - USPL | 25BL + 25.1FP | Ml/d | 2 | 2019-20: 2.46; 2020-21: 2.46; 2021-22: 2.46; 2022-23: 2.47; 2023-24: 2.48; 2024-25: 2.47; 2025-26: 2.14; 2026-27: 2.08; 2027-28: 1.92; 2028-29: 1.75; 2029-30: 1.67; 2030-31: 1.61; 2031-32: 1.53; 2032-33: 1.55; 2033-34: 1.58; 2034-35: 1.6; 2035-36: 1.62; 2036-37: 1.65; 2037-38: 1.67; 2038-39: 1.69; 2039-40: 1.71; 2040-41: 1.73; 2041-42: 1.75; 2042-43: 1.77; 2043-44: 1.78; 2044-45: 1.81; 2045-46: 1.82; 2046-47: 1.82; 2047-48: 1.83; 2048-49: 1.84; 2049-50: 1.84
26FP | Unmeasured Household - USPL | 26BL + 26.1BL | Ml/d | 2 | 2019-20: 2.25; 2020-21: 2.18; 2021-22: 2.12; 2022-23: 2.05; 2023-24: 1.98; 2024-25: 1.92; 2025-26: 1.87; 2026-27: 1.82; 2027-28: 1.77; 2028-29: 1.72; 2029-30: 1.68; 2030-31: 1.64; 2031-32: 1.6; 2032-33: 1.56; 2033-34: 1.52; 2034-35: 1.48; 2035-36: 1.45; 2036-37: 1.41; 2037-38: 1.38; 2038-39: 1.35; 2039-40: 1.32; 2040-41: 1.29; 2041-42: 1.26; 2042-43: 1.23; 2043-44: 1.21; 2044-45: 1.18; 2045-46: 1.17; 2046-47: 1.17; 2047-48: 1.16; 2048-49: 1.16; 2049-50: 1.16
27FP | Void Properties - USPL | 27BL + 27.1FP | Ml/d | 2 | 2019-20: 0.26; 2020-21: 0.26; 2021-22: 0.26; 2022-23: 0.27; 2023-24: 0.27; 2024-25: 0.27; 2025-26: 0.28; 2026-27: 0.28; 2027-28: 0.28; 2028-29: 0.28; 2029-30: 0.29; 2030-31: 0.29; 2031-32: 0.29; 2032-33: 0.29; 2033-34: 0.29; 2034-35: 0.3; 2035-36: 0.3; 2036-37: 0.3; 2037-38: 0.3; 2038-39: 0.3; 2039-40: 0.31; 2040-41: 0.31; 2041-42: 0.31; 2042-43: 0.31; 2043-44: 0.31; 2044-45: 0.31; 2045-46: 0.31; 2046-47: 0.32; 2047-48: 0.32; 2048-49: 0.32; 2049-50: 0.32
28FP | Distribution losses | 28BL + 28.1FP | Ml/d | 2 | 2019-20: 15.43; 2020-21: 15.1; 2021-22: 14.91; 2022-23: 14.61; 2023-24: 14.31; 2024-25: 14; 2025-26: 13.96; 2026-27: 13.95; 2027-28: 13.94; 2028-29: 13.89; 2029-30: 13.85; 2030-31: 13.84; 2031-32: 13.83; 2032-33: 13.8; 2033-34: 13.79; 2034-35: 13.73; 2035-36: 13.48; 2036-37: 13.47; 2037-38: 13.13; 2038-39: 13.1; 2039-40: 12.83; 2040-41: 12.48; 2041-42: 12.27; 2042-43: 12.16; 2043-44: 12.04; 2044-45: 11.81; 2045-46: 11.65; 2046-47: 11.35; 2047-48: 11.07; 2048-49: 10.93; 2049-50: 10.85
29FP | Total Leakage | sum (23FP:28FP) | Ml/d | 2 | 2019-20: 20.49; 2020-21: 20.1; 2021-22: 19.85; 2022-23: 19.5; 2023-24: 19.16; 2024-25: 18.78; 2025-26: 18.37; 2026-27: 18.24; 2027-28: 18.02; 2028-29: 17.75; 2029-30: 17.59; 2030-31: 17.48; 2031-32: 17.35; 2032-33: 17.3; 2033-34: 17.28; 2034-35: 17.21; 2035-36: 16.95; 2036-37: 16.92; 2037-38: 16.57; 2038-39: 16.53; 2039-40: 16.25; 2040-41: 15.89; 2041-42: 15.67; 2042-43: 15.54; 2043-44: 15.41; 2044-45: 15.18; 2045-46: 15.02; 2046-47: 14.72; 2047-48: 14.44; 2048-49: 14.31; 2049-50: 14.22
30FP | Leakage/property | (29FP * 1,000,000) / (36FP * 1,000) | l/prop/d | 2 | 2019-20: 88.6552; 2020-21: 86.116; 2021-22: 84.1565; 2022-23: 81.9776; 2023-24: 79.7855; 2024-25: 77.4465; 2025-26: 75.0559; 2026-27: 73.8471; 2027-28: 71.8681; 2028-29: 70.0498; 2029-30: 68.7811; 2030-31: 67.7824; 2031-32: 66.74; 2032-33: 66.0326; 2033-34: 65.4923; 2034-35: 64.7823; 2035-36: 63.392; 2036-37: 62.9013; 2037-38: 61.2581; 2038-39: 60.7783; 2039-40: 59.4459; 2040-41: 57.8386; 2041-42: 56.761; 2042-43: 56.0238; 2043-44: 55.2988; 2044-45: 54.2286; 2045-46: 53.4227; 2046-47: 52.1331; 2047-48: 50.9303; 2048-49: 50.2687; 2049-50: 49.7568
31FP | Measured Non Household - properties | Input | 000's | 2 | 2019-20: 14.141; 2020-21: 14.306; 2021-22: 14.457; 2022-23: 14.636; 2023-24: 14.795; 2024-25: 14.951; 2025-26: 15.103; 2026-27: 15.258; 2027-28: 15.403; 2028-29: 15.531; 2029-30: 15.659; 2030-31: 15.786; 2031-32: 15.903; 2032-33: 16.019; 2033-34: 16.131; 2034-35: 16.235; 2035-36: 16.338; 2036-37: 16.438; 2037-38: 16.535; 2038-39: 16.629; 2039-40: 16.721; 2040-41: 16.813; 2041-42: 16.9; 2042-43: 16.985; 2043-44: 17.069; 2044-45: 17.152; 2045-46: 17.231; 2046-47: 17.308; 2047-48: 17.383; 2048-49: 17.458; 2049-50: 17.533
32FP | Unmeasured Non Household - properties | Input | 000's | 2 | 2019-20: 0.057; 2020-21: 0.057; 2021-22: 0.058; 2022-23: 0.059; 2023-24: 0.059; 2024-25: 0.06; 2025-26: 0.061; 2026-27: 0.061; 2027-28: 0.062; 2028-29: 0.062; 2029-30: 0.063; 2030-31: 0.063; 2031-32: 0.064; 2032-33: 0.064; 2033-34: 0.065; 2034-35: 0.065; 2035-36: 0.066; 2036-37: 0.066; 2037-38: 0.066; 2038-39: 0.067; 2039-40: 0.067; 2040-41: 0.068; 2041-42: 0.068; 2042-43: 0.068; 2043-44: 0.069; 2044-45: 0.069; 2045-46: 0.069; 2046-47: 0.07; 2047-48: 0.07; 2048-49: 0.07; 2049-50: 0.07
33FP | All void non-households - properties | Input | 000's | 2 | 2019-20: 0; 2020-21: 0; 2021-22: 0; 2022-23: 0; 2023-24: 0; 2024-25: 0; 2025-26: 0; 2026-27: 0; 2027-28: 0; 2028-29: 0; 2029-30: 0; 2030-31: 0; 2031-32: 0; 2032-33: 0; 2033-34: 0; 2034-35: 0; 2035-36: 0; 2036-37: 0; 2037-38: 0; 2038-39: 0; 2039-40: 0; 2040-41: 0; 2041-42: 0; 2042-43: 0; 2043-44: 0; 2044-45: 0; 2045-46: 0; 2046-47: 0; 2047-48: 0; 2048-49: 0; 2049-50: 0
34FP | Measured households - properties (excl. void) | Year before + sum (34.1BL:34.6BL) | 000's | 2 | 2019-20: 163.616; 2020-21: 167.172; 2021-22: 170.707; 2022-23: 173.992; 2023-24: 177.509; 2024-25: 181.045; 2025-26: 184.207; 2026-27: 187.313; 2027-28: 191.886; 2028-29: 195.356; 2029-30: 198.485; 2030-31: 201.381; 2031-32: 204.192; 2032-33: 206.926; 2033-34: 209.46; 2034-35: 211.929; 2035-36: 214.285; 2036-37: 216.503; 2037-38: 218.591; 2038-39: 220.635; 2039-40: 222.567; 2040-41: 224.46; 2041-42: 226.307; 2042-43: 228.105; 2043-44: 229.857; 2044-45: 231.564; 2045-46: 232.825; 2046-47: 234.056; 2047-48: 235.255; 2048-49: 236.424; 2049-50: 237.447
34.1FP | New build properties - properties | Input (new builds in each year) | 000's | 2 | 2019-20: 1.596; 2020-21: 1.73; 2021-22: 1.844; 2022-23: 1.763; 2023-24: 2.059; 2024-25: 2.141; 2025-26: 2.062; 2026-27: 2.044; 2027-28: 3.55; 2028-29: 2.482; 2029-30: 2.176; 2030-31: 1.977; 2031-32: 1.924; 2032-33: 1.879; 2033-34: 1.709; 2034-35: 1.673; 2035-36: 1.588; 2036-37: 1.477; 2037-38: 1.374; 2038-39: 1.354; 2039-40: 1.266; 2040-41: 1.251; 2041-42: 1.227; 2042-43: 1.201; 2043-44: 1.176; 2044-45: 1.151; 2045-46: 1.124; 2046-47: 1.099; 2047-48: 1.072; 2048-49: 1.048; 2049-50: 1.023
34.2FP | Meter optants - properties | Input (meter optants in each year) | 000's | 2 | 2019-20: 1.468; 2020-21: 1.402; 2021-22: 1.283; 2022-23: 1.129; 2023-24: 1.08; 2024-25: 1.033; 2025-26: 0.753; 2026-27: 0.728; 2027-28: 0.703; 2028-29: 0.68; 2029-30: 0.657; 2030-31: 0.635; 2031-32: 0.614; 2032-33: 0.593; 2033-34: 0.573; 2034-35: 0.554; 2035-36: 0.536; 2036-37: 0.518; 2037-38: 0.5; 2038-39: 0.484; 2039-40: 0.468; 2040-41: 0.452; 2041-42: 0.437; 2042-43: 0.422; 2043-44: 0.408; 2044-45: 0.394; 2045-46: 0; 2046-47: 0; 2047-48: 0; 2048-49: 0; 2049-50: 0
34.3FP | Compulsory metering - properties | Input (compulsory meters in each year) | 000's | 2 | 2019-20: 0; 2020-21: 0; 2021-22: 0; 2022-23: 0; 2023-24: 0; 2024-25: 0; 2025-26: 0; 2026-27: 0; 2027-28: 0; 2028-29: 0; 2029-30: 0; 2030-31: 0; 2031-32: 0; 2032-33: 0; 2033-34: 0; 2034-35: 0; 2035-36: 0; 2036-37: 0; 2037-38: 0; 2038-39: 0; 2039-40: 0; 2040-41: 0; 2041-42: 0; 2042-43: 0; 2043-44: 0; 2044-45: 0; 2045-46: 0; 2046-47: 0; 2047-48: 0; 2048-49: 0; 2049-50: 0
34.4FP | Metering on change of occupancy - properties | Input (change of occupancy meters in each year) | 000's | 2 | 2019-20: 0.394; 2020-21: 0.38; 2021-22: 0.366; 2022-23: 0.353; 2023-24: 0.339; 2024-25: 0.325; 2025-26: 0.312; 2026-27: 0.3; 2027-28: 0.287; 2028-29: 0.276; 2029-30: 0.265; 2030-31: 0.254; 2031-32: 0.244; 2032-33: 0.234; 2033-34: 0.225; 2034-35: 0.216; 2035-36: 0.207; 2036-37: 0.199; 2037-38: 0.191; 2038-39: 0.183; 2039-40: 0.176; 2040-41: 0.169; 2041-42: 0.162; 2042-43: 0.155; 2043-44: 0.149; 2044-45: 0.143; 2045-46: 0.137; 2046-47: 0.132; 2047-48: 0.127; 2048-49: 0.121; 2049-50: 0
34.5FP | Selective metering - properties | Input (selective meters in each year) | 000's | 2 | 2019-20: 0.046; 2020-21: 0.044; 2021-22: 0.042; 2022-23: 0.04; 2023-24: 0.039; 2024-25: 0.037; 2025-26: 0.035; 2026-27: 0.034; 2027-28: 0.033; 2028-29: 0.032; 2029-30: 0.031; 2030-31: 0.03; 2031-32: 0.029; 2032-33: 0.028; 2033-34: 0.027; 2034-35: 0.026; 2035-36: 0.025; 2036-37: 0.024; 2037-38: 0.023; 2038-39: 0.023; 2039-40: 0.022; 2040-41: 0.021; 2041-42: 0.021; 2042-43: 0.02; 2043-44: 0.019; 2044-45: 0.019; 2045-46: 0; 2046-47: 0; 2047-48: 0; 2048-49: 0; 2049-50: 0
34.6FP | Other changes to existing metering - properties | Input (other changes to meters in each year) | 000's | 2 | 2019-20: 0; 2020-21: 0; 2021-22: 0; 2022-23: 0; 2023-24: 0; 2024-25: 0; 2025-26: 0; 2026-27: 0; 2027-28: 0; 2028-29: 0; 2029-30: 0; 2030-31: 0; 2031-32: 0; 2032-33: 0; 2033-34: 0; 2034-35: 0; 2035-36: 0; 2036-37: 0; 2037-38: 0; 2038-39: 0; 2039-40: 0; 2040-41: 0; 2041-42: 0; 2042-43: 0; 2043-44: 0; 2044-45: 0; 2045-46: 0; 2046-47: 0; 2047-48: 0; 2048-49: 0; 2049-50: 0
34.7FP | Measured household void properties | Input | 000's | 2 | 2019-20: 3.529; 2020-21: 3.614; 2021-22: 3.689; 2022-23: 3.776; 2023-24: 3.861; 2024-25: 3.94; 2025-26: 4.009; 2026-27: 4.078; 2027-28: 4.148; 2028-29: 4.214; 2029-30: 4.277; 2030-31: 4.339; 2031-32: 4.395; 2032-33: 4.447; 2033-34: 4.499; 2034-35: 4.55; 2035-36: 4.599; 2036-37: 4.646; 2037-38: 4.693; 2038-39: 4.736; 2039-40: 4.778; 2040-41: 4.819; 2041-42: 4.858; 2042-43: 4.897; 2043-44: 4.935; 2044-45: 4.971; 2045-46: 4.999; 2046-47: 5.025; 2047-48: 5.051; 2048-49: 5.076; 2049-50: 5.098
35FP | Unmeasured households - properties (excl. void) | Input | 000's | 2 | 2019-20: 48.73; 2020-21: 47.241; 2021-22: 45.97; 2022-23: 44.448; 2023-24: 42.991; 2024-25: 41.595; 2025-26: 40.495; 2026-27: 39.434; 2027-28: 38.41; 2028-29: 37.422; 2029-30: 36.47; 2030-31: 35.55; 2031-32: 34.664; 2032-33: 33.808; 2033-34: 32.983; 2034-35: 32.187; 2035-36: 31.419; 2036-37: 30.679; 2037-38: 29.964; 2038-39: 29.274; 2039-40: 28.609; 2040-41: 27.967; 2041-42: 27.348; 2042-43: 26.751; 2043-44: 26.174; 2044-45: 25.618; 2045-46: 25.481; 2046-47: 25.349; 2047-48: 25.223; 2048-49: 25.101; 2049-50: 25.101
35.1FP | Unmeasured household void properties | Input | 000's | 2 | 2019-20: 1.047; 2020-21: 1.016; 2021-22: 0.989; 2022-23: 0.959; 2023-24: 0.929; 2024-25: 0.899; 2025-26: 0.876; 2026-27: 0.853; 2027-28: 0.828; 2028-29: 0.806; 2029-30: 0.785; 2030-31: 0.765; 2031-32: 0.746; 2032-33: 0.728; 2033-34: 0.71; 2034-35: 0.693; 2035-36: 0.677; 2036-37: 0.661; 2037-38: 0.646; 2038-39: 0.631; 2039-40: 0.616; 2040-41: 0.603; 2041-42: 0.589; 2042-43: 0.576; 2043-44: 0.564; 2044-45: 0.552; 2045-46: 0.549; 2046-47: 0.546; 2047-48: 0.543; 2048-49: 0.541; 2049-50: 0.541
36FP | Total Resource Zone Properties (incl. voids) | sum (31FP:34FP) + 34.7FP + 35BL + 35.1BL | 000's | 2 | 2019-20: 231.12; 2020-21: 233.406; 2021-22: 235.87; 2022-23: 237.87; 2023-24: 240.144; 2024-25: 242.49; 2025-26: 244.751; 2026-27: 246.997; 2027-28: 250.737; 2028-29: 253.391; 2029-30: 255.739; 2030-31: 257.884; 2031-32: 259.964; 2032-33: 261.992; 2033-34: 263.848; 2034-35: 265.659; 2035-36: 267.384; 2036-37: 268.993; 2037-38: 270.495; 2038-39: 271.972; 2039-40: 273.358; 2040-41: 274.73; 2041-42: 276.07; 2042-43: 277.382; 2043-44: 278.668; 2044-45: 279.926; 2045-46: 281.154; 2046-47: 282.354; 2047-48: 283.525; 2048-49: 284.67; 2049-50: 285.79
37FP | Measured Non Household - Population | Input | 000's | 2 | 2019-20: 7.217; 2020-21: 7.31; 2021-22: 7.392; 2022-23: 7.479; 2023-24: 7.576; 2024-25: 7.663; 2025-26: 7.73; 2026-27: 7.85; 2027-28: 7.974; 2028-29: 8.091; 2029-30: 8.202; 2030-31: 8.304; 2031-32: 8.46; 2032-33: 8.592; 2033-34: 8.697; 2034-35: 8.798; 2035-36: 8.887; 2036-37: 8.972; 2037-38: 9.068; 2038-39: 9.158; 2039-40: 9.248; 2040-41: 9.347; 2041-42: 9.454; 2042-43: 9.57; 2043-44: 9.698; 2044-45: 9.828; 2045-46: 9.967; 2046-47: 10.104; 2047-48: 10.235; 2048-49: 10.366; 2049-50: 10.487
38FP | Unmeasured Non Household - Population | Input | 000's | 2 | 2019-20: 0.03; 2020-21: 0.03; 2021-22: 0.03; 2022-23: 0.03; 2023-24: 0.03; 2024-25: 0.031; 2025-26: 0.031; 2026-27: 0.032; 2027-28: 0.032; 2028-29: 0.032; 2029-30: 0.033; 2030-31: 0.033; 2031-32: 0.034; 2032-33: 0.035; 2033-34: 0.035; 2034-35: 0.035; 2035-36: 0.036; 2036-37: 0.036; 2037-38: 0.036; 2038-39: 0.037; 2039-40: 0.037; 2040-41: 0.038; 2041-42: 0.038; 2042-43: 0.038; 2043-44: 0.039; 2044-45: 0.039; 2045-46: 0.04; 2046-47: 0.041; 2047-48: 0.041; 2048-49: 0.042; 2049-50: 0.042
39FP | Measured Household - Population | Input | 000's | 2 | 2019-20: 362.246; 2020-21: 369.011; 2021-22: 375.63; 2022-23: 381.965; 2023-24: 388.819; 2024-25: 395.723; 2025-26: 401.667; 2026-27: 407.438; 2027-28: 417.003; 2028-29: 423.571; 2029-30: 428.957; 2030-31: 433.636; 2031-32: 438.117; 2032-33: 442.505; 2033-34: 446.484; 2034-35: 450.387; 2035-36: 453.997; 2036-37: 457.262; 2037-38: 460.389; 2038-39: 463.524; 2039-40: 466.919; 2040-41: 470.214; 2041-42: 473.526; 2042-43: 476.896; 2043-44: 480.268; 2044-45: 483.571; 2045-46: 485.958; 2046-47: 488.307; 2047-48: 490.733; 2048-49: 493.197; 2049-50: 495.337
40FP | Unmeasured Household - Population | Input | 000's | 2 | 2019-20: 106.331; 2020-21: 102.739; 2021-22: 99.633; 2022-23: 95.951; 2023-24: 92.437; 2024-25: 89.058; 2025-26: 86.312; 2026-27: 83.682; 2027-28: 81.221; 2028-29: 78.796; 2029-30: 76.42; 2030-31: 74.12; 2031-32: 71.929; 2032-33: 69.832; 2033-34: 67.832; 2034-35: 65.916; 2035-36: 64.072; 2036-37: 62.295; 2037-38: 60.603; 2038-39: 58.984; 2039-40: 57.501; 2040-41: 56.07; 2041-42: 54.703; 2042-43: 53.399; 2043-44: 52.15; 2044-45: 50.949; 2045-46: 50.61; 2046-47: 50.287; 2047-48: 49.991; 2048-49: 49.716; 2049-50: 49.722
41FP | Total Resource Zone Population | sum (37FP:40FP) | 000's | 2 | 2019-20: 475.824; 2020-21: 479.09; 2021-22: 482.685; 2022-23: 485.425; 2023-24: 488.862; 2024-25: 492.475; 2025-26: 495.74; 2026-27: 499.002; 2027-28: 506.23; 2028-29: 510.49; 2029-30: 513.612; 2030-31: 516.093; 2031-32: 518.54; 2032-33: 520.964; 2033-34: 523.048; 2034-35: 525.136; 2035-36: 526.992; 2036-37: 528.565; 2037-38: 530.096; 2038-39: 531.703; 2039-40: 533.705; 2040-41: 535.669; 2041-42: 537.721; 2042-43: 539.903; 2043-44: 542.155; 2044-45: 544.387; 2045-46: 546.575; 2046-47: 548.739; 2047-48: 551; 2048-49: 553.321; 2049-50: 555.588
42FP | Average household occupancy rate (excl. voids) | (39FP + 40FP) / (34FP + 35FP) | h/prop | 1 | 2019-20: 2.2067; 2020-21: 2.2002; 2021-22: 2.1934; 2022-23: 2.1879; 2023-24: 2.1826; 2024-25: 2.1774; 2025-26: 2.1717; 2026-27: 2.1659; 2027-28: 2.1634; 2028-29: 2.1581; 2029-30: 2.151; 2030-31: 2.1431; 2031-32: 2.1354; 2032-33: 2.1282; 2033-34: 2.1214; 2034-35: 2.115; 2035-36: 2.1085; 2036-37: 2.1019; 2037-38: 2.0961; 2038-39: 2.0908; 2039-40: 2.0879; 2040-41: 2.0849; 2041-42: 2.0825; 2042-43: 2.0808; 2043-44: 2.0795; 2044-45: 2.0784; 2045-46: 2.0773; 2046-47: 2.0763; 2047-48: 2.0759; 2048-49: 2.076; 2049-50: 2.076
43FP | Total Household Metering penetration (excl. voids) | 34FP / (34FP + 35FP) | % | 1 | 2019-20: 77.05%; 2020-21: 77.97%; 2021-22: 78.78%; 2022-23: 79.65%; 2023-24: 80.5%; 2024-25: 81.32%; 2025-26: 81.98%; 2026-27: 82.61%; 2027-28: 83.32%; 2028-29: 83.92%; 2029-30: 84.48%; 2030-31: 85%; 2031-32: 85.49%; 2032-33: 85.96%; 2033-34: 86.4%; 2034-35: 86.81%; 2035-36: 87.21%; 2036-37: 87.59%; 2037-38: 87.94%; 2038-39: 88.29%; 2039-40: 88.61%; 2040-41: 88.92%; 2041-42: 89.22%; 2042-43: 89.5%; 2043-44: 89.78%; 2044-45: 90.04%; 2045-46: 90.14%; 2046-47: 90.23%; 2047-48: 90.32%; 2048-49: 90.4%; 2049-50: 90.44%
44FP | Total Household Metering penetration (incl. voids) | (34FP) / (34FP + 34.7FP + 35FP + 35.1FP) | % | 1 | 2019-20: 75.43%; 2020-21: 76.32%; 2021-22: 77.12%; 2022-23: 77.96%; 2023-24: 78.79%; 2024-25: 79.59%; 2025-26: 80.23%; 2026-27: 80.85%; 2027-28: 81.56%; 2028-29: 82.15%; 2029-30: 82.7%; 2030-31: 83.2%; 2031-32: 83.69%; 2032-33: 84.15%; 2033-34: 84.58%; 2034-35: 84.99%; 2035-36: 85.38%; 2036-37: 85.75%; 2037-38: 86.1%; 2038-39: 86.43%; 2039-40: 86.75%; 2040-41: 87.05%; 2041-42: 87.34%; 2042-43: 87.62%; 2043-44: 87.89%; 2044-45: 88.15%; 2045-46: 88.24%; 2046-47: 88.33%; 2047-48: 88.42%; 2048-49: 88.5%; 2049-50: 88.54%
45FP | Distribution input | sum (12FP:15FP) + 21FP + 22FP + 27FP + 28FP | Ml/d | 2 | 2019-20: 132.68; 2020-21: 132.32; 2021-22: 132.26; 2022-23: 131.82; 2023-24: 131.64; 2024-25: 131.3; 2025-26: 130.2; 2026-27: 129.97; 2027-28: 129.56; 2028-29: 128.96; 2029-30: 128.41; 2030-31: 127.93; 2031-32: 127.46; 2032-33: 127.29; 2033-34: 127.13; 2034-35: 126.57; 2035-36: 125.79; 2036-37: 125.18; 2037-38: 124.39; 2038-39: 123.89; 2039-40: 123.23; 2040-41: 122.44; 2041-42: 121.81; 2042-43: 121.29; 2043-44: 120.79; 2044-45: 120.56; 2045-46: 120.44; 2046-47: 120.2; 2047-48: 120.01; 2048-49: 119.99; 2049-50: 120.04
46FP | Target headroom (climate change component) | Input | Ml/d | 2 | 2019-20: 0.87971; 2020-21: 0.87971; 2021-22: 0.87971; 2022-23: 0.87971; 2023-24: 0.87971; 2024-25: 0.87971; 2025-26: 0.87971; 2026-27: 0.95122; 2027-28: 0.99; 2028-29: 1.0249; 2029-30: 1.0256; 2030-31: 1.0341; 2031-32: 0.97748; 2032-33: 1.0434; 2033-34: 1.114; 2034-35: 1.1195; 2035-36: 1.1032; 2036-37: 1.1633; 2037-38: 1.0883; 2038-39: 1.1099; 2039-40: -0.017614; 2040-41: 0.019358; 2041-42: 0.037547; 2042-43: -0.023087; 2043-44: 0.051726; 2044-45: 0.025547; 2045-46: 0.023208; 2046-47: 0.025765; 2047-48: -0.07297; 2048-49: -0.09455; 2049-50: 0.0099429
47FP | Target headroom (All other components) | Input | Ml/d | 2 | 2019-20: 6.1173; 2020-21: 6.1173; 2021-22: 6.1173; 2022-23: 6.1173; 2023-24: 6.1173; 2024-25: 6.1173; 2025-26: 6.1173; 2026-27: 6.1301; 2027-28: 6.185; 2028-29: 6.2265; 2029-30: 6.6929; 2030-31: 6.7203; 2031-32: 7.0248; 2032-33: 7.101; 2033-34: 7.2247; 2034-35: 7.469; 2035-36: 6.2267; 2036-37: 5.5297; 2037-38: 5.842; 2038-39: 6.1227; 2039-40: 4.6735; 2040-41: 4.8715; 2041-42: 5.0356; 2042-43: 5.2355; 2043-44: 5.3683; 2044-45: 5.4043; 2045-46: 4.5948; 2046-47: 4.7085; 2047-48: 4.7854; 2048-49: 4.8367; 2049-50: 4.9238
48FP | Target Headroom | 46FP + 47FP | Ml/d | 2 | 2019-20: 6.997; 2020-21: 6.997; 2021-22: 6.997; 2022-23: 6.997; 2023-24: 6.997; 2024-25: 6.997; 2025-26: 6.997; 2026-27: 7.0814; 2027-28: 7.175; 2028-29: 7.2514; 2029-30: 7.7185; 2030-31: 7.7544; 2031-32: 8.0022; 2032-33: 8.1444; 2033-34: 8.3387; 2034-35: 8.5885; 2035-36: 7.3298; 2036-37: 6.693; 2037-38: 6.9303; 2038-39: 7.2325; 2039-40: 4.6559; 2040-41: 4.8908; 2041-42: 5.0732; 2042-43: 5.2124; 2043-44: 5.42; 2044-45: 5.4298; 2045-46: 4.618; 2046-47: 4.7343; 2047-48: 4.7124; 2048-49: 4.7421; 2049-50: 4.9337
49FP | Available Headroom | 11FP - 45FP | Ml/d | 2 | 2019-20: 29.29; 2020-21: 29.65; 2021-22: 29.71; 2022-23: 30.15; 2023-24: 30.33; 2024-25: 30.67; 2025-26: 7; 2026-27: 7.08; 2027-28: 7.183; 2028-29: 7.25; 2029-30: 7.72; 2030-31: 7.928; 2031-32: 9.068; 2032-33: 8.358; 2033-34: 8.508; 2034-35: 9.688; 2035-36: 7.33; 2036-37: 6.69; 2037-38: 6.93; 2038-39: 7.23; 2039-40: 4.66; 2040-41: 6.47; 2041-42: 7.63; 2042-43: 8.61; 2043-44: 9.4; 2044-45: 7.66; 2045-46: 10.22; 2046-47: 10.33; 2047-48: 10.31; 2048-49: 8.069; 2049-50: 5.089
49.1FP | Available non-potable balance (if applicable) | 1.1FP - 12.1FP | Ml/d | 2 | 2019-20: 0; 2020-21: 0; 2021-22: 0; 2022-23: 0; 2023-24: 0; 2024-25: 0; 2025-26: 0; 2026-27: 0; 2027-28: 0; 2028-29: 0; 2029-30: 0; 2030-31: 0; 2031-32: 0; 2032-33: 0; 2033-34: 0; 2034-35: 0; 2035-36: 0; 2036-37: 0; 2037-38: 0; 2038-39: 0; 2039-40: 0; 2040-41: 0; 2041-42: 0; 2042-43: 0; 2043-44: 0; 2044-45: 0; 2045-46: 0; 2046-47: 0; 2047-48: 0; 2048-49: 0; 2049-50: 0
50FP | Supply Demand Balance | 49FP - 48FP | Ml/d | 2 | 2019-20: 22.293; 2020-21: 22.653; 2021-22: 22.713; 2022-23: 23.153; 2023-24: 23.333; 2024-25: 23.673; 2025-26: 0.0029912; 2026-27: -0.0013505; 2027-28: 0.008; 2028-29: -0.0013546; 2029-30: 0.0014741; 2030-31: 0.17358; 2031-32: 1.0658; 2032-33: 0.21361; 2033-34: 0.1693; 2034-35: 1.0995; 2035-36: 0.00015274; 2036-37: -0.0030054; 2037-38: -0.00025883; 2038-39: -0.0025489; 2039-40: 0.0040637; 2040-41: 1.5792; 2041-42: 2.5568; 2042-43: 3.3976; 2043-44: 3.98; 2044-45: 2.2302; 2045-46: 5.602; 2046-47: 5.5957; 2047-48: 5.5976; 2048-49: 3.3269; 2049-50: 0.15526
Water Company | Anglian Water | Version | V3.1
WRZ | AWSLNC | Planning Scenario | DYCP
Table 3d: DYCP - Baseline | Back to top of sheet
WRMP24 reference | Component | Derivation | Unit | Decimal places | 2019-20 | 2020-21 | 2021-22 | 2022-23 | 2023-24 | 2024-25 | 2025-26 | 2026-27 | 2027-28 | 2028-29 | 2029-30 | 2030-31 | 2031-32 | 2032-33 | 2033-34 | 2034-35 | 2035-36 | 2036-37 | 2037-38 | 2038-39 | 2039-40 | 2040-41 | 2041-42 | 2042-43 | 2043-44 | 2044-45 | 2045-46 | 2046-47 | 2047-48 | 2048-49 | 2049-50 | 2050-51 | 2051-52 | 2052-53 | 2053-54 | 2054-55 | 2055-56 | 2056-57 | 2057-58 | 2058-59 | 2059-60 | 2060-61 | 2061-62 | 2062-63 | 2063-64 | 2064-65 | 2065-66 | 2066-67 | 2067-68 | 2068-69 | 2069-70 | 2070-71 | 2071-72 | 2072-73 | 2073-74 | 2074-75 | 2075-76 | 2076-77 | 2077-78 | 2078-79 | 2079-80 | 2080-81 | 2081-82 | 2082-83 | 2083-84 | 2084-85 | 2085-86 | 2086-87 | 2087-88 | 2088-89 | 2089-90 | 2090-91 | 2091-92 | 2092-93 | 2093-94 | 2094-95 | 2095-96 | 2096-97 | 2097-98 | 2098-99 | 2099-100
1BL | Raw water abstracted | Input | Ml/d | 2 | 2019-20: 0; 2020-21: 0; 2021-22: 0; 2022-23: 0; 2023-24: 0; 2024-25: 0; 2025-26: 0; 2026-27: 0; 2027-28: 0; 2028-29: 0; 2029-30: 0; 2030-31: 0; 2031-32: 0; 2032-33: 0; 2033-34: 0; 2034-35: 0; 2035-36: 0; 2036-37: 0; 2037-38: 0; 2038-39: 0; 2039-40: 0; 2040-41: 0; 2041-42: 0; 2042-43: 0; 2043-44: 0; 2044-45: 0; 2045-46: 0; 2046-47: 0; 2047-48: 0; 2048-49: 0; 2049-50: 0
1.1BL | Non-potable water supplies | Input | Ml/d | 2 | 2019-20: 0; 2020-21: 0; 2021-22: 0; 2022-23: 0; 2023-24: 0; 2024-25: 0; 2025-26: 0; 2026-27: 0; 2027-28: 0; 2028-29: 0; 2029-30: 0; 2030-31: 0; 2031-32: 0; 2032-33: 0; 2033-34: 0; 2034-35: 0; 2035-36: 0; 2036-37: 0; 2037-38: 0; 2038-39: 0; 2039-40: 0; 2040-41: 0; 2041-42: 0; 2042-43: 0; 2043-44: 0; 2044-45: 0; 2045-46: 0; 2046-47: 0; 2047-48: 0; 2048-49: 0; 2049-50: 0
2BL | Raw water imported | Input | Ml/d | 2 | 2019-20: 0; 2020-21: 0; 2021-22: 0; 2022-23: 0; 2023-24: 0; 2024-25: 0; 2025-26: 0; 2026-27: 0; 2027-28: 0; 2028-29: 0; 2029-30: 0; 2030-31: 0; 2031-32: 0; 2032-33: 0; 2033-34: 0; 2034-35: 0; 2035-36: 0; 2036-37: 0; 2037-38: 0; 2038-39: 0; 2039-40: 0; 2040-41: 0; 2041-42: 0; 2042-43: 0; 2043-44: 0; 2044-45: 0; 2045-46: 0; 2046-47: 0; 2047-48: 0; 2048-49: 0; 2049-50: 0
3BL | Potable water imported | Input | Ml/d | 2 | 2019-20: 0; 2020-21: 0; 2021-22: 0; 2022-23: 0; 2023-24: 0; 2024-25: 0; 2025-26: 3.66; 2026-27: 3.664; 2027-28: 25.354; 2028-29: 23.78; 2029-30: 22.35; 2030-31: 21.05; 2031-32: 21.43; 2032-33: 20.38; 2033-34: 20.07; 2034-35: 19.63; 2035-36: 21.19; 2036-37: 21.9; 2037-38: 21.16; 2038-39: 20.55; 2039-40: 21.97; 2040-41: 21.59; 2041-42: 20.94; 2042-43: 20.3; 2043-44: 19.73; 2044-45: 19.38; 2045-46: 19.96; 2046-47: 19.56; 2047-48: 19.12; 2048-49: 18.75; 2049-50: 18.38
4BL | Raw water exported enter as -ve | Input | Ml/d | 2 | 2019-20: 0; 2020-21: 0; 2021-22: 0; 2022-23: 0; 2023-24: 0; 2024-25: 0; 2025-26: 0; 2026-27: 0; 2027-28: 0; 2028-29: 0; 2029-30: 0; 2030-31: 0; 2031-32: 0; 2032-33: 0; 2033-34: 0; 2034-35: 0; 2035-36: 0; 2036-37: 0; 2037-38: 0; 2038-39: 0; 2039-40: 0; 2040-41: 0; 2041-42: 0; 2042-43: 0; 2043-44: 0; 2044-45: 0; 2045-46: 0; 2046-47: 0; 2047-48: 0; 2048-49: 0; 2049-50: 0
5BL | Potable water exported enter as -ve | Input | Ml/d | 2 | 2019-20: 0; 2020-21: 0; 2021-22: 0; 2022-23: 0; 2023-24: 0; 2024-25: 0; 2025-26: -66.432; 2026-27: -68.812; 2027-28: -72.923; 2028-29: -77.193; 2029-30: -82.593; 2030-31: -86.38; 2031-32: -86.09; 2032-33: -84.42; 2033-34: -83.45; 2034-35: -82.26; 2035-36: -84.84; 2036-37: -85.93; 2037-38: -84.37; 2038-39: -82.89; 2039-40: -86.64; 2040-41: -85.47; 2041-42: -84.06; 2042-43: -82.65; 2043-44: -81.18; 2044-45: -80.15; 2045-46: -79.7; 2046-47: -79.7; 2047-48: -79.7; 2048-49: -79.7; 2049-50: -79.7
6BL | Deployable Output before forecast changes | Input | Ml/d | 2 | 2019-20: 241.72; 2020-21: 241.72; 2021-22: 241.72; 2022-23: 241.72; 2023-24: 241.72; 2024-25: 241.72; 2025-26: 241.72; 2026-27: 241.72; 2027-28: 241.72; 2028-29: 241.72; 2029-30: 241.72; 2030-31: 241.72; 2031-32: 241.72; 2032-33: 241.72; 2033-34: 241.72; 2034-35: 241.72; 2035-36: 241.72; 2036-37: 241.72; 2037-38: 241.72; 2038-39: 241.72; 2039-40: 241.72; 2040-41: 241.72; 2041-42: 241.72; 2042-43: 241.72; 2043-44: 241.72; 2044-45: 241.72; 2045-46: 241.72; 2046-47: 241.72; 2047-48: 241.72; 2048-49: 241.72; 2049-50: 241.72
6.1BL | Deployable Output post forecast changes | 6BL + 7BL | Ml/d | 2 | 2019-20: 241.72; 2020-21: 241.72; 2021-22: 241.72; 2022-23: 241.72; 2023-24: 241.72; 2024-25: 241.72; 2025-26: 241.72; 2026-27: 241.72; 2027-28: 241.72; 2028-29: 241.72; 2029-30: 241.72; 2030-31: 241.72; 2031-32: 241.72; 2032-33: 241.72; 2033-34: 241.72; 2034-35: 241.72; 2035-36: 241.72; 2036-37: 241.72; 2037-38: 241.72; 2038-39: 241.72; 2039-40: 241.72; 2040-41: 241.72; 2041-42: 241.72; 2042-43: 241.72; 2043-44: 241.72; 2044-45: 241.72; 2045-46: 194.38; 2046-47: 194.38; 2047-48: 194.38; 2048-49: 194.38; 2049-50: 194.38
7BL | Baseline forecast changes to Deployable Output | sum (7.1BL:7.6BL) | Ml/d | 2 | 2019-20: 0; 2020-21: 0; 2021-22: 0; 2022-23: 0; 2023-24: 0; 2024-25: 0; 2025-26: 0; 2026-27: 0; 2027-28: 0; 2028-29: 0; 2029-30: 0; 2030-31: 0; 2031-32: 0; 2032-33: 0; 2033-34: 0; 2034-35: 0; 2035-36: 0; 2036-37: 0; 2037-38: 0; 2038-39: 0; 2039-40: 0; 2040-41: 0; 2041-42: 0; 2042-43: 0; 2043-44: 0; 2044-45: 0; 2045-46: -47.34; 2046-47: -47.34; 2047-48: -47.34; 2048-49: -47.34; 2049-50: -47.34
7.1BL | Change in DO due to climate change | Input | Ml/d | 2 | 2019-20: 0; 2020-21: 0; 2021-22: 0; 2022-23: 0; 2023-24: 0; 2024-25: 0; 2025-26: 0; 2026-27: 0; 2027-28: 0; 2028-29: 0; 2029-30: 0; 2030-31: 0; 2031-32: 0; 2032-33: 0; 2033-34: 0; 2034-35: 0; 2035-36: 0; 2036-37: 0; 2037-38: 0; 2038-39: 0; 2039-40: 0; 2040-41: 0; 2041-42: 0; 2042-43: 0; 2043-44: 0; 2044-45: 0; 2045-46: 0; 2046-47: 0; 2047-48: 0; 2048-49: 0; 2049-50: 0
7.2BL | Total confirmed DO reductions to restore sustainable abstraction enter as -ve | Input | Ml/d | 2 | 2019-20: 0; 2020-21: 0; 2021-22: 0; 2022-23: 0; 2023-24: 0; 2024-25: 0; 2025-26: 0; 2026-27: 0; 2027-28: 0; 2028-29: 0; 2029-30: 0; 2030-31: 0; 2031-32: 0; 2032-33: 0; 2033-34: 0; 2034-35: 0; 2035-36: 0; 2036-37: 0; 2037-38: 0; 2038-39: 0; 2039-40: 0; 2040-41: 0; 2041-42: 0; 2042-43: 0; 2043-44: 0; 2044-45: 0; 2045-46: 0; 2046-47: 0; 2047-48: 0; 2048-49: 0; 2049-50: 0
7.3BL | Total expected DO reductions to restore sustainable abstraction (Environmental Destination) (excl. any confirmed reductions) enter as -ve | Input | Ml/d | 2 | 2019-20: 0; 2020-21: 0; 2021-22: 0; 2022-23: 0; 2023-24: 0; 2024-25: 0; 2025-26: 0; 2026-27: 0; 2027-28: 0; 2028-29: 0; 2029-30: 0; 2030-31: 0; 2031-32: 0; 2032-33: 0; 2033-34: 0; 2034-35: 0; 2035-36: 0; 2036-37: 0; 2037-38: 0; 2038-39: 0; 2039-40: 0; 2040-41: 0; 2041-42: 0; 2042-43: 0; 2043-44: 0; 2044-45: 0; 2045-46: -47.34; 2046-47: -47.34; 2047-48: -47.34; 2048-49: -47.34; 2049-50: -47.34
7.4BL | Change in DO from prolonged Outage reduction enter as -ve | Input | Ml/d | 2 | 2019-20: 0; 2020-21: 0; 2021-22: 0; 2022-23: 0; 2023-24: 0; 2024-25: 0; 2025-26: 0; 2026-27: 0; 2027-28: 0; 2028-29: 0; 2029-30: 0; 2030-31: 0; 2031-32: 0; 2032-33: 0; 2033-34: 0; 2034-35: 0; 2035-36: 0; 2036-37: 0; 2037-38: 0; 2038-39: 0; 2039-40: 0; 2040-41: 0; 2041-42: 0; 2042-43: 0; 2043-44: 0; 2044-45: 0; 2045-46: 0; 2046-47: 0; 2047-48: 0; 2048-49: 0; 2049-50: 0
7.5BL | Change in DO from drought measures | Zero for baseline | Ml/d | 2 | 2019-20: 0; 2020-21: 0; 2021-22: 0; 2022-23: 0; 2023-24: 0; 2024-25: 0; 2025-26: 0; 2026-27: 0; 2027-28: 0; 2028-29: 0; 2029-30: 0; 2030-31: 0; 2031-32: 0; 2032-33: 0; 2033-34: 0; 2034-35: 0; 2035-36: 0; 2036-37: 0; 2037-38: 0; 2038-39: 0; 2039-40: 0; 2040-41: 0; 2041-42: 0; 2042-43: 0; 2043-44: 0; 2044-45: 0; 2045-46: 0; 2046-47: 0; 2047-48: 0; 2048-49: 0; 2049-50: 0
7.6BL | Total other changes to DO (specify e.g. Nitrates) | Input | Ml/d | 2 | 2019-20: 0; 2020-21: 0; 2021-22: 0; 2022-23: 0; 2023-24: 0; 2024-25: 0; 2025-26: 0; 2026-27: 0; 2027-28: 0; 2028-29: 0; 2029-30: 0; 2030-31: 0; 2031-32: 0; 2032-33: 0; 2033-34: 0; 2034-35: 0; 2035-36: 0; 2036-37: 0; 2037-38: 0; 2038-39: 0; 2039-40: 0; 2040-41: 0; 2041-42: 0; 2042-43: 0; 2043-44: 0; 2044-45: 0; 2045-46: 0; 2046-47: 0; 2047-48: 0; 2048-49: 0; 2049-50: 0
8BL | Raw water losses, treatment works losses and operational use | Input | Ml/d | 2 | 2019-20: 11.07; 2020-21: 11.07; 2021-22: 11.07; 2022-23: 11.07; 2023-24: 11.07; 2024-25: 11.07; 2025-26: 11.07; 2026-27: 11.07; 2027-28: 11.07; 2028-29: 11.07; 2029-30: 11.07; 2030-31: 11.07; 2031-32: 11.07; 2032-33: 11.07; 2033-34: 11.07; 2034-35: 11.07; 2035-36: 11.07; 2036-37: 11.07; 2037-38: 11.07; 2038-39: 11.07; 2039-40: 11.07; 2040-41: 11.07; 2041-42: 11.07; 2042-43: 11.07; 2043-44: 11.07; 2044-45: 11.07; 2045-46: 11.07; 2046-47: 11.07; 2047-48: 11.07; 2048-49: 11.07; 2049-50: 11.07
9BL | Total Outage Allowance | Input | Ml/d | 2 | 2019-20: 2.85; 2020-21: 2.85; 2021-22: 2.85; 2022-23: 2.85; 2023-24: 2.85; 2024-25: 2.85; 2025-26: 2.85; 2026-27: 2.85; 2027-28: 2.85; 2028-29: 2.85; 2029-30: 2.85; 2030-31: 2.85; 2031-32: 2.85; 2032-33: 2.85; 2033-34: 2.85; 2034-35: 2.85; 2035-36: 2.85; 2036-37: 2.85; 2037-38: 2.85; 2038-39: 2.85; 2039-40: 2.85; 2040-41: 2.85; 2041-42: 2.85; 2042-43: 2.85; 2043-44: 2.85; 2044-45: 2.85; 2045-46: 2.85; 2046-47: 2.85; 2047-48: 2.85; 2048-49: 2.85; 2049-50: 2.85
10BL | Water Available For Use (own sources) | (6BL + 7BL) - (8BL + 9BL) | Ml/d | 2 | 2019-20: 227.8; 2020-21: 227.8; 2021-22: 227.8; 2022-23: 227.8; 2023-24: 227.8; 2024-25: 227.8; 2025-26: 227.8; 2026-27: 227.8; 2027-28: 227.8; 2028-29: 227.8; 2029-30: 227.8; 2030-31: 227.8; 2031-32: 227.8; 2032-33: 227.8; 2033-34: 227.8; 2034-35: 227.8; 2035-36: 227.8; 2036-37: 227.8; 2037-38: 227.8; 2038-39: 227.8; 2039-40: 227.8; 2040-41: 227.8; 2041-42: 227.8; 2042-43: 227.8; 2043-44: 227.8; 2044-45: 227.8; 2045-46: 180.46; 2046-47: 180.46; 2047-48: 180.46; 2048-49: 180.46; 2049-50: 180.46
11BL | Total Water Available For Use | 10BL + sum (2BL:5BL) | Ml/d | 2 | 2019-20: 227.8; 2020-21: 227.8; 2021-22: 227.8; 2022-23: 227.8; 2023-24: 227.8; 2024-25: 227.8; 2025-26: 165.028; 2026-27: 162.652; 2027-28: 180.231; 2028-29: 174.387; 2029-30: 167.557; 2030-31: 162.47; 2031-32: 163.14; 2032-33: 163.76; 2033-34: 164.42; 2034-35: 165.17; 2035-36: 164.15; 2036-37: 163.77; 2037-38: 164.59; 2038-39: 165.46; 2039-40: 163.13; 2040-41: 163.92; 2041-42: 164.68; 2042-43: 165.45; 2043-44: 166.35; 2044-45: 167.03; 2045-46: 120.72; 2046-47: 120.32; 2047-48: 119.88; 2048-49: 119.51; 2049-50: 119.14
12BL | Water delivered measured non-household | Input Note - consumption & uspl | Ml/d | 2 | 2019-20: 44.98; 2020-21: 45.31; 2021-22: 45.59; 2022-23: 45.93; 2023-24: 46.27; 2024-25: 46.55; 2025-26: 46.81; 2026-27: 47.09; 2027-28: 47.37; 2028-29: 47.63; 2029-30: 47.86; 2030-31: 48.09; 2031-32: 48.27; 2032-33: 48.42; 2033-34: 48.59; 2034-35: 48.75; 2035-36: 48.92; 2036-37: 49.06; 2037-38: 49.22; 2038-39: 49.35; 2039-40: 49.53; 2040-41: 49.72; 2041-42: 49.92; 2042-43: 50.16; 2043-44: 50.42; 2044-45: 50.69; 2045-46: 50.97; 2046-47: 51.27; 2047-48: 51.6; 2048-49: 51.95; 2049-50: 52.32
12.1BL | Non-potable water consumption | Input | Ml/d | 2 | 2019-20: 0; 2020-21: 0; 2021-22: 0; 2022-23: 0; 2023-24: 0; 2024-25: 0; 2025-26: 0; 2026-27: 0; 2027-28: 0; 2028-29: 0; 2029-30: 0; 2030-31: 0; 2031-32: 0; 2032-33: 0; 2033-34: 0; 2034-35: 0; 2035-36: 0; 2036-37: 0; 2037-38: 0; 2038-39: 0; 2039-40: 0; 2040-41: 0; 2041-42: 0; 2042-43: 0; 2043-44: 0; 2044-45: 0; 2045-46: 0; 2046-47: 0; 2047-48: 0; 2048-49: 0; 2049-50: 0
13BL | Water delivered unmeasured non-household | Input Note - consumption & uspl | Ml/d | 2 | 2019-20: 0.16; 2020-21: 0.16; 2021-22: 0.16; 2022-23: 0.16; 2023-24: 0.16; 2024-25: 0.17; 2025-26: 0.17; 2026-27: 0.17; 2027-28: 0.17; 2028-29: 0.17; 2029-30: 0.17; 2030-31: 0.17; 2031-32: 0.17; 2032-33: 0.17; 2033-34: 0.17; 2034-35: 0.17; 2035-36: 0.17; 2036-37: 0.18; 2037-38: 0.18; 2038-39: 0.18; 2039-40: 0.18; 2040-41: 0.18; 2041-42: 0.18; 2042-43: 0.18; 2043-44: 0.18; 2044-45: 0.18; 2045-46: 0.18; 2046-47: 0.18; 2047-48: 0.18; 2048-49: 0.19; 2049-50: 0.19
14BL | Water delivered measured household | Input Note - consumption & uspl | Ml/d | 2 | 2019-20: 58.62; 2020-21: 59.29; 2021-22: 60.07; 2022-23: 60.61; 2023-24: 61.42; 2024-25: 62.07; 2025-26: 62.87; 2026-27: 63.68; 2027-28: 65.11; 2028-29: 66.06; 2029-30: 66.8; 2030-31: 67.53; 2031-32: 68.3; 2032-33: 69.16; 2033-34: 69.95; 2034-35: 70.74; 2035-36: 71.48; 2036-37: 72.17; 2037-38: 72.98; 2038-39: 73.79; 2039-40: 74.63; 2040-41: 75.33; 2041-42: 76.03; 2042-43: 76.74; 2043-44: 77.45; 2044-45: 78.16; 2045-46: 78.65; 2046-47: 79.14; 2047-48: 79.62; 2048-49: 80.11; 2049-50: 80.54
15BL | Water delivered unmeasured household | Input Note - consumption & uspl | Ml/d | 2 | 2019-20: 29.87; 2020-21: 28.81; 2021-22: 27.89; 2022-23: 26.8; 2023-24: 25.76; 2024-25: 24.77; 2025-26: 23.95; 2026-27: 23.18; 2027-28: 22.45; 2028-29: 21.74; 2029-30: 21.05; 2030-31: 20.43; 2031-32: 19.85; 2032-33: 19.3; 2033-34: 18.77; 2034-35: 18.27; 2035-36: 17.79; 2036-37: 17.32; 2037-38: 16.88; 2038-39: 16.46; 2039-40: 16.07; 2040-41: 15.7; 2041-42: 15.34; 2042-43: 15; 2043-44: 14.68; 2044-45: 14.37; 2045-46: 14.3; 2046-47: 14.23; 2047-48: 14.16; 2048-49: 14.1; 2049-50: 14.12
16BL | Percentage of consumption driven by climate change | Input | % | 1 | 2019-20: 0%; 2020-21: 0%; 2021-22: 0%; 2022-23: 0.1%; 2023-24: 0.1%; 2024-25: 0.1%; 2025-26: 0.1%; 2026-27: 0.1%; 2027-28: 0.1%; 2028-29: 0.2%; 2029-30: 0.2%; 2030-31: 0.2%; 2031-32: 0.2%; 2032-33: 0.3%; 2033-34: 0.3%; 2034-35: 0.3%; 2035-36: 0.4%; 2036-37: 0.4%; 2037-38: 0.4%; 2038-39: 0.5%; 2039-40: 0.5%; 2040-41: 0.6%; 2041-42: 0.6%; 2042-43: 0.6%; 2043-44: 0.7%; 2044-45: 0.7%; 2045-46: 0.8%; 2046-47: 0.8%; 2047-48: 0.8%; 2048-49: 0.8%; 2049-50: 0.9%
17BL | Volume of consumption driven by climate change | 16BL * (12BL + sum(13BL:15BL) - sum (23BL:26BL)) | Ml/d | 2 | 2019-20: 0; 2020-21: 0; 2021-22: 0; 2022-23: 0.12888; 2023-24: 0.12903; 2024-25: 0.12905; 2025-26: 0.12934; 2026-27: 0.12971; 2027-28: 0.13073; 2028-29: 0.26256; 2029-30: 0.26322; 2030-31: 0.26398; 2031-32: 0.26482; 2032-33: 0.39861; 2033-34: 0.39987; 2034-35: 0.40125; 2035-36: 0.53668; 2036-37: 0.53816; 2037-38: 0.54028; 2038-39: 0.67795; 2039-40: 0.6811; 2040-41: 0.82044; 2041-42: 0.82368; 2042-43: 0.82734; 2043-44: 0.96978; 2044-45: 0.97447; 2045-46: 1.1192; 2046-47: 1.1249; 2047-48: 1.1307; 2048-49: 1.137; 2049-50: 1.2864
18BL | Measured Household - PCC | ((14BL - 25BL) * 1,000,000) / (39BL *1,000) | l/h/d | 1 | 2019-20: 155.0328; 2020-21: 154.0062; 2021-22: 153.369; 2022-23: 152.2129; 2023-24: 151.5872; 2024-25: 150.6104; 2025-26: 150.3733; 2026-27: 150.2314; 2027-28: 150.1908; 2028-29: 150.1047; 2029-30: 149.9684; 2030-31: 150.0337; 2031-32: 150.2795; 2032-33: 150.6424; 2033-34: 150.9797; 2034-35: 151.3587; 2035-36: 151.697; 2036-37: 152.0354; 2037-38: 152.697; 2038-39: 153.347; 2039-40: 153.9667; 2040-41: 154.3127; 2041-42: 154.6483; 2042-43: 154.9814; 2043-44: 155.3299; 2044-45: 155.6752; 2045-46: 155.8777; 2046-47: 156.1108; 2047-48: 156.2764; 2048-49: 156.4689; 2049-50: 156.6408
19BL | Unmeasured Household - PCC | ((15BL - 26BL) * 1,000,000) / (40BL *1,000) | l/h/d | 1 | 2019-20: 259.7549; 2020-21: 259.2005; 2021-22: 258.6492; 2022-23: 257.9442; 2023-24: 257.2563; 2024-25: 256.5744; 2025-26: 255.8161; 2026-27: 255.252; 2027-28: 254.614; 2028-29: 254.0738; 2029-30: 253.4677; 2030-31: 253.5078; 2031-32: 253.7224; 2032-33: 254.0383; 2033-34: 254.3048; 2034-35: 254.7181; 2035-36: 255.0256; 2036-37: 255.3977; 2037-38: 255.7629; 2038-39: 256.1712; 2039-40: 256.5173; 2040-41: 257.0002; 2041-42: 257.3899; 2042-43: 257.87; 2043-44: 258.2934; 2044-45: 258.8863; 2045-46: 259.4349; 2046-47: 259.7093; 2047-48: 260.0468; 2048-49: 260.2784; 2049-50: 260.6492
20BL | Average Household - PCC | (((14BL - 25BL) + (15BL - 26BL)) * 1,000,000) / ((39BL + 40BL) *1,000) | l/h/d | 1 | 2019-20: 178.7967; 2020-21: 176.9157; 2021-22: 175.4397; 2022-23: 173.4405; 2023-24: 171.8836; 2024-25: 170.0768; 2025-26: 169.0237; 2026-27: 168.1259; 2027-28: 167.2139; 2028-29: 166.4122; 2029-30: 165.6189; 2030-31: 165.1384; 2031-32: 164.8675; 2032-33: 164.7353; 2033-34: 164.607; 2034-35: 164.5545; 2035-36: 164.4762; 2036-37: 164.4285; 2037-38: 164.6858; 2038-39: 164.9544; 2039-40: 165.2111; 2040-41: 165.253; 2041-42: 165.2882; 2042-43: 165.3419; 2043-44: 165.4151; 2044-45: 165.513; 2045-46: 165.6454; 2046-47: 165.7835; 2047-48: 165.8702; 2048-49: 165.975; 2049-50: 166.1288
21BL | Water taken unbilled | Input | Ml/d | 2 | 2019-20: 2.47; 2020-21: 2.47; 2021-22: 2.47; 2022-23: 2.47; 2023-24: 2.48; 2024-25: 2.47; 2025-26: 2.47; 2026-27: 2.49; 2027-28: 2.48; 2028-29: 2.48; 2029-30: 2.47; 2030-31: 2.48; 2031-32: 2.47; 2032-33: 2.47; 2033-34: 2.47; 2034-35: 2.47; 2035-36: 2.48; 2036-37: 2.47; 2037-38: 2.49; 2038-39: 2.48; 2039-40: 2.46; 2040-41: 2.46; 2041-42: 2.47; 2042-43: 2.47; 2043-44: 2.48; 2044-45: 2.48; 2045-46: 2.46; 2046-47: 2.48; 2047-48: 2.47; 2048-49: 2.48; 2049-50: 2.47
22BL | Distribution system operational use | Input | Ml/d | 2 | 2019-20: 0.58; 2020-21: 0.58; 2021-22: 0.58; 2022-23: 0.58; 2023-24: 0.58; 2024-25: 0.58; 2025-26: 0.58; 2026-27: 0.58; 2027-28: 0.58; 2028-29: 0.58; 2029-30: 0.58; 2030-31: 0.58; 2031-32: 0.58; 2032-33: 0.58; 2033-34: 0.58; 2034-35: 0.58; 2035-36: 0.58; 2036-37: 0.58; 2037-38: 0.58; 2038-39: 0.58; 2039-40: 0.58; 2040-41: 0.58; 2041-42: 0.58; 2042-43: 0.58; 2043-44: 0.58; 2044-45: 0.58; 2045-46: 0.58; 2046-47: 0.58; 2047-48: 0.58; 2048-49: 0.58; 2049-50: 0.58
23BL | Measured Non Household - USPL | Input | Ml/d | 2 | 2019-20: 0.1; 2020-21: 0.1; 2021-22: 0.1; 2022-23: 0.1; 2023-24: 0.11; 2024-25: 0.11; 2025-26: 0.11; 2026-27: 0.11; 2027-28: 0.11; 2028-29: 0.11; 2029-30: 0.11; 2030-31: 0.11; 2031-32: 0.11; 2032-33: 0.11; 2033-34: 0.12; 2034-35: 0.12; 2035-36: 0.12; 2036-37: 0.12; 2037-38: 0.12; 2038-39: 0.12; 2039-40: 0.12; 2040-41: 0.12; 2041-42: 0.12; 2042-43: 0.12; 2043-44: 0.12; 2044-45: 0.12; 2045-46: 0.12; 2046-47: 0.12; 2047-48: 0.12; 2048-49: 0.12; 2049-50: 0.12
24BL | Unmeasured Non Household - USPL | Input | Ml/d | 2 | 2019-20: -0.01; 2020-21: 0; 2021-22: 0; 2022-23: 0; 2023-24: 0.01; 2024-25: 0.01; 2025-26: 0.01; 2026-27: 0.01; 2027-28: 0.01; 2028-29: 0.01; 2029-30: 0.01; 2030-31: 0.01; 2031-32: 0.01; 2032-33: 0.01; 2033-34: 0.01; 2034-35: 0.01; 2035-36: 0.01; 2036-37: 0.01; 2037-38: 0.01; 2038-39: 0.01; 2039-40: 0.01; 2040-41: 0.01; 2041-42: 0.01; 2042-43: 0.01; 2043-44: 0.01; 2044-45: 0.01; 2045-46: 0.01; 2046-47: 0.01; 2047-48: 0.01; 2048-49: 0.01; 2049-50: 0.01
25BL | Measured Household - USPL | Input | Ml/d | 2 | 2019-20: 2.46; 2020-21: 2.46; 2021-22: 2.46; 2022-23: 2.47; 2023-24: 2.48; 2024-25: 2.47; 2025-26: 2.47; 2026-27: 2.47; 2027-28: 2.48; 2028-29: 2.48; 2029-30: 2.47; 2030-31: 2.47; 2031-32: 2.46; 2032-33: 2.5; 2033-34: 2.54; 2034-35: 2.57; 2035-36: 2.61; 2036-37: 2.65; 2037-38: 2.68; 2038-39: 2.71; 2039-40: 2.74; 2040-41: 2.77; 2041-42: 2.8; 2042-43: 2.83; 2043-44: 2.85; 2044-45: 2.88; 2045-46: 2.9; 2046-47: 2.91; 2047-48: 2.93; 2048-49: 2.94; 2049-50: 2.95
26BL | Unmeasured Household - USPL | Input | Ml/d | 2 | 2019-20: 2.25; 2020-21: 2.18; 2021-22: 2.12; 2022-23: 2.05; 2023-24: 1.98; 2024-25: 1.92; 2025-26: 1.87; 2026-27: 1.82; 2027-28: 1.77; 2028-29: 1.72; 2029-30: 1.68; 2030-31: 1.64; 2031-32: 1.6; 2032-33: 1.56; 2033-34: 1.52; 2034-35: 1.48; 2035-36: 1.45; 2036-37: 1.41; 2037-38: 1.38; 2038-39: 1.35; 2039-40: 1.32; 2040-41: 1.29; 2041-42: 1.26; 2042-43: 1.23; 2043-44: 1.21; 2044-45: 1.18; 2045-46: 1.17; 2046-47: 1.17; 2047-48: 1.16; 2048-49: 1.16; 2049-50: 1.16
27BL | Void Properties - USPL | Input | Ml/d | 2 | 2019-20: 0.26; 2020-21: 0.26; 2021-22: 0.26; 2022-23: 0.27; 2023-24: 0.27; 2024-25: 0.27; 2025-26: 0.28; 2026-27: 0.28; 2027-28: 0.28; 2028-29: 0.28; 2029-30: 0.29; 2030-31: 0.29; 2031-32: 0.29; 2032-33: 0.29; 2033-34: 0.29; 2034-35: 0.3; 2035-36: 0.3; 2036-37: 0.3; 2037-38: 0.3; 2038-39: 0.3; 2039-40: 0.31; 2040-41: 0.31; 2041-42: 0.31; 2042-43: 0.31; 2043-44: 0.31; 2044-45: 0.31; 2045-46: 0.31; 2046-47: 0.32; 2047-48: 0.32; 2048-49: 0.32; 2049-50: 0.32
28BL | Distribution losses | Input | Ml/d | 2 | 2019-20: 15.43; 2020-21: 15.1; 2021-22: 14.91; 2022-23: 14.61; 2023-24: 14.31; 2024-25: 14; 2025-26: 14; 2026-27: 14; 2027-28: 14; 2028-29: 14; 2029-30: 14; 2030-31: 14; 2031-32: 14; 2032-33: 14; 2033-34: 14; 2034-35: 14; 2035-36: 14; 2036-37: 14; 2037-38: 14; 2038-39: 14; 2039-40: 14; 2040-41: 14; 2041-42: 14; 2042-43: 14; 2043-44: 14; 2044-45: 14; 2045-46: 14; 2046-47: 14; 2047-48: 14; 2048-49: 14; 2049-50: 14
29BL | Total Leakage | sum (23BL:28BL) | Ml/d | 2 | 2019-20: 20.49; 2020-21: 20.1; 2021-22: 19.85; 2022-23: 19.5; 2023-24: 19.16; 2024-25: 18.78; 2025-26: 18.74; 2026-27: 18.69; 2027-28: 18.65; 2028-29: 18.6; 2029-30: 18.56; 2030-31: 18.52; 2031-32: 18.47; 2032-33: 18.47; 2033-34: 18.48; 2034-35: 18.48; 2035-36: 18.49; 2036-37: 18.49; 2037-38: 18.49; 2038-39: 18.49; 2039-40: 18.5; 2040-41: 18.5; 2041-42: 18.5; 2042-43: 18.5; 2043-44: 18.5; 2044-45: 18.5; 2045-46: 18.51; 2046-47: 18.53; 2047-48: 18.54; 2048-49: 18.55; 2049-50: 18.56
30BL | Leakage/property | (29BL * 1,000,000) / (36BL * 1,000) | l/prop/d | 2 | 2019-20: 88.6552; 2020-21: 86.116; 2021-22: 84.1565; 2022-23: 81.9776; 2023-24: 79.7855; 2024-25: 77.4465; 2025-26: 76.5676; 2026-27: 75.6689; 2027-28: 74.3807; 2028-29: 73.4043; 2029-30: 72.574; 2030-31: 71.8152; 2031-32: 71.0483; 2032-33: 70.4983; 2033-34: 70.0403; 2034-35: 69.5629; 2035-36: 69.1515; 2036-37: 68.7378; 2037-38: 68.3562; 2038-39: 67.9849; 2039-40: 67.6768; 2040-41: 67.3388; 2041-42: 67.012; 2042-43: 66.695; 2043-44: 66.3872; 2044-45: 66.0889; 2045-46: 65.8358; 2046-47: 65.6268; 2047-48: 65.3911; 2048-49: 65.1632; 2049-50: 64.9428
31BL | Measured Non Household - properties | Input | 000's | 2 | 2019-20: 14.141; 2020-21: 14.306; 2021-22: 14.457; 2022-23: 14.636; 2023-24: 14.795; 2024-25: 14.951; 2025-26: 15.103; 2026-27: 15.258; 2027-28: 15.403; 2028-29: 15.531; 2029-30: 15.659; 2030-31: 15.786; 2031-32: 15.903; 2032-33: 16.019; 2033-34: 16.131; 2034-35: 16.235; 2035-36: 16.338; 2036-37: 16.438; 2037-38: 16.535; 2038-39: 16.629; 2039-40: 16.721; 2040-41: 16.813; 2041-42: 16.9; 2042-43: 16.985; 2043-44: 17.069; 2044-45: 17.152; 2045-46: 17.231; 2046-47: 17.308; 2047-48: 17.383; 2048-49: 17.458; 2049-50: 17.533
32BL | Unmeasured Non Household - properties | Input | 000's | 2 | 2019-20: 0.057; 2020-21: 0.057; 2021-22: 0.058; 2022-23: 0.059; 2023-24: 0.059; 2024-25: 0.06; 2025-26: 0.061; 2026-27: 0.061; 2027-28: 0.062; 2028-29: 0.062; 2029-30: 0.063; 2030-31: 0.063; 2031-32: 0.064; 2032-33: 0.064; 2033-34: 0.065; 2034-35: 0.065; 2035-36: 0.066; 2036-37: 0.066; 2037-38: 0.066; 2038-39: 0.067; 2039-40: 0.067; 2040-41: 0.068; 2041-42: 0.068; 2042-43: 0.068; 2043-44: 0.069; 2044-45: 0.069; 2045-46: 0.069; 2046-47: 0.07; 2047-48: 0.07; 2048-49: 0.07; 2049-50: 0.07
33BL | All void non-households - properties | Input | 000's | 2 | 2019-20: 0; 2020-21: 0; 2021-22: 0; 2022-23: 0; 2023-24: 0; 2024-25: 0; 2025-26: 0; 2026-27: 0; 2027-28: 0; 2028-29: 0; 2029-30: 0; 2030-31: 0; 2031-32: 0; 2032-33: 0; 2033-34: 0; 2034-35: 0; 2035-36: 0; 2036-37: 0; 2037-38: 0; 2038-39: 0; 2039-40: 0; 2040-41: 0; 2041-42: 0; 2042-43: 0; 2043-44: 0; 2044-45: 0; 2045-46: 0; 2046-47: 0; 2047-48: 0; 2048-49: 0; 2049-50: 0
34BL | Measured households - properties (excl. void) | Year before + sum (34.1BL:34.6BL) | 000's | 2 | 2019-20: 163.616; 2020-21: 167.172; 2021-22: 170.707; 2022-23: 173.992; 2023-24: 177.509; 2024-25: 181.045; 2025-26: 184.207; 2026-27: 187.313; 2027-28: 191.886; 2028-29: 195.356; 2029-30: 198.485; 2030-31: 201.381; 2031-32: 204.192; 2032-33: 206.926; 2033-34: 209.46; 2034-35: 211.929; 2035-36: 214.285; 2036-37: 216.503; 2037-38: 218.591; 2038-39: 220.635; 2039-40: 222.567; 2040-41: 224.46; 2041-42: 226.307; 2042-43: 228.105; 2043-44: 229.857; 2044-45: 231.564; 2045-46: 232.825; 2046-47: 234.056; 2047-48: 235.255; 2048-49: 236.424; 2049-50: 237.447
34.1BL | New build properties - properties | Input (new builds in each year) | 000's | 2 | 2019-20: 1.596; 2020-21: 1.73; 2021-22: 1.844; 2022-23: 1.763; 2023-24: 2.059; 2024-25: 2.141; 2025-26: 2.062; 2026-27: 2.044; 2027-28: 3.55; 2028-29: 2.482; 2029-30: 2.176; 2030-31: 1.977; 2031-32: 1.924; 2032-33: 1.879; 2033-34: 1.709; 2034-35: 1.673; 2035-36: 1.588; 2036-37: 1.477; 2037-38: 1.374; 2038-39: 1.354; 2039-40: 1.266; 2040-41: 1.251; 2041-42: 1.227; 2042-43: 1.201; 2043-44: 1.176; 2044-45: 1.151; 2045-46: 1.124; 2046-47: 1.099; 2047-48: 1.072; 2048-49: 1.048; 2049-50: 1.023
34.2BL | Meter optants - properties | Input (meter optants in each year) | 000's | 2 | 2019-20: 1.468; 2020-21: 1.402; 2021-22: 1.283; 2022-23: 1.129; 2023-24: 1.08; 2024-25: 1.033; 2025-26: 0.753; 2026-27: 0.728; 2027-28: 0.703; 2028-29: 0.68; 2029-30: 0.657; 2030-31: 0.635; 2031-32: 0.614; 2032-33: 0.593; 2033-34: 0.573; 2034-35: 0.554; 2035-36: 0.536; 2036-37: 0.518; 2037-38: 0.5; 2038-39: 0.484; 2039-40: 0.468; 2040-41: 0.452; 2041-42: 0.437; 2042-43: 0.422; 2043-44: 0.408; 2044-45: 0.394; 2045-46: 0; 2046-47: 0; 2047-48: 0; 2048-49: 0; 2049-50: 0
34.3BL | Compulsory metering - properties | Input (compulsory meters in each year) | 000's | 2 | 2019-20: 0; 2020-21: 0; 2021-22: 0; 2022-23: 0; 2023-24: 0; 2024-25: 0; 2025-26: 0; 2026-27: 0; 2027-28: 0; 2028-29: 0; 2029-30: 0; 2030-31: 0; 2031-32: 0; 2032-33: 0; 2033-34: 0; 2034-35: 0; 2035-36: 0; 2036-37: 0; 2037-38: 0; 2038-39: 0; 2039-40: 0; 2040-41: 0; 2041-42: 0; 2042-43: 0; 2043-44: 0; 2044-45: 0; 2045-46: 0; 2046-47: 0; 2047-48: 0; 2048-49: 0; 2049-50: 0
34.4BL | Metering on change of occupancy - properties | Input (change of occupancy meters in each year) | 000's | 2 | 2019-20: 0.394; 2020-21: 0.38; 2021-22: 0.366; 2022-23: 0.353; 2023-24: 0.339; 2024-25: 0.325; 2025-26: 0.312; 2026-27: 0.3; 2027-28: 0.287; 2028-29: 0.276; 2029-30: 0.265; 2030-31: 0.254; 2031-32: 0.244; 2032-33: 0.234; 2033-34: 0.225; 2034-35: 0.216; 2035-36: 0.207; 2036-37: 0.199; 2037-38: 0.191; 2038-39: 0.183; 2039-40: 0.176; 2040-41: 0.169; 2041-42: 0.162; 2042-43: 0.155; 2043-44: 0.149; 2044-45: 0.143; 2045-46: 0.137; 2046-47: 0.132; 2047-48: 0.127; 2048-49: 0.121; 2049-50: 0
34.5BL | Selective metering - properties | Input (selective meters in each year) | 000's | 2 | 2019-20: 0.046; 2020-21: 0.044; 2021-22: 0.042; 2022-23: 0.04; 2023-24: 0.039; 2024-25: 0.037; 2025-26: 0.035; 2026-27: 0.034; 2027-28: 0.033; 2028-29: 0.032; 2029-30: 0.031; 2030-31: 0.03; 2031-32: 0.029; 2032-33: 0.028; 2033-34: 0.027; 2034-35: 0.026; 2035-36: 0.025; 2036-37: 0.024; 2037-38: 0.023; 2038-39: 0.023; 2039-40: 0.022; 2040-41: 0.021; 2041-42: 0.021; 2042-43: 0.02; 2043-44: 0.019; 2044-45: 0.019; 2045-46: 0; 2046-47: 0; 2047-48: 0; 2048-49: 0; 2049-50: 0
34.6BL | Other changes to existing metering - properties | Input (other changes to meters in each year) | 000's | 2 | 2019-20: 0; 2020-21: 0; 2021-22: 0; 2022-23: 0; 2023-24: 0; 2024-25: 0; 2025-26: 0; 2026-27: 0; 2027-28: 0; 2028-29: 0; 2029-30: 0; 2030-31: 0; 2031-32: 0; 2032-33: 0; 2033-34: 0; 2034-35: 0; 2035-36: 0; 2036-37: 0; 2037-38: 0; 2038-39: 0; 2039-40: 0; 2040-41: 0; 2041-42: 0; 2042-43: 0; 2043-44: 0; 2044-45: 0; 2045-46: 0; 2046-47: 0; 2047-48: 0; 2048-49: 0; 2049-50: 0
34.7BL | Measured household void properties | Input | 000's | 2 | 2019-20: 3.529; 2020-21: 3.614; 2021-22: 3.689; 2022-23: 3.776; 2023-24: 3.861; 2024-25: 3.94; 2025-26: 4.009; 2026-27: 4.078; 2027-28: 4.148; 2028-29: 4.214; 2029-30: 4.277; 2030-31: 4.339; 2031-32: 4.395; 2032-33: 4.447; 2033-34: 4.499; 2034-35: 4.55; 2035-36: 4.599; 2036-37: 4.646; 2037-38: 4.693; 2038-39: 4.736; 2039-40: 4.778; 2040-41: 4.819; 2041-42: 4.858; 2042-43: 4.897; 2043-44: 4.935; 2044-45: 4.971; 2045-46: 4.999; 2046-47: 5.025; 2047-48: 5.051; 2048-49: 5.076; 2049-50: 5.098
35BL | Unmeasured households - properties (excl. void) | Input | 000's | 2 | 2019-20: 48.73; 2020-21: 47.241; 2021-22: 45.97; 2022-23: 44.448; 2023-24: 42.991; 2024-25: 41.595; 2025-26: 40.495; 2026-27: 39.434; 2027-28: 38.41; 2028-29: 37.422; 2029-30: 36.47; 2030-31: 35.55; 2031-32: 34.664; 2032-33: 33.808; 2033-34: 32.983; 2034-35: 32.187; 2035-36: 31.419; 2036-37: 30.679; 2037-38: 29.964; 2038-39: 29.274; 2039-40: 28.609; 2040-41: 27.967; 2041-42: 27.348; 2042-43: 26.751; 2043-44: 26.174; 2044-45: 25.618; 2045-46: 25.481; 2046-47: 25.349; 2047-48: 25.223; 2048-49: 25.101; 2049-50: 25.101
35.1BL | Unmeasured household void properties | Input | 000's | 2 | 2019-20: 1.047; 2020-21: 1.016; 2021-22: 0.989; 2022-23: 0.959; 2023-24: 0.929; 2024-25: 0.899; 2025-26: 0.876; 2026-27: 0.853; 2027-28: 0.828; 2028-29: 0.806; 2029-30: 0.785; 2030-31: 0.765; 2031-32: 0.746; 2032-33: 0.728; 2033-34: 0.71; 2034-35: 0.693; 2035-36: 0.677; 2036-37: 0.661; 2037-38: 0.646; 2038-39: 0.631; 2039-40: 0.616; 2040-41: 0.603; 2041-42: 0.589; 2042-43: 0.576; 2043-44: 0.564; 2044-45: 0.552; 2045-46: 0.549; 2046-47: 0.546; 2047-48: 0.543; 2048-49: 0.541; 2049-50: 0.541
36BL | Total Resource Zone Properties (incl. voids) | sum (31BL:34BL) + 34.7BL + 35BL + 35.1BL | 000's | 2 | 2019-20: 231.12; 2020-21: 233.406; 2021-22: 235.87; 2022-23: 237.87; 2023-24: 240.144; 2024-25: 242.49; 2025-26: 244.751; 2026-27: 246.997; 2027-28: 250.737; 2028-29: 253.391; 2029-30: 255.739; 2030-31: 257.884; 2031-32: 259.964; 2032-33: 261.992; 2033-34: 263.848; 2034-35: 265.659; 2035-36: 267.384; 2036-37: 268.993; 2037-38: 270.495; 2038-39: 271.972; 2039-40: 273.358; 2040-41: 274.73; 2041-42: 276.07; 2042-43: 277.382; 2043-44: 278.668; 2044-45: 279.926; 2045-46: 281.154; 2046-47: 282.354; 2047-48: 283.525; 2048-49: 284.67; 2049-50: 285.79
37BL | Measured Non Household - Population | Input | 000's | 2 | 2019-20: 7.217; 2020-21: 7.31; 2021-22: 7.392; 2022-23: 7.479; 2023-24: 7.576; 2024-25: 7.663; 2025-26: 7.73; 2026-27: 7.85; 2027-28: 7.974; 2028-29: 8.091; 2029-30: 8.202; 2030-31: 8.304; 2031-32: 8.46; 2032-33: 8.592; 2033-34: 8.697; 2034-35: 8.798; 2035-36: 8.887; 2036-37: 8.972; 2037-38: 9.068; 2038-39: 9.158; 2039-40: 9.248; 2040-41: 9.347; 2041-42: 9.454; 2042-43: 9.57; 2043-44: 9.698; 2044-45: 9.828; 2045-46: 9.967; 2046-47: 10.104; 2047-48: 10.235; 2048-49: 10.366; 2049-50: 10.487
38BL | Unmeasured Non Household - Population | Input | 000's | 2 | 2019-20: 0.03; 2020-21: 0.03; 2021-22: 0.03; 2022-23: 0.03; 2023-24: 0.03; 2024-25: 0.031; 2025-26: 0.031; 2026-27: 0.032; 2027-28: 0.032; 2028-29: 0.032; 2029-30: 0.033; 2030-31: 0.033; 2031-32: 0.034; 2032-33: 0.035; 2033-34: 0.035; 2034-35: 0.035; 2035-36: 0.036; 2036-37: 0.036; 2037-38: 0.036; 2038-39: 0.037; 2039-40: 0.037; 2040-41: 0.038; 2041-42: 0.038; 2042-43: 0.038; 2043-44: 0.039; 2044-45: 0.039; 2045-46: 0.04; 2046-47: 0.041; 2047-48: 0.041; 2048-49: 0.042; 2049-50: 0.042
39BL | Measured Household - Population | Input | 000's | 2 | 2019-20: 362.246; 2020-21: 369.011; 2021-22: 375.63; 2022-23: 381.965; 2023-24: 388.819; 2024-25: 395.723; 2025-26: 401.667; 2026-27: 407.438; 2027-28: 417.003; 2028-29: 423.571; 2029-30: 428.957; 2030-31: 433.636; 2031-32: 438.117; 2032-33: 442.505; 2033-34: 446.484; 2034-35: 450.387; 2035-36: 453.997; 2036-37: 457.262; 2037-38: 460.389; 2038-39: 463.524; 2039-40: 466.919; 2040-41: 470.214; 2041-42: 473.526; 2042-43: 476.896; 2043-44: 480.268; 2044-45: 483.571; 2045-46: 485.958; 2046-47: 488.307; 2047-48: 490.733; 2048-49: 493.197; 2049-50: 495.337
40BL | Unmeasured Household - Population | Input | 000's | 2 | 2019-20: 106.331; 2020-21: 102.739; 2021-22: 99.633; 2022-23: 95.951; 2023-24: 92.437; 2024-25: 89.058; 2025-26: 86.312; 2026-27: 83.682; 2027-28: 81.221; 2028-29: 78.796; 2029-30: 76.42; 2030-31: 74.12; 2031-32: 71.929; 2032-33: 69.832; 2033-34: 67.832; 2034-35: 65.916; 2035-36: 64.072; 2036-37: 62.295; 2037-38: 60.603; 2038-39: 58.984; 2039-40: 57.501; 2040-41: 56.07; 2041-42: 54.703; 2042-43: 53.399; 2043-44: 52.15; 2044-45: 50.949; 2045-46: 50.61; 2046-47: 50.287; 2047-48: 49.991; 2048-49: 49.716; 2049-50: 49.722
41BL | Total Resource Zone Population | sum (37BL:40BL) | 000's | 2 | 2019-20: 475.824; 2020-21: 479.09; 2021-22: 482.685; 2022-23: 485.425; 2023-24: 488.862; 2024-25: 492.475; 2025-26: 495.74; 2026-27: 499.002; 2027-28: 506.23; 2028-29: 510.49; 2029-30: 513.612; 2030-31: 516.093; 2031-32: 518.54; 2032-33: 520.964; 2033-34: 523.048; 2034-35: 525.136; 2035-36: 526.992; 2036-37: 528.565; 2037-38: 530.096; 2038-39: 531.703; 2039-40: 533.705; 2040-41: 535.669; 2041-42: 537.721; 2042-43: 539.903; 2043-44: 542.155; 2044-45: 544.387; 2045-46: 546.575; 2046-47: 548.739; 2047-48: 551; 2048-49: 553.321; 2049-50: 555.588
42BL | Average household occupancy rate (excl. voids) | (39BL + 40BL) / (34BL + 35BL) | h/prop | 1 | 2019-20: 2.2067; 2020-21: 2.2002; 2021-22: 2.1934; 2022-23: 2.1879; 2023-24: 2.1826; 2024-25: 2.1774; 2025-26: 2.1717; 2026-27: 2.1659; 2027-28: 2.1634; 2028-29: 2.1581; 2029-30: 2.151; 2030-31: 2.1431; 2031-32: 2.1354; 2032-33: 2.1282; 2033-34: 2.1214; 2034-35: 2.115; 2035-36: 2.1085; 2036-37: 2.1019; 2037-38: 2.0961; 2038-39: 2.0908; 2039-40: 2.0879; 2040-41: 2.0849; 2041-42: 2.0825; 2042-43: 2.0808; 2043-44: 2.0795; 2044-45: 2.0784; 2045-46: 2.0773; 2046-47: 2.0763; 2047-48: 2.0759; 2048-49: 2.076; 2049-50: 2.076
43BL | Total Household Metering penetration (excl. voids) | 34BL / (34BL + 35BL) | % | 1 | 2019-20: 77.05%; 2020-21: 77.97%; 2021-22: 78.78%; 2022-23: 79.65%; 2023-24: 80.5%; 2024-25: 81.32%; 2025-26: 81.98%; 2026-27: 82.61%; 2027-28: 83.32%; 2028-29: 83.92%; 2029-30: 84.48%; 2030-31: 85%; 2031-32: 85.49%; 2032-33: 85.96%; 2033-34: 86.4%; 2034-35: 86.81%; 2035-36: 87.21%; 2036-37: 87.59%; 2037-38: 87.94%; 2038-39: 88.29%; 2039-40: 88.61%; 2040-41: 88.92%; 2041-42: 89.22%; 2042-43: 89.5%; 2043-44: 89.78%; 2044-45: 90.04%; 2045-46: 90.14%; 2046-47: 90.23%; 2047-48: 90.32%; 2048-49: 90.4%; 2049-50: 90.44%
44BL | Total Household Metering penetration (incl. voids) | (34BL) / (34BL + 34.7BL + 35BL + 35.1BL) | % | 1 | 2019-20: 75.43%; 2020-21: 76.32%; 2021-22: 77.12%; 2022-23: 77.96%; 2023-24: 78.79%; 2024-25: 79.59%; 2025-26: 80.23%; 2026-27: 80.85%; 2027-28: 81.56%; 2028-29: 82.15%; 2029-30: 82.7%; 2030-31: 83.2%; 2031-32: 83.69%; 2032-33: 84.15%; 2033-34: 84.58%; 2034-35: 84.99%; 2035-36: 85.38%; 2036-37: 85.75%; 2037-38: 86.1%; 2038-39: 86.43%; 2039-40: 86.75%; 2040-41: 87.05%; 2041-42: 87.34%; 2042-43: 87.62%; 2043-44: 87.89%; 2044-45: 88.15%; 2045-46: 88.24%; 2046-47: 88.33%; 2047-48: 88.42%; 2048-49: 88.5%; 2049-50: 88.54%
45BL | Distribution input | sum (12BL:15BL) +21BL + 22BL + 27BL + 28BL | Ml/d | 2 | 2019-20: 152.37; 2020-21: 151.98; 2021-22: 151.93; 2022-23: 151.43; 2023-24: 151.25; 2024-25: 150.88; 2025-26: 151.13; 2026-27: 151.47; 2027-28: 152.44; 2028-29: 152.94; 2029-30: 153.22; 2030-31: 153.57; 2031-32: 153.93; 2032-33: 154.39; 2033-34: 154.82; 2034-35: 155.28; 2035-36: 155.72; 2036-37: 156.08; 2037-38: 156.63; 2038-39: 157.14; 2039-40: 157.76; 2040-41: 158.28; 2041-42: 158.83; 2042-43: 159.44; 2043-44: 160.1; 2044-45: 160.77; 2045-46: 161.45; 2046-47: 162.2; 2047-48: 162.93; 2048-49: 163.73; 2049-50: 164.54
46BL | Target headroom (climate change component) | Input | Ml/d | 2 | 2019-20: 1.0106; 2020-21: 1.0106; 2021-22: 1.0106; 2022-23: 1.0106; 2023-24: 1.0106; 2024-25: 1.0106; 2025-26: 1.0106; 2026-27: 1.09; 2027-28: 1.138; 2028-29: 1.175; 2029-30: 1.1788; 2030-31: 1.1887; 2031-32: 1.1238; 2032-33: 1.1998; 2033-34: 1.2812; 2034-35: 1.2877; 2035-36: 1.2693; 2036-37: 1.3387; 2037-38: 1.2529; 2038-39: 1.278; 2039-40: -0.020294; 2040-41: 0.022316; 2041-42: 0.043305; 2042-43: -0.026637; 2043-44: 0.059704; 2044-45: 0.029507; 2045-46: 0.026821; 2046-47: 0.029801; 2047-48: -0.084456; 2048-49: -0.10949; 2049-50: 0.011521
47BL | Target headroom (All other components) | Input | Ml/d | 2 | 2019-20: 7.0278; 2020-21: 7.0278; 2021-22: 7.0278; 2022-23: 7.0278; 2023-24: 7.0278; 2024-25: 7.0278; 2025-26: 7.0278; 2026-27: 7.04; 2027-28: 7.1084; 2028-29: 7.155; 2029-30: 7.6926; 2030-31: 7.7247; 2031-32: 8.0763; 2032-33: 8.1654; 2033-34: 8.309; 2034-35: 8.5908; 2035-36: 7.1642; 2036-37: 6.3632; 2037-38: 6.7259; 2038-39: 7.0503; 2039-40: 5.3847; 2040-41: 5.6159; 2041-42: 5.8079; 2042-43: 6.0405; 2043-44: 6.1962; 2044-45: 6.2421; 2045-46: 5.3101; 2046-47: 5.4462; 2047-48: 5.5386; 2048-49: 5.6009; 2049-50: 5.7052
48BL | Target Headroom | 46BL + 47BL | Ml/d | 2 | 2019-20: 8.0385; 2020-21: 8.0385; 2021-22: 8.0385; 2022-23: 8.0385; 2023-24: 8.0385; 2024-25: 8.0385; 2025-26: 8.0385; 2026-27: 8.13; 2027-28: 8.2464; 2028-29: 8.33; 2029-30: 8.8714; 2030-31: 8.9134; 2031-32: 9.2001; 2032-33: 9.3652; 2033-34: 9.5902; 2034-35: 9.8785; 2035-36: 8.4335; 2036-37: 7.7019; 2037-38: 7.9788; 2038-39: 8.3283; 2039-40: 5.3644; 2040-41: 5.6382; 2041-42: 5.8512; 2042-43: 6.0139; 2043-44: 6.2559; 2044-45: 6.2716; 2045-46: 5.3369; 2046-47: 5.476; 2047-48: 5.4542; 2048-49: 5.4914; 2049-50: 5.7167
49BL | Available Headroom | 11BL - 45BL | Ml/d | 2 | 2019-20: 75.43; 2020-21: 75.82; 2021-22: 75.87; 2022-23: 76.37; 2023-24: 76.55; 2024-25: 76.92; 2025-26: 13.898; 2026-27: 11.182; 2027-28: 27.791; 2028-29: 21.447; 2029-30: 14.337; 2030-31: 8.9; 2031-32: 9.21; 2032-33: 9.37; 2033-34: 9.6; 2034-35: 9.89; 2035-36: 8.43; 2036-37: 7.69; 2037-38: 7.96; 2038-39: 8.32; 2039-40: 5.37; 2040-41: 5.64; 2041-42: 5.85; 2042-43: 6.01; 2043-44: 6.25; 2044-45: 6.26; 2045-46: -40.73; 2046-47: -41.88; 2047-48: -43.05; 2048-49: -44.22; 2049-50: -45.4
49.1BL | Available non-potable balance (if applicable) | 1.1BL -12.1BL | Ml/d | 2 | 2019-20: 0; 2020-21: 0; 2021-22: 0; 2022-23: 0; 2023-24: 0; 2024-25: 0; 2025-26: 0; 2026-27: 0; 2027-28: 0; 2028-29: 0; 2029-30: 0; 2030-31: 0; 2031-32: 0; 2032-33: 0; 2033-34: 0; 2034-35: 0; 2035-36: 0; 2036-37: 0; 2037-38: 0; 2038-39: 0; 2039-40: 0; 2040-41: 0; 2041-42: 0; 2042-43: 0; 2043-44: 0; 2044-45: 0; 2045-46: 0; 2046-47: 0; 2047-48: 0; 2048-49: 0; 2049-50: 0
50BL | Supply Demand Balance |  | Ml/d | 2 | 2019-20: 67.3915; 2020-21: 67.7815; 2021-22: 67.8315; 2022-23: 68.3315; 2023-24: 68.5115; 2024-25: 68.8815; 2025-26: 5.8595; 2026-27: 3.052; 2027-28: 19.5446; 2028-29: 13.117; 2029-30: 5.4656; 2030-31: -0.013366; 2031-32: 0.00988; 2032-33: 0.0048107; 2033-34: 0.0098074; 2034-35: 0.011512; 2035-36: -0.0034907; 2036-37: -0.011929; 2037-38: -0.018795; 2038-39: -0.0083189; 2039-40: 0.005642; 2040-41: 0.0017968; 2041-42: -0.0011747; 2042-43: -0.0038827; 2043-44: -0.0059467; 2044-45: -0.011578; 2045-46: -46.0669; 2046-47: -47.356; 2047-48: -48.5042; 2048-49: -49.7114; 2049-50: -51.1167
Table 3e: DYCP - Final plan Options | Back to top of sheet
WRMP24 reference | Option type | Cat ID | Unit | Decimal places | 2019-20 | 2020-21 | 2021-22 | 2022-23 | 2023-24 | 2024-25 | 2025-26 | 2026-27 | 2027-28 | 2028-29 | 2029-30 | 2030-31 | 2031-32 | 2032-33 | 2033-34 | 2034-35 | 2035-36 | 2036-37 | 2037-38 | 2038-39 | 2039-40 | 2040-41 | 2041-42 | 2042-43 | 2043-44 | 2044-45 | 2045-46 | 2046-47 | 2047-48 | 2048-49 | 2049-50 | 2050-51 | 2051-52 | 2052-53 | 2053-54 | 2054-55 | 2055-56 | 2056-57 | 2057-58 | 2058-59 | 2059-60 | 2060-61 | 2061-62 | 2062-63 | 2063-64 | 2064-65 | 2065-66 | 2066-67 | 2067-68 | 2068-69 | 2069-70 | 2070-71 | 2071-72 | 2072-73 | 2073-74 | 2074-75 | 2075-76 | 2076-77 | 2077-78 | 2078-79 | 2079-80 | 2080-81 | 2081-82 | 2082-83 | 2083-84 | 2084-85 | 2085-86 | 2086-87 | 2087-88 | 2088-89 | 2089-90 | 2090-91 | 2091-92 | 2092-93 | 2093-94 | 2094-95 | 2095-96 | 2096-97 | 2097-98 | 2098-99 | 2099-100
1.11FP | Non potable supplies input reductions as -ve and increases as +ve | RSNPS | Ml/d | 2 | 2019-20: 0; 2020-21: 0; 2021-22: 0; 2022-23: 0; 2023-24: 0; 2024-25: 0; 2025-26: 0; 2026-27: 0; 2027-28: 0; 2028-29: 0; 2029-30: 0; 2030-31: 0; 2031-32: 0; 2032-33: 0; 2033-34: 0; 2034-35: 0; 2035-36: 0; 2036-37: 0; 2037-38: 0; 2038-39: 0; 2039-40: 0; 2040-41: 0; 2041-42: 0; 2042-43: 0; 2043-44: 0; 2044-45: 0; 2045-46: 0; 2046-47: 0; 2047-48: 0; 2048-49: 0; 2049-50: 0
2.1FP | Raw water imports | RSRWI | Ml/d | 2 | 2019-20: 0; 2020-21: 0; 2021-22: 0; 2022-23: 0; 2023-24: 0; 2024-25: 0; 2025-26: 0; 2026-27: 0; 2027-28: 0; 2028-29: 0; 2029-30: 0; 2030-31: 0; 2031-32: 0; 2032-33: 0; 2033-34: 0; 2034-35: 0; 2035-36: 0; 2036-37: 0; 2037-38: 0; 2038-39: 0; 2039-40: 0; 2040-41: 0; 2041-42: 0; 2042-43: 0; 2043-44: 0; 2044-45: 0; 2045-46: 0; 2046-47: 0; 2047-48: 0; 2048-49: 0; 2049-50: 0
3.1FP | Potable water imports input reductions as -ve | RSPWI | Ml/d | 2 | 2019-20: 0; 2020-21: 0; 2021-22: 0; 2022-23: 0; 2023-24: 0; 2024-25: 0; 2025-26: 22.26; 2026-27: 22.264; 2027-28: 0.57; 2028-29: 2.144; 2029-30: 3.57; 2030-31: 4.87; 2031-32: -17.77; 2032-33: -16.72; 2033-34: -16.41; 2034-35: -15.97; 2035-36: -17.53; 2036-37: -18.24; 2037-38: -17.5; 2038-39: -16.89; 2039-40: -18.31; 2040-41: 9.86; 2041-42: -11.75; 2042-43: 11.15; 2043-44: 11.72; 2044-45: -10.19; 2045-46: 11.49; 2046-47: 11.89; 2047-48: 12.33; 2048-49: 12.7; 2049-50: 13.07
4.1FP | Raw water exports input reductions as +ve and increases as -ve | RSRWE | Ml/d | 2 | 2019-20: 0; 2020-21: 0; 2021-22: 0; 2022-23: 0; 2023-24: 0; 2024-25: 0; 2025-26: 0; 2026-27: 0; 2027-28: 0; 2028-29: 0; 2029-30: 0; 2030-31: 0; 2031-32: 0; 2032-33: 0; 2033-34: 0; 2034-35: 0; 2035-36: 0; 2036-37: 0; 2037-38: 0; 2038-39: 0; 2039-40: 0; 2040-41: 0; 2041-42: 0; 2042-43: 0; 2043-44: 0; 2044-45: 0; 2045-46: 0; 2046-47: 0; 2047-48: 0; 2048-49: 0; 2049-50: 0
5.1FP | Potable water exports input reductions as +ve and increases as -ve | RSPWE | Ml/d | 2 | 2019-20: 0; 2020-21: 0; 2021-22: 0; 2022-23: 0; 2023-24: 0; 2024-25: 0; 2025-26: -29.6; 2026-27: -27.385; 2027-28: -23.6; 2028-29: -19.905; 2029-30: 6.78; 2030-31: -12.7; 2031-32: 26.77; 2032-33: 25.29; 2033-34: 24.44; 2034-35: 23.52; 2035-36: 27.03; 2036-37: 36.13; 2037-38: 34.57; 2038-39: 33.09; 2039-40: 36.84; 2040-41: 18.91; 2041-42: 34.26; 2042-43: 32.85; 2043-44: 31.38; 2044-45: 30.35; 2045-46: 29.9; 2046-47: 10.98; 2047-48: 10.82; 2048-49: 10.91; 2049-50: 11.28
6.2FP | DO benefit from increase raw water abstractions | RSRWA | Ml/d | 2 | 2019-20: 0; 2020-21: 0; 2021-22: 0; 2022-23: 0; 2023-24: 0; 2024-25: 0; 2025-26: 0; 2026-27: 0; 2027-28: 0; 2028-29: 0; 2029-30: 0; 2030-31: 0; 2031-32: 0; 2032-33: 0; 2033-34: 0; 2034-35: 0; 2035-36: 0; 2036-37: 0; 2037-38: 0; 2038-39: 0; 2039-40: 0; 2040-41: 0; 2041-42: 0; 2042-43: 0; 2043-44: 0; 2044-45: 0; 2045-46: 0; 2046-47: 0; 2047-48: 0; 2048-49: 0; 2049-50: 0
6.3FP | Other options to increase deployable output | RSIPO | Ml/d | 2 | 2019-20: 0; 2020-21: 0; 2021-22: 0; 2022-23: 0; 2023-24: 0; 2024-25: 0; 2025-26: 0; 2026-27: 0; 2027-28: 0; 2028-29: 0; 2029-30: 0; 2030-31: 3.2; 2031-32: 3.2; 2032-33: 3.2; 2033-34: 3.2; 2034-35: 3.2; 2035-36: 0; 2036-37: 0; 2037-38: 0; 2038-39: 0; 2039-40: 0; 2040-41: 7; 2041-42: 7; 2042-43: 7; 2043-44: 7; 2044-45: 7; 2045-46: 7; 2046-47: 7; 2047-48: 7; 2048-49: 7; 2049-50: 7
7.01FP | DO benefit from supply side drought measures | RSDPS | Ml/d | 2 | 2019-20: 0; 2020-21: 0; 2021-22: 0; 2022-23: 0; 2023-24: 0; 2024-25: 0; 2025-26: 0; 2026-27: 0; 2027-28: 0; 2028-29: 0; 2029-30: 0; 2030-31: 0; 2031-32: 0; 2032-33: 0; 2033-34: 0; 2034-35: 0; 2035-36: 0; 2036-37: 0; 2037-38: 0; 2038-39: 0; 2039-40: 0; 2040-41: 0; 2041-42: 0; 2042-43: 0; 2043-44: 0; 2044-45: 0; 2045-46: 0; 2046-47: 0; 2047-48: 0; 2048-49: 0; 2049-50: 0
7.02FP | DO benefit from demand side drought measures | RSDPD | Ml/d | 2 | 2019-20: 0; 2020-21: 0; 2021-22: 0; 2022-23: 0; 2023-24: 0; 2024-25: 0; 2025-26: 0; 2026-27: 0; 2027-28: 0; 2028-29: 0; 2029-30: 0; 2030-31: 0; 2031-32: 0; 2032-33: 0; 2033-34: 0; 2034-35: 0; 2035-36: 0; 2036-37: 0; 2037-38: 0; 2038-39: 0; 2039-40: 0; 2040-41: 0; 2041-42: 0; 2042-43: 0; 2043-44: 0; 2044-45: 0; 2045-46: 0; 2046-47: 0; 2047-48: 0; 2048-49: 0; 2049-50: 0
8.1FP | Reduce raw water losses and operational use input as -ve | RSLOU | Ml/d | 2 | 2019-20: 0; 2020-21: 0; 2021-22: 0; 2022-23: 0; 2023-24: 0; 2024-25: 0; 2025-26: 0; 2026-27: 0; 2027-28: 0; 2028-29: 0; 2029-30: 0; 2030-31: 0; 2031-32: 0; 2032-33: 0; 2033-34: 0; 2034-35: 0; 2035-36: 0; 2036-37: 0; 2037-38: 0; 2038-39: 0; 2039-40: 0; 2040-41: 0; 2041-42: 0; 2042-43: 0; 2043-44: 0; 2044-45: 0; 2045-46: 0; 2046-47: 0; 2047-48: 0; 2048-49: 0; 2049-50: 0
8.2FP | Reduce treatment works losses input as -ve | PSTWL | Ml/d | 2 | 2019-20: 0; 2020-21: 0; 2021-22: 0; 2022-23: 0; 2023-24: 0; 2024-25: 0; 2025-26: 0; 2026-27: 0; 2027-28: 0; 2028-29: 0; 2029-30: 0; 2030-31: 0; 2031-32: 0; 2032-33: 0; 2033-34: 0; 2034-35: 0; 2035-36: 0; 2036-37: 0; 2037-38: 0; 2038-39: 0; 2039-40: 0; 2040-41: 0; 2041-42: 0; 2042-43: 0; 2043-44: 0; 2044-45: 0; 2045-46: 0; 2046-47: 0; 2047-48: 0; 2048-49: 0; 2049-50: 0
9.1FP | Reduce outages input as -ve | PSROU | Ml/d | 2 | 2019-20: 0; 2020-21: 0; 2021-22: 0; 2022-23: 0; 2023-24: 0; 2024-25: 0; 2025-26: 0; 2026-27: 0; 2027-28: 0; 2028-29: 0; 2029-30: 0; 2030-31: 0; 2031-32: 0; 2032-33: 0; 2033-34: 0; 2034-35: 0; 2035-36: 0; 2036-37: 0; 2037-38: 0; 2038-39: 0; 2039-40: 0; 2040-41: 0; 2041-42: 0; 2042-43: 0; 2043-44: 0; 2044-45: 0; 2045-46: 0; 2046-47: 0; 2047-48: 0; 2048-49: 0; 2049-50: 0
12.2FP | Change volume delivered to measured non households input reductions as -ve, line to include both measured non-household consumption and USPL options | CVMNH | Ml/d | 2 | 2019-20: 0; 2020-21: 0; 2021-22: 0; 2022-23: 0; 2023-24: 0; 2024-25: 0; 2025-26: -0.28; 2026-27: -0.54; 2027-28: -0.84; 2028-29: -1.12; 2029-30: -1.39; 2030-31: -1.67; 2031-32: -1.94; 2032-33: -2.21; 2033-34: -2.48; 2034-35: -2.76; 2035-36: -3.03; 2036-37: -3.31; 2037-38: -3.58; 2038-39: -3.86; 2039-40: -4.14; 2040-41: -4.41; 2041-42: -4.69; 2042-43: -4.97; 2043-44: -5.25; 2044-45: -5.53; 2045-46: -5.81; 2046-47: -6.09; 2047-48: -6.37; 2048-49: -6.65; 2049-50: -6.93
13.1FP | Change volume delivered to unmeasured non households input reductions as -ve, line to include both unmeasured non-household consumption and USPL options | CVUNH | Ml/d | 2 | 2019-20: 0; 2020-21: 0; 2021-22: 0; 2022-23: 0; 2023-24: 0; 2024-25: 0; 2025-26: 0; 2026-27: 0; 2027-28: 0; 2028-29: 0; 2029-30: 0; 2030-31: 0; 2031-32: 0; 2032-33: 0; 2033-34: 0; 2034-35: 0; 2035-36: 0; 2036-37: 0; 2037-38: 0; 2038-39: 0; 2039-40: 0; 2040-41: 0; 2041-42: 0; 2042-43: 0; 2043-44: 0; 2044-45: 0; 2045-46: 0; 2046-47: 0; 2047-48: 0; 2048-49: 0; 2049-50: 0
14.1FP | Change volume delivered to measured households input reductions as -ve, line to include both measured household consumption and USPL options | CVMHH | Ml/d | 2 | 2019-20: 0; 2020-21: 0; 2021-22: 0; 2022-23: 0; 2023-24: 0; 2024-25: 0; 2025-26: -1.16; 2026-27: -1.47; 2027-28: -2.58; 2028-29: -3.41; 2029-30: -4.02; 2030-31: -4.61; 2031-32: -5.22; 2032-33: -5.54; 2033-34: -5.85; 2034-35: -6.61; 2035-36: -7.36; 2036-37: -8.12; 2037-38: -8.87; 2038-39: -9.63; 2039-40: -10.4; 2040-41: -11.12; 2041-42: -11.84; 2042-43: -12.61; 2043-44: -13.4; 2044-45: -13.72; 2045-46: -14.03; 2046-47: -14.35; 2047-48: -14.66; 2048-49: -14.98; 2049-50: -15.29
15.1FP | Change volume delivered to unmeasured households input reductions as -ve, line to include both unmeasured household consumption and USPL options | CVUHH | Ml/d | 2 | 2019-20: 0; 2020-21: 0; 2021-22: 0; 2022-23: 0; 2023-24: 0; 2024-25: 0; 2025-26: 0; 2026-27: 0; 2027-28: 0; 2028-29: 0; 2029-30: 0; 2030-31: 0; 2031-32: 0; 2032-33: 0; 2033-34: 0; 2034-35: 0; 2035-36: 0; 2036-37: 0; 2037-38: 0; 2038-39: 0; 2039-40: 0; 2040-41: 0; 2041-42: 0; 2042-43: 0; 2043-44: 0; 2044-45: 0; 2045-46: 0; 2046-47: 0; 2047-48: 0; 2048-49: 0; 2049-50: 0
21.1FP | Options to reduce water taken unbilled input as -ve | CSWTU | Ml/d | 2 | 2019-20: 0; 2020-21: 0; 2021-22: 0; 2022-23: 0; 2023-24: 0; 2024-25: 0; 2025-26: 0; 2026-27: 0; 2027-28: 0; 2028-29: 0; 2029-30: 0; 2030-31: 0; 2031-32: 0; 2032-33: 0; 2033-34: 0; 2034-35: 0; 2035-36: 0; 2036-37: 0; 2037-38: 0; 2038-39: 0; 2039-40: 0; 2040-41: 0; 2041-42: 0; 2042-43: 0; 2043-44: 0; 2044-45: 0; 2045-46: 0; 2046-47: 0; 2047-48: 0; 2048-49: 0; 2049-50: 0
22.1FP | Reduce distribution system operational use (DSOU) input as -ve | DSDOU | Ml/d | 2 | 2019-20: 0; 2020-21: 0; 2021-22: 0; 2022-23: 0; 2023-24: 0; 2024-25: 0; 2025-26: 0; 2026-27: 0; 2027-28: 0; 2028-29: 0; 2029-30: 0; 2030-31: 0; 2031-32: 0; 2032-33: 0; 2033-34: 0; 2034-35: 0; 2035-36: 0; 2036-37: 0; 2037-38: 0; 2038-39: 0; 2039-40: 0; 2040-41: 0; 2041-42: 0; 2042-43: 0; 2043-44: 0; 2044-45: 0; 2045-46: 0; 2046-47: 0; 2047-48: 0; 2048-49: 0; 2049-50: 0
23.1FP | Options impacting on measured Non Household - USPL input reductions as -ve | CUMNH | Ml/d | 2 | 2019-20: 0; 2020-21: 0; 2021-22: 0; 2022-23: 0; 2023-24: 0; 2024-25: 0; 2025-26: 0; 2026-27: -0.01; 2027-28: -0.01; 2028-29: -0.01; 2029-30: -0.02; 2030-31: -0.02; 2031-32: -0.02; 2032-33: -0.02; 2033-34: -0.03; 2034-35: -0.03; 2035-36: -0.03; 2036-37: -0.04; 2037-38: -0.04; 2038-39: -0.04; 2039-40: -0.05; 2040-41: -0.05; 2041-42: -0.05; 2042-43: -0.06; 2043-44: -0.06; 2044-45: -0.06; 2045-46: -0.06; 2046-47: -0.07; 2047-48: -0.07; 2048-49: -0.07; 2049-50: -0.08
24.1FP | Options impacting on unmeasured Non Household - USPL input reductions as -ve | CUUNH | Ml/d | 2 | 2019-20: 0; 2020-21: 0; 2021-22: 0; 2022-23: 0; 2023-24: 0; 2024-25: 0; 2025-26: 0; 2026-27: 0; 2027-28: 0; 2028-29: 0; 2029-30: 0; 2030-31: 0; 2031-32: 0; 2032-33: 0; 2033-34: 0; 2034-35: 0; 2035-36: 0; 2036-37: 0; 2037-38: 0; 2038-39: 0; 2039-40: 0; 2040-41: 0; 2041-42: 0; 2042-43: 0; 2043-44: 0; 2044-45: 0; 2045-46: 0; 2046-47: 0; 2047-48: 0; 2048-49: 0; 2049-50: 0
25.1FP | Options impacting on measured Household - USPL input reductions as -ve | CUMHH | Ml/d | 2 | 2019-20: 0; 2020-21: 0; 2021-22: 0; 2022-23: 0; 2023-24: 0; 2024-25: 0; 2025-26: -0.33; 2026-27: -0.39; 2027-28: -0.56; 2028-29: -0.73; 2029-30: -0.8; 2030-31: -0.86; 2031-32: -0.93; 2032-33: -0.95; 2033-34: -0.96; 2034-35: -0.97; 2035-36: -0.99; 2036-37: -1; 2037-38: -1.01; 2038-39: -1.02; 2039-40: -1.03; 2040-41: -1.04; 2041-42: -1.05; 2042-43: -1.06; 2043-44: -1.07; 2044-45: -1.07; 2045-46: -1.08; 2046-47: -1.09; 2047-48: -1.1; 2048-49: -1.1; 2049-50: -1.11
26.1FP | Options impacting on unmeasured Household - USPL input reductions as -ve | CUUHH | Ml/d | 2 | 2019-20: 0; 2020-21: 0; 2021-22: 0; 2022-23: 0; 2023-24: 0; 2024-25: 0; 2025-26: 0; 2026-27: 0; 2027-28: 0; 2028-29: 0; 2029-30: 0; 2030-31: 0; 2031-32: 0; 2032-33: 0; 2033-34: 0; 2034-35: 0; 2035-36: 0; 2036-37: 0; 2037-38: 0; 2038-39: 0; 2039-40: 0; 2040-41: 0; 2041-42: 0; 2042-43: 0; 2043-44: 0; 2044-45: 0; 2045-46: 0; 2046-47: 0; 2047-48: 0; 2048-49: 0; 2049-50: 0
27.1FP | Options impacting on Void properties - USPL input reductions as -ve | CUVPP | Ml/d | 2 | 2019-20: 0; 2020-21: 0; 2021-22: 0; 2022-23: 0; 2023-24: 0; 2024-25: 0; 2025-26: 0; 2026-27: 0; 2027-28: 0; 2028-29: 0; 2029-30: 0; 2030-31: 0; 2031-32: 0; 2032-33: 0; 2033-34: 0; 2034-35: 0; 2035-36: 0; 2036-37: 0; 2037-38: 0; 2038-39: 0; 2039-40: 0; 2040-41: 0; 2041-42: 0; 2042-43: 0; 2043-44: 0; 2044-45: 0; 2045-46: 0; 2046-47: 0; 2047-48: 0; 2048-49: 0; 2049-50: 0
28.1FP | Reduce distribution losses input as -ve | DSRDL | Ml/d | 2 | 2019-20: 0; 2020-21: 0; 2021-22: 0; 2022-23: 0; 2023-24: 0; 2024-25: 0; 2025-26: -0.04; 2026-27: -0.05; 2027-28: -0.06; 2028-29: -0.11; 2029-30: -0.15; 2030-31: -0.16; 2031-32: -0.17; 2032-33: -0.2; 2033-34: -0.21; 2034-35: -0.27; 2035-36: -0.52; 2036-37: -0.53; 2037-38: -0.87; 2038-39: -0.9; 2039-40: -1.17; 2040-41: -1.52; 2041-42: -1.73; 2042-43: -1.84; 2043-44: -1.96; 2044-45: -2.19; 2045-46: -2.35; 2046-47: -2.65; 2047-48: -2.93; 2048-49: -3.07; 2049-50: -3.15
Table 3f: DYCP - Final plan | Back to top of sheet
WRMP24 reference | Component | Derivation | Unit | Decimal places | 2019-20 | 2020-21 | 2021-22 | 2022-23 | 2023-24 | 2024-25 | 2025-26 | 2026-27 | 2027-28 | 2028-29 | 2029-30 | 2030-31 | 2031-32 | 2032-33 | 2033-34 | 2034-35 | 2035-36 | 2036-37 | 2037-38 | 2038-39 | 2039-40 | 2040-41 | 2041-42 | 2042-43 | 2043-44 | 2044-45 | 2045-46 | 2046-47 | 2047-48 | 2048-49 | 2049-50 | 2050-51 | 2051-52 | 2052-53 | 2053-54 | 2054-55 | 2055-56 | 2056-57 | 2057-58 | 2058-59 | 2059-60 | 2060-61 | 2061-62 | 2062-63 | 2063-64 | 2064-65 | 2065-66 | 2066-67 | 2067-68 | 2068-69 | 2069-70 | 2070-71 | 2071-72 | 2072-73 | 2073-74 | 2074-75 | 2075-76 | 2076-77 | 2077-78 | 2078-79 | 2079-80 | 2080-81 | 2081-82 | 2082-83 | 2083-84 | 2084-85 | 2085-86 | 2086-87 | 2087-88 | 2088-89 | 2089-90 | 2090-91 | 2091-92 | 2092-93 | 2093-94 | 2094-95 | 2095-96 | 2096-97 | 2097-98 | 2098-99 | 2099-100
1FP | Raw water abstracted | Input | Ml/d | 2 | 2019-20: 0; 2020-21: 0; 2021-22: 0; 2022-23: 0; 2023-24: 0; 2024-25: 0; 2025-26: 0; 2026-27: 0; 2027-28: 0; 2028-29: 0; 2029-30: 0; 2030-31: 0; 2031-32: 0; 2032-33: 0; 2033-34: 0; 2034-35: 0; 2035-36: 0; 2036-37: 0; 2037-38: 0; 2038-39: 0; 2039-40: 0; 2040-41: 0; 2041-42: 0; 2042-43: 0; 2043-44: 0; 2044-45: 0; 2045-46: 0; 2046-47: 0; 2047-48: 0; 2048-49: 0; 2049-50: 0
1.1FP | Non-potable water supplies | 1.1BL + 1.11FP | Ml/d | 2 | 2019-20: 0; 2020-21: 0; 2021-22: 0; 2022-23: 0; 2023-24: 0; 2024-25: 0; 2025-26: 0; 2026-27: 0; 2027-28: 0; 2028-29: 0; 2029-30: 0; 2030-31: 0; 2031-32: 0; 2032-33: 0; 2033-34: 0; 2034-35: 0; 2035-36: 0; 2036-37: 0; 2037-38: 0; 2038-39: 0; 2039-40: 0; 2040-41: 0; 2041-42: 0; 2042-43: 0; 2043-44: 0; 2044-45: 0; 2045-46: 0; 2046-47: 0; 2047-48: 0; 2048-49: 0; 2049-50: 0
2FP | Raw water imported | 2BL + 2.1FP | Ml/d | 2 | 2019-20: 0; 2020-21: 0; 2021-22: 0; 2022-23: 0; 2023-24: 0; 2024-25: 0; 2025-26: 0; 2026-27: 0; 2027-28: 0; 2028-29: 0; 2029-30: 0; 2030-31: 0; 2031-32: 0; 2032-33: 0; 2033-34: 0; 2034-35: 0; 2035-36: 0; 2036-37: 0; 2037-38: 0; 2038-39: 0; 2039-40: 0; 2040-41: 0; 2041-42: 0; 2042-43: 0; 2043-44: 0; 2044-45: 0; 2045-46: 0; 2046-47: 0; 2047-48: 0; 2048-49: 0; 2049-50: 0
3FP | Potable water imported | 3BL + 3.1FP | Ml/d | 2 | 2019-20: 0; 2020-21: 0; 2021-22: 0; 2022-23: 0; 2023-24: 0; 2024-25: 0; 2025-26: 25.92; 2026-27: 25.928; 2027-28: 25.924; 2028-29: 25.924; 2029-30: 25.92; 2030-31: 25.92; 2031-32: 3.66; 2032-33: 3.66; 2033-34: 3.66; 2034-35: 3.66; 2035-36: 3.66; 2036-37: 3.66; 2037-38: 3.66; 2038-39: 3.66; 2039-40: 3.66; 2040-41: 31.45; 2041-42: 9.19; 2042-43: 31.45; 2043-44: 31.45; 2044-45: 9.19; 2045-46: 31.45; 2046-47: 31.45; 2047-48: 31.45; 2048-49: 31.45; 2049-50: 31.45
4FP | Raw water exported enter as -ve | 4BL + 4.1FP | Ml/d | 2 | 2019-20: 0; 2020-21: 0; 2021-22: 0; 2022-23: 0; 2023-24: 0; 2024-25: 0; 2025-26: 0; 2026-27: 0; 2027-28: 0; 2028-29: 0; 2029-30: 0; 2030-31: 0; 2031-32: 0; 2032-33: 0; 2033-34: 0; 2034-35: 0; 2035-36: 0; 2036-37: 0; 2037-38: 0; 2038-39: 0; 2039-40: 0; 2040-41: 0; 2041-42: 0; 2042-43: 0; 2043-44: 0; 2044-45: 0; 2045-46: 0; 2046-47: 0; 2047-48: 0; 2048-49: 0; 2049-50: 0
5FP | Potable water exported enter as -ve | 5BL + 5.1FP | Ml/d | 2 | 2019-20: 0; 2020-21: 0; 2021-22: 0; 2022-23: 0; 2023-24: 0; 2024-25: 0; 2025-26: -96.032; 2026-27: -96.197; 2027-28: -96.523; 2028-29: -97.098; 2029-30: -75.813; 2030-31: -99.08; 2031-32: -59.32; 2032-33: -59.13; 2033-34: -59.01; 2034-35: -58.74; 2035-36: -57.81; 2036-37: -49.8; 2037-38: -49.8; 2038-39: -49.8; 2039-40: -49.8; 2040-41: -66.56; 2041-42: -49.8; 2042-43: -49.8; 2043-44: -49.8; 2044-45: -49.8; 2045-46: -49.8; 2046-47: -68.72; 2047-48: -68.88; 2048-49: -68.79; 2049-50: -68.42
6.1FP | Deployable Output post forecast changes | 6.1BL + 6.2FP + 6.3FP +7.01FP +7.02FP | Ml/d | 2 | 2019-20: 241.72; 2020-21: 241.72; 2021-22: 241.72; 2022-23: 241.72; 2023-24: 241.72; 2024-25: 241.72; 2025-26: 241.72; 2026-27: 241.72; 2027-28: 241.72; 2028-29: 241.72; 2029-30: 241.72; 2030-31: 244.92; 2031-32: 244.92; 2032-33: 244.92; 2033-34: 244.92; 2034-35: 244.92; 2035-36: 241.72; 2036-37: 241.72; 2037-38: 241.72; 2038-39: 241.72; 2039-40: 241.72; 2040-41: 248.72; 2041-42: 248.72; 2042-43: 248.72; 2043-44: 248.72; 2044-45: 248.72; 2045-46: 201.38; 2046-47: 201.38; 2047-48: 201.38; 2048-49: 201.38; 2049-50: 201.38
8FP | Raw water losses, treatment works losses and operational use | 8BL + 8.1FP + 8.2FP | Ml/d | 2 | 2019-20: 11.07; 2020-21: 11.07; 2021-22: 11.07; 2022-23: 11.07; 2023-24: 11.07; 2024-25: 11.07; 2025-26: 11.07; 2026-27: 11.07; 2027-28: 11.07; 2028-29: 11.07; 2029-30: 11.07; 2030-31: 11.07; 2031-32: 11.07; 2032-33: 11.07; 2033-34: 11.07; 2034-35: 11.07; 2035-36: 11.07; 2036-37: 11.07; 2037-38: 11.07; 2038-39: 11.07; 2039-40: 11.07; 2040-41: 11.07; 2041-42: 11.07; 2042-43: 11.07; 2043-44: 11.07; 2044-45: 11.07; 2045-46: 11.07; 2046-47: 11.07; 2047-48: 11.07; 2048-49: 11.07; 2049-50: 11.07
9FP | Total Outage Allowance | 9BL + 9.1FP | Ml/d | 2 | 2019-20: 2.85; 2020-21: 2.85; 2021-22: 2.85; 2022-23: 2.85; 2023-24: 2.85; 2024-25: 2.85; 2025-26: 2.85; 2026-27: 2.85; 2027-28: 2.85; 2028-29: 2.85; 2029-30: 2.85; 2030-31: 2.85; 2031-32: 2.85; 2032-33: 2.85; 2033-34: 2.85; 2034-35: 2.85; 2035-36: 2.85; 2036-37: 2.85; 2037-38: 2.85; 2038-39: 2.85; 2039-40: 2.85; 2040-41: 2.85; 2041-42: 2.85; 2042-43: 2.85; 2043-44: 2.85; 2044-45: 2.85; 2045-46: 2.85; 2046-47: 2.85; 2047-48: 2.85; 2048-49: 2.85; 2049-50: 2.85
10FP | Water Available For Use (own sources) | (6.1FP) - (8FP + 9FP) | Ml/d | 2 | 2019-20: 227.8; 2020-21: 227.8; 2021-22: 227.8; 2022-23: 227.8; 2023-24: 227.8; 2024-25: 227.8; 2025-26: 227.8; 2026-27: 227.8; 2027-28: 227.8; 2028-29: 227.8; 2029-30: 227.8; 2030-31: 231; 2031-32: 231; 2032-33: 231; 2033-34: 231; 2034-35: 231; 2035-36: 227.8; 2036-37: 227.8; 2037-38: 227.8; 2038-39: 227.8; 2039-40: 227.8; 2040-41: 234.8; 2041-42: 234.8; 2042-43: 234.8; 2043-44: 234.8; 2044-45: 234.8; 2045-46: 187.46; 2046-47: 187.46; 2047-48: 187.46; 2048-49: 187.46; 2049-50: 187.46
11FP | Total Water Available For Use | 10FP + sum (2FP:5FP) | Ml/d | 2 | 2019-20: 227.8; 2020-21: 227.8; 2021-22: 227.8; 2022-23: 227.8; 2023-24: 227.8; 2024-25: 227.8; 2025-26: 157.688; 2026-27: 157.531; 2027-28: 157.201; 2028-29: 156.626; 2029-30: 177.907; 2030-31: 157.84; 2031-32: 175.34; 2032-33: 175.53; 2033-34: 175.65; 2034-35: 175.92; 2035-36: 173.65; 2036-37: 181.66; 2037-38: 181.66; 2038-39: 181.66; 2039-40: 181.66; 2040-41: 199.69; 2041-42: 194.19; 2042-43: 216.45; 2043-44: 216.45; 2044-45: 194.19; 2045-46: 169.11; 2046-47: 150.19; 2047-48: 150.03; 2048-49: 150.12; 2049-50: 150.49
12FP | Water delivered measured non-household | 12BL + 12.2FP | Ml/d | 2 | 2019-20: 44.98; 2020-21: 45.31; 2021-22: 45.59; 2022-23: 45.93; 2023-24: 46.27; 2024-25: 46.55; 2025-26: 46.53; 2026-27: 46.55; 2027-28: 46.53; 2028-29: 46.51; 2029-30: 46.47; 2030-31: 46.42; 2031-32: 46.33; 2032-33: 46.21; 2033-34: 46.11; 2034-35: 45.99; 2035-36: 45.89; 2036-37: 45.75; 2037-38: 45.64; 2038-39: 45.49; 2039-40: 45.39; 2040-41: 45.31; 2041-42: 45.23; 2042-43: 45.19; 2043-44: 45.17; 2044-45: 45.16; 2045-46: 45.16; 2046-47: 45.18; 2047-48: 45.23; 2048-49: 45.3; 2049-50: 45.39
12.1FP | Non-potable water consumption | Input | Ml/d | 2 | 2019-20: 0; 2020-21: 0; 2021-22: 0; 2022-23: 0; 2023-24: 0; 2024-25: 0; 2025-26: 0; 2026-27: 0; 2027-28: 0; 2028-29: 0; 2029-30: 0; 2030-31: 0; 2031-32: 0; 2032-33: 0; 2033-34: 0; 2034-35: 0; 2035-36: 0; 2036-37: 0; 2037-38: 0; 2038-39: 0; 2039-40: 0; 2040-41: 0; 2041-42: 0; 2042-43: 0; 2043-44: 0; 2044-45: 0; 2045-46: 0; 2046-47: 0; 2047-48: 0; 2048-49: 0; 2049-50: 0
13FP | Water delivered unmeasured non-household | 13BL + 13.1FP | Ml/d | 2 | 2019-20: 0.16; 2020-21: 0.16; 2021-22: 0.16; 2022-23: 0.16; 2023-24: 0.16; 2024-25: 0.17; 2025-26: 0.17; 2026-27: 0.17; 2027-28: 0.17; 2028-29: 0.17; 2029-30: 0.17; 2030-31: 0.17; 2031-32: 0.17; 2032-33: 0.17; 2033-34: 0.17; 2034-35: 0.17; 2035-36: 0.17; 2036-37: 0.18; 2037-38: 0.18; 2038-39: 0.18; 2039-40: 0.18; 2040-41: 0.18; 2041-42: 0.18; 2042-43: 0.18; 2043-44: 0.18; 2044-45: 0.18; 2045-46: 0.18; 2046-47: 0.18; 2047-48: 0.18; 2048-49: 0.19; 2049-50: 0.19
14FP | Water delivered measured household | 14BL + 14.1FP | Ml/d | 2 | 2019-20: 58.62; 2020-21: 59.29; 2021-22: 60.07; 2022-23: 60.61; 2023-24: 61.42; 2024-25: 62.07; 2025-26: 61.71; 2026-27: 62.21; 2027-28: 62.53; 2028-29: 62.65; 2029-30: 62.78; 2030-31: 62.92; 2031-32: 63.08; 2032-33: 63.62; 2033-34: 64.1; 2034-35: 64.13; 2035-36: 64.12; 2036-37: 64.05; 2037-38: 64.11; 2038-39: 64.16; 2039-40: 64.23; 2040-41: 64.21; 2041-42: 64.19; 2042-43: 64.13; 2043-44: 64.05; 2044-45: 64.44; 2045-46: 64.62; 2046-47: 64.79; 2047-48: 64.96; 2048-49: 65.13; 2049-50: 65.25
15FP | Water delivered unmeasured household | 15BL + 15.1FP | Ml/d | 2 | 2019-20: 29.87; 2020-21: 28.81; 2021-22: 27.89; 2022-23: 26.8; 2023-24: 25.76; 2024-25: 24.77; 2025-26: 23.95; 2026-27: 23.18; 2027-28: 22.45; 2028-29: 21.74; 2029-30: 21.05; 2030-31: 20.43; 2031-32: 19.85; 2032-33: 19.3; 2033-34: 18.77; 2034-35: 18.27; 2035-36: 17.79; 2036-37: 17.32; 2037-38: 16.88; 2038-39: 16.46; 2039-40: 16.07; 2040-41: 15.7; 2041-42: 15.34; 2042-43: 15; 2043-44: 14.68; 2044-45: 14.37; 2045-46: 14.3; 2046-47: 14.23; 2047-48: 14.16; 2048-49: 14.1; 2049-50: 14.12
16FP | Percentage of consumption driven by climate change | 16BL | % | 1 | 2019-20: 0%; 2020-21: 0%; 2021-22: 0%; 2022-23: 0.1%; 2023-24: 0.1%; 2024-25: 0.1%; 2025-26: 0.1%; 2026-27: 0.1%; 2027-28: 0.1%; 2028-29: 0.2%; 2029-30: 0.2%; 2030-31: 0.2%; 2031-32: 0.2%; 2032-33: 0.3%; 2033-34: 0.3%; 2034-35: 0.3%; 2035-36: 0.4%; 2036-37: 0.4%; 2037-38: 0.4%; 2038-39: 0.5%; 2039-40: 0.5%; 2040-41: 0.6%; 2041-42: 0.6%; 2042-43: 0.6%; 2043-44: 0.7%; 2044-45: 0.7%; 2045-46: 0.8%; 2046-47: 0.8%; 2047-48: 0.8%; 2048-49: 0.8%; 2049-50: 0.9%
17FP | Volume of consumption driven by climate change | 16FP * (12FP + sum(13FP:15FP) - sum (23FP:26FP)) | Ml/d | 2 | 2019-20: 0; 2020-21: 0; 2021-22: 0; 2022-23: 0.12888; 2023-24: 0.12903; 2024-25: 0.12905; 2025-26: 0.12823; 2026-27: 0.1281; 2027-28: 0.12788; 2028-29: 0.25498; 2029-30: 0.25404; 2030-31: 0.25318; 2031-32: 0.2524; 2032-33: 0.37827; 2033-34: 0.37785; 2034-35: 0.37614; 2035-36: 0.4992; 2036-37: 0.4966; 2037-38: 0.49468; 2038-39: 0.6158; 2039-40: 0.6138; 2040-41: 0.7338; 2041-42: 0.7311; 2042-43: 0.72858; 2043-44: 0.84714; 2044-45: 0.84763; 2045-46: 0.9696; 2046-47: 0.97064; 2047-48: 0.97184; 2048-49: 0.97328; 2049-50: 1.0971
18FP | Measured Household - PCC | ((14FP - 25FP) * 1,000,000) / (39FP * 1000) | l/h/d | 1 | 2019-20: 155.0328; 2020-21: 154.0062; 2021-22: 153.369; 2022-23: 152.2129; 2023-24: 151.5872; 2024-25: 150.6104; 2025-26: 148.3069; 2026-27: 147.5807; 2027-28: 145.3467; 2028-29: 143.7775; 2029-30: 142.4618; 2030-31: 141.3859; 2031-32: 140.4876; 2032-33: 140.2696; 2033-34: 140.0274; 2034-35: 138.8362; 2035-36: 137.6661; 2036-37: 136.4644; 2037-38: 135.6244; 2038-39: 134.7719; 2039-40: 133.899; 2040-41: 132.8757; 2041-42: 131.8618; 2042-43: 130.7623; 2043-44: 129.6568; 2044-45: 129.5156; 2045-46: 129.2293; 2046-47: 128.9558; 2047-48: 128.6443; 2048-49: 128.326; 2049-50: 128.0139
19FP | Unmeasured Household - PCC | ((15FP - 26FP) * 1,000,000) / (40FP * 1000) | l/h/d | 1 | 2019-20: 259.7549; 2020-21: 259.2005; 2021-22: 258.6492; 2022-23: 257.9442; 2023-24: 257.2563; 2024-25: 256.5744; 2025-26: 255.8161; 2026-27: 255.252; 2027-28: 254.614; 2028-29: 254.0738; 2029-30: 253.4677; 2030-31: 253.5078; 2031-32: 253.7224; 2032-33: 254.0383; 2033-34: 254.3048; 2034-35: 254.7181; 2035-36: 255.0256; 2036-37: 255.3977; 2037-38: 255.7629; 2038-39: 256.1712; 2039-40: 256.5173; 2040-41: 257.0002; 2041-42: 257.3899; 2042-43: 257.87; 2043-44: 258.2934; 2044-45: 258.8863; 2045-46: 259.4349; 2046-47: 259.7093; 2047-48: 260.0468; 2048-49: 260.2784; 2049-50: 260.6492
20FP | Average Household - PCC | (((14FP - 25FP) + (15FP - 26FP)) * 1,000,000)/ ((39FP + 40FP) * 1,000) | l/h/d | 1 | 2019-20: 178.7967; 2020-21: 176.9157; 2021-22: 175.4397; 2022-23: 173.4405; 2023-24: 171.8836; 2024-25: 170.0768; 2025-26: 167.3228; 2026-27: 165.9269; 2027-28: 163.1595; 2028-29: 161.0775; 2029-30: 159.2475; 2030-31: 157.7529; 2031-32: 156.4565; 2032-33: 155.7764; 2033-34: 155.0992; 2034-35: 153.6307; 2035-36: 152.1805; 2036-37: 150.7246; 2037-38: 149.5992; 2038-39: 148.4762; 2039-40: 147.3437; 2040-41: 146.0998; 2041-42: 144.8614; 2042-43: 143.5616; 2043-44: 142.2566; 2044-45: 141.8469; 2045-46: 141.5105; 2046-47: 141.1638; 2047-48: 140.7927; 2048-49: 140.4092; 2049-50: 140.1133
21FP | Water taken unbilled | 21BL + 21.1FP | Ml/d | 2 | 2019-20: 2.47; 2020-21: 2.47; 2021-22: 2.47; 2022-23: 2.47; 2023-24: 2.48; 2024-25: 2.47; 2025-26: 2.47; 2026-27: 2.49; 2027-28: 2.48; 2028-29: 2.48; 2029-30: 2.47; 2030-31: 2.48; 2031-32: 2.47; 2032-33: 2.47; 2033-34: 2.47; 2034-35: 2.47; 2035-36: 2.48; 2036-37: 2.47; 2037-38: 2.49; 2038-39: 2.48; 2039-40: 2.46; 2040-41: 2.46; 2041-42: 2.47; 2042-43: 2.47; 2043-44: 2.48; 2044-45: 2.48; 2045-46: 2.46; 2046-47: 2.48; 2047-48: 2.47; 2048-49: 2.48; 2049-50: 2.47
22FP | Distribution system operational use | 22BL + 22.1FP | Ml/d | 2 | 2019-20: 0.58; 2020-21: 0.58; 2021-22: 0.58; 2022-23: 0.58; 2023-24: 0.58; 2024-25: 0.58; 2025-26: 0.58; 2026-27: 0.58; 2027-28: 0.58; 2028-29: 0.58; 2029-30: 0.58; 2030-31: 0.58; 2031-32: 0.58; 2032-33: 0.58; 2033-34: 0.58; 2034-35: 0.58; 2035-36: 0.58; 2036-37: 0.58; 2037-38: 0.58; 2038-39: 0.58; 2039-40: 0.58; 2040-41: 0.58; 2041-42: 0.58; 2042-43: 0.58; 2043-44: 0.58; 2044-45: 0.58; 2045-46: 0.58; 2046-47: 0.58; 2047-48: 0.58; 2048-49: 0.58; 2049-50: 0.58
23FP | Measured Non Household - USPL | 23BL + 23.1FP | Ml/d | 2 | 2019-20: 0.1; 2020-21: 0.1; 2021-22: 0.1; 2022-23: 0.1; 2023-24: 0.11; 2024-25: 0.11; 2025-26: 0.11; 2026-27: 0.1; 2027-28: 0.1; 2028-29: 0.1; 2029-30: 0.09; 2030-31: 0.09; 2031-32: 0.09; 2032-33: 0.09; 2033-34: 0.09; 2034-35: 0.09; 2035-36: 0.09; 2036-37: 0.08; 2037-38: 0.08; 2038-39: 0.08; 2039-40: 0.07; 2040-41: 0.07; 2041-42: 0.07; 2042-43: 0.06; 2043-44: 0.06; 2044-45: 0.06; 2045-46: 0.06; 2046-47: 0.05; 2047-48: 0.05; 2048-49: 0.05; 2049-50: 0.04
24FP | Unmeasured Non Household - USPL | 24BL + 24.1FP | Ml/d | 2 | 2019-20: -0.01; 2020-21: 0; 2021-22: 0; 2022-23: 0; 2023-24: 0.01; 2024-25: 0.01; 2025-26: 0.01; 2026-27: 0.01; 2027-28: 0.01; 2028-29: 0.01; 2029-30: 0.01; 2030-31: 0.01; 2031-32: 0.01; 2032-33: 0.01; 2033-34: 0.01; 2034-35: 0.01; 2035-36: 0.01; 2036-37: 0.01; 2037-38: 0.01; 2038-39: 0.01; 2039-40: 0.01; 2040-41: 0.01; 2041-42: 0.01; 2042-43: 0.01; 2043-44: 0.01; 2044-45: 0.01; 2045-46: 0.01; 2046-47: 0.01; 2047-48: 0.01; 2048-49: 0.01; 2049-50: 0.01
25FP | Measured Household - USPL | 25BL + 25.1FP | Ml/d | 2 | 2019-20: 2.46; 2020-21: 2.46; 2021-22: 2.46; 2022-23: 2.47; 2023-24: 2.48; 2024-25: 2.47; 2025-26: 2.14; 2026-27: 2.08; 2027-28: 1.92; 2028-29: 1.75; 2029-30: 1.67; 2030-31: 1.61; 2031-32: 1.53; 2032-33: 1.55; 2033-34: 1.58; 2034-35: 1.6; 2035-36: 1.62; 2036-37: 1.65; 2037-38: 1.67; 2038-39: 1.69; 2039-40: 1.71; 2040-41: 1.73; 2041-42: 1.75; 2042-43: 1.77; 2043-44: 1.78; 2044-45: 1.81; 2045-46: 1.82; 2046-47: 1.82; 2047-48: 1.83; 2048-49: 1.84; 2049-50: 1.84
26FP | Unmeasured Household - USPL | 26BL + 26.1BL | Ml/d | 2 | 2019-20: 2.25; 2020-21: 2.18; 2021-22: 2.12; 2022-23: 2.05; 2023-24: 1.98; 2024-25: 1.92; 2025-26: 1.87; 2026-27: 1.82; 2027-28: 1.77; 2028-29: 1.72; 2029-30: 1.68; 2030-31: 1.64; 2031-32: 1.6; 2032-33: 1.56; 2033-34: 1.52; 2034-35: 1.48; 2035-36: 1.45; 2036-37: 1.41; 2037-38: 1.38; 2038-39: 1.35; 2039-40: 1.32; 2040-41: 1.29; 2041-42: 1.26; 2042-43: 1.23; 2043-44: 1.21; 2044-45: 1.18; 2045-46: 1.17; 2046-47: 1.17; 2047-48: 1.16; 2048-49: 1.16; 2049-50: 1.16
27FP | Void Properties - USPL | 27BL + 27.1FP | Ml/d | 2 | 2019-20: 0.26; 2020-21: 0.26; 2021-22: 0.26; 2022-23: 0.27; 2023-24: 0.27; 2024-25: 0.27; 2025-26: 0.28; 2026-27: 0.28; 2027-28: 0.28; 2028-29: 0.28; 2029-30: 0.29; 2030-31: 0.29; 2031-32: 0.29; 2032-33: 0.29; 2033-34: 0.29; 2034-35: 0.3; 2035-36: 0.3; 2036-37: 0.3; 2037-38: 0.3; 2038-39: 0.3; 2039-40: 0.31; 2040-41: 0.31; 2041-42: 0.31; 2042-43: 0.31; 2043-44: 0.31; 2044-45: 0.31; 2045-46: 0.31; 2046-47: 0.32; 2047-48: 0.32; 2048-49: 0.32; 2049-50: 0.32
28FP | Distribution losses | 28BL + 28.1FP | Ml/d | 2 | 2019-20: 15.43; 2020-21: 15.1; 2021-22: 14.91; 2022-23: 14.61; 2023-24: 14.31; 2024-25: 14; 2025-26: 13.96; 2026-27: 13.95; 2027-28: 13.94; 2028-29: 13.89; 2029-30: 13.85; 2030-31: 13.84; 2031-32: 13.83; 2032-33: 13.8; 2033-34: 13.79; 2034-35: 13.73; 2035-36: 13.48; 2036-37: 13.47; 2037-38: 13.13; 2038-39: 13.1; 2039-40: 12.83; 2040-41: 12.48; 2041-42: 12.27; 2042-43: 12.16; 2043-44: 12.04; 2044-45: 11.81; 2045-46: 11.65; 2046-47: 11.35; 2047-48: 11.07; 2048-49: 10.93; 2049-50: 10.85
29FP | Total Leakage | sum (23FP:28FP) | Ml/d | 2 | 2019-20: 20.49; 2020-21: 20.1; 2021-22: 19.85; 2022-23: 19.5; 2023-24: 19.16; 2024-25: 18.78; 2025-26: 18.37; 2026-27: 18.24; 2027-28: 18.02; 2028-29: 17.75; 2029-30: 17.59; 2030-31: 17.48; 2031-32: 17.35; 2032-33: 17.3; 2033-34: 17.28; 2034-35: 17.21; 2035-36: 16.95; 2036-37: 16.92; 2037-38: 16.57; 2038-39: 16.53; 2039-40: 16.25; 2040-41: 15.89; 2041-42: 15.67; 2042-43: 15.54; 2043-44: 15.41; 2044-45: 15.18; 2045-46: 15.02; 2046-47: 14.72; 2047-48: 14.44; 2048-49: 14.31; 2049-50: 14.22
30FP | Leakage/property | (29FP * 1,000,000) / (36FP * 1,000) | l/prop/d | 2 | 2019-20: 88.6552; 2020-21: 86.116; 2021-22: 84.1565; 2022-23: 81.9776; 2023-24: 79.7855; 2024-25: 77.4465; 2025-26: 75.0559; 2026-27: 73.8471; 2027-28: 71.8681; 2028-29: 70.0498; 2029-30: 68.7811; 2030-31: 67.7824; 2031-32: 66.74; 2032-33: 66.0326; 2033-34: 65.4923; 2034-35: 64.7823; 2035-36: 63.392; 2036-37: 62.9013; 2037-38: 61.2581; 2038-39: 60.7783; 2039-40: 59.4459; 2040-41: 57.8386; 2041-42: 56.761; 2042-43: 56.0238; 2043-44: 55.2988; 2044-45: 54.2286; 2045-46: 53.4227; 2046-47: 52.1331; 2047-48: 50.9303; 2048-49: 50.2687; 2049-50: 49.7568
31FP | Measured Non Household - properties | Input | 000's | 2 | 2019-20: 14.141; 2020-21: 14.306; 2021-22: 14.457; 2022-23: 14.636; 2023-24: 14.795; 2024-25: 14.951; 2025-26: 15.103; 2026-27: 15.258; 2027-28: 15.403; 2028-29: 15.531; 2029-30: 15.659; 2030-31: 15.786; 2031-32: 15.903; 2032-33: 16.019; 2033-34: 16.131; 2034-35: 16.235; 2035-36: 16.338; 2036-37: 16.438; 2037-38: 16.535; 2038-39: 16.629; 2039-40: 16.721; 2040-41: 16.813; 2041-42: 16.9; 2042-43: 16.985; 2043-44: 17.069; 2044-45: 17.152; 2045-46: 17.231; 2046-47: 17.308; 2047-48: 17.383; 2048-49: 17.458; 2049-50: 17.533
32FP | Unmeasured Non Household - properties | Input | 000's | 2 | 2019-20: 0.057; 2020-21: 0.057; 2021-22: 0.058; 2022-23: 0.059; 2023-24: 0.059; 2024-25: 0.06; 2025-26: 0.061; 2026-27: 0.061; 2027-28: 0.062; 2028-29: 0.062; 2029-30: 0.063; 2030-31: 0.063; 2031-32: 0.064; 2032-33: 0.064; 2033-34: 0.065; 2034-35: 0.065; 2035-36: 0.066; 2036-37: 0.066; 2037-38: 0.066; 2038-39: 0.067; 2039-40: 0.067; 2040-41: 0.068; 2041-42: 0.068; 2042-43: 0.068; 2043-44: 0.069; 2044-45: 0.069; 2045-46: 0.069; 2046-47: 0.07; 2047-48: 0.07; 2048-49: 0.07; 2049-50: 0.07
33FP | All void non-households - properties | Input | 000's | 2 | 2019-20: 0; 2020-21: 0; 2021-22: 0; 2022-23: 0; 2023-24: 0; 2024-25: 0; 2025-26: 0; 2026-27: 0; 2027-28: 0; 2028-29: 0; 2029-30: 0; 2030-31: 0; 2031-32: 0; 2032-33: 0; 2033-34: 0; 2034-35: 0; 2035-36: 0; 2036-37: 0; 2037-38: 0; 2038-39: 0; 2039-40: 0; 2040-41: 0; 2041-42: 0; 2042-43: 0; 2043-44: 0; 2044-45: 0; 2045-46: 0; 2046-47: 0; 2047-48: 0; 2048-49: 0; 2049-50: 0
34FP | Measured households - properties (excl. void) | Year before + sum (34.1BL:34.6BL) | 000's | 2 | 2019-20: 163.616; 2020-21: 167.172; 2021-22: 170.707; 2022-23: 173.992; 2023-24: 177.509; 2024-25: 181.045; 2025-26: 184.207; 2026-27: 187.313; 2027-28: 191.886; 2028-29: 195.356; 2029-30: 198.485; 2030-31: 201.381; 2031-32: 204.192; 2032-33: 206.926; 2033-34: 209.46; 2034-35: 211.929; 2035-36: 214.285; 2036-37: 216.503; 2037-38: 218.591; 2038-39: 220.635; 2039-40: 222.567; 2040-41: 224.46; 2041-42: 226.307; 2042-43: 228.105; 2043-44: 229.857; 2044-45: 231.564; 2045-46: 232.825; 2046-47: 234.056; 2047-48: 235.255; 2048-49: 236.424; 2049-50: 237.447
34.1FP | New build properties - properties | Input (new builds in each year) | 000's | 2 | 2019-20: 1.596; 2020-21: 1.73; 2021-22: 1.844; 2022-23: 1.763; 2023-24: 2.059; 2024-25: 2.141; 2025-26: 2.062; 2026-27: 2.044; 2027-28: 3.55; 2028-29: 2.482; 2029-30: 2.176; 2030-31: 1.977; 2031-32: 1.924; 2032-33: 1.879; 2033-34: 1.709; 2034-35: 1.673; 2035-36: 1.588; 2036-37: 1.477; 2037-38: 1.374; 2038-39: 1.354; 2039-40: 1.266; 2040-41: 1.251; 2041-42: 1.227; 2042-43: 1.201; 2043-44: 1.176; 2044-45: 1.151; 2045-46: 1.124; 2046-47: 1.099; 2047-48: 1.072; 2048-49: 1.048; 2049-50: 1.023
34.2FP | Meter optants - properties | Input (meter optants in each year) | 000's | 2 | 2019-20: 1.468; 2020-21: 1.402; 2021-22: 1.283; 2022-23: 1.129; 2023-24: 1.08; 2024-25: 1.033; 2025-26: 0.753; 2026-27: 0.728; 2027-28: 0.703; 2028-29: 0.68; 2029-30: 0.657; 2030-31: 0.635; 2031-32: 0.614; 2032-33: 0.593; 2033-34: 0.573; 2034-35: 0.554; 2035-36: 0.536; 2036-37: 0.518; 2037-38: 0.5; 2038-39: 0.484; 2039-40: 0.468; 2040-41: 0.452; 2041-42: 0.437; 2042-43: 0.422; 2043-44: 0.408; 2044-45: 0.394; 2045-46: 0; 2046-47: 0; 2047-48: 0; 2048-49: 0; 2049-50: 0
34.3FP | Compulsory metering - properties | Input (compulsory meters in each year) | 000's | 2 | 2019-20: 0; 2020-21: 0; 2021-22: 0; 2022-23: 0; 2023-24: 0; 2024-25: 0; 2025-26: 0; 2026-27: 0; 2027-28: 0; 2028-29: 0; 2029-30: 0; 2030-31: 0; 2031-32: 0; 2032-33: 0; 2033-34: 0; 2034-35: 0; 2035-36: 0; 2036-37: 0; 2037-38: 0; 2038-39: 0; 2039-40: 0; 2040-41: 0; 2041-42: 0; 2042-43: 0; 2043-44: 0; 2044-45: 0; 2045-46: 0; 2046-47: 0; 2047-48: 0; 2048-49: 0; 2049-50: 0
34.4FP | Metering on change of occupancy - properties | Input (change of occupancy meters in each year) | 000's | 2 | 2019-20: 0.394; 2020-21: 0.38; 2021-22: 0.366; 2022-23: 0.353; 2023-24: 0.339; 2024-25: 0.325; 2025-26: 0.312; 2026-27: 0.3; 2027-28: 0.287; 2028-29: 0.276; 2029-30: 0.265; 2030-31: 0.254; 2031-32: 0.244; 2032-33: 0.234; 2033-34: 0.225; 2034-35: 0.216; 2035-36: 0.207; 2036-37: 0.199; 2037-38: 0.191; 2038-39: 0.183; 2039-40: 0.176; 2040-41: 0.169; 2041-42: 0.162; 2042-43: 0.155; 2043-44: 0.149; 2044-45: 0.143; 2045-46: 0.137; 2046-47: 0.132; 2047-48: 0.127; 2048-49: 0.121; 2049-50: 0
34.5FP | Selective metering - properties | Input (selective meters in each year) | 000's | 2 | 2019-20: 0.046; 2020-21: 0.044; 2021-22: 0.042; 2022-23: 0.04; 2023-24: 0.039; 2024-25: 0.037; 2025-26: 0.035; 2026-27: 0.034; 2027-28: 0.033; 2028-29: 0.032; 2029-30: 0.031; 2030-31: 0.03; 2031-32: 0.029; 2032-33: 0.028; 2033-34: 0.027; 2034-35: 0.026; 2035-36: 0.025; 2036-37: 0.024; 2037-38: 0.023; 2038-39: 0.023; 2039-40: 0.022; 2040-41: 0.021; 2041-42: 0.021; 2042-43: 0.02; 2043-44: 0.019; 2044-45: 0.019; 2045-46: 0; 2046-47: 0; 2047-48: 0; 2048-49: 0; 2049-50: 0
34.6FP | Other changes to existing metering - properties | Input (other changes to meters in each year) | 000's | 2 | 2019-20: 0; 2020-21: 0; 2021-22: 0; 2022-23: 0; 2023-24: 0; 2024-25: 0; 2025-26: 0; 2026-27: 0; 2027-28: 0; 2028-29: 0; 2029-30: 0; 2030-31: 0; 2031-32: 0; 2032-33: 0; 2033-34: 0; 2034-35: 0; 2035-36: 0; 2036-37: 0; 2037-38: 0; 2038-39: 0; 2039-40: 0; 2040-41: 0; 2041-42: 0; 2042-43: 0; 2043-44: 0; 2044-45: 0; 2045-46: 0; 2046-47: 0; 2047-48: 0; 2048-49: 0; 2049-50: 0
34.7FP | Measured household void properties | Input | 000's | 2 | 2019-20: 3.529; 2020-21: 3.614; 2021-22: 3.689; 2022-23: 3.776; 2023-24: 3.861; 2024-25: 3.94; 2025-26: 4.009; 2026-27: 4.078; 2027-28: 4.148; 2028-29: 4.214; 2029-30: 4.277; 2030-31: 4.339; 2031-32: 4.395; 2032-33: 4.447; 2033-34: 4.499; 2034-35: 4.55; 2035-36: 4.599; 2036-37: 4.646; 2037-38: 4.693; 2038-39: 4.736; 2039-40: 4.778; 2040-41: 4.819; 2041-42: 4.858; 2042-43: 4.897; 2043-44: 4.935; 2044-45: 4.971; 2045-46: 4.999; 2046-47: 5.025; 2047-48: 5.051; 2048-49: 5.076; 2049-50: 5.098
35FP | Unmeasured households - properties (excl. void) | Input | 000's | 2 | 2019-20: 48.73; 2020-21: 47.241; 2021-22: 45.97; 2022-23: 44.448; 2023-24: 42.991; 2024-25: 41.595; 2025-26: 40.495; 2026-27: 39.434; 2027-28: 38.41; 2028-29: 37.422; 2029-30: 36.47; 2030-31: 35.55; 2031-32: 34.664; 2032-33: 33.808; 2033-34: 32.983; 2034-35: 32.187; 2035-36: 31.419; 2036-37: 30.679; 2037-38: 29.964; 2038-39: 29.274; 2039-40: 28.609; 2040-41: 27.967; 2041-42: 27.348; 2042-43: 26.751; 2043-44: 26.174; 2044-45: 25.618; 2045-46: 25.481; 2046-47: 25.349; 2047-48: 25.223; 2048-49: 25.101; 2049-50: 25.101
35.1FP | Unmeasured household void properties | Input | 000's | 2 | 2019-20: 1.047; 2020-21: 1.016; 2021-22: 0.989; 2022-23: 0.959; 2023-24: 0.929; 2024-25: 0.899; 2025-26: 0.876; 2026-27: 0.853; 2027-28: 0.828; 2028-29: 0.806; 2029-30: 0.785; 2030-31: 0.765; 2031-32: 0.746; 2032-33: 0.728; 2033-34: 0.71; 2034-35: 0.693; 2035-36: 0.677; 2036-37: 0.661; 2037-38: 0.646; 2038-39: 0.631; 2039-40: 0.616; 2040-41: 0.603; 2041-42: 0.589; 2042-43: 0.576; 2043-44: 0.564; 2044-45: 0.552; 2045-46: 0.549; 2046-47: 0.546; 2047-48: 0.543; 2048-49: 0.541; 2049-50: 0.541
36FP | Total Resource Zone Properties (incl. voids) | sum (31FP:34FP) + 34.7FP + 35BL + 35.1BL | 000's | 2 | 2019-20: 231.12; 2020-21: 233.406; 2021-22: 235.87; 2022-23: 237.87; 2023-24: 240.144; 2024-25: 242.49; 2025-26: 244.751; 2026-27: 246.997; 2027-28: 250.737; 2028-29: 253.391; 2029-30: 255.739; 2030-31: 257.884; 2031-32: 259.964; 2032-33: 261.992; 2033-34: 263.848; 2034-35: 265.659; 2035-36: 267.384; 2036-37: 268.993; 2037-38: 270.495; 2038-39: 271.972; 2039-40: 273.358; 2040-41: 274.73; 2041-42: 276.07; 2042-43: 277.382; 2043-44: 278.668; 2044-45: 279.926; 2045-46: 281.154; 2046-47: 282.354; 2047-48: 283.525; 2048-49: 284.67; 2049-50: 285.79
37FP | Measured Non Household - Population | Input | 000's | 2 | 2019-20: 7.217; 2020-21: 7.31; 2021-22: 7.392; 2022-23: 7.479; 2023-24: 7.576; 2024-25: 7.663; 2025-26: 7.73; 2026-27: 7.85; 2027-28: 7.974; 2028-29: 8.091; 2029-30: 8.202; 2030-31: 8.304; 2031-32: 8.46; 2032-33: 8.592; 2033-34: 8.697; 2034-35: 8.798; 2035-36: 8.887; 2036-37: 8.972; 2037-38: 9.068; 2038-39: 9.158; 2039-40: 9.248; 2040-41: 9.347; 2041-42: 9.454; 2042-43: 9.57; 2043-44: 9.698; 2044-45: 9.828; 2045-46: 9.967; 2046-47: 10.104; 2047-48: 10.235; 2048-49: 10.366; 2049-50: 10.487
38FP | Unmeasured Non Household - Population | Input | 000's | 2 | 2019-20: 0.03; 2020-21: 0.03; 2021-22: 0.03; 2022-23: 0.03; 2023-24: 0.03; 2024-25: 0.031; 2025-26: 0.031; 2026-27: 0.032; 2027-28: 0.032; 2028-29: 0.032; 2029-30: 0.033; 2030-31: 0.033; 2031-32: 0.034; 2032-33: 0.035; 2033-34: 0.035; 2034-35: 0.035; 2035-36: 0.036; 2036-37: 0.036; 2037-38: 0.036; 2038-39: 0.037; 2039-40: 0.037; 2040-41: 0.038; 2041-42: 0.038; 2042-43: 0.038; 2043-44: 0.039; 2044-45: 0.039; 2045-46: 0.04; 2046-47: 0.041; 2047-48: 0.041; 2048-49: 0.042; 2049-50: 0.042
39FP | Measured Household - Population | Input | 000's | 2 | 2019-20: 362.246; 2020-21: 369.011; 2021-22: 375.63; 2022-23: 381.965; 2023-24: 388.819; 2024-25: 395.723; 2025-26: 401.667; 2026-27: 407.438; 2027-28: 417.003; 2028-29: 423.571; 2029-30: 428.957; 2030-31: 433.636; 2031-32: 438.117; 2032-33: 442.505; 2033-34: 446.484; 2034-35: 450.387; 2035-36: 453.997; 2036-37: 457.262; 2037-38: 460.389; 2038-39: 463.524; 2039-40: 466.919; 2040-41: 470.214; 2041-42: 473.526; 2042-43: 476.896; 2043-44: 480.268; 2044-45: 483.571; 2045-46: 485.958; 2046-47: 488.307; 2047-48: 490.733; 2048-49: 493.197; 2049-50: 495.337
40FP | Unmeasured Household - Population | Input | 000's | 2 | 2019-20: 106.331; 2020-21: 102.739; 2021-22: 99.633; 2022-23: 95.951; 2023-24: 92.437; 2024-25: 89.058; 2025-26: 86.312; 2026-27: 83.682; 2027-28: 81.221; 2028-29: 78.796; 2029-30: 76.42; 2030-31: 74.12; 2031-32: 71.929; 2032-33: 69.832; 2033-34: 67.832; 2034-35: 65.916; 2035-36: 64.072; 2036-37: 62.295; 2037-38: 60.603; 2038-39: 58.984; 2039-40: 57.501; 2040-41: 56.07; 2041-42: 54.703; 2042-43: 53.399; 2043-44: 52.15; 2044-45: 50.949; 2045-46: 50.61; 2046-47: 50.287; 2047-48: 49.991; 2048-49: 49.716; 2049-50: 49.722
41FP | Total Resource Zone Population | sum (37FP:40FP) | 000's | 2 | 2019-20: 475.824; 2020-21: 479.09; 2021-22: 482.685; 2022-23: 485.425; 2023-24: 488.862; 2024-25: 492.475; 2025-26: 495.74; 2026-27: 499.002; 2027-28: 506.23; 2028-29: 510.49; 2029-30: 513.612; 2030-31: 516.093; 2031-32: 518.54; 2032-33: 520.964; 2033-34: 523.048; 2034-35: 525.136; 2035-36: 526.992; 2036-37: 528.565; 2037-38: 530.096; 2038-39: 531.703; 2039-40: 533.705; 2040-41: 535.669; 2041-42: 537.721; 2042-43: 539.903; 2043-44: 542.155; 2044-45: 544.387; 2045-46: 546.575; 2046-47: 548.739; 2047-48: 551; 2048-49: 553.321; 2049-50: 555.588
42FP | Average household occupancy rate (excl. voids) | (39FP + 40FP) / (34FP + 35FP) | h/prop | 1 | 2019-20: 2.2067; 2020-21: 2.2002; 2021-22: 2.1934; 2022-23: 2.1879; 2023-24: 2.1826; 2024-25: 2.1774; 2025-26: 2.1717; 2026-27: 2.1659; 2027-28: 2.1634; 2028-29: 2.1581; 2029-30: 2.151; 2030-31: 2.1431; 2031-32: 2.1354; 2032-33: 2.1282; 2033-34: 2.1214; 2034-35: 2.115; 2035-36: 2.1085; 2036-37: 2.1019; 2037-38: 2.0961; 2038-39: 2.0908; 2039-40: 2.0879; 2040-41: 2.0849; 2041-42: 2.0825; 2042-43: 2.0808; 2043-44: 2.0795; 2044-45: 2.0784; 2045-46: 2.0773; 2046-47: 2.0763; 2047-48: 2.0759; 2048-49: 2.076; 2049-50: 2.076
43FP | Total Household Metering penetration (excl. voids) | 34FP / (34FP + 35FP) | % | 1 | 2019-20: 77.05%; 2020-21: 77.97%; 2021-22: 78.78%; 2022-23: 79.65%; 2023-24: 80.5%; 2024-25: 81.32%; 2025-26: 81.98%; 2026-27: 82.61%; 2027-28: 83.32%; 2028-29: 83.92%; 2029-30: 84.48%; 2030-31: 85%; 2031-32: 85.49%; 2032-33: 85.96%; 2033-34: 86.4%; 2034-35: 86.81%; 2035-36: 87.21%; 2036-37: 87.59%; 2037-38: 87.94%; 2038-39: 88.29%; 2039-40: 88.61%; 2040-41: 88.92%; 2041-42: 89.22%; 2042-43: 89.5%; 2043-44: 89.78%; 2044-45: 90.04%; 2045-46: 90.14%; 2046-47: 90.23%; 2047-48: 90.32%; 2048-49: 90.4%; 2049-50: 90.44%
44FP | Total Household Metering penetration (incl. voids) | (34FP) / (34FP + 34.7FP + 35FP + 35.1FP) | % | 1 | 2019-20: 75.43%; 2020-21: 76.32%; 2021-22: 77.12%; 2022-23: 77.96%; 2023-24: 78.79%; 2024-25: 79.59%; 2025-26: 80.23%; 2026-27: 80.85%; 2027-28: 81.56%; 2028-29: 82.15%; 2029-30: 82.7%; 2030-31: 83.2%; 2031-32: 83.69%; 2032-33: 84.15%; 2033-34: 84.58%; 2034-35: 84.99%; 2035-36: 85.38%; 2036-37: 85.75%; 2037-38: 86.1%; 2038-39: 86.43%; 2039-40: 86.75%; 2040-41: 87.05%; 2041-42: 87.34%; 2042-43: 87.62%; 2043-44: 87.89%; 2044-45: 88.15%; 2045-46: 88.24%; 2046-47: 88.33%; 2047-48: 88.42%; 2048-49: 88.5%; 2049-50: 88.54%
45FP | Distribution input | sum (12FP:15FP) + 21FP + 22FP + 27FP + 28FP | Ml/d | 2 | 2019-20: 152.37; 2020-21: 151.98; 2021-22: 151.93; 2022-23: 151.43; 2023-24: 151.25; 2024-25: 150.88; 2025-26: 149.65; 2026-27: 149.41; 2027-28: 148.96; 2028-29: 148.3; 2029-30: 147.66; 2030-31: 147.13; 2031-32: 146.6; 2032-33: 146.44; 2033-34: 146.28; 2034-35: 145.64; 2035-36: 144.81; 2036-37: 144.12; 2037-38: 143.31; 2038-39: 142.75; 2039-40: 142.05; 2040-41: 141.23; 2041-42: 140.57; 2042-43: 140.02; 2043-44: 139.49; 2044-45: 139.33; 2045-46: 139.26; 2046-47: 139.11; 2047-48: 138.97; 2048-49: 139.03; 2049-50: 139.17
46FP | Target headroom (climate change component) | Input | Ml/d | 2 | 2019-20: 1.0106; 2020-21: 1.0106; 2021-22: 1.0106; 2022-23: 1.0106; 2023-24: 1.0106; 2024-25: 1.0106; 2025-26: 1.0106; 2026-27: 1.085; 2027-28: 1.138; 2028-29: 1.175; 2029-30: 1.1788; 2030-31: 1.1887; 2031-32: 1.1238; 2032-33: 1.1998; 2033-34: 1.2812; 2034-35: 1.2877; 2035-36: 1.2693; 2036-37: 1.3387; 2037-38: 1.2529; 2038-39: 1.278; 2039-40: -0.020294; 2040-41: 0.022316; 2041-42: 0.043305; 2042-43: -0.026637; 2043-44: 0.059704; 2044-45: 0.029507; 2045-46: 0.026821; 2046-47: 0.029801; 2047-48: -0.084456; 2048-49: -0.10949; 2049-50: 0.011521
47FP | Target headroom (All other components) | Input | Ml/d | 2 | 2019-20: 7.0278; 2020-21: 7.0278; 2021-22: 7.0278; 2022-23: 7.0278; 2023-24: 7.0278; 2024-25: 7.0278; 2025-26: 7.0278; 2026-27: 7.04; 2027-28: 7.105; 2028-29: 7.155; 2029-30: 7.6926; 2030-31: 7.7247; 2031-32: 8.0763; 2032-33: 8.1654; 2033-34: 8.309; 2034-35: 8.5908; 2035-36: 7.1642; 2036-37: 6.3632; 2037-38: 6.7259; 2038-39: 7.0503; 2039-40: 5.3847; 2040-41: 5.6159; 2041-42: 5.8079; 2042-43: 6.0405; 2043-44: 6.1962; 2044-45: 6.2421; 2045-46: 5.3101; 2046-47: 5.4462; 2047-48: 5.5386; 2048-49: 5.6009; 2049-50: 5.7052
48FP | Target Headroom | 46FP + 47FP | Ml/d | 2 | 2019-20: 8.0385; 2020-21: 8.0385; 2021-22: 8.0385; 2022-23: 8.0385; 2023-24: 8.0385; 2024-25: 8.0385; 2025-26: 8.0385; 2026-27: 8.125; 2027-28: 8.243; 2028-29: 8.33; 2029-30: 8.8714; 2030-31: 8.9134; 2031-32: 9.2001; 2032-33: 9.3652; 2033-34: 9.5902; 2034-35: 9.8785; 2035-36: 8.4335; 2036-37: 7.7019; 2037-38: 7.9788; 2038-39: 8.3283; 2039-40: 5.3644; 2040-41: 5.6382; 2041-42: 5.8512; 2042-43: 6.0139; 2043-44: 6.2559; 2044-45: 6.2716; 2045-46: 5.3369; 2046-47: 5.476; 2047-48: 5.4542; 2048-49: 5.4914; 2049-50: 5.7167
49FP | Available Headroom | 11FP - 45FP | Ml/d | 2 | 2019-20: 75.43; 2020-21: 75.82; 2021-22: 75.87; 2022-23: 76.37; 2023-24: 76.55; 2024-25: 76.92; 2025-26: 8.038; 2026-27: 8.121; 2027-28: 8.241; 2028-29: 8.326; 2029-30: 30.247; 2030-31: 10.71; 2031-32: 28.74; 2032-33: 29.09; 2033-34: 29.37; 2034-35: 30.28; 2035-36: 28.84; 2036-37: 37.54; 2037-38: 38.35; 2038-39: 38.91; 2039-40: 39.61; 2040-41: 58.46; 2041-42: 53.62; 2042-43: 76.43; 2043-44: 76.96; 2044-45: 54.86; 2045-46: 29.85; 2046-47: 11.08; 2047-48: 11.06; 2048-49: 11.09; 2049-50: 11.32
49.1FP | Available non-potable balance (if applicable) | 1.1FP - 12.1FP | Ml/d | 2 | 2019-20: 0; 2020-21: 0; 2021-22: 0; 2022-23: 0; 2023-24: 0; 2024-25: 0; 2025-26: 0; 2026-27: 0; 2027-28: 0; 2028-29: 0; 2029-30: 0; 2030-31: 0; 2031-32: 0; 2032-33: 0; 2033-34: 0; 2034-35: 0; 2035-36: 0; 2036-37: 0; 2037-38: 0; 2038-39: 0; 2039-40: 0; 2040-41: 0; 2041-42: 0; 2042-43: 0; 2043-44: 0; 2044-45: 0; 2045-46: 0; 2046-47: 0; 2047-48: 0; 2048-49: 0; 2049-50: 0
50FP | Supply Demand Balance | 49FP - 48FP | Ml/d | 2 | 2019-20: 67.3915; 2020-21: 67.7815; 2021-22: 67.8315; 2022-23: 68.3315; 2023-24: 68.5115; 2024-25: 68.8815; 2025-26: -0.00049902; 2026-27: -0.004; 2027-28: -0.002; 2028-29: -0.004; 2029-30: 21.3756; 2030-31: 1.7966; 2031-32: 19.5399; 2032-33: 19.7248; 2033-34: 19.7798; 2034-35: 20.4015; 2035-36: 20.4065; 2036-37: 29.8381; 2037-38: 30.3712; 2038-39: 30.5817; 2039-40: 34.2456; 2040-41: 52.8218; 2041-42: 47.7688; 2042-43: 70.4161; 2043-44: 70.7041; 2044-45: 48.5884; 2045-46: 24.5131; 2046-47: 5.604; 2047-48: 5.6058; 2048-49: 5.5986; 2049-50: 5.6033
Data for Charts
DYAA Baseline |  |  |  |  | 2019-20 | 2020-21 | 2021-22 | 2022-23 | 2023-24 | 2024-25 | 2025-26 | 2026-27 | 2027-28 | 2028-29 | 2029-30 | 2030-31 | 2031-32 | 2032-33 | 2033-34 | 2034-35 | 2035-36 | 2036-37 | 2037-38 | 2038-39 | 2039-40 | 2040-41 | 2041-42 | 2042-43 | 2043-44 | 2044-45 | 2045-46 | 2046-47 | 2047-48 | 2048-49 | 2049-50 | 2050-51 | 2051-52 | 2052-53 | 2053-54 | 2054-55 | 2055-56 | 2056-57 | 2057-58 | 2058-59 | 2059-60 | 2060-61 | 2061-62 | 2062-63 | 2063-64 | 2064-65 | 2065-66 | 2066-67 | 2067-68 | 2068-69 | 2069-70 | 2070-71 | 2071-72 | 2072-73 | 2073-74 | 2074-75 | 2075-76 | 2076-77 | 2077-78 | 2078-79 | 2079-80 | 2080-81 | 2081-82 | 2082-83 | 2083-84 | 2084-85 | 2085-86 | 2086-87 | 2087-88 | 2088-89 | 2089-90 | 2090-91 | 2091-92 | 2092-93 | 2093-94 | 2094-95 | 2095-96 | 2096-97 | 2097-98 | 2098-99 | 2099-100
| Measured HH consumption |  | Ml/d | 2 | 47.37 | 47.92 | 48.56 | 49 | 49.66 | 50.2 | 50.86 | 51.52 | 52.69 | 53.47 | 54.08 | 54.66 | 55.29 | 55.94 | 56.55 | 57.14 | 57.69 | 58.2 | 58.8 | 59.42 | 60.05 | 60.56 | 61.07 | 61.58 | 62.11 | 62.61 | 62.95 | 63.29 | 63.63 | 63.98 | 64.29 | 0 | 0 | 0 | 0 | 0 | 0 | 0 | 0 | 0 | 0 | 0 | 0 | 0 | 0 | 0 | 0 | 0 | 0 | 0 | 0 | 0 | 0 | 0 | 0 | 0 | 0 | 0 | 0 | 0 | 0 | 0 | 0 | 0 | 0 | 0 | 0 | 0 | 0 | 0 | 0 | 0 | 0 | 0 | 0 | 0 | 0 | 0 | 0 | 0 | 0
| Unmeasured HH consumption |  | Ml/d | 2 | 22.14 | 21.34 | 20.65 | 19.82 | 19.04 | 18.29 | 17.67 | 17.08 | 16.53 | 16 | 15.48 | 15 | 14.56 | 14.15 | 13.75 | 13.38 | 13.01 | 12.66 | 12.32 | 12 | 11.71 | 11.43 | 11.16 | 10.91 | 10.66 | 10.42 | 10.37 | 10.3 | 10.25 | 10.2 | 10.2 | 0 | 0 | 0 | 0 | 0 | 0 | 0 | 0 | 0 | 0 | 0 | 0 | 0 | 0 | 0 | 0 | 0 | 0 | 0 | 0 | 0 | 0 | 0 | 0 | 0 | 0 | 0 | 0 | 0 | 0 | 0 | 0 | 0 | 0 | 0 | 0 | 0 | 0 | 0 | 0 | 0 | 0 | 0 | 0 | 0 | 0 | 0 | 0 | 0 | 0
| Non-HH consumption |  | Ml/d | 2 | 39.63 | 39.91 | 40.15 | 40.45 | 40.72 | 40.98 | 41.2 | 41.44 | 41.69 | 41.92 | 42.13 | 42.33 | 42.5 | 42.63 | 42.76 | 42.91 | 43.06 | 43.18 | 43.32 | 43.44 | 43.6 | 43.76 | 43.94 | 44.15 | 44.37 | 44.61 | 44.87 | 45.13 | 45.42 | 45.73 | 46.05 | 0 | 0 | 0 | 0 | 0 | 0 | 0 | 0 | 0 | 0 | 0 | 0 | 0 | 0 | 0 | 0 | 0 | 0 | 0 | 0 | 0 | 0 | 0 | 0 | 0 | 0 | 0 | 0 | 0 | 0 | 0 | 0 | 0 | 0 | 0 | 0 | 0 | 0 | 0 | 0 | 0 | 0 | 0 | 0 | 0 | 0 | 0 | 0 | 0 | 0
| Total Leakage |  | Ml/d | 2 | 20.49 | 20.1 | 19.85 | 19.5 | 19.16 | 18.78 | 18.74 | 18.69 | 18.65 | 18.6 | 18.56 | 18.52 | 18.47 | 18.47 | 18.48 | 18.48 | 18.49 | 18.49 | 18.49 | 18.49 | 18.5 | 18.5 | 18.5 | 18.5 | 18.5 | 18.5 | 18.51 | 18.53 | 18.54 | 18.55 | 18.56 | 0 | 0 | 0 | 0 | 0 | 0 | 0 | 0 | 0 | 0 | 0 | 0 | 0 | 0 | 0 | 0 | 0 | 0 | 0 | 0 | 0 | 0 | 0 | 0 | 0 | 0 | 0 | 0 | 0 | 0 | 0 | 0 | 0 | 0 | 0 | 0 | 0 | 0 | 0 | 0 | 0 | 0 | 0 | 0 | 0 | 0 | 0 | 0 | 0 | 0
| Other demand components |  | Ml/d | 2 | 3.05 | 3.05 | 3.05 | 3.05 | 3.06 | 3.05 | 3.05 | 3.07 | 3.06 | 3.06 | 3.05 | 3.06 | 3.05 | 3.05 | 3.05 | 3.05 | 3.06 | 3.05 | 3.07 | 3.06 | 3.04 | 3.04 | 3.05 | 3.05 | 3.06 | 3.06 | 3.04 | 3.06 | 3.05 | 3.06 | 3.05 | 0 | 0 | 0 | 0 | 0 | 0 | 0 | 0 | 0 | 0 | 0 | 0 | 0 | 0 | 0 | 0 | 0 | 0 | 0 | 0 | 0 | 0 | 0 | 0 | 0 | 0 | 0 | 0 | 0 | 0 | 0 | 0 | 0 | 0 | 0 | 0 | 0 | 0 | 0 | 0 | 0 | 0 | 0 | 0 | 0 | 0 | 0 | 0 | 0 | 0
| Total Water Available for use |  | Ml/d | 2 | 161.97 | 161.97 | 161.97 | 161.97 | 161.97 | 161.97 | 113.44 | 112.61 | 111.794 | 111.09 | 110.2 | 90.24 | 90.21 | 90.18 | 90.15 | 90.12 | 90.17 | 90.14 | 90.11 | 90.08 | 90.05 | 24.54 | 24.51 | 24.48 | 24.45 | 24.42 | 24.39 | 24.36 | 24.33 | 24.3 | 24.27 | 0 | 0 | 0 | 0 | 0 | 0 | 0 | 0 | 0 | 0 | 0 | 0 | 0 | 0 | 0 | 0 | 0 | 0 | 0 | 0 | 0 | 0 | 0 | 0 | 0 | 0 | 0 | 0 | 0 | 0 | 0 | 0 | 0 | 0 | 0 | 0 | 0 | 0 | 0 | 0 | 0 | 0 | 0 | 0 | 0 | 0 | 0 | 0 | 0 | 0
| Total Demand + Target Headroom |  | Ml/d | 2 | 139.677 | 139.317 | 139.257 | 138.817 | 138.637 | 138.297 | 138.517 | 138.8814 | 139.7963 | 140.3014 | 141.0185 | 141.3244 | 141.8722 | 142.3844 | 142.9287 | 143.5485 | 142.6398 | 142.273 | 142.9303 | 143.6425 | 141.5559 | 142.1808 | 142.7932 | 143.4024 | 144.12 | 144.6298 | 144.358 | 145.0443 | 145.6024 | 146.2621 | 147.0837 | 0 | 0 | 0 | 0 | 0 | 0 | 0 | 0 | 0 | 0 | 0 | 0 | 0 | 0 | 0 | 0 | 0 | 0 | 0 | 0 | 0 | 0 | 0 | 0 | 0 | 0 | 0 | 0 | 0 | 0 | 0 | 0 | 0 | 0 | 0 | 0 | 0 | 0 | 0 | 0 | 0 | 0 | 0 | 0 | 0 | 0 | 0 | 0 | 0 | 0
DYAA Final Plan |  |  |  |  | 2019-20 | 2020-21 | 2021-22 | 2022-23 | 2023-24 | 2024-25 | 2025-26 | 2026-27 | 2027-28 | 2028-29 | 2029-30 | 2030-31 | 2031-32 | 2032-33 | 2033-34 | 2034-35 | 2035-36 | 2036-37 | 2037-38 | 2038-39 | 2039-40 | 2040-41 | 2041-42 | 2042-43 | 2043-44 | 2044-45 | 2045-46 | 2046-47 | 2047-48 | 2048-49 | 2049-50 | 2050-51 | 2051-52 | 2052-53 | 2053-54 | 2054-55 | 2055-56 | 2056-57 | 2057-58 | 2058-59 | 2059-60 | 2060-61 | 2061-62 | 2062-63 | 2063-64 | 2064-65 | 2065-66 | 2066-67 | 2067-68 | 2068-69 | 2069-70 | 2070-71 | 2071-72 | 2072-73 | 2073-74 | 2074-75 | 2075-76 | 2076-77 | 2077-78 | 2078-79 | 2079-80 | 2080-81 | 2081-82 | 2082-83 | 2083-84 | 2084-85 | 2085-86 | 2086-87 | 2087-88 | 2088-89 | 2089-90 | 2090-91 | 2091-92 | 2092-93 | 2093-94 | 2094-95 | 2095-96 | 2096-97 | 2097-98 | 2098-99 | 2099-100
| Measured HH consumption |  | Ml/d | 2 | 47.37 | 47.92 | 48.56 | 49 | 49.66 | 50.2 | 50.16 | 50.61 | 50.99 | 51.21 | 51.37 | 51.51 | 51.69 | 52.09 | 52.45 | 52.42 | 52.35 | 52.24 | 52.22 | 52.22 | 52.22 | 52.15 | 52.07 | 51.95 | 51.85 | 52.09 | 52.19 | 52.28 | 52.38 | 52.47 | 52.54 | 0 | 0 | 0 | 0 | 0 | 0 | 0 | 0 | 0 | 0 | 0 | 0 | 0 | 0 | 0 | 0 | 0 | 0 | 0 | 0 | 0 | 0 | 0 | 0 | 0 | 0 | 0 | 0 | 0 | 0 | 0 | 0 | 0 | 0 | 0 | 0 | 0 | 0 | 0 | 0 | 0 | 0 | 0 | 0 | 0 | 0 | 0 | 0 | 0 | 0
| Unmeasured HH consumption |  | Ml/d | 2 | 22.14 | 21.34 | 20.65 | 19.82 | 19.04 | 18.29 | 17.67 | 17.08 | 16.53 | 16 | 15.48 | 15 | 14.56 | 14.15 | 13.75 | 13.38 | 13.01 | 12.66 | 12.32 | 12 | 11.71 | 11.43 | 11.16 | 10.91 | 10.66 | 10.42 | 10.37 | 10.3 | 10.25 | 10.2 | 10.2 | 0 | 0 | 0 | 0 | 0 | 0 | 0 | 0 | 0 | 0 | 0 | 0 | 0 | 0 | 0 | 0 | 0 | 0 | 0 | 0 | 0 | 0 | 0 | 0 | 0 | 0 | 0 | 0 | 0 | 0 | 0 | 0 | 0 | 0 | 0 | 0 | 0 | 0 | 0 | 0 | 0 | 0 | 0 | 0 | 0 | 0 | 0 | 0 | 0 | 0
| Non-HH consumption |  | Ml/d | 2 | 39.63 | 39.91 | 40.15 | 40.45 | 40.72 | 40.98 | 40.95 | 40.97 | 40.96 | 40.94 | 40.92 | 40.88 | 40.81 | 40.7 | 40.6 | 40.51 | 40.42 | 40.31 | 40.21 | 40.08 | 40.01 | 39.93 | 39.86 | 39.84 | 39.81 | 39.81 | 39.82 | 39.84 | 39.89 | 39.95 | 40.03 | 0 | 0 | 0 | 0 | 0 | 0 | 0 | 0 | 0 | 0 | 0 | 0 | 0 | 0 | 0 | 0 | 0 | 0 | 0 | 0 | 0 | 0 | 0 | 0 | 0 | 0 | 0 | 0 | 0 | 0 | 0 | 0 | 0 | 0 | 0 | 0 | 0 | 0 | 0 | 0 | 0 | 0 | 0 | 0 | 0 | 0 | 0 | 0 | 0 | 0
| Total Leakage |  | Ml/d | 2 | 20.49 | 20.1 | 19.85 | 19.5 | 19.16 | 18.78 | 18.37 | 18.24 | 18.02 | 17.75 | 17.59 | 17.48 | 17.35 | 17.3 | 17.28 | 17.21 | 16.95 | 16.92 | 16.57 | 16.53 | 16.25 | 15.89 | 15.67 | 15.54 | 15.41 | 15.18 | 15.02 | 14.72 | 14.44 | 14.31 | 14.22 | 0 | 0 | 0 | 0 | 0 | 0 | 0 | 0 | 0 | 0 | 0 | 0 | 0 | 0 | 0 | 0 | 0 | 0 | 0 | 0 | 0 | 0 | 0 | 0 | 0 | 0 | 0 | 0 | 0 | 0 | 0 | 0 | 0 | 0 | 0 | 0 | 0 | 0 | 0 | 0 | 0 | 0 | 0 | 0 | 0 | 0 | 0 | 0 | 0 | 0
| Other demand components |  | Ml/d | 2 | 3.05 | 3.05 | 3.05 | 3.05 | 3.06 | 3.05 | 3.05 | 3.07 | 3.06 | 3.06 | 3.05 | 3.06 | 3.05 | 3.05 | 3.05 | 3.05 | 3.06 | 3.05 | 3.07 | 3.06 | 3.04 | 3.04 | 3.05 | 3.05 | 3.06 | 3.06 | 3.04 | 3.06 | 3.05 | 3.06 | 3.05 | 0 | 0 | 0 | 0 | 0 | 0 | 0 | 0 | 0 | 0 | 0 | 0 | 0 | 0 | 0 | 0 | 0 | 0 | 0 | 0 | 0 | 0 | 0 | 0 | 0 | 0 | 0 | 0 | 0 | 0 | 0 | 0 | 0 | 0 | 0 | 0 | 0 | 0 | 0 | 0 | 0 | 0 | 0 | 0 | 0 | 0 | 0 | 0 | 0 | 0
| Total Water Available for use |  | Ml/d | 2 | 161.97 | 161.97 | 161.97 | 161.97 | 161.97 | 161.97 | 137.2 | 137.05 | 136.743 | 136.21 | 136.13 | 135.858 | 136.528 | 135.648 | 135.638 | 136.258 | 133.12 | 131.87 | 131.32 | 131.12 | 127.89 | 128.91 | 129.44 | 129.9 | 130.19 | 128.22 | 130.66 | 130.53 | 130.32 | 128.059 | 125.129 | 0 | 0 | 0 | 0 | 0 | 0 | 0 | 0 | 0 | 0 | 0 | 0 | 0 | 0 | 0 | 0 | 0 | 0 | 0 | 0 | 0 | 0 | 0 | 0 | 0 | 0 | 0 | 0 | 0 | 0 | 0 | 0 | 0 | 0 | 0 | 0 | 0 | 0 | 0 | 0 | 0 | 0 | 0 | 0 | 0 | 0 | 0 | 0 | 0 | 0
| Total Demand + Target Headroom |  | Ml/d | 2 | 139.677 | 139.317 | 139.257 | 138.817 | 138.637 | 138.297 | 137.197 | 137.0514 | 136.735 | 136.2114 | 136.1285 | 135.6844 | 135.4622 | 135.4344 | 135.4687 | 135.1585 | 133.1198 | 131.873 | 131.3203 | 131.1225 | 127.8859 | 127.3308 | 126.8832 | 126.5024 | 126.21 | 125.9898 | 125.058 | 124.9343 | 124.7224 | 124.7321 | 124.9737 | 0 | 0 | 0 | 0 | 0 | 0 | 0 | 0 | 0 | 0 | 0 | 0 | 0 | 0 | 0 | 0 | 0 | 0 | 0 | 0 | 0 | 0 | 0 | 0 | 0 | 0 | 0 | 0 | 0 | 0 | 0 | 0 | 0 | 0 | 0 | 0 | 0 | 0 | 0 | 0 | 0 | 0 | 0 | 0 | 0 | 0 | 0 | 0 | 0 | 0
DYCP Baseline |  |  |  |  | 2019-20 | 2020-21 | 2021-22 | 2022-23 | 2023-24 | 2024-25 | 2025-26 | 2026-27 | 2027-28 | 2028-29 | 2029-30 | 2030-31 | 2031-32 | 2032-33 | 2033-34 | 2034-35 | 2035-36 | 2036-37 | 2037-38 | 2038-39 | 2039-40 | 2040-41 | 2041-42 | 2042-43 | 2043-44 | 2044-45 | 2045-46 | 2046-47 | 2047-48 | 2048-49 | 2049-50 | 2050-51 | 2051-52 | 2052-53 | 2053-54 | 2054-55 | 2055-56 | 2056-57 | 2057-58 | 2058-59 | 2059-60 | 2060-61 | 2061-62 | 2062-63 | 2063-64 | 2064-65 | 2065-66 | 2066-67 | 2067-68 | 2068-69 | 2069-70 | 2070-71 | 2071-72 | 2072-73 | 2073-74 | 2074-75 | 2075-76 | 2076-77 | 2077-78 | 2078-79 | 2079-80 | 2080-81 | 2081-82 | 2082-83 | 2083-84 | 2084-85 | 2085-86 | 2086-87 | 2087-88 | 2088-89 | 2089-90 | 2090-91 | 2091-92 | 2092-93 | 2093-94 | 2094-95 | 2095-96 | 2096-97 | 2097-98 | 2098-99 | 2099-100
| Measured HH consumption |  | Ml/d | 2 | 56.16 | 56.83 | 57.61 | 58.14 | 58.94 | 59.6 | 60.4 | 61.21 | 62.63 | 63.58 | 64.33 | 65.06 | 65.84 | 66.66 | 67.41 | 68.17 | 68.87 | 69.52 | 70.3 | 71.08 | 71.89 | 72.56 | 73.23 | 73.91 | 74.6 | 75.28 | 75.75 | 76.23 | 76.69 | 77.17 | 77.59 | 0 | 0 | 0 | 0 | 0 | 0 | 0 | 0 | 0 | 0 | 0 | 0 | 0 | 0 | 0 | 0 | 0 | 0 | 0 | 0 | 0 | 0 | 0 | 0 | 0 | 0 | 0 | 0 | 0 | 0 | 0 | 0 | 0 | 0 | 0 | 0 | 0 | 0 | 0 | 0 | 0 | 0 | 0 | 0 | 0 | 0 | 0 | 0 | 0 | 0
| Unmeasured HH consumption |  | Ml/d | 2 | 27.62 | 26.63 | 25.77 | 24.75 | 23.78 | 22.85 | 22.08 | 21.36 | 20.68 | 20.02 | 19.37 | 18.79 | 18.25 | 17.74 | 17.25 | 16.79 | 16.34 | 15.91 | 15.5 | 15.11 | 14.75 | 14.41 | 14.08 | 13.77 | 13.47 | 13.19 | 13.13 | 13.06 | 13 | 12.94 | 12.96 | 0 | 0 | 0 | 0 | 0 | 0 | 0 | 0 | 0 | 0 | 0 | 0 | 0 | 0 | 0 | 0 | 0 | 0 | 0 | 0 | 0 | 0 | 0 | 0 | 0 | 0 | 0 | 0 | 0 | 0 | 0 | 0 | 0 | 0 | 0 | 0 | 0 | 0 | 0 | 0 | 0 | 0 | 0 | 0 | 0 | 0 | 0 | 0 | 0 | 0
| Non-HH consumption |  | Ml/d | 2 | 45.05 | 45.37 | 45.65 | 45.99 | 46.31 | 46.6 | 46.86 | 47.14 | 47.42 | 47.68 | 47.91 | 48.14 | 48.32 | 48.47 | 48.63 | 48.79 | 48.96 | 49.11 | 49.27 | 49.4 | 49.58 | 49.77 | 49.97 | 50.21 | 50.47 | 50.74 | 51.02 | 51.32 | 51.65 | 52.01 | 52.38 | 0 | 0 | 0 | 0 | 0 | 0 | 0 | 0 | 0 | 0 | 0 | 0 | 0 | 0 | 0 | 0 | 0 | 0 | 0 | 0 | 0 | 0 | 0 | 0 | 0 | 0 | 0 | 0 | 0 | 0 | 0 | 0 | 0 | 0 | 0 | 0 | 0 | 0 | 0 | 0 | 0 | 0 | 0 | 0 | 0 | 0 | 0 | 0 | 0 | 0
| Total Leakage |  | Ml/d | 2 | 20.49 | 20.1 | 19.85 | 19.5 | 19.16 | 18.78 | 18.74 | 18.69 | 18.65 | 18.6 | 18.56 | 18.52 | 18.47 | 18.47 | 18.48 | 18.48 | 18.49 | 18.49 | 18.49 | 18.49 | 18.5 | 18.5 | 18.5 | 18.5 | 18.5 | 18.5 | 18.51 | 18.53 | 18.54 | 18.55 | 18.56 | 0 | 0 | 0 | 0 | 0 | 0 | 0 | 0 | 0 | 0 | 0 | 0 | 0 | 0 | 0 | 0 | 0 | 0 | 0 | 0 | 0 | 0 | 0 | 0 | 0 | 0 | 0 | 0 | 0 | 0 | 0 | 0 | 0 | 0 | 0 | 0 | 0 | 0 | 0 | 0 | 0 | 0 | 0 | 0 | 0 | 0 | 0 | 0 | 0 | 0
| Other demand components |  | Ml/d | 2 | 3.05 | 3.05 | 3.05 | 3.05 | 3.06 | 3.05 | 3.05 | 3.07 | 3.06 | 3.06 | 3.05 | 3.06 | 3.05 | 3.05 | 3.05 | 3.05 | 3.06 | 3.05 | 3.07 | 3.06 | 3.04 | 3.04 | 3.05 | 3.05 | 3.06 | 3.06 | 3.04 | 3.06 | 3.05 | 3.06 | 3.05 | 0 | 0 | 0 | 0 | 0 | 0 | 0 | 0 | 0 | 0 | 0 | 0 | 0 | 0 | 0 | 0 | 0 | 0 | 0 | 0 | 0 | 0 | 0 | 0 | 0 | 0 | 0 | 0 | 0 | 0 | 0 | 0 | 0 | 0 | 0 | 0 | 0 | 0 | 0 | 0 | 0 | 0 | 0 | 0 | 0 | 0 | 0 | 0 | 0 | 0
| Total Water Available for use |  | Ml/d | 2 | 227.8 | 227.8 | 227.8 | 227.8 | 227.8 | 227.8 | 165.028 | 162.652 | 180.231 | 174.387 | 167.557 | 162.47 | 163.14 | 163.76 | 164.42 | 165.17 | 164.15 | 163.77 | 164.59 | 165.46 | 163.13 | 163.92 | 164.68 | 165.45 | 166.35 | 167.03 | 120.72 | 120.32 | 119.88 | 119.51 | 119.14 | 0 | 0 | 0 | 0 | 0 | 0 | 0 | 0 | 0 | 0 | 0 | 0 | 0 | 0 | 0 | 0 | 0 | 0 | 0 | 0 | 0 | 0 | 0 | 0 | 0 | 0 | 0 | 0 | 0 | 0 | 0 | 0 | 0 | 0 | 0 | 0 | 0 | 0 | 0 | 0 | 0 | 0 | 0 | 0 | 0 | 0 | 0 | 0 | 0 | 0
| Total Demand + Target Headroom |  | Ml/d | 2 | 160.4085 | 160.0185 | 159.9685 | 159.4685 | 159.2885 | 158.9185 | 159.1685 | 159.6 | 160.6864 | 161.27 | 162.0914 | 162.4834 | 163.1301 | 163.7552 | 164.4102 | 165.1585 | 164.1535 | 163.7819 | 164.6088 | 165.4683 | 163.1244 | 163.9182 | 164.6812 | 165.4539 | 166.3559 | 167.0416 | 166.7869 | 167.676 | 168.3842 | 169.2214 | 170.2567 | 0 | 0 | 0 | 0 | 0 | 0 | 0 | 0 | 0 | 0 | 0 | 0 | 0 | 0 | 0 | 0 | 0 | 0 | 0 | 0 | 0 | 0 | 0 | 0 | 0 | 0 | 0 | 0 | 0 | 0 | 0 | 0 | 0 | 0 | 0 | 0 | 0 | 0 | 0 | 0 | 0 | 0 | 0 | 0 | 0 | 0 | 0 | 0 | 0 | 0
DYCP Final Plan |  |  |  |  | 2019-20 | 2020-21 | 2021-22 | 2022-23 | 2023-24 | 2024-25 | 2025-26 | 2026-27 | 2027-28 | 2028-29 | 2029-30 | 2030-31 | 2031-32 | 2032-33 | 2033-34 | 2034-35 | 2035-36 | 2036-37 | 2037-38 | 2038-39 | 2039-40 | 2040-41 | 2041-42 | 2042-43 | 2043-44 | 2044-45 | 2045-46 | 2046-47 | 2047-48 | 2048-49 | 2049-50 | 2050-51 | 2051-52 | 2052-53 | 2053-54 | 2054-55 | 2055-56 | 2056-57 | 2057-58 | 2058-59 | 2059-60 | 2060-61 | 2061-62 | 2062-63 | 2063-64 | 2064-65 | 2065-66 | 2066-67 | 2067-68 | 2068-69 | 2069-70 | 2070-71 | 2071-72 | 2072-73 | 2073-74 | 2074-75 | 2075-76 | 2076-77 | 2077-78 | 2078-79 | 2079-80 | 2080-81 | 2081-82 | 2082-83 | 2083-84 | 2084-85 | 2085-86 | 2086-87 | 2087-88 | 2088-89 | 2089-90 | 2090-91 | 2091-92 | 2092-93 | 2093-94 | 2094-95 | 2095-96 | 2096-97 | 2097-98 | 2098-99 | 2099-100
| Measured HH consumption |  | Ml/d | 2 | 56.16 | 56.83 | 57.61 | 58.14 | 58.94 | 59.6 | 59.57 | 60.13 | 60.61 | 60.9 | 61.11 | 61.31 | 61.55 | 62.07 | 62.52 | 62.53 | 62.5 | 62.4 | 62.44 | 62.47 | 62.52 | 62.48 | 62.44 | 62.36 | 62.27 | 62.63 | 62.8 | 62.97 | 63.13 | 63.29 | 63.41 | 0 | 0 | 0 | 0 | 0 | 0 | 0 | 0 | 0 | 0 | 0 | 0 | 0 | 0 | 0 | 0 | 0 | 0 | 0 | 0 | 0 | 0 | 0 | 0 | 0 | 0 | 0 | 0 | 0 | 0 | 0 | 0 | 0 | 0 | 0 | 0 | 0 | 0 | 0 | 0 | 0 | 0 | 0 | 0 | 0 | 0 | 0 | 0 | 0 | 0
| Unmeasured HH consumption |  | Ml/d | 2 | 27.62 | 26.63 | 25.77 | 24.75 | 23.78 | 22.85 | 22.08 | 21.36 | 20.68 | 20.02 | 19.37 | 18.79 | 18.25 | 17.74 | 17.25 | 16.79 | 16.34 | 15.91 | 15.5 | 15.11 | 14.75 | 14.41 | 14.08 | 13.77 | 13.47 | 13.19 | 13.13 | 13.06 | 13 | 12.94 | 12.96 | 0 | 0 | 0 | 0 | 0 | 0 | 0 | 0 | 0 | 0 | 0 | 0 | 0 | 0 | 0 | 0 | 0 | 0 | 0 | 0 | 0 | 0 | 0 | 0 | 0 | 0 | 0 | 0 | 0 | 0 | 0 | 0 | 0 | 0 | 0 | 0 | 0 | 0 | 0 | 0 | 0 | 0 | 0 | 0 | 0 | 0 | 0 | 0 | 0 | 0
| Non-HH consumption |  | Ml/d | 2 | 45.05 | 45.37 | 45.65 | 45.99 | 46.31 | 46.6 | 46.58 | 46.61 | 46.59 | 46.57 | 46.54 | 46.49 | 46.4 | 46.28 | 46.18 | 46.06 | 45.96 | 45.84 | 45.73 | 45.58 | 45.49 | 45.41 | 45.33 | 45.3 | 45.28 | 45.27 | 45.27 | 45.3 | 45.35 | 45.43 | 45.53 | 0 | 0 | 0 | 0 | 0 | 0 | 0 | 0 | 0 | 0 | 0 | 0 | 0 | 0 | 0 | 0 | 0 | 0 | 0 | 0 | 0 | 0 | 0 | 0 | 0 | 0 | 0 | 0 | 0 | 0 | 0 | 0 | 0 | 0 | 0 | 0 | 0 | 0 | 0 | 0 | 0 | 0 | 0 | 0 | 0 | 0 | 0 | 0 | 0 | 0
| Total Leakage |  | Ml/d | 2 | 20.49 | 20.1 | 19.85 | 19.5 | 19.16 | 18.78 | 18.37 | 18.24 | 18.02 | 17.75 | 17.59 | 17.48 | 17.35 | 17.3 | 17.28 | 17.21 | 16.95 | 16.92 | 16.57 | 16.53 | 16.25 | 15.89 | 15.67 | 15.54 | 15.41 | 15.18 | 15.02 | 14.72 | 14.44 | 14.31 | 14.22 | 0 | 0 | 0 | 0 | 0 | 0 | 0 | 0 | 0 | 0 | 0 | 0 | 0 | 0 | 0 | 0 | 0 | 0 | 0 | 0 | 0 | 0 | 0 | 0 | 0 | 0 | 0 | 0 | 0 | 0 | 0 | 0 | 0 | 0 | 0 | 0 | 0 | 0 | 0 | 0 | 0 | 0 | 0 | 0 | 0 | 0 | 0 | 0 | 0 | 0
| Other demand components |  | Ml/d | 2 | 3.05 | 3.05 | 3.05 | 3.05 | 3.06 | 3.05 | 3.05 | 3.07 | 3.06 | 3.06 | 3.05 | 3.06 | 3.05 | 3.05 | 3.05 | 3.05 | 3.06 | 3.05 | 3.07 | 3.06 | 3.04 | 3.04 | 3.05 | 3.05 | 3.06 | 3.06 | 3.04 | 3.06 | 3.05 | 3.06 | 3.05 | 0 | 0 | 0 | 0 | 0 | 0 | 0 | 0 | 0 | 0 | 0 | 0 | 0 | 0 | 0 | 0 | 0 | 0 | 0 | 0 | 0 | 0 | 0 | 0 | 0 | 0 | 0 | 0 | 0 | 0 | 0 | 0 | 0 | 0 | 0 | 0 | 0 | 0 | 0 | 0 | 0 | 0 | 0 | 0 | 0 | 0 | 0 | 0 | 0 | 0
| Total Water Available for use |  | Ml/d | 2 | 227.8 | 227.8 | 227.8 | 227.8 | 227.8 | 227.8 | 157.688 | 157.531 | 157.201 | 156.626 | 177.907 | 157.84 | 175.34 | 175.53 | 175.65 | 175.92 | 173.65 | 181.66 | 181.66 | 181.66 | 181.66 | 199.69 | 194.19 | 216.45 | 216.45 | 194.19 | 169.11 | 150.19 | 150.03 | 150.12 | 150.49 | 0 | 0 | 0 | 0 | 0 | 0 | 0 | 0 | 0 | 0 | 0 | 0 | 0 | 0 | 0 | 0 | 0 | 0 | 0 | 0 | 0 | 0 | 0 | 0 | 0 | 0 | 0 | 0 | 0 | 0 | 0 | 0 | 0 | 0 | 0 | 0 | 0 | 0 | 0 | 0 | 0 | 0 | 0 | 0 | 0 | 0 | 0 | 0 | 0 | 0
| Total Demand + Target Headroom |  | Ml/d | 2 | 160.4085 | 160.0185 | 159.9685 | 159.4685 | 159.2885 | 158.9185 | 157.6885 | 157.535 | 157.203 | 156.63 | 156.5314 | 156.0434 | 155.8001 | 155.8052 | 155.8702 | 155.5185 | 153.2435 | 151.8219 | 151.2888 | 151.0783 | 147.4144 | 146.8682 | 146.4212 | 146.0339 | 145.7459 | 145.6016 | 144.5969 | 144.586 | 144.4242 | 144.5214 | 144.8867 | 0 | 0 | 0 | 0 | 0 | 0 | 0 | 0 | 0 | 0 | 0 | 0 | 0 | 0 | 0 | 0 | 0 | 0 | 0 | 0 | 0 | 0 | 0 | 0 | 0 | 0 | 0 | 0 | 0 | 0 | 0 | 0 | 0 | 0 | 0 | 0 | 0 | 0 | 0 | 0 | 0 | 0 | 0 | 0 | 0 | 0 | 0 | 0 | 0 | 0

## AWSLNE
Back to title page
Table 3a: DYAA - Baseline
Table 3b: DYAA - Final plan Options
Table 3c: DYAA - Final plan
Table 3d: DYCP - Baseline
Table 3e: DYCP - Final plan Options
Table 3f: DYCP - Final plan
Water Company | Anglian Water | Version | V3.2
WRZ | AWSLNE | Planning Scenario | DYAA
Table 3a: DYAA - Baseline | Back to top of sheet
WRMP24 reference | Component | Derivation | Unit | Decimal places | 2019-20 | 2020-21 | 2021-22 | 2022-23 | 2023-24 | 2024-25 | 2025-26 | 2026-27 | 2027-28 | 2028-29 | 2029-30 | 2030-31 | 2031-32 | 2032-33 | 2033-34 | 2034-35 | 2035-36 | 2036-37 | 2037-38 | 2038-39 | 2039-40 | 2040-41 | 2041-42 | 2042-43 | 2043-44 | 2044-45 | 2045-46 | 2046-47 | 2047-48 | 2048-49 | 2049-50 | 2050-51 | 2051-52 | 2052-53 | 2053-54 | 2054-55 | 2055-56 | 2056-57 | 2057-58 | 2058-59 | 2059-60 | 2060-61 | 2061-62 | 2062-63 | 2063-64 | 2064-65 | 2065-66 | 2066-67 | 2067-68 | 2068-69 | 2069-70 | 2070-71 | 2071-72 | 2072-73 | 2073-74 | 2074-75 | 2075-76 | 2076-77 | 2077-78 | 2078-79 | 2079-80 | 2080-81 | 2081-82 | 2082-83 | 2083-84 | 2084-85 | 2085-86 | 2086-87 | 2087-88 | 2088-89 | 2089-90 | 2090-91 | 2091-92 | 2092-93 | 2093-94 | 2094-95 | 2095-96 | 2096-97 | 2097-98 | 2098-99 | 2099-100
1BL | Raw water abstracted | Input | Ml/d | 2 | 2019-20: 0; 2020-21: 0; 2021-22: 0; 2022-23: 0; 2023-24: 0; 2024-25: 0; 2025-26: 0; 2026-27: 0; 2027-28: 0; 2028-29: 0; 2029-30: 0; 2030-31: 0; 2031-32: 0; 2032-33: 0; 2033-34: 0; 2034-35: 0; 2035-36: 0; 2036-37: 0; 2037-38: 0; 2038-39: 0; 2039-40: 0; 2040-41: 0; 2041-42: 0; 2042-43: 0; 2043-44: 0; 2044-45: 0; 2045-46: 0; 2046-47: 0; 2047-48: 0; 2048-49: 0; 2049-50: 0
1.1BL | Non-potable water supplies (if applicable) | Input | Ml/d | 2 | 2019-20: 0; 2020-21: 0; 2021-22: 0; 2022-23: 0; 2023-24: 0; 2024-25: 0; 2025-26: 0; 2026-27: 0; 2027-28: 0; 2028-29: 0; 2029-30: 0; 2030-31: 0; 2031-32: 0; 2032-33: 0; 2033-34: 0; 2034-35: 0; 2035-36: 0; 2036-37: 0; 2037-38: 0; 2038-39: 0; 2039-40: 0; 2040-41: 0; 2041-42: 0; 2042-43: 0; 2043-44: 0; 2044-45: 0; 2045-46: 0; 2046-47: 0; 2047-48: 0; 2048-49: 0; 2049-50: 0
2BL | Raw water imported | Input | Ml/d | 2 | 2019-20: 0; 2020-21: 0; 2021-22: 0; 2022-23: 0; 2023-24: 0; 2024-25: 0; 2025-26: 0; 2026-27: 0; 2027-28: 0; 2028-29: 0; 2029-30: 0; 2030-31: 0; 2031-32: 0; 2032-33: 0; 2033-34: 0; 2034-35: 0; 2035-36: 0; 2036-37: 0; 2037-38: 0; 2038-39: 0; 2039-40: 0; 2040-41: 0; 2041-42: 0; 2042-43: 0; 2043-44: 0; 2044-45: 0; 2045-46: 0; 2046-47: 0; 2047-48: 0; 2048-49: 0; 2049-50: 0
3BL | Potable water imported | Input | Ml/d | 2 | 2019-20: 0; 2020-21: 0; 2021-22: 0; 2022-23: 0; 2023-24: 0; 2024-25: 0; 2025-26: 0; 2026-27: 0; 2027-28: 0; 2028-29: 0; 2029-30: 0; 2030-31: 0; 2031-32: 0; 2032-33: 0; 2033-34: 0; 2034-35: 0; 2035-36: 0; 2036-37: 0; 2037-38: 0; 2038-39: 0; 2039-40: 0; 2040-41: 0; 2041-42: 0; 2042-43: 0; 2043-44: 0; 2044-45: 0; 2045-46: 0; 2046-47: 0; 2047-48: 0; 2048-49: 0; 2049-50: 0
4BL | Raw water exported enter as -ve | Input | Ml/d | 2 | 2019-20: 0; 2020-21: 0; 2021-22: 0; 2022-23: 0; 2023-24: 0; 2024-25: 0; 2025-26: 0; 2026-27: 0; 2027-28: 0; 2028-29: 0; 2029-30: 0; 2030-31: 0; 2031-32: 0; 2032-33: 0; 2033-34: 0; 2034-35: 0; 2035-36: 0; 2036-37: 0; 2037-38: 0; 2038-39: 0; 2039-40: 0; 2040-41: 0; 2041-42: 0; 2042-43: 0; 2043-44: 0; 2044-45: 0; 2045-46: 0; 2046-47: 0; 2047-48: 0; 2048-49: 0; 2049-50: 0
5BL | Potable water exported enter as -ve | Input | Ml/d | 2 | 2019-20: -13.6; 2020-21: -13.6; 2021-22: -13.6; 2022-23: -13.6; 2023-24: -13.6; 2024-25: -13.6; 2025-26: -23.54; 2026-27: -22.74; 2027-28: -21.95; 2028-29: -21.28; 2029-30: -20.42; 2030-31: -14.26; 2031-32: -14.26; 2032-33: -14.26; 2033-34: -14.26; 2034-35: -14.26; 2035-36: -14.26; 2036-37: -14.26; 2037-38: -14.26; 2038-39: -14.26; 2039-40: -14.26; 2040-41: -14.26; 2041-42: -14.26; 2042-43: -14.26; 2043-44: -14.26; 2044-45: -14.26; 2045-46: -14.26; 2046-47: -14.26; 2047-48: -14.26; 2048-49: -14.26; 2049-50: -14.26
6BL | Deployable Output before forecast changes | Input | Ml/d | 2 | 2019-20: 149.72; 2020-21: 149.72; 2021-22: 149.72; 2022-23: 149.72; 2023-24: 149.72; 2024-25: 149.72; 2025-26: 162.74; 2026-27: 162.74; 2027-28: 162.74; 2028-29: 162.74; 2029-30: 162.74; 2030-31: 162.74; 2031-32: 162.74; 2032-33: 162.74; 2033-34: 162.74; 2034-35: 162.74; 2035-36: 162.74; 2036-37: 162.74; 2037-38: 162.74; 2038-39: 162.74; 2039-40: 162.74; 2040-41: 162.74; 2041-42: 162.74; 2042-43: 162.74; 2043-44: 162.74; 2044-45: 162.74; 2045-46: 162.74; 2046-47: 162.74; 2047-48: 162.74; 2048-49: 162.74; 2049-50: 162.74
6.1BL | Deployable Output post forecast changes | 6BL + 7BL | Ml/d | 2 | 2019-20: 149.72; 2020-21: 149.72; 2021-22: 149.72; 2022-23: 149.72; 2023-24: 149.72; 2024-25: 149.72; 2025-26: 151.24; 2026-27: 151.24; 2027-28: 151.24; 2028-29: 151.24; 2029-30: 151.24; 2030-31: 129.39; 2031-32: 129.39; 2032-33: 129.39; 2033-34: 129.39; 2034-35: 129.39; 2035-36: 129.39; 2036-37: 129.39; 2037-38: 129.39; 2038-39: 129.39; 2039-40: 129.39; 2040-41: 112.72; 2041-42: 112.72; 2042-43: 112.72; 2043-44: 112.72; 2044-45: 112.72; 2045-46: 112.72; 2046-47: 112.72; 2047-48: 112.72; 2048-49: 112.72; 2049-50: 112.72
7BL | Baseline forecast changes to Deployable Output | sum (7.1BL:7.6BL) | Ml/d | 2 | 2019-20: 0; 2020-21: 0; 2021-22: 0; 2022-23: 0; 2023-24: 0; 2024-25: 0; 2025-26: -11.5; 2026-27: -11.5; 2027-28: -11.5; 2028-29: -11.5; 2029-30: -11.5; 2030-31: -33.35; 2031-32: -33.35; 2032-33: -33.35; 2033-34: -33.35; 2034-35: -33.35; 2035-36: -33.35; 2036-37: -33.35; 2037-38: -33.35; 2038-39: -33.35; 2039-40: -33.35; 2040-41: -50.02; 2041-42: -50.02; 2042-43: -50.02; 2043-44: -50.02; 2044-45: -50.02; 2045-46: -50.02; 2046-47: -50.02; 2047-48: -50.02; 2048-49: -50.02; 2049-50: -50.02
7.1BL | Change in DO due to climate change | Input | Ml/d | 2 | 2019-20: 0; 2020-21: 0; 2021-22: 0; 2022-23: 0; 2023-24: 0; 2024-25: 0; 2025-26: 0; 2026-27: 0; 2027-28: 0; 2028-29: 0; 2029-30: 0; 2030-31: 0; 2031-32: 0; 2032-33: 0; 2033-34: 0; 2034-35: 0; 2035-36: 0; 2036-37: 0; 2037-38: 0; 2038-39: 0; 2039-40: 0; 2040-41: 0; 2041-42: 0; 2042-43: 0; 2043-44: 0; 2044-45: 0; 2045-46: 0; 2046-47: 0; 2047-48: 0; 2048-49: 0; 2049-50: 0
7.2BL | Total confirmed DO reductions to restore sustainable abstraction enter as -ve | Input | Ml/d | 2 | 2019-20: 0; 2020-21: 0; 2021-22: 0; 2022-23: 0; 2023-24: 0; 2024-25: 0; 2025-26: -11.5; 2026-27: -11.5; 2027-28: -11.5; 2028-29: -11.5; 2029-30: -11.5; 2030-31: -33.35; 2031-32: -33.35; 2032-33: -33.35; 2033-34: -33.35; 2034-35: -33.35; 2035-36: -33.35; 2036-37: -33.35; 2037-38: -33.35; 2038-39: -33.35; 2039-40: -33.35; 2040-41: -33.35; 2041-42: -33.35; 2042-43: -33.35; 2043-44: -33.35; 2044-45: -33.35; 2045-46: -33.35; 2046-47: -33.35; 2047-48: -33.35; 2048-49: -33.35; 2049-50: -33.35
7.3BL | Total additional DO reductions for Environmental Destination (excl. any confirmed reductions) enter as -ve | Input | Ml/d | 2 | 2019-20: 0; 2020-21: 0; 2021-22: 0; 2022-23: 0; 2023-24: 0; 2024-25: 0; 2025-26: 0; 2026-27: 0; 2027-28: 0; 2028-29: 0; 2029-30: 0; 2030-31: 0; 2031-32: 0; 2032-33: 0; 2033-34: 0; 2034-35: 0; 2035-36: 0; 2036-37: 0; 2037-38: 0; 2038-39: 0; 2039-40: 0; 2040-41: -16.67; 2041-42: -16.67; 2042-43: -16.67; 2043-44: -16.67; 2044-45: -16.67; 2045-46: -16.67; 2046-47: -16.67; 2047-48: -16.67; 2048-49: -16.67; 2049-50: -16.67
7.4BL | Change in DO from prolonged Outage reduction enter as -ve | Input | Ml/d | 2 | 2019-20: 0; 2020-21: 0; 2021-22: 0; 2022-23: 0; 2023-24: 0; 2024-25: 0; 2025-26: 0; 2026-27: 0; 2027-28: 0; 2028-29: 0; 2029-30: 0; 2030-31: 0; 2031-32: 0; 2032-33: 0; 2033-34: 0; 2034-35: 0; 2035-36: 0; 2036-37: 0; 2037-38: 0; 2038-39: 0; 2039-40: 0; 2040-41: 0; 2041-42: 0; 2042-43: 0; 2043-44: 0; 2044-45: 0; 2045-46: 0; 2046-47: 0; 2047-48: 0; 2048-49: 0; 2049-50: 0
7.5BL | Change in DO from drought measures | Zero for baseline | Ml/d | 2 | 2019-20: 0; 2020-21: 0; 2021-22: 0; 2022-23: 0; 2023-24: 0; 2024-25: 0; 2025-26: 0; 2026-27: 0; 2027-28: 0; 2028-29: 0; 2029-30: 0; 2030-31: 0; 2031-32: 0; 2032-33: 0; 2033-34: 0; 2034-35: 0; 2035-36: 0; 2036-37: 0; 2037-38: 0; 2038-39: 0; 2039-40: 0; 2040-41: 0; 2041-42: 0; 2042-43: 0; 2043-44: 0; 2044-45: 0; 2045-46: 0; 2046-47: 0; 2047-48: 0; 2048-49: 0; 2049-50: 0
7.6BL | Total other changes to DO (e.g. nitrates/operational decline) | Input | Ml/d | 2 | 2019-20: 0; 2020-21: 0; 2021-22: 0; 2022-23: 0; 2023-24: 0; 2024-25: 0; 2025-26: 0; 2026-27: 0; 2027-28: 0; 2028-29: 0; 2029-30: 0; 2030-31: 0; 2031-32: 0; 2032-33: 0; 2033-34: 0; 2034-35: 0; 2035-36: 0; 2036-37: 0; 2037-38: 0; 2038-39: 0; 2039-40: 0; 2040-41: 0; 2041-42: 0; 2042-43: 0; 2043-44: 0; 2044-45: 0; 2045-46: 0; 2046-47: 0; 2047-48: 0; 2048-49: 0; 2049-50: 0
8BL | Raw water losses, treatment works losses and operational use | Input | Ml/d | 2 | 2019-20: 8.22; 2020-21: 8.22; 2021-22: 8.22; 2022-23: 8.22; 2023-24: 8.22; 2024-25: 8.22; 2025-26: 8.22; 2026-27: 8.22; 2027-28: 8.22; 2028-29: 8.22; 2029-30: 8.22; 2030-31: 8.22; 2031-32: 8.22; 2032-33: 8.22; 2033-34: 8.22; 2034-35: 8.22; 2035-36: 8.22; 2036-37: 8.22; 2037-38: 8.22; 2038-39: 8.22; 2039-40: 8.22; 2040-41: 8.22; 2041-42: 8.22; 2042-43: 8.22; 2043-44: 8.22; 2044-45: 8.22; 2045-46: 8.22; 2046-47: 8.22; 2047-48: 8.22; 2048-49: 8.22; 2049-50: 8.22
9BL | Total Outage Allowance | Input | Ml/d | 2 | 2019-20: 2.84; 2020-21: 2.84; 2021-22: 2.84; 2022-23: 2.84; 2023-24: 2.84; 2024-25: 2.84; 2025-26: 2.84; 2026-27: 2.85; 2027-28: 2.85; 2028-29: 2.86; 2029-30: 2.85; 2030-31: 2.8; 2031-32: 2.79; 2032-33: 2.8; 2033-34: 2.79; 2034-35: 2.79; 2035-36: 2.7; 2036-37: 2.69; 2037-38: 2.68; 2038-39: 2.69; 2039-40: 2.71; 2040-41: 2.7; 2041-42: 2.7; 2042-43: 2.7; 2043-44: 2.71; 2044-45: 2.69; 2045-46: 2.7; 2046-47: 2.71; 2047-48: 2.71; 2048-49: 2.71; 2049-50: 2.71
10BL | Water Available For Use (own sources) | (6BL + 7BL) - (8BL + 9BL) | Ml/d | 2 | 2019-20: 138.66; 2020-21: 138.66; 2021-22: 138.66; 2022-23: 138.66; 2023-24: 138.66; 2024-25: 138.66; 2025-26: 140.18; 2026-27: 140.17; 2027-28: 140.17; 2028-29: 140.16; 2029-30: 140.17; 2030-31: 118.37; 2031-32: 118.38; 2032-33: 118.37; 2033-34: 118.38; 2034-35: 118.38; 2035-36: 118.47; 2036-37: 118.48; 2037-38: 118.49; 2038-39: 118.48; 2039-40: 118.46; 2040-41: 101.8; 2041-42: 101.8; 2042-43: 101.8; 2043-44: 101.79; 2044-45: 101.81; 2045-46: 101.8; 2046-47: 101.79; 2047-48: 101.79; 2048-49: 101.79; 2049-50: 101.79
11BL | Total Water Available For Use | 10BL + sum (2BL:5BL) | Ml/d | 2 | 2019-20: 125.06; 2020-21: 125.06; 2021-22: 125.06; 2022-23: 125.06; 2023-24: 125.06; 2024-25: 125.06; 2025-26: 116.64; 2026-27: 117.43; 2027-28: 118.22; 2028-29: 118.88; 2029-30: 119.75; 2030-31: 104.11; 2031-32: 104.12; 2032-33: 104.11; 2033-34: 104.12; 2034-35: 104.12; 2035-36: 104.21; 2036-37: 104.22; 2037-38: 104.23; 2038-39: 104.22; 2039-40: 104.2; 2040-41: 87.54; 2041-42: 87.54; 2042-43: 87.54; 2043-44: 87.53; 2044-45: 87.55; 2045-46: 87.54; 2046-47: 87.53; 2047-48: 87.53; 2048-49: 87.53; 2049-50: 87.53
12BL | Water delivered measured non-household | Input | Ml/d | 2 | 2019-20: 37.53; 2020-21: 37.31; 2021-22: 37.39; 2022-23: 37.18; 2023-24: 37.01; 2024-25: 36.86; 2025-26: 37.27; 2026-27: 37.71; 2027-28: 38.16; 2028-29: 38.62; 2029-30: 39.07; 2030-31: 38.97; 2031-32: 38.88; 2032-33: 38.81; 2033-34: 38.75; 2034-35: 38.71; 2035-36: 38.66; 2036-37: 38.62; 2037-38: 38.59; 2038-39: 38.57; 2039-40: 38.58; 2040-41: 38.6; 2041-42: 38.62; 2042-43: 38.65; 2043-44: 38.7; 2044-45: 38.75; 2045-46: 38.79; 2046-47: 38.84; 2047-48: 38.9; 2048-49: 38.96; 2049-50: 39.02
12.1BL | Non-potable water consumption (if applicable) | Input | Ml/d | 2 | 2019-20: 0; 2020-21: 0; 2021-22: 0; 2022-23: 0; 2023-24: 0; 2024-25: 0; 2025-26: 0; 2026-27: 0; 2027-28: 0; 2028-29: 0; 2029-30: 0; 2030-31: 0; 2031-32: 0; 2032-33: 0; 2033-34: 0; 2034-35: 0; 2035-36: 0; 2036-37: 0; 2037-38: 0; 2038-39: 0; 2039-40: 0; 2040-41: 0; 2041-42: 0; 2042-43: 0; 2043-44: 0; 2044-45: 0; 2045-46: 0; 2046-47: 0; 2047-48: 0; 2048-49: 0; 2049-50: 0
13BL | Water delivered unmeasured non-household | Input | Ml/d | 2 | 2019-20: 0.16; 2020-21: 0.15; 2021-22: 0.16; 2022-23: 0.15; 2023-24: 0.15; 2024-25: 0.15; 2025-26: 0.16; 2026-27: 0.16; 2027-28: 0.16; 2028-29: 0.16; 2029-30: 0.16; 2030-31: 0.16; 2031-32: 0.16; 2032-33: 0.16; 2033-34: 0.16; 2034-35: 0.16; 2035-36: 0.16; 2036-37: 0.16; 2037-38: 0.16; 2038-39: 0.16; 2039-40: 0.16; 2040-41: 0.16; 2041-42: 0.16; 2042-43: 0.16; 2043-44: 0.16; 2044-45: 0.16; 2045-46: 0.16; 2046-47: 0.16; 2047-48: 0.16; 2048-49: 0.16; 2049-50: 0.16
14BL | Water delivered measured household | Input | Ml/d | 2 | 2019-20: 37.9; 2020-21: 38.44; 2021-22: 38.94; 2022-23: 39.56; 2023-24: 40.15; 2024-25: 40.54; 2025-26: 41.16; 2026-27: 41.71; 2027-28: 42.28; 2028-29: 42.79; 2029-30: 43.22; 2030-31: 43.67; 2031-32: 44.13; 2032-33: 44.63; 2033-34: 45.12; 2034-35: 45.58; 2035-36: 46.03; 2036-37: 46.44; 2037-38: 46.96; 2038-39: 47.48; 2039-40: 48; 2040-41: 48.41; 2041-42: 48.81; 2042-43: 49.19; 2043-44: 49.57; 2044-45: 49.94; 2045-46: 50.15; 2046-47: 50.34; 2047-48: 50.54; 2048-49: 50.74; 2049-50: 50.9
15BL | Water delivered unmeasured household | Input | Ml/d | 2 | 2019-20: 20.6; 2020-21: 19.87; 2021-22: 19.24; 2022-23: 18.49; 2023-24: 17.77; 2024-25: 17.09; 2025-26: 16.54; 2026-27: 16.02; 2027-28: 15.52; 2028-29: 15.04; 2029-30: 14.56; 2030-31: 14.14; 2031-32: 13.74; 2032-33: 13.36; 2033-34: 13; 2034-35: 12.66; 2035-36: 12.32; 2036-37: 12; 2037-38: 11.7; 2038-39: 11.4; 2039-40: 11.13; 2040-41: 10.87; 2041-42: 10.62; 2042-43: 10.38; 2043-44: 10.15; 2044-45: 9.93; 2045-46: 9.88; 2046-47: 9.83; 2047-48: 9.79; 2048-49: 9.75; 2049-50: 9.75
16BL | Percentage of consumption driven by climate change | Input | % | 1 | 2019-20: 0%; 2020-21: 0%; 2021-22: 0%; 2022-23: 0.1%; 2023-24: 0.1%; 2024-25: 0.1%; 2025-26: 0.1%; 2026-27: 0.1%; 2027-28: 0.1%; 2028-29: 0.2%; 2029-30: 0.2%; 2030-31: 0.2%; 2031-32: 0.2%; 2032-33: 0.3%; 2033-34: 0.3%; 2034-35: 0.3%; 2035-36: 0.4%; 2036-37: 0.4%; 2037-38: 0.4%; 2038-39: 0.5%; 2039-40: 0.5%; 2040-41: 0.6%; 2041-42: 0.6%; 2042-43: 0.6%; 2043-44: 0.7%; 2044-45: 0.7%; 2045-46: 0.8%; 2046-47: 0.8%; 2047-48: 0.8%; 2048-49: 0.8%; 2049-50: 0.9%
17BL | Volume of consumption driven by climate change | 16BL * (12BL + sum(13BL:15BL) - sum (23BL:26BL)) | Ml/d | 2 | 2019-20: 0; 2020-21: 0; 2021-22: 0; 2022-23: 0.09122; 2023-24: 0.09095; 2024-25: 0.09057; 2025-26: 0.09109; 2026-27: 0.0916; 2027-28: 0.09216; 2028-29: 0.18534; 2029-30: 0.18622; 2030-31: 0.18614; 2031-32: 0.18616; 2032-33: 0.27939; 2033-34: 0.2796; 2034-35: 0.27984; 2035-36: 0.37336; 2036-37: 0.37356; 2037-38: 0.37436; 2038-39: 0.46895; 2039-40: 0.47025; 2040-41: 0.56532; 2041-42: 0.5664; 2042-43: 0.56736; 2043-44: 0.66339; 2044-45: 0.66479; 2045-46: 0.76128; 2046-47: 0.7628; 2047-48: 0.76448; 2048-49: 0.76624; 2049-50: 0.86391
18BL | Measured Household - PCC | ((14BL - 25BL) * 1,000,000) / (39BL *1,000) | l/h/d | 1 | 2019-20: 122.444; 2020-21: 121.8066; 2021-22: 121.2197; 2022-23: 120.8224; 2023-24: 120.4289; 2024-25: 119.4858; 2025-26: 119.4435; 2026-27: 119.4442; 2027-28: 119.5065; 2028-29: 119.5233; 2029-30: 119.5037; 2030-31: 119.6493; 2031-32: 119.8689; 2032-33: 120.1741; 2033-34: 120.4877; 2034-35: 120.7614; 2035-36: 121.0546; 2036-37: 121.304; 2037-38: 121.8899; 2038-39: 122.4685; 2039-40: 122.9613; 2040-41: 123.2169; 2041-42: 123.463; 2042-43: 123.6457; 2043-44: 123.8661; 2044-45: 124.0855; 2045-46: 124.1617; 2046-47: 124.2314; 2047-48: 124.3026; 2048-49: 124.3721; 2049-50: 124.3999
19BL | Unmeasured Household - PCC | ((15BL - 26BL) * 1,000,000) / (40BL *1,000) | l/h/d | 1 | 2019-20: 223.9231; 2020-21: 223.2607; 2021-22: 222.5866; 2022-23: 221.6805; 2023-24: 220.8447; 2024-25: 220.1589; 2025-26: 219.2481; 2026-27: 218.5751; 2027-28: 217.7816; 2028-29: 217.0671; 2029-30: 216.2442; 2030-31: 215.9597; 2031-32: 215.8948; 2032-33: 215.8797; 2033-34: 215.7197; 2034-35: 215.707; 2035-36: 215.4381; 2036-37: 215.3852; 2037-38: 215.4589; 2038-39: 215.3018; 2039-40: 215.3314; 2040-41: 215.1984; 2041-42: 215.2857; 2042-43: 215.1447; 2043-44: 215.2449; 2044-45: 215.1488; 2045-46: 214.9874; 2046-47: 215.0991; 2047-48: 215.0511; 2048-49: 215.1668; 2049-50: 215.2368
20BL | Average Household - PCC | (((14BL - 25BL) + (15BL - 26BL)) * 1,000,000) / ((39BL + 40BL) *1,000) | l/h/d | 1 | 2019-20: 144.7677; 2020-21: 143.2064; 2021-22: 141.7979; 2022-23: 140.3998; 2023-24: 139.0706; 2024-25: 137.3562; 2025-26: 136.5001; 2026-27: 135.7899; 2027-28: 135.1392; 2028-29: 134.5085; 2029-30: 133.8655; 2030-31: 133.4795; 2031-32: 133.2159; 2032-33: 133.0633; 2033-34: 132.9226; 2034-35: 132.7875; 2035-36: 132.659; 2036-37: 132.5377; 2037-38: 132.7462; 2038-39: 132.9395; 2039-40: 133.0967; 2040-41: 133.0388; 2041-42: 133.0098; 2042-43: 132.9134; 2043-44: 132.8878; 2044-45: 132.8534; 2045-46: 132.8394; 2046-47: 132.8478; 2047-48: 132.8472; 2048-49: 132.8638; 2049-50: 132.8709
21BL | Water taken unbilled | Input | Ml/d | 2 | 2019-20: 2.18; 2020-21: 2.18; 2021-22: 2.17; 2022-23: 2.18; 2023-24: 2.19; 2024-25: 2.18; 2025-26: 2.18; 2026-27: 2.18; 2027-28: 2.18; 2028-29: 2.17; 2029-30: 2.18; 2030-31: 2.17; 2031-32: 2.19; 2032-33: 2.18; 2033-34: 2.18; 2034-35: 2.18; 2035-36: 2.18; 2036-37: 2.19; 2037-38: 2.18; 2038-39: 2.19; 2039-40: 2.2; 2040-41: 2.18; 2041-42: 2.16; 2042-43: 2.18; 2043-44: 2.19; 2044-45: 2.18; 2045-46: 2.18; 2046-47: 2.19; 2047-48: 2.17; 2048-49: 2.17; 2049-50: 2.19
22BL | Distribution system operational use | Input | Ml/d | 2 | 2019-20: 0.49; 2020-21: 0.49; 2021-22: 0.49; 2022-23: 0.49; 2023-24: 0.49; 2024-25: 0.49; 2025-26: 0.49; 2026-27: 0.49; 2027-28: 0.49; 2028-29: 0.49; 2029-30: 0.49; 2030-31: 0.49; 2031-32: 0.49; 2032-33: 0.49; 2033-34: 0.49; 2034-35: 0.49; 2035-36: 0.49; 2036-37: 0.49; 2037-38: 0.49; 2038-39: 0.49; 2039-40: 0.49; 2040-41: 0.49; 2041-42: 0.49; 2042-43: 0.49; 2043-44: 0.49; 2044-45: 0.49; 2045-46: 0.49; 2046-47: 0.49; 2047-48: 0.49; 2048-49: 0.49; 2049-50: 0.49
23BL | Measured Non Household - USPL | Input | Ml/d | 2 | 2019-20: 0.1; 2020-21: 0.1; 2021-22: 0.1; 2022-23: 0.1; 2023-24: 0.1; 2024-25: 0.1; 2025-26: 0.1; 2026-27: 0.1; 2027-28: 0.1; 2028-29: 0.11; 2029-30: 0.11; 2030-31: 0.11; 2031-32: 0.11; 2032-33: 0.11; 2033-34: 0.11; 2034-35: 0.11; 2035-36: 0.11; 2036-37: 0.11; 2037-38: 0.11; 2038-39: 0.11; 2039-40: 0.11; 2040-41: 0.11; 2041-42: 0.11; 2042-43: 0.11; 2043-44: 0.11; 2044-45: 0.11; 2045-46: 0.11; 2046-47: 0.11; 2047-48: 0.11; 2048-49: 0.11; 2049-50: 0.11
24BL | Unmeasured Non Household - USPL | Input | Ml/d | 2 | 2019-20: 0.01; 2020-21: 0.01; 2021-22: 0.01; 2022-23: 0.01; 2023-24: 0.01; 2024-25: 0.01; 2025-26: 0.01; 2026-27: 0.01; 2027-28: 0.01; 2028-29: 0.01; 2029-30: 0.01; 2030-31: 0.01; 2031-32: 0.01; 2032-33: 0.01; 2033-34: 0.01; 2034-35: 0.01; 2035-36: 0.01; 2036-37: 0.01; 2037-38: 0.01; 2038-39: 0.01; 2039-40: 0.01; 2040-41: 0.01; 2041-42: 0.01; 2042-43: 0.01; 2043-44: 0.01; 2044-45: 0.01; 2045-46: 0.01; 2046-47: 0.01; 2047-48: 0.01; 2048-49: 0.01; 2049-50: 0.01
25BL | Measured Household - USPL | Input | Ml/d | 2 | 2019-20: 2.05; 2020-21: 2.07; 2021-22: 2.08; 2022-23: 2.11; 2023-24: 2.14; 2024-25: 2.14; 2025-26: 2.15; 2026-27: 2.16; 2027-28: 2.16; 2028-29: 2.17; 2029-30: 2.17; 2030-31: 2.17; 2031-32: 2.17; 2032-33: 2.21; 2033-34: 2.24; 2034-35: 2.27; 2035-36: 2.3; 2036-37: 2.33; 2037-38: 2.35; 2038-39: 2.38; 2039-40: 2.41; 2040-41: 2.43; 2041-42: 2.45; 2042-43: 2.48; 2043-44: 2.5; 2044-45: 2.52; 2045-46: 2.53; 2046-47: 2.54; 2047-48: 2.55; 2048-49: 2.56; 2049-50: 2.57
26BL | Unmeasured Household - USPL | Input | Ml/d | 2 | 2019-20: 2.11; 2020-21: 2.05; 2021-22: 2; 2022-23: 1.94; 2023-24: 1.88; 2024-25: 1.82; 2025-26: 1.78; 2026-27: 1.73; 2027-28: 1.69; 2028-29: 1.65; 2029-30: 1.61; 2030-31: 1.58; 2031-32: 1.54; 2032-33: 1.5; 2033-34: 1.47; 2034-35: 1.44; 2035-36: 1.41; 2036-37: 1.38; 2037-38: 1.35; 2038-39: 1.32; 2039-40: 1.29; 2040-41: 1.27; 2041-42: 1.24; 2042-43: 1.22; 2043-44: 1.19; 2044-45: 1.17; 2045-46: 1.17; 2046-47: 1.16; 2047-48: 1.16; 2048-49: 1.15; 2049-50: 1.15
27BL | Void Properties - USPL | Input | Ml/d | 2 | 2019-20: 0.29; 2020-21: 0.29; 2021-22: 0.29; 2022-23: 0.29; 2023-24: 0.29; 2024-25: 0.3; 2025-26: 0.3; 2026-27: 0.3; 2027-28: 0.31; 2028-29: 0.31; 2029-30: 0.31; 2030-31: 0.31; 2031-32: 0.32; 2032-33: 0.32; 2033-34: 0.32; 2034-35: 0.32; 2035-36: 0.33; 2036-37: 0.33; 2037-38: 0.33; 2038-39: 0.33; 2039-40: 0.33; 2040-41: 0.34; 2041-42: 0.34; 2042-43: 0.34; 2043-44: 0.34; 2044-45: 0.34; 2045-46: 0.34; 2046-47: 0.34; 2047-48: 0.35; 2048-49: 0.35; 2049-50: 0.35
28BL | Distribution losses | Input | Ml/d | 2 | 2019-20: 13.62; 2020-21: 13.33; 2021-22: 13.17; 2022-23: 12.91; 2023-24: 12.64; 2024-25: 12.37; 2025-26: 12.37; 2026-27: 12.37; 2027-28: 12.37; 2028-29: 12.37; 2029-30: 12.37; 2030-31: 12.37; 2031-32: 12.37; 2032-33: 12.37; 2033-34: 12.37; 2034-35: 12.37; 2035-36: 12.37; 2036-37: 12.37; 2037-38: 12.37; 2038-39: 12.37; 2039-40: 12.37; 2040-41: 12.37; 2041-42: 12.37; 2042-43: 12.37; 2043-44: 12.37; 2044-45: 12.37; 2045-46: 12.37; 2046-47: 12.37; 2047-48: 12.37; 2048-49: 12.37; 2049-50: 12.37
29BL | Total Leakage | sum (23BL:28BL) | Ml/d | 2 | 2019-20: 18.18; 2020-21: 17.85; 2021-22: 17.65; 2022-23: 17.36; 2023-24: 17.06; 2024-25: 16.74; 2025-26: 16.71; 2026-27: 16.67; 2027-28: 16.64; 2028-29: 16.62; 2029-30: 16.58; 2030-31: 16.55; 2031-32: 16.52; 2032-33: 16.52; 2033-34: 16.52; 2034-35: 16.52; 2035-36: 16.53; 2036-37: 16.53; 2037-38: 16.52; 2038-39: 16.52; 2039-40: 16.52; 2040-41: 16.53; 2041-42: 16.52; 2042-43: 16.53; 2043-44: 16.52; 2044-45: 16.52; 2045-46: 16.53; 2046-47: 16.53; 2047-48: 16.55; 2048-49: 16.55; 2049-50: 16.56
30BL | Leakage/property | (29BL * 1,000,000) / (36BL * 1,000) | l/prop/d | 2 | 2019-20: 93.5176; 2020-21: 90.6929; 2021-22: 88.5346; 2022-23: 86.156; 2023-24: 83.7868; 2024-25: 81.3257; 2025-26: 80.3161; 2026-27: 79.3919; 2027-28: 78.5087; 2028-29: 77.7446; 2029-30: 76.9356; 2030-31: 76.2272; 2031-32: 75.5566; 2032-33: 75.0704; 2033-34: 74.611; 2034-35: 74.1735; 2035-36: 73.8088; 2036-37: 73.421; 2037-38: 73.0062; 2038-39: 72.655; 2039-40: 72.321; 2040-41: 72.0378; 2041-42: 71.6833; 2042-43: 71.4317; 2043-44: 71.1082; 2044-45: 70.8429; 2045-46: 70.6344; 2046-47: 70.3973; 2047-48: 70.2581; 2048-49: 70.0473; 2049-50: 69.8914
31BL | Measured Non Household - properties | Input | 000's | 2 | 2019-20: 13.464; 2020-21: 13.622; 2021-22: 13.751; 2022-23: 13.94; 2023-24: 14.083; 2024-25: 14.223; 2025-26: 14.357; 2026-27: 14.49; 2027-28: 14.609; 2028-29: 14.711; 2029-30: 14.797; 2030-31: 14.873; 2031-32: 14.946; 2032-33: 15.017; 2033-34: 15.083; 2034-35: 15.145; 2035-36: 15.204; 2036-37: 15.256; 2037-38: 15.307; 2038-39: 15.352; 2039-40: 15.395; 2040-41: 15.439; 2041-42: 15.482; 2042-43: 15.524; 2043-44: 15.567; 2044-45: 15.608; 2045-46: 15.65; 2046-47: 15.691; 2047-48: 15.734; 2048-49: 15.778; 2049-50: 15.823
32BL | Unmeasured Non Household - properties | Input | 000's | 2 | 2019-20: 0.054; 2020-21: 0.055; 2021-22: 0.055; 2022-23: 0.056; 2023-24: 0.057; 2024-25: 0.057; 2025-26: 0.058; 2026-27: 0.058; 2027-28: 0.059; 2028-29: 0.059; 2029-30: 0.059; 2030-31: 0.06; 2031-32: 0.06; 2032-33: 0.06; 2033-34: 0.061; 2034-35: 0.061; 2035-36: 0.061; 2036-37: 0.061; 2037-38: 0.061; 2038-39: 0.062; 2039-40: 0.062; 2040-41: 0.062; 2041-42: 0.062; 2042-43: 0.062; 2043-44: 0.063; 2044-45: 0.063; 2045-46: 0.063; 2046-47: 0.063; 2047-48: 0.063; 2048-49: 0.063; 2049-50: 0.064
33BL | All void non-households - properties | Input | 000's | 2 | 2019-20: 0; 2020-21: 0; 2021-22: 0; 2022-23: 0; 2023-24: 0; 2024-25: 0; 2025-26: 0; 2026-27: 0; 2027-28: 0; 2028-29: 0; 2029-30: 0; 2030-31: 0; 2031-32: 0; 2032-33: 0; 2033-34: 0; 2034-35: 0; 2035-36: 0; 2036-37: 0; 2037-38: 0; 2038-39: 0; 2039-40: 0; 2040-41: 0; 2041-42: 0; 2042-43: 0; 2043-44: 0; 2044-45: 0; 2045-46: 0; 2046-47: 0; 2047-48: 0; 2048-49: 0; 2049-50: 0
34BL | Measured households - properties (excl. void) | Year before + sum (34.1BL:34.6BL) | 000's | 2 | 2019-20: 133.558; 2020-21: 137.015; 2021-22: 140.432; 2022-23: 143.611; 2023-24: 146.754; 2024-25: 149.96; 2025-26: 152.896; 2026-27: 155.509; 2027-28: 158.162; 2028-29: 160.654; 2029-30: 163.037; 2030-31: 165.283; 2031-32: 167.43; 2032-33: 169.442; 2033-34: 171.373; 2034-35: 173.237; 2035-36: 175.013; 2036-37: 176.724; 2037-38: 178.374; 2038-39: 179.962; 2039-40: 181.49; 2040-41: 182.987; 2041-42: 184.425; 2042-43: 185.806; 2043-44: 187.129; 2044-45: 188.397; 2045-46: 189.248; 2046-47: 190.056; 2047-48: 190.822; 2048-49: 191.544; 2049-50: 192.152
34.1BL | New build properties - properties | Input (new builds in each year) | 000's | 2 | 2019-20: 1.895; 2020-21: 1.909; 2021-22: 1.988; 2022-23: 1.899; 2023-24: 1.919; 2024-25: 2.035; 2025-26: 2.028; 2026-27: 1.737; 2027-28: 1.807; 2028-29: 1.676; 2029-30: 1.595; 2030-31: 1.486; 2031-32: 1.413; 2032-33: 1.304; 2033-34: 1.248; 2034-35: 1.203; 2035-36: 1.139; 2036-37: 1.097; 2037-38: 1.057; 2038-39: 1.015; 2039-40: 0.975; 2040-41: 0.964; 2041-42: 0.923; 2042-43: 0.884; 2043-44: 0.844; 2044-45: 0.804; 2045-46: 0.766; 2046-47: 0.726; 2047-48: 0.688; 2048-49: 0.647; 2049-50: 0.608
34.2BL | Meter optants - properties | Input (meter optants in each year) | 000's | 2 | 2019-20: 1.332; 2020-21: 1.272; 2021-22: 1.164; 2022-23: 1.024; 2023-24: 0.979; 2024-25: 0.937; 2025-26: 0.683; 2026-27: 0.66; 2027-28: 0.638; 2028-29: 0.616; 2029-30: 0.596; 2030-31: 0.576; 2031-32: 0.557; 2032-33: 0.538; 2033-34: 0.52; 2034-35: 0.503; 2035-36: 0.486; 2036-37: 0.469; 2037-38: 0.454; 2038-39: 0.439; 2039-40: 0.424; 2040-41: 0.41; 2041-42: 0.396; 2042-43: 0.383; 2043-44: 0.37; 2044-45: 0.358; 2045-46: 0; 2046-47: 0; 2047-48: 0; 2048-49: 0; 2049-50: 0
34.3BL | Compulsory metering - properties | Input (compulsory meters in each year) | 000's | 2 | 2019-20: 0; 2020-21: 0; 2021-22: 0; 2022-23: 0; 2023-24: 0; 2024-25: 0; 2025-26: 0; 2026-27: 0; 2027-28: 0; 2028-29: 0; 2029-30: 0; 2030-31: 0; 2031-32: 0; 2032-33: 0; 2033-34: 0; 2034-35: 0; 2035-36: 0; 2036-37: 0; 2037-38: 0; 2038-39: 0; 2039-40: 0; 2040-41: 0; 2041-42: 0; 2042-43: 0; 2043-44: 0; 2044-45: 0; 2045-46: 0; 2046-47: 0; 2047-48: 0; 2048-49: 0; 2049-50: 0
34.4BL | Metering on change of occupancy - properties | Input (change of occupancy meters in each year) | 000's | 2 | 2019-20: 0.245; 2020-21: 0.236; 2021-22: 0.227; 2022-23: 0.219; 2023-24: 0.21; 2024-25: 0.201; 2025-26: 0.193; 2026-27: 0.185; 2027-28: 0.178; 2028-29: 0.171; 2029-30: 0.164; 2030-31: 0.157; 2031-32: 0.151; 2032-33: 0.145; 2033-34: 0.139; 2034-35: 0.134; 2035-36: 0.128; 2036-37: 0.123; 2037-38: 0.118; 2038-39: 0.113; 2039-40: 0.109; 2040-41: 0.104; 2041-42: 0.1; 2042-43: 0.096; 2043-44: 0.092; 2044-45: 0.089; 2045-46: 0.085; 2046-47: 0.082; 2047-48: 0.078; 2048-49: 0.075; 2049-50: 0
34.5BL | Selective metering - properties | Input (selective meters in each year) | 000's | 2 | 2019-20: 0.042; 2020-21: 0.04; 2021-22: 0.038; 2022-23: 0.037; 2023-24: 0.035; 2024-25: 0.033; 2025-26: 0.032; 2026-27: 0.031; 2027-28: 0.03; 2028-29: 0.029; 2029-30: 0.028; 2030-31: 0.027; 2031-32: 0.026; 2032-33: 0.025; 2033-34: 0.024; 2034-35: 0.024; 2035-36: 0.023; 2036-37: 0.022; 2037-38: 0.021; 2038-39: 0.021; 2039-40: 0.02; 2040-41: 0.019; 2041-42: 0.019; 2042-43: 0.018; 2043-44: 0.017; 2044-45: 0.017; 2045-46: 0; 2046-47: 0; 2047-48: 0; 2048-49: 0; 2049-50: 0
34.6BL | Other changes to existing metering - properties | Input (other changes to meters in each year) | 000's | 2 | 2019-20: 0; 2020-21: 0; 2021-22: 0; 2022-23: 0; 2023-24: 0; 2024-25: 0; 2025-26: 0; 2026-27: 0; 2027-28: 0; 2028-29: 0; 2029-30: 0; 2030-31: 0; 2031-32: 0; 2032-33: 0; 2033-34: 0; 2034-35: 0; 2035-36: 0; 2036-37: 0; 2037-38: 0; 2038-39: 0; 2039-40: 0; 2040-41: 0; 2041-42: 0; 2042-43: 0; 2043-44: 0; 2044-45: 0; 2045-46: 0; 2046-47: 0; 2047-48: 0; 2048-49: 0; 2049-50: 0
34.7BL | Measured household void properties | Input | 000's | 2 | 2019-20: 3.581; 2020-21: 3.666; 2021-22: 3.746; 2022-23: 3.829; 2023-24: 3.914; 2024-25: 3.997; 2025-26: 4.072; 2026-27: 4.144; 2027-28: 4.217; 2028-29: 4.286; 2029-30: 4.353; 2030-31: 4.418; 2031-32: 4.48; 2032-33: 4.539; 2033-34: 4.597; 2034-35: 4.652; 2035-36: 4.706; 2036-37: 4.757; 2037-38: 4.806; 2038-39: 4.853; 2039-40: 4.899; 2040-41: 4.942; 2041-42: 4.984; 2042-43: 5.023; 2043-44: 5.061; 2044-45: 5.097; 2045-46: 5.121; 2046-47: 5.144; 2047-48: 5.165; 2048-49: 5.185; 2049-50: 5.201
35BL | Unmeasured households - properties (excl. void) | Input | 000's | 2 | 2019-20: 42.606; 2020-21: 41.354; 2021-22: 40.294; 2022-23: 39.015; 2023-24: 37.791; 2024-25: 36.62; 2025-26: 35.712; 2026-27: 34.835; 2027-28: 33.99; 2028-29: 33.174; 2029-30: 32.386; 2030-31: 31.626; 2031-32: 30.892; 2032-33: 30.184; 2033-34: 29.5; 2034-35: 28.841; 2035-36: 28.204; 2036-37: 27.589; 2037-38: 26.996; 2038-39: 26.424; 2039-40: 25.871; 2040-41: 25.338; 2041-42: 24.823; 2042-43: 24.326; 2043-44: 23.846; 2044-45: 23.383; 2045-46: 23.298; 2046-47: 23.216; 2047-48: 23.138; 2048-49: 23.063; 2049-50: 23.063
35.1BL | Unmeasured household void properties | Input | 000's | 2 | 2019-20: 1.139; 2020-21: 1.106; 2021-22: 1.079; 2022-23: 1.044; 2023-24: 1.013; 2024-25: 0.982; 2025-26: 0.958; 2026-27: 0.935; 2027-28: 0.914; 2028-29: 0.893; 2029-30: 0.873; 2030-31: 0.854; 2031-32: 0.836; 2032-33: 0.818; 2033-34: 0.801; 2034-35: 0.785; 2035-36: 0.769; 2036-37: 0.753; 2037-38: 0.738; 2038-39: 0.723; 2039-40: 0.709; 2040-41: 0.695; 2041-42: 0.682; 2042-43: 0.669; 2043-44: 0.656; 2044-45: 0.644; 2045-46: 0.642; 2046-47: 0.64; 2047-48: 0.638; 2048-49: 0.636; 2049-50: 0.636
36BL | Total Resource Zone Properties (incl. voids) | sum (31BL:34BL) + 34.7BL + 35BL + 35.1BL | 000's | 2 | 2019-20: 194.402; 2020-21: 196.818; 2021-22: 199.357; 2022-23: 201.495; 2023-24: 203.612; 2024-25: 205.839; 2025-26: 208.053; 2026-27: 209.971; 2027-28: 211.951; 2028-29: 213.777; 2029-30: 215.505; 2030-31: 217.114; 2031-32: 218.644; 2032-33: 220.06; 2033-34: 221.415; 2034-35: 222.721; 2035-36: 223.957; 2036-37: 225.14; 2037-38: 226.282; 2038-39: 227.376; 2039-40: 228.426; 2040-41: 229.463; 2041-42: 230.458; 2042-43: 231.41; 2043-44: 232.322; 2044-45: 233.192; 2045-46: 234.022; 2046-47: 234.81; 2047-48: 235.56; 2048-49: 236.269; 2049-50: 236.939
37BL | Measured Non Household - Population | Input | 000's | 2 | 2019-20: 6.07; 2020-21: 6.144; 2021-22: 6.21; 2022-23: 6.282; 2023-24: 6.354; 2024-25: 6.427; 2025-26: 6.483; 2026-27: 6.569; 2027-28: 6.664; 2028-29: 6.77; 2029-30: 6.864; 2030-31: 6.955; 2031-32: 7.125; 2032-33: 7.255; 2033-34: 7.351; 2034-35: 7.445; 2035-36: 7.53; 2036-37: 7.611; 2037-38: 7.707; 2038-39: 7.807; 2039-40: 7.897; 2040-41: 7.999; 2041-42: 8.105; 2042-43: 8.225; 2043-44: 8.351; 2044-45: 8.471; 2045-46: 8.611; 2046-47: 8.747; 2047-48: 8.879; 2048-49: 9.002; 2049-50: 9.115
38BL | Unmeasured Non Household - Population | Input | 000's | 2 | 2019-20: 0.025; 2020-21: 0.025; 2021-22: 0.025; 2022-23: 0.025; 2023-24: 0.026; 2024-25: 0.026; 2025-26: 0.026; 2026-27: 0.026; 2027-28: 0.027; 2028-29: 0.027; 2029-30: 0.028; 2030-31: 0.028; 2031-32: 0.029; 2032-33: 0.029; 2033-34: 0.03; 2034-35: 0.03; 2035-36: 0.03; 2036-37: 0.031; 2037-38: 0.031; 2038-39: 0.031; 2039-40: 0.032; 2040-41: 0.032; 2041-42: 0.033; 2042-43: 0.033; 2043-44: 0.034; 2044-45: 0.034; 2045-46: 0.035; 2046-47: 0.035; 2047-48: 0.036; 2048-49: 0.036; 2049-50: 0.037
39BL | Measured Household - Population | Input | 000's | 2 | 2019-20: 292.787; 2020-21: 298.588; 2021-22: 304.076; 2022-23: 309.959; 2023-24: 315.622; 2024-25: 321.377; 2025-26: 326.598; 2026-27: 331.117; 2027-28: 335.714; 2028-29: 339.85; 2029-30: 343.504; 2030-31: 346.847; 2031-32: 350.049; 2032-33: 352.988; 2033-34: 355.887; 2034-35: 358.641; 2035-36: 361.242; 2036-37: 363.632; 2037-38: 365.986; 2038-39: 368.258; 2039-40: 370.767; 2040-41: 373.163; 2041-42: 375.497; 2042-43: 377.773; 2043-44: 380.007; 2044-45: 382.156; 2045-46: 383.532; 2046-47: 384.766; 2047-48: 386.074; 2048-49: 387.386; 2049-50: 388.505
40BL | Unmeasured Household - Population | Input | 000's | 2 | 2019-20: 82.573; 2020-21: 79.817; 2021-22: 77.453; 2022-23: 74.657; 2023-24: 71.951; 2024-25: 69.359; 2025-26: 67.321; 2026-27: 65.378; 2027-28: 63.504; 2028-29: 61.686; 2029-30: 59.886; 2030-31: 58.159; 2031-32: 56.509; 2032-33: 54.938; 2033-34: 53.449; 2034-35: 52.015; 2035-36: 50.641; 2036-37: 49.307; 2037-38: 48.037; 2038-39: 46.818; 2039-40: 45.697; 2040-41: 44.61; 2041-42: 43.57; 2042-43: 42.576; 2043-44: 41.627; 2044-45: 40.716; 2045-46: 40.514; 2046-47: 40.307; 2047-48: 40.13; 2048-49: 39.969; 2049-50: 39.956
41BL | Total Resource Zone Population | sum (37BL:40BL) | 000's | 2 | 2019-20: 381.455; 2020-21: 384.574; 2021-22: 387.764; 2022-23: 390.923; 2023-24: 393.953; 2024-25: 397.189; 2025-26: 400.428; 2026-27: 403.09; 2027-28: 405.909; 2028-29: 408.333; 2029-30: 410.282; 2030-31: 411.989; 2031-32: 413.712; 2032-33: 415.21; 2033-34: 416.717; 2034-35: 418.131; 2035-36: 419.443; 2036-37: 420.581; 2037-38: 421.761; 2038-39: 422.914; 2039-40: 424.393; 2040-41: 425.804; 2041-42: 427.205; 2042-43: 428.607; 2043-44: 430.019; 2044-45: 431.377; 2045-46: 432.692; 2046-47: 433.855; 2047-48: 435.119; 2048-49: 436.393; 2049-50: 437.613
42BL | Average household occupancy rate (excl. voids) | (39BL + 40BL) / (34BL + 35BL) | h/prop | 1 | 2019-20: 2.1307; 2020-21: 2.1215; 2021-22: 2.1111; 2022-23: 2.106; 2023-24: 2.1002; 2024-25: 2.0942; 2025-26: 2.0886; 2026-27: 2.083; 2027-28: 2.0776; 2028-29: 2.0716; 2029-30: 2.0642; 2030-31: 2.0568; 2031-32: 2.05; 2032-33: 2.0435; 2033-34: 2.0378; 2034-35: 2.0322; 2035-36: 2.0268; 2036-37: 2.0211; 2037-38: 2.016; 2038-39: 2.0112; 2039-40: 2.0084; 2040-41: 2.0054; 2041-42: 2.0027; 2042-43: 2.0004; 2043-44: 1.9985; 2044-45: 1.9968; 2045-46: 1.9951; 2046-47: 1.9931; 2047-48: 1.992; 2048-49: 1.9913; 2049-50: 1.9909
43BL | Total Household Metering penetration (excl. voids) | 34BL / (34BL + 35BL) | % | 1 | 2019-20: 75.81%; 2020-21: 76.82%; 2021-22: 77.7%; 2022-23: 78.64%; 2023-24: 79.52%; 2024-25: 80.37%; 2025-26: 81.07%; 2026-27: 81.7%; 2027-28: 82.31%; 2028-29: 82.88%; 2029-30: 83.43%; 2030-31: 83.94%; 2031-32: 84.42%; 2032-33: 84.88%; 2033-34: 85.31%; 2034-35: 85.73%; 2035-36: 86.12%; 2036-37: 86.5%; 2037-38: 86.85%; 2038-39: 87.2%; 2039-40: 87.52%; 2040-41: 87.84%; 2041-42: 88.14%; 2042-43: 88.42%; 2043-44: 88.7%; 2044-45: 88.96%; 2045-46: 89.04%; 2046-47: 89.11%; 2047-48: 89.19%; 2048-49: 89.25%; 2049-50: 89.28%
44BL | Total Household Metering penetration (incl. voids) | (34BL) / (34BL + 34.7BL + 35BL + 35.1BL) | % | 1 | 2019-20: 73.84%; 2020-21: 74.81%; 2021-22: 75.68%; 2022-23: 76.59%; 2023-24: 77.45%; 2024-25: 78.28%; 2025-26: 78.96%; 2026-27: 79.58%; 2027-28: 80.17%; 2028-29: 80.73%; 2029-30: 81.25%; 2030-31: 81.75%; 2031-32: 82.22%; 2032-33: 82.66%; 2033-34: 83.08%; 2034-35: 83.48%; 2035-36: 83.86%; 2036-37: 84.23%; 2037-38: 84.57%; 2038-39: 84.9%; 2039-40: 85.22%; 2040-41: 85.52%; 2041-42: 85.81%; 2042-43: 86.09%; 2043-44: 86.36%; 2044-45: 86.61%; 2045-46: 86.69%; 2046-47: 86.76%; 2047-48: 86.83%; 2048-49: 86.9%; 2049-50: 86.93%
45BL | Distribution input | sum (12BL:15BL) +21BL + 22BL + 27BL + 28BL | Ml/d | 2 | 2019-20: 112.77; 2020-21: 112.06; 2021-22: 111.85; 2022-23: 111.25; 2023-24: 110.69; 2024-25: 109.98; 2025-26: 110.47; 2026-27: 110.94; 2027-28: 111.47; 2028-29: 111.95; 2029-30: 112.36; 2030-31: 112.28; 2031-32: 112.28; 2032-33: 112.32; 2033-34: 112.39; 2034-35: 112.47; 2035-36: 112.54; 2036-37: 112.6; 2037-38: 112.78; 2038-39: 112.99; 2039-40: 113.26; 2040-41: 113.42; 2041-42: 113.57; 2042-43: 113.76; 2043-44: 113.97; 2044-45: 114.16; 2045-46: 114.36; 2046-47: 114.56; 2047-48: 114.77; 2048-49: 114.99; 2049-50: 115.23
46BL | Target headroom (climate change component) | Input | Ml/d | 2 | 2019-20: -0.043709; 2020-21: -0.043709; 2021-22: -0.043709; 2022-23: -0.043709; 2023-24: -0.043709; 2024-25: -0.043709; 2025-26: -0.043709; 2026-27: -0.052793; 2027-28: -0.19197; 2028-29: -0.066347; 2029-30: 0.0029254; 2030-31: -0.092197; 2031-32: -0.075623; 2032-33: 0.020019; 2033-34: -0.10231; 2034-35: -0.046006; 2035-36: 0.0022497; 2036-37: -0.025564; 2037-38: 0.06517; 2038-39: 0.034342; 2039-40: 0.028203; 2040-41: -0.029362; 2041-42: -0.029315; 2042-43: 0.032021; 2043-44: 0.071602; 2044-45: -0.06292; 2045-46: 8.2666e-05; 2046-47: -0.05226; 2047-48: -0.044355; 2048-49: -0.092095; 2049-50: -0.063302
47BL | Target headroom (All other components) | Input | Ml/d | 2 | 2019-20: 6.2159; 2020-21: 6.2159; 2021-22: 6.2159; 2022-23: 6.2159; 2023-24: 6.2159; 2024-25: 6.2159; 2025-26: 6.2159; 2026-27: 6.5455; 2027-28: 6.9459; 2028-29: 6.9955; 2029-30: 7.3891; 2030-31: 7.6663; 2031-32: 7.8523; 2032-33: 8.0253; 2033-34: 8.2853; 2034-35: 8.4914; 2035-36: 7.0693; 2036-37: 6.4438; 2037-38: 6.7214; 2038-39: 7.0046; 2039-40: 5.5412; 2040-41: 5.7019; 2041-42: 6.0219; 2042-43: 6.2467; 2043-44: 6.4096; 2044-45: 6.5712; 2045-46: 5.7754; 2046-47: 5.8974; 2047-48: 5.9765; 2048-49: 6.0514; 2049-50: 6.0516
48BL | Target Headroom | 46BL + 47BL | Ml/d | 2 | 2019-20: 6.1722; 2020-21: 6.1722; 2021-22: 6.1722; 2022-23: 6.1722; 2023-24: 6.1722; 2024-25: 6.1722; 2025-26: 6.1722; 2026-27: 6.4927; 2027-28: 6.7539; 2028-29: 6.9292; 2029-30: 7.392; 2030-31: 7.5741; 2031-32: 7.7767; 2032-33: 8.0453; 2033-34: 8.183; 2034-35: 8.4454; 2035-36: 7.0716; 2036-37: 6.4183; 2037-38: 6.7865; 2038-39: 7.0389; 2039-40: 5.5694; 2040-41: 5.6725; 2041-42: 5.9926; 2042-43: 6.2787; 2043-44: 6.4812; 2044-45: 6.5083; 2045-46: 5.7755; 2046-47: 5.8451; 2047-48: 5.9321; 2048-49: 5.9593; 2049-50: 5.9882
49BL | Available Headroom | 11BL - 45BL | Ml/d | 2 | 2019-20: 12.29; 2020-21: 13; 2021-22: 13.21; 2022-23: 13.81; 2023-24: 14.37; 2024-25: 15.08; 2025-26: 6.17; 2026-27: 6.49; 2027-28: 6.75; 2028-29: 6.93; 2029-30: 7.39; 2030-31: -8.17; 2031-32: -8.16; 2032-33: -8.21; 2033-34: -8.27; 2034-35: -8.35; 2035-36: -8.33; 2036-37: -8.38; 2037-38: -8.55; 2038-39: -8.77; 2039-40: -9.06; 2040-41: -25.88; 2041-42: -26.03; 2042-43: -26.22; 2043-44: -26.44; 2044-45: -26.61; 2045-46: -26.82; 2046-47: -27.03; 2047-48: -27.24; 2048-49: -27.46; 2049-50: -27.7
49.1BL | Available non-potable balance (if applicable) | 1.1BL -12.1BL | Ml/d | 2 | 2019-20: 0; 2020-21: 0; 2021-22: 0; 2022-23: 0; 2023-24: 0; 2024-25: 0; 2025-26: 0; 2026-27: 0; 2027-28: 0; 2028-29: 0; 2029-30: 0; 2030-31: 0; 2031-32: 0; 2032-33: 0; 2033-34: 0; 2034-35: 0; 2035-36: 0; 2036-37: 0; 2037-38: 0; 2038-39: 0; 2039-40: 0; 2040-41: 0; 2041-42: 0; 2042-43: 0; 2043-44: 0; 2044-45: 0; 2045-46: 0; 2046-47: 0; 2047-48: 0; 2048-49: 0; 2049-50: 0
50BL | Supply Demand Balance | 49BL - 48BL | Ml/d | 2 | 2019-20: 6.1178; 2020-21: 6.8278; 2021-22: 7.0378; 2022-23: 7.6378; 2023-24: 8.1978; 2024-25: 8.9078; 2025-26: -0.0022218; 2026-27: -0.0027471; 2027-28: -0.0038911; 2028-29: 0.00081807; 2029-30: -0.0020259; 2030-31: -15.7441; 2031-32: -15.9367; 2032-33: -16.2553; 2033-34: -16.453; 2034-35: -16.7954; 2035-36: -15.4016; 2036-37: -14.7983; 2037-38: -15.3365; 2038-39: -15.8089; 2039-40: -14.6294; 2040-41: -31.5525; 2041-42: -32.0226; 2042-43: -32.4987; 2043-44: -32.9212; 2044-45: -33.1183; 2045-46: -32.5955; 2046-47: -32.8751; 2047-48: -33.1721; 2048-49: -33.4193; 2049-50: -33.6882
Table 3b: DYAA - Final plan Options | Back to top of sheet |  |  |  | 2019-20: 0.1
WRMP24 reference | Option type | Cat ID | Unit | Decimal places | 2019-20 | 2020-21 | 2021-22 | 2022-23 | 2023-24 | 2024-25 | 2025-26 | 2026-27 | 2027-28 | 2028-29 | 2029-30 | 2030-31 | 2031-32 | 2032-33 | 2033-34 | 2034-35 | 2035-36 | 2036-37 | 2037-38 | 2038-39 | 2039-40 | 2040-41 | 2041-42 | 2042-43 | 2043-44 | 2044-45 | 2045-46 | 2046-47 | 2047-48 | 2048-49 | 2049-50 | 2050-51 | 2051-52 | 2052-53 | 2053-54 | 2054-55 | 2055-56 | 2056-57 | 2057-58 | 2058-59 | 2059-60 | 2060-61 | 2061-62 | 2062-63 | 2063-64 | 2064-65 | 2065-66 | 2066-67 | 2067-68 | 2068-69 | 2069-70 | 2070-71 | 2071-72 | 2072-73 | 2073-74 | 2074-75 | 2075-76 | 2076-77 | 2077-78 | 2078-79 | 2079-80 | 2080-81 | 2081-82 | 2082-83 | 2083-84 | 2084-85 | 2085-86 | 2086-87 | 2087-88 | 2088-89 | 2089-90 | 2090-91 | 2091-92 | 2092-93 | 2093-94 | 2094-95 | 2095-96 | 2096-97 | 2097-98 | 2098-99 | 2099-100
1.11FP | Non potable supplies input reductions as -ve and increases as +ve | RSNPS | Ml/d | 2 | 0.1 2019-20: 0; 0.1 2020-21: 0; 0.1 2021-22: 0; 0.1 2022-23: 0; 0.1 2023-24: 0; 0.1 2024-25: 0; 0.1 2025-26: 0; 0.1 2026-27: 0; 0.1 2027-28: 0; 0.1 2028-29: 0; 0.1 2029-30: 0; 0.1 2030-31: 0; 0.1 2031-32: 0; 0.1 2032-33: 0; 0.1 2033-34: 0; 0.1 2034-35: 0; 0.1 2035-36: 0; 0.1 2036-37: 0; 0.1 2037-38: 0; 0.1 2038-39: 0; 0.1 2039-40: 0; 0.1 2040-41: 0; 0.1 2041-42: 0; 0.1 2042-43: 0; 0.1 2043-44: 0; 0.1 2044-45: 0; 0.1 2045-46: 0; 0.1 2046-47: 0; 0.1 2047-48: 0; 0.1 2048-49: 0; 0.1 2049-50: 0
2.1FP | Raw water imports input reductions as -ve | RSRWI | Ml/d | 2 | 0.1 2019-20: 0; 0.1 2020-21: 0; 0.1 2021-22: 0; 0.1 2022-23: 0; 0.1 2023-24: 0; 0.1 2024-25: 0; 0.1 2025-26: 0; 0.1 2026-27: 0; 0.1 2027-28: 0; 0.1 2028-29: 0; 0.1 2029-30: 0; 0.1 2030-31: 0; 0.1 2031-32: 0; 0.1 2032-33: 0; 0.1 2033-34: 0; 0.1 2034-35: 0; 0.1 2035-36: 0; 0.1 2036-37: 0; 0.1 2037-38: 0; 0.1 2038-39: 0; 0.1 2039-40: 0; 0.1 2040-41: 0; 0.1 2041-42: 0; 0.1 2042-43: 0; 0.1 2043-44: 0; 0.1 2044-45: 0; 0.1 2045-46: 0; 0.1 2046-47: 0; 0.1 2047-48: 0; 0.1 2048-49: 0; 0.1 2049-50: 0
3.1FP | Potable water imports input reductions as -ve | RSPWI | Ml/d | 2 | 0.1 2019-20: 0; 0.1 2020-21: 0; 0.1 2021-22: 0; 0.1 2022-23: 0; 0.1 2023-24: 0; 0.1 2024-25: 0; 0.1 2025-26: 0; 0.1 2026-27: 0; 0.1 2027-28: 0; 0.1 2028-29: 0; 0.1 2029-30: 0; 0.1 2030-31: 0; 0.1 2031-32: 0; 0.1 2032-33: 0; 0.1 2033-34: 0; 0.1 2034-35: 0; 0.1 2035-36: 0; 0.1 2036-37: 0; 0.1 2037-38: 0; 0.1 2038-39: 0; 0.1 2039-40: 0; 0.1 2040-41: 0; 0.1 2041-42: 0; 0.1 2042-43: 0; 0.1 2043-44: 0; 0.1 2044-45: 0; 0.1 2045-46: 0; 0.1 2046-47: 0; 0.1 2047-48: 0; 0.1 2048-49: 0; 0.1 2049-50: 0
4.1FP | Raw water exports input reductions as +ve and increases as -ve | RSRWE | Ml/d | 2 | 0.1 2019-20: 0; 0.1 2020-21: 0; 0.1 2021-22: 0; 0.1 2022-23: 0; 0.1 2023-24: 0; 0.1 2024-25: 0; 0.1 2025-26: 0; 0.1 2026-27: 0; 0.1 2027-28: 0; 0.1 2028-29: 0; 0.1 2029-30: 0; 0.1 2030-31: 0; 0.1 2031-32: 0; 0.1 2032-33: 0; 0.1 2033-34: 0; 0.1 2034-35: 0; 0.1 2035-36: 0; 0.1 2036-37: 0; 0.1 2037-38: 0; 0.1 2038-39: 0; 0.1 2039-40: 0; 0.1 2040-41: 0; 0.1 2041-42: 0; 0.1 2042-43: 0; 0.1 2043-44: 0; 0.1 2044-45: 0; 0.1 2045-46: 0; 0.1 2046-47: 0; 0.1 2047-48: 0; 0.1 2048-49: 0; 0.1 2049-50: 0
5.1FP | Potable water exports input reductions as +ve and increases as -ve | RSPWE | Ml/d | 2 | 0.1 2019-20: 0; 0.1 2020-21: 0; 0.1 2021-22: 0; 0.1 2022-23: 0; 0.1 2023-24: 0; 0.1 2024-25: 0; 0.1 2025-26: -10.892; 0.1 2026-27: -13.78; 0.1 2027-28: -11.782; 0.1 2028-29: -15.24; 0.1 2029-30: -16.1; 0.1 2030-31: -32.12; 0.1 2031-32: -32.58; 0.1 2032-33: -32.72; 0.1 2033-34: -33.59; 0.1 2034-35: -34.25; 0.1 2035-36: -35.811; 0.1 2036-37: -16.01; 0.1 2037-38: -16.23; 0.1 2038-39: -16.54; 0.1 2039-40: -12.91; 0.1 2040-41: -46.74; 0.1 2041-42: -47.08; 0.1 2042-43: -47.67; 0.1 2043-44: -48.25; 0.1 2044-45: -48.63; 0.1 2045-46: -49.68; 0.1 2046-47: -49.42; 0.1 2047-48: -50.14; 0.1 2048-49: -51.02; 0.1 2049-50: -51.19
6.2FP | DO benefit from increase raw water abstractions | RSRWA | Ml/d | 2 | 0.1 2019-20: 0; 0.1 2020-21: 0; 0.1 2021-22: 0; 0.1 2022-23: 0; 0.1 2023-24: 0; 0.1 2024-25: 0; 0.1 2025-26: 0; 0.1 2026-27: 0; 0.1 2027-28: 0; 0.1 2028-29: 0; 0.1 2029-30: 0; 0.1 2030-31: 0; 0.1 2031-32: 0; 0.1 2032-33: 0; 0.1 2033-34: 0; 0.1 2034-35: 0; 0.1 2035-36: 0; 0.1 2036-37: 0; 0.1 2037-38: 0; 0.1 2038-39: 0; 0.1 2039-40: 0; 0.1 2040-41: 0; 0.1 2041-42: 0; 0.1 2042-43: 0; 0.1 2043-44: 0; 0.1 2044-45: 0; 0.1 2045-46: 0; 0.1 2046-47: 0; 0.1 2047-48: 0; 0.1 2048-49: 0; 0.1 2049-50: 0
6.3FP | Other options to increase deployable output | RSIPO | Ml/d | 2 | 0.1 2019-20: 0; 0.1 2020-21: 0; 0.1 2021-22: 0; 0.1 2022-23: 0; 0.1 2023-24: 0; 0.1 2024-25: 0; 0.1 2025-26: 11.5; 0.1 2026-27: 11.5; 0.1 2027-28: 11.5; 0.1 2028-29: 11.5; 0.1 2029-30: 11.5; 0.1 2030-31: 43.65; 0.1 2031-32: 43.65; 0.1 2032-33: 43.65; 0.1 2033-34: 43.65; 0.1 2034-35: 43.65; 0.1 2035-36: 43.65; 0.1 2036-37: 21.8; 0.1 2037-38: 21.8; 0.1 2038-39: 21.8; 0.1 2039-40: 16.1; 0.1 2040-41: 66.1; 0.1 2041-42: 66.1; 0.1 2042-43: 66.1; 0.1 2043-44: 66.1; 0.1 2044-45: 66.1; 0.1 2045-46: 66.1; 0.1 2046-47: 66.1; 0.1 2047-48: 66.1; 0.1 2048-49: 66.1; 0.1 2049-50: 66.1
7.01FP | DO benefit from supply side drought measures | RSDPS | Ml/d | 2 | 0.1 2019-20: 0; 0.1 2020-21: 0; 0.1 2021-22: 0; 0.1 2022-23: 0; 0.1 2023-24: 0; 0.1 2024-25: 0; 0.1 2025-26: 0; 0.1 2026-27: 0; 0.1 2027-28: 0; 0.1 2028-29: 0; 0.1 2029-30: 0; 0.1 2030-31: 0; 0.1 2031-32: 0; 0.1 2032-33: 0; 0.1 2033-34: 0; 0.1 2034-35: 0; 0.1 2035-36: 0; 0.1 2036-37: 0; 0.1 2037-38: 0; 0.1 2038-39: 0; 0.1 2039-40: 0; 0.1 2040-41: 0; 0.1 2041-42: 0; 0.1 2042-43: 0; 0.1 2043-44: 0; 0.1 2044-45: 0; 0.1 2045-46: 0; 0.1 2046-47: 0; 0.1 2047-48: 0; 0.1 2048-49: 0; 0.1 2049-50: 0
7.02FP | Benefit from demand side drought measures | RSDPD | Ml/d | 2 | 0.1 2019-20: 0; 0.1 2020-21: 0; 0.1 2021-22: 0; 0.1 2022-23: 0; 0.1 2023-24: 0; 0.1 2024-25: 0; 0.1 2025-26: 0; 0.1 2026-27: 0; 0.1 2027-28: 0; 0.1 2028-29: 0; 0.1 2029-30: 0; 0.1 2030-31: 0; 0.1 2031-32: 0; 0.1 2032-33: 0; 0.1 2033-34: 0; 0.1 2034-35: 0; 0.1 2035-36: 0; 0.1 2036-37: 0; 0.1 2037-38: 0; 0.1 2038-39: 0; 0.1 2039-40: 0; 0.1 2040-41: 0; 0.1 2041-42: 0; 0.1 2042-43: 0; 0.1 2043-44: 0; 0.1 2044-45: 0; 0.1 2045-46: 0; 0.1 2046-47: 0; 0.1 2047-48: 0; 0.1 2048-49: 0; 0.1 2049-50: 0
8.1FP | Reduce raw water losses and operational use input as -ve | RSLOU | Ml/d | 2 | 0.1 2019-20: 0; 0.1 2020-21: 0; 0.1 2021-22: 0; 0.1 2022-23: 0; 0.1 2023-24: 0; 0.1 2024-25: 0; 0.1 2025-26: 0; 0.1 2026-27: 0; 0.1 2027-28: 0; 0.1 2028-29: 0; 0.1 2029-30: 0; 0.1 2030-31: 0; 0.1 2031-32: 0; 0.1 2032-33: 0; 0.1 2033-34: 0; 0.1 2034-35: 0; 0.1 2035-36: 0; 0.1 2036-37: 0; 0.1 2037-38: 0; 0.1 2038-39: 0; 0.1 2039-40: 0; 0.1 2040-41: 0; 0.1 2041-42: 0; 0.1 2042-43: 0; 0.1 2043-44: 0; 0.1 2044-45: 0; 0.1 2045-46: 0; 0.1 2046-47: 0; 0.1 2047-48: 0; 0.1 2048-49: 0; 0.1 2049-50: 0
8.2FP | Reduce treatment works losses input as -ve | PSTWL | Ml/d | 2 | 0.1 2019-20: 0; 0.1 2020-21: 0; 0.1 2021-22: 0; 0.1 2022-23: 0; 0.1 2023-24: 0; 0.1 2024-25: 0; 0.1 2025-26: 0; 0.1 2026-27: 0; 0.1 2027-28: 0; 0.1 2028-29: 0; 0.1 2029-30: 0; 0.1 2030-31: 0; 0.1 2031-32: 0; 0.1 2032-33: 0; 0.1 2033-34: 0; 0.1 2034-35: 0; 0.1 2035-36: 0; 0.1 2036-37: 0; 0.1 2037-38: 0; 0.1 2038-39: 0; 0.1 2039-40: 0; 0.1 2040-41: 0; 0.1 2041-42: 0; 0.1 2042-43: 0; 0.1 2043-44: 0; 0.1 2044-45: 0; 0.1 2045-46: 0; 0.1 2046-47: 0; 0.1 2047-48: 0; 0.1 2048-49: 0; 0.1 2049-50: 0
9.1FP | Reduce outages input as -ve | PSROU | Ml/d | 2 | 0.1 2019-20: 0; 0.1 2020-21: 0; 0.1 2021-22: 0; 0.1 2022-23: 0; 0.1 2023-24: 0; 0.1 2024-25: 0; 0.1 2025-26: 0; 0.1 2026-27: 0; 0.1 2027-28: 0; 0.1 2028-29: 0; 0.1 2029-30: 0; 0.1 2030-31: 0; 0.1 2031-32: 0; 0.1 2032-33: 0; 0.1 2033-34: 0; 0.1 2034-35: 0; 0.1 2035-36: 0; 0.1 2036-37: 0; 0.1 2037-38: 0; 0.1 2038-39: 0; 0.1 2039-40: 0; 0.1 2040-41: 0; 0.1 2041-42: 0; 0.1 2042-43: 0; 0.1 2043-44: 0; 0.1 2044-45: 0; 0.1 2045-46: 0; 0.1 2046-47: 0; 0.1 2047-48: 0; 0.1 2048-49: 0; 0.1 2049-50: 0
12.2FP | Change volume delivered to measured non households input reductions as -ve, line to include both measured non-household consumption and USPL options | CVMNH | Ml/d | 2 | 0.1 2019-20: 0; 0.1 2020-21: 0; 0.1 2021-22: 0; 0.1 2022-23: 0; 0.1 2023-24: 0; 0.1 2024-25: 0; 0.1 2025-26: -0.28; 0.1 2026-27: -0.54; 0.1 2027-28: -0.77; 0.1 2028-29: -1; 0.1 2029-30: -1.22; 0.1 2030-31: -1.44; 0.1 2031-32: -1.66; 0.1 2032-33: -1.87; 0.1 2033-34: -2.09; 0.1 2034-35: -2.31; 0.1 2035-36: -2.53; 0.1 2036-37: -2.75; 0.1 2037-38: -2.96; 0.1 2038-39: -3.18; 0.1 2039-40: -3.4; 0.1 2040-41: -3.62; 0.1 2041-42: -3.83; 0.1 2042-43: -4.05; 0.1 2043-44: -4.27; 0.1 2044-45: -4.48; 0.1 2045-46: -4.7; 0.1 2046-47: -4.92; 0.1 2047-48: -5.13; 0.1 2048-49: -5.35; 0.1 2049-50: -5.57
13.1FP | Change volume delivered to unmeasured non households input reductions as -ve, line to include both unmeasured non-household consumption and USPL options | CVUNH | Ml/d | 2 | 0.1 2019-20: 0; 0.1 2020-21: 0; 0.1 2021-22: 0; 0.1 2022-23: 0; 0.1 2023-24: 0; 0.1 2024-25: 0; 0.1 2025-26: 0; 0.1 2026-27: 0; 0.1 2027-28: 0; 0.1 2028-29: 0; 0.1 2029-30: 0; 0.1 2030-31: 0; 0.1 2031-32: 0; 0.1 2032-33: 0; 0.1 2033-34: 0; 0.1 2034-35: 0; 0.1 2035-36: 0; 0.1 2036-37: 0; 0.1 2037-38: 0; 0.1 2038-39: 0; 0.1 2039-40: 0; 0.1 2040-41: 0; 0.1 2041-42: 0; 0.1 2042-43: 0; 0.1 2043-44: 0; 0.1 2044-45: 0; 0.1 2045-46: 0; 0.1 2046-47: 0; 0.1 2047-48: 0; 0.1 2048-49: 0; 0.1 2049-50: 0
14.1FP | Change volume delivered to measured households input reductions as -ve, line to include both measured household consumption and USPL options | CVMHH | Ml/d | 2 | 0.1 2019-20: 0; 0.1 2020-21: 0; 0.1 2021-22: 0; 0.1 2022-23: 0; 0.1 2023-24: 0; 0.1 2024-25: 0; 0.1 2025-26: -0.46; 0.1 2026-27: -1.86; 0.1 2027-28: -2.12; 0.1 2028-29: -2.65; 0.1 2029-30: -3.08; 0.1 2030-31: -3.48; 0.1 2031-32: -3.88; 0.1 2032-33: -4.09; 0.1 2033-34: -4.29; 0.1 2034-35: -4.79; 0.1 2035-36: -5.29; 0.1 2036-37: -5.79; 0.1 2037-38: -6.29; 0.1 2038-39: -6.79; 0.1 2039-40: -7.29; 0.1 2040-41: -7.73; 0.1 2041-42: -8.2; 0.1 2042-43: -8.68; 0.1 2043-44: -9.17; 0.1 2044-45: -9.35; 0.1 2045-46: -9.54; 0.1 2046-47: -9.73; 0.1 2047-48: -9.92; 0.1 2048-49: -10.1; 0.1 2049-50: -10.29
15.1FP | Change volume delivered to unmeasured households input reductions as -ve, line to include both unmeasured household consumption and USPL options | CVUHH | Ml/d | 2 | 0.1 2019-20: 0; 0.1 2020-21: 0; 0.1 2021-22: 0; 0.1 2022-23: 0; 0.1 2023-24: 0; 0.1 2024-25: 0; 0.1 2025-26: 0; 0.1 2026-27: 0; 0.1 2027-28: 0; 0.1 2028-29: 0; 0.1 2029-30: 0; 0.1 2030-31: 0; 0.1 2031-32: 0; 0.1 2032-33: 0; 0.1 2033-34: 0; 0.1 2034-35: 0; 0.1 2035-36: 0; 0.1 2036-37: 0; 0.1 2037-38: 0; 0.1 2038-39: 0; 0.1 2039-40: 0; 0.1 2040-41: 0; 0.1 2041-42: 0; 0.1 2042-43: 0; 0.1 2043-44: 0; 0.1 2044-45: 0; 0.1 2045-46: 0; 0.1 2046-47: 0; 0.1 2047-48: 0; 0.1 2048-49: 0; 0.1 2049-50: 0
21.1FP | Options to reduce water taken unbilled input as -ve | CSWTU | Ml/d | 2 | 0.1 2019-20: 0; 0.1 2020-21: 0; 0.1 2021-22: 0; 0.1 2022-23: 0; 0.1 2023-24: 0; 0.1 2024-25: 0; 0.1 2025-26: 0; 0.1 2026-27: 0; 0.1 2027-28: 0; 0.1 2028-29: 0; 0.1 2029-30: 0; 0.1 2030-31: 0; 0.1 2031-32: 0; 0.1 2032-33: 0; 0.1 2033-34: 0; 0.1 2034-35: 0; 0.1 2035-36: 0; 0.1 2036-37: 0; 0.1 2037-38: 0; 0.1 2038-39: 0; 0.1 2039-40: 0; 0.1 2040-41: 0; 0.1 2041-42: 0; 0.1 2042-43: 0; 0.1 2043-44: 0; 0.1 2044-45: 0; 0.1 2045-46: 0; 0.1 2046-47: 0; 0.1 2047-48: 0; 0.1 2048-49: 0; 0.1 2049-50: 0
22.1FP | Reduce distribution system operational use (DSOU) input as -ve | DSDOU | Ml/d | 2 | 0.1 2019-20: 0; 0.1 2020-21: 0; 0.1 2021-22: 0; 0.1 2022-23: 0; 0.1 2023-24: 0; 0.1 2024-25: 0; 0.1 2025-26: 0; 0.1 2026-27: 0; 0.1 2027-28: 0; 0.1 2028-29: 0; 0.1 2029-30: 0; 0.1 2030-31: 0; 0.1 2031-32: 0; 0.1 2032-33: 0; 0.1 2033-34: 0; 0.1 2034-35: 0; 0.1 2035-36: 0; 0.1 2036-37: 0; 0.1 2037-38: 0; 0.1 2038-39: 0; 0.1 2039-40: 0; 0.1 2040-41: 0; 0.1 2041-42: 0; 0.1 2042-43: 0; 0.1 2043-44: 0; 0.1 2044-45: 0; 0.1 2045-46: 0; 0.1 2046-47: 0; 0.1 2047-48: 0; 0.1 2048-49: 0; 0.1 2049-50: 0
23.1FP | Options impacting on measured Non Household - USPL input reductions as -ve | CUMNH | Ml/d | 2 | 0.1 2019-20: 0; 0.1 2020-21: 0; 0.1 2021-22: 0; 0.1 2022-23: 0; 0.1 2023-24: 0; 0.1 2024-25: 0; 0.1 2025-26: 0; 0.1 2026-27: -0.01; 0.1 2027-28: -0.01; 0.1 2028-29: -0.01; 0.1 2029-30: -0.02; 0.1 2030-31: -0.02; 0.1 2031-32: -0.02; 0.1 2032-33: -0.02; 0.1 2033-34: -0.03; 0.1 2034-35: -0.03; 0.1 2035-36: -0.03; 0.1 2036-37: -0.03; 0.1 2037-38: -0.04; 0.1 2038-39: -0.04; 0.1 2039-40: -0.04; 0.1 2040-41: -0.05; 0.1 2041-42: -0.05; 0.1 2042-43: -0.05; 0.1 2043-44: -0.05; 0.1 2044-45: -0.06; 0.1 2045-46: -0.06; 0.1 2046-47: -0.06; 0.1 2047-48: -0.06; 0.1 2048-49: -0.07; 0.1 2049-50: -0.07
24.1FP | Options impacting on unmeasured Non Household - USPL input reductions as -ve | CUUNH | Ml/d | 2 | 0.1 2019-20: 0; 0.1 2020-21: 0; 0.1 2021-22: 0; 0.1 2022-23: 0; 0.1 2023-24: 0; 0.1 2024-25: 0; 0.1 2025-26: 0; 0.1 2026-27: 0; 0.1 2027-28: 0; 0.1 2028-29: 0; 0.1 2029-30: 0; 0.1 2030-31: 0; 0.1 2031-32: 0; 0.1 2032-33: 0; 0.1 2033-34: 0; 0.1 2034-35: 0; 0.1 2035-36: 0; 0.1 2036-37: 0; 0.1 2037-38: 0; 0.1 2038-39: 0; 0.1 2039-40: 0; 0.1 2040-41: 0; 0.1 2041-42: 0; 0.1 2042-43: 0; 0.1 2043-44: 0; 0.1 2044-45: 0; 0.1 2045-46: 0; 0.1 2046-47: 0; 0.1 2047-48: 0; 0.1 2048-49: 0; 0.1 2049-50: 0
25.1FP | Options impacting on measured Household - USPL input reductions as -ve | CUMHH | Ml/d | 2 | 0.1 2019-20: 0; 0.1 2020-21: 0; 0.1 2021-22: 0; 0.1 2022-23: 0; 0.1 2023-24: 0; 0.1 2024-25: 0; 0.1 2025-26: -0.19; 0.1 2026-27: -0.79; 0.1 2027-28: -0.83; 0.1 2028-29: -0.9; 0.1 2029-30: -0.96; 0.1 2030-31: -1.02; 0.1 2031-32: -1.07; 0.1 2032-33: -1.08; 0.1 2033-34: -1.09; 0.1 2034-35: -1.1; 0.1 2035-36: -1.11; 0.1 2036-37: -1.12; 0.1 2037-38: -1.13; 0.1 2038-39: -1.14; 0.1 2039-40: -1.14; 0.1 2040-41: -1.15; 0.1 2041-42: -1.16; 0.1 2042-43: -1.17; 0.1 2043-44: -1.17; 0.1 2044-45: -1.18; 0.1 2045-46: -1.19; 0.1 2046-47: -1.19; 0.1 2047-48: -1.2; 0.1 2048-49: -1.2; 0.1 2049-50: -1.2
26.1FP | Options impacting on unmeasured Household - USPL input reductions as -ve | CUUHH | Ml/d | 2 | 0.1 2019-20: 0; 0.1 2020-21: 0; 0.1 2021-22: 0; 0.1 2022-23: 0; 0.1 2023-24: 0; 0.1 2024-25: 0; 0.1 2025-26: 0; 0.1 2026-27: 0; 0.1 2027-28: 0; 0.1 2028-29: 0; 0.1 2029-30: 0; 0.1 2030-31: 0; 0.1 2031-32: 0; 0.1 2032-33: 0; 0.1 2033-34: 0; 0.1 2034-35: 0; 0.1 2035-36: 0; 0.1 2036-37: 0; 0.1 2037-38: 0; 0.1 2038-39: 0; 0.1 2039-40: 0; 0.1 2040-41: 0; 0.1 2041-42: 0; 0.1 2042-43: 0; 0.1 2043-44: 0; 0.1 2044-45: 0; 0.1 2045-46: 0; 0.1 2046-47: 0; 0.1 2047-48: 0; 0.1 2048-49: 0; 0.1 2049-50: 0
27.1FP | Options impacting on Void properties - USPL input reductions as -ve | CUVPP | Ml/d | 2 | 0.1 2019-20: 0; 0.1 2020-21: 0; 0.1 2021-22: 0; 0.1 2022-23: 0; 0.1 2023-24: 0; 0.1 2024-25: 0; 0.1 2025-26: 0; 0.1 2026-27: 0; 0.1 2027-28: 0; 0.1 2028-29: 0; 0.1 2029-30: 0; 0.1 2030-31: 0; 0.1 2031-32: 0; 0.1 2032-33: 0; 0.1 2033-34: 0; 0.1 2034-35: 0; 0.1 2035-36: 0; 0.1 2036-37: 0; 0.1 2037-38: 0; 0.1 2038-39: 0; 0.1 2039-40: 0; 0.1 2040-41: 0; 0.1 2041-42: 0; 0.1 2042-43: 0; 0.1 2043-44: 0; 0.1 2044-45: 0; 0.1 2045-46: 0; 0.1 2046-47: 0; 0.1 2047-48: 0; 0.1 2048-49: 0; 0.1 2049-50: 0
28.1FP | Reduce distribution losses input as -ve | DSRDL | Ml/d | 2 | 0.1 2019-20: 0; 0.1 2020-21: 0; 0.1 2021-22: 0; 0.1 2022-23: 0; 0.1 2023-24: 0; 0.1 2024-25: 0; 0.1 2025-26: -0.04; 0.1 2026-27: -0.05; 0.1 2027-28: -0.1; 0.1 2028-29: -0.11; 0.1 2029-30: -0.52; 0.1 2030-31: -0.59; 0.1 2031-32: -0.63; 0.1 2032-33: -0.67; 0.1 2033-34: -1.31; 0.1 2034-35: -1.6; 0.1 2035-36: -1.76; 0.1 2036-37: -1.77; 0.1 2037-38: -1.82; 0.1 2038-39: -1.88; 0.1 2039-40: -2.05; 0.1 2040-41: -2.14; 0.1 2041-42: -2.27; 0.1 2042-43: -2.64; 0.1 2043-44: -2.93; 0.1 2044-45: -3.12; 0.1 2045-46: -3.4; 0.1 2046-47: -3.57; 0.1 2047-48: -3.91; 0.1 2048-49: -4.19; 0.1 2049-50: -4.22
Table 3c: DYAA - Final plan | Back to top of sheet
WRMP24 reference | Component | Derivation | Unit | Decimal places | 2019-20 | 2020-21 | 2021-22 | 2022-23 | 2023-24 | 2024-25 | 2025-26 | 2026-27 | 2027-28 | 2028-29 | 2029-30 | 2030-31 | 2031-32 | 2032-33 | 2033-34 | 2034-35 | 2035-36 | 2036-37 | 2037-38 | 2038-39 | 2039-40 | 2040-41 | 2041-42 | 2042-43 | 2043-44 | 2044-45 | 2045-46 | 2046-47 | 2047-48 | 2048-49 | 2049-50 | 2050-51 | 2051-52 | 2052-53 | 2053-54 | 2054-55 | 2055-56 | 2056-57 | 2057-58 | 2058-59 | 2059-60 | 2060-61 | 2061-62 | 2062-63 | 2063-64 | 2064-65 | 2065-66 | 2066-67 | 2067-68 | 2068-69 | 2069-70 | 2070-71 | 2071-72 | 2072-73 | 2073-74 | 2074-75 | 2075-76 | 2076-77 | 2077-78 | 2078-79 | 2079-80 | 2080-81 | 2081-82 | 2082-83 | 2083-84 | 2084-85 | 2085-86 | 2086-87 | 2087-88 | 2088-89 | 2089-90 | 2090-91 | 2091-92 | 2092-93 | 2093-94 | 2094-95 | 2095-96 | 2096-97 | 2097-98 | 2098-99 | 2099-100
1FP | Raw water abstracted | Input | Ml/d | 2 | 2019-20: 0; 2020-21: 0; 2021-22: 0; 2022-23: 0; 2023-24: 0; 2024-25: 0; 2025-26: 0; 2026-27: 0; 2027-28: 0; 2028-29: 0; 2029-30: 0; 2030-31: 0; 2031-32: 0; 2032-33: 0; 2033-34: 0; 2034-35: 0; 2035-36: 0; 2036-37: 0; 2037-38: 0; 2038-39: 0; 2039-40: 0; 2040-41: 0; 2041-42: 0; 2042-43: 0; 2043-44: 0; 2044-45: 0; 2045-46: 0; 2046-47: 0; 2047-48: 0; 2048-49: 0; 2049-50: 0
1.1FP | Non-potable water supplies | 1.1BL + 1.11FP | Ml/d | 2 | 2019-20: 0; 2020-21: 0; 2021-22: 0; 2022-23: 0; 2023-24: 0; 2024-25: 0; 2025-26: 0; 2026-27: 0; 2027-28: 0; 2028-29: 0; 2029-30: 0; 2030-31: 0; 2031-32: 0; 2032-33: 0; 2033-34: 0; 2034-35: 0; 2035-36: 0; 2036-37: 0; 2037-38: 0; 2038-39: 0; 2039-40: 0; 2040-41: 0; 2041-42: 0; 2042-43: 0; 2043-44: 0; 2044-45: 0; 2045-46: 0; 2046-47: 0; 2047-48: 0; 2048-49: 0; 2049-50: 0
2FP | Raw water imported | 2BL + 2.1FP | Ml/d | 2 | 2019-20: 0; 2020-21: 0; 2021-22: 0; 2022-23: 0; 2023-24: 0; 2024-25: 0; 2025-26: 0; 2026-27: 0; 2027-28: 0; 2028-29: 0; 2029-30: 0; 2030-31: 0; 2031-32: 0; 2032-33: 0; 2033-34: 0; 2034-35: 0; 2035-36: 0; 2036-37: 0; 2037-38: 0; 2038-39: 0; 2039-40: 0; 2040-41: 0; 2041-42: 0; 2042-43: 0; 2043-44: 0; 2044-45: 0; 2045-46: 0; 2046-47: 0; 2047-48: 0; 2048-49: 0; 2049-50: 0
3FP | Potable water imported | 3BL + 3.1FP | Ml/d | 2 | 2019-20: 0; 2020-21: 0; 2021-22: 0; 2022-23: 0; 2023-24: 0; 2024-25: 0; 2025-26: 0; 2026-27: 0; 2027-28: 0; 2028-29: 0; 2029-30: 0; 2030-31: 0; 2031-32: 0; 2032-33: 0; 2033-34: 0; 2034-35: 0; 2035-36: 0; 2036-37: 0; 2037-38: 0; 2038-39: 0; 2039-40: 0; 2040-41: 0; 2041-42: 0; 2042-43: 0; 2043-44: 0; 2044-45: 0; 2045-46: 0; 2046-47: 0; 2047-48: 0; 2048-49: 0; 2049-50: 0
4FP | Raw water exported enter as -ve | 4BL + 4.1FP | Ml/d | 2 | 2019-20: 0; 2020-21: 0; 2021-22: 0; 2022-23: 0; 2023-24: 0; 2024-25: 0; 2025-26: 0; 2026-27: 0; 2027-28: 0; 2028-29: 0; 2029-30: 0; 2030-31: 0; 2031-32: 0; 2032-33: 0; 2033-34: 0; 2034-35: 0; 2035-36: 0; 2036-37: 0; 2037-38: 0; 2038-39: 0; 2039-40: 0; 2040-41: 0; 2041-42: 0; 2042-43: 0; 2043-44: 0; 2044-45: 0; 2045-46: 0; 2046-47: 0; 2047-48: 0; 2048-49: 0; 2049-50: 0
5FP | Potable water exported enter as -ve | 5BL + 5.1FP | Ml/d | 2 | 2019-20: -13.6; 2020-21: -13.6; 2021-22: -13.6; 2022-23: -13.6; 2023-24: -13.6; 2024-25: -13.6; 2025-26: -34.432; 2026-27: -36.52; 2027-28: -33.732; 2028-29: -36.52; 2029-30: -36.52; 2030-31: -46.38; 2031-32: -46.84; 2032-33: -46.98; 2033-34: -47.85; 2034-35: -48.51; 2035-36: -50.071; 2036-37: -30.27; 2037-38: -30.49; 2038-39: -30.8; 2039-40: -27.17; 2040-41: -61; 2041-42: -61.34; 2042-43: -61.93; 2043-44: -62.51; 2044-45: -62.89; 2045-46: -63.94; 2046-47: -63.68; 2047-48: -64.4; 2048-49: -65.28; 2049-50: -65.45
6.1FP | Deployable Output post forecast changes | 6.1BL + 6.2FP + 6.3FP +7.01FP +7.02FP | Ml/d | 2 | 2019-20: 149.72; 2020-21: 149.72; 2021-22: 149.72; 2022-23: 149.72; 2023-24: 149.72; 2024-25: 149.72; 2025-26: 162.74; 2026-27: 162.74; 2027-28: 162.74; 2028-29: 162.74; 2029-30: 162.74; 2030-31: 173.04; 2031-32: 173.04; 2032-33: 173.04; 2033-34: 173.04; 2034-35: 173.04; 2035-36: 173.04; 2036-37: 151.19; 2037-38: 151.19; 2038-39: 151.19; 2039-40: 145.49; 2040-41: 178.82; 2041-42: 178.82; 2042-43: 178.82; 2043-44: 178.82; 2044-45: 178.82; 2045-46: 178.82; 2046-47: 178.82; 2047-48: 178.82; 2048-49: 178.82; 2049-50: 178.82
8FP | Raw water losses, treatment works losses and operational use | 8BL + 8.1FP + 8.2FP | Ml/d | 2 | 2019-20: 8.22; 2020-21: 8.22; 2021-22: 8.22; 2022-23: 8.22; 2023-24: 8.22; 2024-25: 8.22; 2025-26: 8.22; 2026-27: 8.22; 2027-28: 8.22; 2028-29: 8.22; 2029-30: 8.22; 2030-31: 8.22; 2031-32: 8.22; 2032-33: 8.22; 2033-34: 8.22; 2034-35: 8.22; 2035-36: 8.22; 2036-37: 8.22; 2037-38: 8.22; 2038-39: 8.22; 2039-40: 8.22; 2040-41: 8.22; 2041-42: 8.22; 2042-43: 8.22; 2043-44: 8.22; 2044-45: 8.22; 2045-46: 8.22; 2046-47: 8.22; 2047-48: 8.22; 2048-49: 8.22; 2049-50: 8.22
9FP | Total Outage Allowance | 9BL + 9.1FP | Ml/d | 2 | 2019-20: 2.84; 2020-21: 2.84; 2021-22: 2.84; 2022-23: 2.84; 2023-24: 2.84; 2024-25: 2.84; 2025-26: 2.84; 2026-27: 2.85; 2027-28: 2.85; 2028-29: 2.86; 2029-30: 2.85; 2030-31: 2.8; 2031-32: 2.79; 2032-33: 2.8; 2033-34: 2.79; 2034-35: 2.79; 2035-36: 2.7; 2036-37: 2.69; 2037-38: 2.68; 2038-39: 2.69; 2039-40: 2.71; 2040-41: 2.7; 2041-42: 2.7; 2042-43: 2.7; 2043-44: 2.71; 2044-45: 2.69; 2045-46: 2.7; 2046-47: 2.71; 2047-48: 2.71; 2048-49: 2.71; 2049-50: 2.71
10FP | Water Available For Use (own sources) | (6.1FP) - (8FP + 9FP) | Ml/d | 2 | 2019-20: 138.66; 2020-21: 138.66; 2021-22: 138.66; 2022-23: 138.66; 2023-24: 138.66; 2024-25: 138.66; 2025-26: 151.68; 2026-27: 151.67; 2027-28: 151.67; 2028-29: 151.66; 2029-30: 151.67; 2030-31: 162.02; 2031-32: 162.03; 2032-33: 162.02; 2033-34: 162.03; 2034-35: 162.03; 2035-36: 162.12; 2036-37: 140.28; 2037-38: 140.29; 2038-39: 140.28; 2039-40: 134.56; 2040-41: 167.9; 2041-42: 167.9; 2042-43: 167.9; 2043-44: 167.89; 2044-45: 167.91; 2045-46: 167.9; 2046-47: 167.89; 2047-48: 167.89; 2048-49: 167.89; 2049-50: 167.89
11FP | Total Water Available For Use | 10FP + sum (2FP:5FP) | Ml/d | 2 | 2019-20: 125.06; 2020-21: 125.06; 2021-22: 125.06; 2022-23: 125.06; 2023-24: 125.06; 2024-25: 125.06; 2025-26: 117.248; 2026-27: 115.15; 2027-28: 117.938; 2028-29: 115.14; 2029-30: 115.15; 2030-31: 115.64; 2031-32: 115.19; 2032-33: 115.04; 2033-34: 114.18; 2034-35: 113.52; 2035-36: 112.049; 2036-37: 110.01; 2037-38: 109.8; 2038-39: 109.48; 2039-40: 107.39; 2040-41: 106.9; 2041-42: 106.56; 2042-43: 105.97; 2043-44: 105.38; 2044-45: 105.02; 2045-46: 103.96; 2046-47: 104.21; 2047-48: 103.49; 2048-49: 102.61; 2049-50: 102.44
12FP | Water delivered measured non-household | 12BL + 12.2FP | Ml/d | 2 | 2019-20: 37.53; 2020-21: 37.31; 2021-22: 37.39; 2022-23: 37.18; 2023-24: 37.01; 2024-25: 36.86; 2025-26: 36.99; 2026-27: 37.17; 2027-28: 37.39; 2028-29: 37.62; 2029-30: 37.85; 2030-31: 37.53; 2031-32: 37.22; 2032-33: 36.94; 2033-34: 36.66; 2034-35: 36.4; 2035-36: 36.13; 2036-37: 35.87; 2037-38: 35.63; 2038-39: 35.39; 2039-40: 35.18; 2040-41: 34.98; 2041-42: 34.79; 2042-43: 34.6; 2043-44: 34.43; 2044-45: 34.27; 2045-46: 34.09; 2046-47: 33.92; 2047-48: 33.77; 2048-49: 33.61; 2049-50: 33.45
12.1FP | Non-potable water consumption | Input | Ml/d | 2 | 2019-20: 0; 2020-21: 0; 2021-22: 0; 2022-23: 0; 2023-24: 0; 2024-25: 0; 2025-26: 0; 2026-27: 0; 2027-28: 0; 2028-29: 0; 2029-30: 0; 2030-31: 0; 2031-32: 0; 2032-33: 0; 2033-34: 0; 2034-35: 0; 2035-36: 0; 2036-37: 0; 2037-38: 0; 2038-39: 0; 2039-40: 0; 2040-41: 0; 2041-42: 0; 2042-43: 0; 2043-44: 0; 2044-45: 0; 2045-46: 0; 2046-47: 0; 2047-48: 0; 2048-49: 0; 2049-50: 0
13FP | Water delivered unmeasured non-household | 13BL + 13.1FP | Ml/d | 2 | 2019-20: 0.16; 2020-21: 0.15; 2021-22: 0.16; 2022-23: 0.15; 2023-24: 0.15; 2024-25: 0.15; 2025-26: 0.16; 2026-27: 0.16; 2027-28: 0.16; 2028-29: 0.16; 2029-30: 0.16; 2030-31: 0.16; 2031-32: 0.16; 2032-33: 0.16; 2033-34: 0.16; 2034-35: 0.16; 2035-36: 0.16; 2036-37: 0.16; 2037-38: 0.16; 2038-39: 0.16; 2039-40: 0.16; 2040-41: 0.16; 2041-42: 0.16; 2042-43: 0.16; 2043-44: 0.16; 2044-45: 0.16; 2045-46: 0.16; 2046-47: 0.16; 2047-48: 0.16; 2048-49: 0.16; 2049-50: 0.16
14FP | Water delivered measured household | 14BL + 14.1FP | Ml/d | 2 | 2019-20: 37.9; 2020-21: 38.44; 2021-22: 38.94; 2022-23: 39.56; 2023-24: 40.15; 2024-25: 40.54; 2025-26: 40.7; 2026-27: 39.85; 2027-28: 40.16; 2028-29: 40.14; 2029-30: 40.14; 2030-31: 40.19; 2031-32: 40.25; 2032-33: 40.54; 2033-34: 40.83; 2034-35: 40.79; 2035-36: 40.74; 2036-37: 40.65; 2037-38: 40.67; 2038-39: 40.69; 2039-40: 40.71; 2040-41: 40.68; 2041-42: 40.61; 2042-43: 40.51; 2043-44: 40.4; 2044-45: 40.59; 2045-46: 40.61; 2046-47: 40.61; 2047-48: 40.62; 2048-49: 40.64; 2049-50: 40.61
15FP | Water delivered unmeasured household | 15BL + 15.1FP | Ml/d | 2 | 2019-20: 20.6; 2020-21: 19.87; 2021-22: 19.24; 2022-23: 18.49; 2023-24: 17.77; 2024-25: 17.09; 2025-26: 16.54; 2026-27: 16.02; 2027-28: 15.52; 2028-29: 15.04; 2029-30: 14.56; 2030-31: 14.14; 2031-32: 13.74; 2032-33: 13.36; 2033-34: 13; 2034-35: 12.66; 2035-36: 12.32; 2036-37: 12; 2037-38: 11.7; 2038-39: 11.4; 2039-40: 11.13; 2040-41: 10.87; 2041-42: 10.62; 2042-43: 10.38; 2043-44: 10.15; 2044-45: 9.93; 2045-46: 9.88; 2046-47: 9.83; 2047-48: 9.79; 2048-49: 9.75; 2049-50: 9.75
16FP | Percentage of consumption driven by climate change | 16BL | % | 1 | 2019-20: 0%; 2020-21: 0%; 2021-22: 0%; 2022-23: 0.1%; 2023-24: 0.1%; 2024-25: 0.1%; 2025-26: 0.1%; 2026-27: 0.1%; 2027-28: 0.1%; 2028-29: 0.2%; 2029-30: 0.2%; 2030-31: 0.2%; 2031-32: 0.2%; 2032-33: 0.3%; 2033-34: 0.3%; 2034-35: 0.3%; 2035-36: 0.4%; 2036-37: 0.4%; 2037-38: 0.4%; 2038-39: 0.5%; 2039-40: 0.5%; 2040-41: 0.6%; 2041-42: 0.6%; 2042-43: 0.6%; 2043-44: 0.7%; 2044-45: 0.7%; 2045-46: 0.8%; 2046-47: 0.8%; 2047-48: 0.8%; 2048-49: 0.8%; 2049-50: 0.9%
17FP | Volume of consumption driven by climate change | 16FP * (12FP + sum(13FP:15FP) - sum (23FP:26FP)) | Ml/d | 2 | 2019-20: 0; 2020-21: 0; 2021-22: 0; 2022-23: 0.09122; 2023-24: 0.09095; 2024-25: 0.09057; 2025-26: 0.09054; 2026-27: 0.09; 2027-28: 0.09011; 2028-29: 0.17986; 2029-30: 0.17958; 2030-31: 0.17838; 2031-32: 0.17726; 2032-33: 0.26481; 2033-34: 0.26382; 2034-35: 0.26193; 2035-36: 0.34664; 2036-37: 0.344; 2037-38: 0.34204; 2038-39: 0.425; 2039-40: 0.4227; 2040-41: 0.50442; 2041-42: 0.50148; 2042-43: 0.4983; 2043-44: 0.57785; 2044-45: 0.57666; 2045-46: 0.65736; 2046-47: 0.6556; 2047-48: 0.65416; 2048-49: 0.6528; 2049-50: 0.7326
18FP | Measured Household - PCC | ((14FP - 25FP) * 1,000,000) / (39FP * 1000) | l/h/d | 1 | 2019-20: 122.444; 2020-21: 121.8066; 2021-22: 121.2197; 2022-23: 120.8224; 2023-24: 120.4289; 2024-25: 119.4858; 2025-26: 118.6168; 2026-27: 116.2127; 2027-28: 115.6639; 2028-29: 114.374; 2029-30: 113.332; 2030-31: 112.5568; 2031-32: 111.8415; 2032-33: 111.6469; 2033-34: 111.4961; 2034-35: 110.4726; 2035-36: 109.4834; 2036-37: 108.4613; 2037-38: 107.791; 2038-39: 107.126; 2039-40: 106.3741; 2040-41: 105.5839; 2041-42: 104.7146; 2042-43: 103.766; 2043-44: 102.8139; 2044-45: 102.7067; 2045-46: 102.3904; 2046-47: 102.036; 2047-48: 101.7163; 2048-49: 101.3976; 2049-50: 101.0026
19FP | Unmeasured Household - PCC | ((15FP - 26FP) * 1,000,000) / (40FP * 1000) | l/h/d | 1 | 2019-20: 223.9231; 2020-21: 223.2607; 2021-22: 222.5866; 2022-23: 221.6805; 2023-24: 220.8447; 2024-25: 220.1589; 2025-26: 219.2481; 2026-27: 218.5751; 2027-28: 217.7816; 2028-29: 217.0671; 2029-30: 216.2442; 2030-31: 215.9597; 2031-32: 215.8948; 2032-33: 215.8797; 2033-34: 215.7197; 2034-35: 215.707; 2035-36: 215.4381; 2036-37: 215.3852; 2037-38: 215.4589; 2038-39: 215.3018; 2039-40: 215.3314; 2040-41: 215.1984; 2041-42: 215.2857; 2042-43: 215.1447; 2043-44: 215.2449; 2044-45: 215.1488; 2045-46: 214.9874; 2046-47: 215.0991; 2047-48: 215.0511; 2048-49: 215.1668; 2049-50: 215.2368
20FP | Average Household - PCC | (((14FP - 25FP) + (15FP - 26FP)) * 1,000,000)/ ((39FP + 40FP) * 1,000) | l/h/d | 1 | 2019-20: 144.7677; 2020-21: 143.2064; 2021-22: 141.7979; 2022-23: 140.3998; 2023-24: 139.0706; 2024-25: 137.3562; 2025-26: 135.8147; 2026-27: 133.0912; 2027-28: 131.9079; 2028-29: 130.1502; 2029-30: 128.61; 2030-31: 127.4055; 2031-32: 126.3042; 2032-33: 125.6846; 2033-34: 125.105; 2034-35: 123.8019; 2035-36: 122.5105; 2036-37: 121.2286; 2037-38: 120.2832; 2038-39: 119.3275; 2039-40: 118.3296; 2040-41: 117.2886; 2041-42: 116.2105; 2042-43: 115.0473; 2043-44: 113.914; 2044-45: 113.5332; 2045-46: 113.1481; 2046-47: 112.7571; 2047-48: 112.3875; 2048-49: 112.038; 2049-50: 111.6554
21FP | Water taken unbilled | 21BL + 21.1FP | Ml/d | 2 | 2019-20: 2.18; 2020-21: 2.18; 2021-22: 2.17; 2022-23: 2.18; 2023-24: 2.19; 2024-25: 2.18; 2025-26: 2.18; 2026-27: 2.18; 2027-28: 2.18; 2028-29: 2.17; 2029-30: 2.18; 2030-31: 2.17; 2031-32: 2.19; 2032-33: 2.18; 2033-34: 2.18; 2034-35: 2.18; 2035-36: 2.18; 2036-37: 2.19; 2037-38: 2.18; 2038-39: 2.19; 2039-40: 2.2; 2040-41: 2.18; 2041-42: 2.16; 2042-43: 2.18; 2043-44: 2.19; 2044-45: 2.18; 2045-46: 2.18; 2046-47: 2.19; 2047-48: 2.17; 2048-49: 2.17; 2049-50: 2.19
22FP | Distribution system operational use | 22BL + 22.1FP | Ml/d | 2 | 2019-20: 0.49; 2020-21: 0.49; 2021-22: 0.49; 2022-23: 0.49; 2023-24: 0.49; 2024-25: 0.49; 2025-26: 0.49; 2026-27: 0.49; 2027-28: 0.49; 2028-29: 0.49; 2029-30: 0.49; 2030-31: 0.49; 2031-32: 0.49; 2032-33: 0.49; 2033-34: 0.49; 2034-35: 0.49; 2035-36: 0.49; 2036-37: 0.49; 2037-38: 0.49; 2038-39: 0.49; 2039-40: 0.49; 2040-41: 0.49; 2041-42: 0.49; 2042-43: 0.49; 2043-44: 0.49; 2044-45: 0.49; 2045-46: 0.49; 2046-47: 0.49; 2047-48: 0.49; 2048-49: 0.49; 2049-50: 0.49
23FP | Measured Non Household - USPL | 23BL + 23.1FP | Ml/d | 2 | 2019-20: 0.1; 2020-21: 0.1; 2021-22: 0.1; 2022-23: 0.1; 2023-24: 0.1; 2024-25: 0.1; 2025-26: 0.1; 2026-27: 0.09; 2027-28: 0.09; 2028-29: 0.1; 2029-30: 0.09; 2030-31: 0.09; 2031-32: 0.09; 2032-33: 0.09; 2033-34: 0.08; 2034-35: 0.08; 2035-36: 0.08; 2036-37: 0.08; 2037-38: 0.07; 2038-39: 0.07; 2039-40: 0.07; 2040-41: 0.06; 2041-42: 0.06; 2042-43: 0.06; 2043-44: 0.06; 2044-45: 0.05; 2045-46: 0.05; 2046-47: 0.05; 2047-48: 0.05; 2048-49: 0.04; 2049-50: 0.04
24FP | Unmeasured Non Household - USPL | 24BL + 24.1FP | Ml/d | 2 | 2019-20: 0.01; 2020-21: 0.01; 2021-22: 0.01; 2022-23: 0.01; 2023-24: 0.01; 2024-25: 0.01; 2025-26: 0.01; 2026-27: 0.01; 2027-28: 0.01; 2028-29: 0.01; 2029-30: 0.01; 2030-31: 0.01; 2031-32: 0.01; 2032-33: 0.01; 2033-34: 0.01; 2034-35: 0.01; 2035-36: 0.01; 2036-37: 0.01; 2037-38: 0.01; 2038-39: 0.01; 2039-40: 0.01; 2040-41: 0.01; 2041-42: 0.01; 2042-43: 0.01; 2043-44: 0.01; 2044-45: 0.01; 2045-46: 0.01; 2046-47: 0.01; 2047-48: 0.01; 2048-49: 0.01; 2049-50: 0.01
25FP | Measured Household - USPL | 25BL + 25.1FP | Ml/d | 2 | 2019-20: 2.05; 2020-21: 2.07; 2021-22: 2.08; 2022-23: 2.11; 2023-24: 2.14; 2024-25: 2.14; 2025-26: 1.96; 2026-27: 1.37; 2027-28: 1.33; 2028-29: 1.27; 2029-30: 1.21; 2030-31: 1.15; 2031-32: 1.1; 2032-33: 1.13; 2033-34: 1.15; 2034-35: 1.17; 2035-36: 1.19; 2036-37: 1.21; 2037-38: 1.22; 2038-39: 1.24; 2039-40: 1.27; 2040-41: 1.28; 2041-42: 1.29; 2042-43: 1.31; 2043-44: 1.33; 2044-45: 1.34; 2045-46: 1.34; 2046-47: 1.35; 2047-48: 1.35; 2048-49: 1.36; 2049-50: 1.37
26FP | Unmeasured Household - USPL | 26BL + 26.1BL | Ml/d | 2 | 2019-20: 2.11; 2020-21: 2.05; 2021-22: 2; 2022-23: 1.94; 2023-24: 1.88; 2024-25: 1.82; 2025-26: 1.78; 2026-27: 1.73; 2027-28: 1.69; 2028-29: 1.65; 2029-30: 1.61; 2030-31: 1.58; 2031-32: 1.54; 2032-33: 1.5; 2033-34: 1.47; 2034-35: 1.44; 2035-36: 1.41; 2036-37: 1.38; 2037-38: 1.35; 2038-39: 1.32; 2039-40: 1.29; 2040-41: 1.27; 2041-42: 1.24; 2042-43: 1.22; 2043-44: 1.19; 2044-45: 1.17; 2045-46: 1.17; 2046-47: 1.16; 2047-48: 1.16; 2048-49: 1.15; 2049-50: 1.15
27FP | Void Properties - USPL | 27BL + 27.1FP | Ml/d | 2 | 2019-20: 0.29; 2020-21: 0.29; 2021-22: 0.29; 2022-23: 0.29; 2023-24: 0.29; 2024-25: 0.3; 2025-26: 0.3; 2026-27: 0.3; 2027-28: 0.31; 2028-29: 0.31; 2029-30: 0.31; 2030-31: 0.31; 2031-32: 0.32; 2032-33: 0.32; 2033-34: 0.32; 2034-35: 0.32; 2035-36: 0.33; 2036-37: 0.33; 2037-38: 0.33; 2038-39: 0.33; 2039-40: 0.33; 2040-41: 0.34; 2041-42: 0.34; 2042-43: 0.34; 2043-44: 0.34; 2044-45: 0.34; 2045-46: 0.34; 2046-47: 0.34; 2047-48: 0.35; 2048-49: 0.35; 2049-50: 0.35
28FP | Distribution losses | 28BL + 28.1FP | Ml/d | 2 | 2019-20: 13.62; 2020-21: 13.33; 2021-22: 13.17; 2022-23: 12.91; 2023-24: 12.64; 2024-25: 12.37; 2025-26: 12.33; 2026-27: 12.32; 2027-28: 12.27; 2028-29: 12.26; 2029-30: 11.85; 2030-31: 11.78; 2031-32: 11.74; 2032-33: 11.7; 2033-34: 11.06; 2034-35: 10.77; 2035-36: 10.61; 2036-37: 10.6; 2037-38: 10.55; 2038-39: 10.49; 2039-40: 10.32; 2040-41: 10.23; 2041-42: 10.1; 2042-43: 9.73; 2043-44: 9.44; 2044-45: 9.25; 2045-46: 8.97; 2046-47: 8.8; 2047-48: 8.46; 2048-49: 8.18; 2049-50: 8.15
29FP | Total Leakage | sum (23FP:28FP) | Ml/d | 2 | 2019-20: 18.18; 2020-21: 17.85; 2021-22: 17.65; 2022-23: 17.36; 2023-24: 17.06; 2024-25: 16.74; 2025-26: 16.48; 2026-27: 15.82; 2027-28: 15.7; 2028-29: 15.6; 2029-30: 15.08; 2030-31: 14.92; 2031-32: 14.8; 2032-33: 14.75; 2033-34: 14.09; 2034-35: 13.79; 2035-36: 13.63; 2036-37: 13.61; 2037-38: 13.53; 2038-39: 13.46; 2039-40: 13.29; 2040-41: 13.19; 2041-42: 13.04; 2042-43: 12.67; 2043-44: 12.37; 2044-45: 12.16; 2045-46: 11.88; 2046-47: 11.71; 2047-48: 11.38; 2048-49: 11.09; 2049-50: 11.07
30FP | Leakage/property | (29FP * 1,000,000) / (36FP * 1,000) | l/prop/d | 2 | 2019-20: 93.5176; 2020-21: 90.6929; 2021-22: 88.5346; 2022-23: 86.156; 2023-24: 83.7868; 2024-25: 81.3257; 2025-26: 79.2106; 2026-27: 75.3437; 2027-28: 74.0737; 2028-29: 72.9732; 2029-30: 69.9752; 2030-31: 68.7197; 2031-32: 67.6899; 2032-33: 67.0272; 2033-34: 63.6362; 2034-35: 61.916; 2035-36: 60.8599; 2036-37: 60.4513; 2037-38: 59.7926; 2038-39: 59.1971; 2039-40: 58.1808; 2040-41: 57.482; 2041-42: 56.583; 2042-43: 54.7513; 2043-44: 53.2451; 2044-45: 52.1459; 2045-46: 50.7645; 2046-47: 49.8701; 2047-48: 48.3104; 2048-49: 46.938; 2049-50: 46.7209
31FP | Measured Non Household - properties | Input | 000's | 2 | 2019-20: 13.464; 2020-21: 13.622; 2021-22: 13.751; 2022-23: 13.94; 2023-24: 14.083; 2024-25: 14.223; 2025-26: 14.357; 2026-27: 14.49; 2027-28: 14.609; 2028-29: 14.711; 2029-30: 14.797; 2030-31: 14.873; 2031-32: 14.946; 2032-33: 15.017; 2033-34: 15.083; 2034-35: 15.145; 2035-36: 15.204; 2036-37: 15.256; 2037-38: 15.307; 2038-39: 15.352; 2039-40: 15.395; 2040-41: 15.439; 2041-42: 15.482; 2042-43: 15.524; 2043-44: 15.567; 2044-45: 15.608; 2045-46: 15.65; 2046-47: 15.691; 2047-48: 15.734; 2048-49: 15.778; 2049-50: 15.823
32FP | Unmeasured Non Household - properties | Input | 000's | 2 | 2019-20: 0.054; 2020-21: 0.055; 2021-22: 0.055; 2022-23: 0.056; 2023-24: 0.057; 2024-25: 0.057; 2025-26: 0.058; 2026-27: 0.058; 2027-28: 0.059; 2028-29: 0.059; 2029-30: 0.059; 2030-31: 0.06; 2031-32: 0.06; 2032-33: 0.06; 2033-34: 0.061; 2034-35: 0.061; 2035-36: 0.061; 2036-37: 0.061; 2037-38: 0.061; 2038-39: 0.062; 2039-40: 0.062; 2040-41: 0.062; 2041-42: 0.062; 2042-43: 0.062; 2043-44: 0.063; 2044-45: 0.063; 2045-46: 0.063; 2046-47: 0.063; 2047-48: 0.063; 2048-49: 0.063; 2049-50: 0.064
33FP | All void non-households - properties | Input | 000's | 2 | 2019-20: 0; 2020-21: 0; 2021-22: 0; 2022-23: 0; 2023-24: 0; 2024-25: 0; 2025-26: 0; 2026-27: 0; 2027-28: 0; 2028-29: 0; 2029-30: 0; 2030-31: 0; 2031-32: 0; 2032-33: 0; 2033-34: 0; 2034-35: 0; 2035-36: 0; 2036-37: 0; 2037-38: 0; 2038-39: 0; 2039-40: 0; 2040-41: 0; 2041-42: 0; 2042-43: 0; 2043-44: 0; 2044-45: 0; 2045-46: 0; 2046-47: 0; 2047-48: 0; 2048-49: 0; 2049-50: 0
34FP | Measured households - properties (excl. void) | Year before + sum (34.1BL:34.6BL) | 000's | 2 | 2019-20: 133.558; 2020-21: 137.015; 2021-22: 140.432; 2022-23: 143.611; 2023-24: 146.754; 2024-25: 149.96; 2025-26: 152.896; 2026-27: 155.509; 2027-28: 158.162; 2028-29: 160.654; 2029-30: 163.037; 2030-31: 165.283; 2031-32: 167.43; 2032-33: 169.442; 2033-34: 171.373; 2034-35: 173.237; 2035-36: 175.013; 2036-37: 176.724; 2037-38: 178.374; 2038-39: 179.962; 2039-40: 181.49; 2040-41: 182.987; 2041-42: 184.425; 2042-43: 185.806; 2043-44: 187.129; 2044-45: 188.397; 2045-46: 189.248; 2046-47: 190.056; 2047-48: 190.822; 2048-49: 191.544; 2049-50: 192.152
34.1FP | New build properties - properties | Input (new builds in each year) | 000's | 2 | 2019-20: 1.895; 2020-21: 1.909; 2021-22: 1.988; 2022-23: 1.899; 2023-24: 1.919; 2024-25: 2.035; 2025-26: 2.028; 2026-27: 1.737; 2027-28: 1.807; 2028-29: 1.676; 2029-30: 1.595; 2030-31: 1.486; 2031-32: 1.413; 2032-33: 1.304; 2033-34: 1.248; 2034-35: 1.203; 2035-36: 1.139; 2036-37: 1.097; 2037-38: 1.057; 2038-39: 1.015; 2039-40: 0.975; 2040-41: 0.964; 2041-42: 0.923; 2042-43: 0.884; 2043-44: 0.844; 2044-45: 0.804; 2045-46: 0.766; 2046-47: 0.726; 2047-48: 0.688; 2048-49: 0.647; 2049-50: 0.608
34.2FP | Meter optants - properties | Input (meter optants in each year) | 000's | 2 | 2019-20: 1.332; 2020-21: 1.272; 2021-22: 1.164; 2022-23: 1.024; 2023-24: 0.979; 2024-25: 0.937; 2025-26: 0.683; 2026-27: 0.66; 2027-28: 0.638; 2028-29: 0.616; 2029-30: 0.596; 2030-31: 0.576; 2031-32: 0.557; 2032-33: 0.538; 2033-34: 0.52; 2034-35: 0.503; 2035-36: 0.486; 2036-37: 0.469; 2037-38: 0.454; 2038-39: 0.439; 2039-40: 0.424; 2040-41: 0.41; 2041-42: 0.396; 2042-43: 0.383; 2043-44: 0.37; 2044-45: 0.358; 2045-46: 0; 2046-47: 0; 2047-48: 0; 2048-49: 0; 2049-50: 0
34.3FP | Compulsory metering - properties | Input (compulsory meters in each year) | 000's | 2 | 2019-20: 0; 2020-21: 0; 2021-22: 0; 2022-23: 0; 2023-24: 0; 2024-25: 0; 2025-26: 0; 2026-27: 0; 2027-28: 0; 2028-29: 0; 2029-30: 0; 2030-31: 0; 2031-32: 0; 2032-33: 0; 2033-34: 0; 2034-35: 0; 2035-36: 0; 2036-37: 0; 2037-38: 0; 2038-39: 0; 2039-40: 0; 2040-41: 0; 2041-42: 0; 2042-43: 0; 2043-44: 0; 2044-45: 0; 2045-46: 0; 2046-47: 0; 2047-48: 0; 2048-49: 0; 2049-50: 0
34.4FP | Metering on change of occupancy - properties | Input (change of occupancy meters in each year) | 000's | 2 | 2019-20: 0.245; 2020-21: 0.236; 2021-22: 0.227; 2022-23: 0.219; 2023-24: 0.21; 2024-25: 0.201; 2025-26: 0.193; 2026-27: 0.185; 2027-28: 0.178; 2028-29: 0.171; 2029-30: 0.164; 2030-31: 0.157; 2031-32: 0.151; 2032-33: 0.145; 2033-34: 0.139; 2034-35: 0.134; 2035-36: 0.128; 2036-37: 0.123; 2037-38: 0.118; 2038-39: 0.113; 2039-40: 0.109; 2040-41: 0.104; 2041-42: 0.1; 2042-43: 0.096; 2043-44: 0.092; 2044-45: 0.089; 2045-46: 0.085; 2046-47: 0.082; 2047-48: 0.078; 2048-49: 0.075; 2049-50: 0
34.5FP | Selective metering - properties | Input (selective meters in each year) | 000's | 2 | 2019-20: 0.042; 2020-21: 0.04; 2021-22: 0.038; 2022-23: 0.037; 2023-24: 0.035; 2024-25: 0.033; 2025-26: 0.032; 2026-27: 0.031; 2027-28: 0.03; 2028-29: 0.029; 2029-30: 0.028; 2030-31: 0.027; 2031-32: 0.026; 2032-33: 0.025; 2033-34: 0.024; 2034-35: 0.024; 2035-36: 0.023; 2036-37: 0.022; 2037-38: 0.021; 2038-39: 0.021; 2039-40: 0.02; 2040-41: 0.019; 2041-42: 0.019; 2042-43: 0.018; 2043-44: 0.017; 2044-45: 0.017; 2045-46: 0; 2046-47: 0; 2047-48: 0; 2048-49: 0; 2049-50: 0
34.6FP | Other changes to existing metering - properties | Input (other changes to meters in each year) | 000's | 2 | 2019-20: 0; 2020-21: 0; 2021-22: 0; 2022-23: 0; 2023-24: 0; 2024-25: 0; 2025-26: 0; 2026-27: 0; 2027-28: 0; 2028-29: 0; 2029-30: 0; 2030-31: 0; 2031-32: 0; 2032-33: 0; 2033-34: 0; 2034-35: 0; 2035-36: 0; 2036-37: 0; 2037-38: 0; 2038-39: 0; 2039-40: 0; 2040-41: 0; 2041-42: 0; 2042-43: 0; 2043-44: 0; 2044-45: 0; 2045-46: 0; 2046-47: 0; 2047-48: 0; 2048-49: 0; 2049-50: 0
34.7FP | Measured household void properties | Input | 000's | 2 | 2019-20: 3.581; 2020-21: 3.666; 2021-22: 3.746; 2022-23: 3.829; 2023-24: 3.914; 2024-25: 3.997; 2025-26: 4.072; 2026-27: 4.144; 2027-28: 4.217; 2028-29: 4.286; 2029-30: 4.353; 2030-31: 4.418; 2031-32: 4.48; 2032-33: 4.539; 2033-34: 4.597; 2034-35: 4.652; 2035-36: 4.706; 2036-37: 4.757; 2037-38: 4.806; 2038-39: 4.853; 2039-40: 4.899; 2040-41: 4.942; 2041-42: 4.984; 2042-43: 5.023; 2043-44: 5.061; 2044-45: 5.097; 2045-46: 5.121; 2046-47: 5.144; 2047-48: 5.165; 2048-49: 5.185; 2049-50: 5.201
35FP | Unmeasured households - properties (excl. void) | Input | 000's | 2 | 2019-20: 42.606; 2020-21: 41.354; 2021-22: 40.294; 2022-23: 39.015; 2023-24: 37.791; 2024-25: 36.62; 2025-26: 35.712; 2026-27: 34.835; 2027-28: 33.99; 2028-29: 33.174; 2029-30: 32.386; 2030-31: 31.626; 2031-32: 30.892; 2032-33: 30.184; 2033-34: 29.5; 2034-35: 28.841; 2035-36: 28.204; 2036-37: 27.589; 2037-38: 26.996; 2038-39: 26.424; 2039-40: 25.871; 2040-41: 25.338; 2041-42: 24.823; 2042-43: 24.326; 2043-44: 23.846; 2044-45: 23.383; 2045-46: 23.298; 2046-47: 23.216; 2047-48: 23.138; 2048-49: 23.063; 2049-50: 23.063
35.1FP | Unmeasured household void properties | Input | 000's | 2 | 2019-20: 1.139; 2020-21: 1.106; 2021-22: 1.079; 2022-23: 1.044; 2023-24: 1.013; 2024-25: 0.982; 2025-26: 0.958; 2026-27: 0.935; 2027-28: 0.914; 2028-29: 0.893; 2029-30: 0.873; 2030-31: 0.854; 2031-32: 0.836; 2032-33: 0.818; 2033-34: 0.801; 2034-35: 0.785; 2035-36: 0.769; 2036-37: 0.753; 2037-38: 0.738; 2038-39: 0.723; 2039-40: 0.709; 2040-41: 0.695; 2041-42: 0.682; 2042-43: 0.669; 2043-44: 0.656; 2044-45: 0.644; 2045-46: 0.642; 2046-47: 0.64; 2047-48: 0.638; 2048-49: 0.636; 2049-50: 0.636
36FP | Total Resource Zone Properties (incl. voids) | sum (31FP:34FP) + 34.7FP + 35BL + 35.1BL | 000's | 2 | 2019-20: 194.402; 2020-21: 196.818; 2021-22: 199.357; 2022-23: 201.495; 2023-24: 203.612; 2024-25: 205.839; 2025-26: 208.053; 2026-27: 209.971; 2027-28: 211.951; 2028-29: 213.777; 2029-30: 215.505; 2030-31: 217.114; 2031-32: 218.644; 2032-33: 220.06; 2033-34: 221.415; 2034-35: 222.721; 2035-36: 223.957; 2036-37: 225.14; 2037-38: 226.282; 2038-39: 227.376; 2039-40: 228.426; 2040-41: 229.463; 2041-42: 230.458; 2042-43: 231.41; 2043-44: 232.322; 2044-45: 233.192; 2045-46: 234.022; 2046-47: 234.81; 2047-48: 235.56; 2048-49: 236.269; 2049-50: 236.939
37FP | Measured Non Household - Population | Input | 000's | 2 | 2019-20: 6.07; 2020-21: 6.144; 2021-22: 6.21; 2022-23: 6.282; 2023-24: 6.354; 2024-25: 6.427; 2025-26: 6.483; 2026-27: 6.569; 2027-28: 6.664; 2028-29: 6.77; 2029-30: 6.864; 2030-31: 6.955; 2031-32: 7.125; 2032-33: 7.255; 2033-34: 7.351; 2034-35: 7.445; 2035-36: 7.53; 2036-37: 7.611; 2037-38: 7.707; 2038-39: 7.807; 2039-40: 7.897; 2040-41: 7.999; 2041-42: 8.105; 2042-43: 8.225; 2043-44: 8.351; 2044-45: 8.471; 2045-46: 8.611; 2046-47: 8.747; 2047-48: 8.879; 2048-49: 9.002; 2049-50: 9.115
38FP | Unmeasured Non Household - Population | Input | 000's | 2 | 2019-20: 0.025; 2020-21: 0.025; 2021-22: 0.025; 2022-23: 0.025; 2023-24: 0.026; 2024-25: 0.026; 2025-26: 0.026; 2026-27: 0.026; 2027-28: 0.027; 2028-29: 0.027; 2029-30: 0.028; 2030-31: 0.028; 2031-32: 0.029; 2032-33: 0.029; 2033-34: 0.03; 2034-35: 0.03; 2035-36: 0.03; 2036-37: 0.031; 2037-38: 0.031; 2038-39: 0.031; 2039-40: 0.032; 2040-41: 0.032; 2041-42: 0.033; 2042-43: 0.033; 2043-44: 0.034; 2044-45: 0.034; 2045-46: 0.035; 2046-47: 0.035; 2047-48: 0.036; 2048-49: 0.036; 2049-50: 0.037
39FP | Measured Household - Population | Input | 000's | 2 | 2019-20: 292.787; 2020-21: 298.588; 2021-22: 304.076; 2022-23: 309.959; 2023-24: 315.622; 2024-25: 321.377; 2025-26: 326.598; 2026-27: 331.117; 2027-28: 335.714; 2028-29: 339.85; 2029-30: 343.504; 2030-31: 346.847; 2031-32: 350.049; 2032-33: 352.988; 2033-34: 355.887; 2034-35: 358.641; 2035-36: 361.242; 2036-37: 363.632; 2037-38: 365.986; 2038-39: 368.258; 2039-40: 370.767; 2040-41: 373.163; 2041-42: 375.497; 2042-43: 377.773; 2043-44: 380.007; 2044-45: 382.156; 2045-46: 383.532; 2046-47: 384.766; 2047-48: 386.074; 2048-49: 387.386; 2049-50: 388.505
40FP | Unmeasured Household - Population | Input | 000's | 2 | 2019-20: 82.573; 2020-21: 79.817; 2021-22: 77.453; 2022-23: 74.657; 2023-24: 71.951; 2024-25: 69.359; 2025-26: 67.321; 2026-27: 65.378; 2027-28: 63.504; 2028-29: 61.686; 2029-30: 59.886; 2030-31: 58.159; 2031-32: 56.509; 2032-33: 54.938; 2033-34: 53.449; 2034-35: 52.015; 2035-36: 50.641; 2036-37: 49.307; 2037-38: 48.037; 2038-39: 46.818; 2039-40: 45.697; 2040-41: 44.61; 2041-42: 43.57; 2042-43: 42.576; 2043-44: 41.627; 2044-45: 40.716; 2045-46: 40.514; 2046-47: 40.307; 2047-48: 40.13; 2048-49: 39.969; 2049-50: 39.956
41FP | Total Resource Zone Population | sum (37FP:40FP) | 000's | 2 | 2019-20: 381.455; 2020-21: 384.574; 2021-22: 387.764; 2022-23: 390.923; 2023-24: 393.953; 2024-25: 397.189; 2025-26: 400.428; 2026-27: 403.09; 2027-28: 405.909; 2028-29: 408.333; 2029-30: 410.282; 2030-31: 411.989; 2031-32: 413.712; 2032-33: 415.21; 2033-34: 416.717; 2034-35: 418.131; 2035-36: 419.443; 2036-37: 420.581; 2037-38: 421.761; 2038-39: 422.914; 2039-40: 424.393; 2040-41: 425.804; 2041-42: 427.205; 2042-43: 428.607; 2043-44: 430.019; 2044-45: 431.377; 2045-46: 432.692; 2046-47: 433.855; 2047-48: 435.119; 2048-49: 436.393; 2049-50: 437.613
42FP | Average household occupancy rate (excl. voids) | (39FP + 40FP) / (34FP + 35FP) | h/prop | 1 | 2019-20: 2.1307; 2020-21: 2.1215; 2021-22: 2.1111; 2022-23: 2.106; 2023-24: 2.1002; 2024-25: 2.0942; 2025-26: 2.0886; 2026-27: 2.083; 2027-28: 2.0776; 2028-29: 2.0716; 2029-30: 2.0642; 2030-31: 2.0568; 2031-32: 2.05; 2032-33: 2.0435; 2033-34: 2.0378; 2034-35: 2.0322; 2035-36: 2.0268; 2036-37: 2.0211; 2037-38: 2.016; 2038-39: 2.0112; 2039-40: 2.0084; 2040-41: 2.0054; 2041-42: 2.0027; 2042-43: 2.0004; 2043-44: 1.9985; 2044-45: 1.9968; 2045-46: 1.9951; 2046-47: 1.9931; 2047-48: 1.992; 2048-49: 1.9913; 2049-50: 1.9909
43FP | Total Household Metering penetration (excl. voids) | 34FP / (34FP + 35FP) | % | 1 | 2019-20: 75.81%; 2020-21: 76.82%; 2021-22: 77.7%; 2022-23: 78.64%; 2023-24: 79.52%; 2024-25: 80.37%; 2025-26: 81.07%; 2026-27: 81.7%; 2027-28: 82.31%; 2028-29: 82.88%; 2029-30: 83.43%; 2030-31: 83.94%; 2031-32: 84.42%; 2032-33: 84.88%; 2033-34: 85.31%; 2034-35: 85.73%; 2035-36: 86.12%; 2036-37: 86.5%; 2037-38: 86.85%; 2038-39: 87.2%; 2039-40: 87.52%; 2040-41: 87.84%; 2041-42: 88.14%; 2042-43: 88.42%; 2043-44: 88.7%; 2044-45: 88.96%; 2045-46: 89.04%; 2046-47: 89.11%; 2047-48: 89.19%; 2048-49: 89.25%; 2049-50: 89.28%
44FP | Total Household Metering penetration (incl. voids) | (34FP) / (34FP + 34.7FP + 35FP + 35.1FP) | % | 1 | 2019-20: 73.84%; 2020-21: 74.81%; 2021-22: 75.68%; 2022-23: 76.59%; 2023-24: 77.45%; 2024-25: 78.28%; 2025-26: 78.96%; 2026-27: 79.58%; 2027-28: 80.17%; 2028-29: 80.73%; 2029-30: 81.25%; 2030-31: 81.75%; 2031-32: 82.22%; 2032-33: 82.66%; 2033-34: 83.08%; 2034-35: 83.48%; 2035-36: 83.86%; 2036-37: 84.23%; 2037-38: 84.57%; 2038-39: 84.9%; 2039-40: 85.22%; 2040-41: 85.52%; 2041-42: 85.81%; 2042-43: 86.09%; 2043-44: 86.36%; 2044-45: 86.61%; 2045-46: 86.69%; 2046-47: 86.76%; 2047-48: 86.83%; 2048-49: 86.9%; 2049-50: 86.93%
45FP | Distribution input | sum (12FP:15FP) + 21FP + 22FP + 27FP + 28FP | Ml/d | 2 | 2019-20: 112.77; 2020-21: 112.06; 2021-22: 111.85; 2022-23: 111.25; 2023-24: 110.69; 2024-25: 109.98; 2025-26: 109.69; 2026-27: 108.49; 2027-28: 108.48; 2028-29: 108.19; 2029-30: 107.54; 2030-31: 106.77; 2031-32: 106.11; 2032-33: 105.69; 2033-34: 104.7; 2034-35: 103.77; 2035-36: 102.96; 2036-37: 102.29; 2037-38: 101.71; 2038-39: 101.14; 2039-40: 100.52; 2040-41: 99.93; 2041-42: 99.27; 2042-43: 98.39; 2043-44: 97.6; 2044-45: 97.21; 2045-46: 96.72; 2046-47: 96.34; 2047-48: 95.81; 2048-49: 95.35; 2049-50: 95.15
46FP | Target headroom (climate change component) | Input | Ml/d | 2 | 2019-20: -0.043709; 2020-21: -0.043709; 2021-22: -0.043709; 2022-23: -0.043709; 2023-24: -0.043709; 2024-25: -0.043709; 2025-26: -0.043709; 2026-27: -0.052793; 2027-28: -0.19197; 2028-29: -0.066347; 2029-30: 0.0029254; 2030-31: -0.092197; 2031-32: -0.075623; 2032-33: 0.020019; 2033-34: -0.10231; 2034-35: -0.046006; 2035-36: 0.0022497; 2036-37: -0.025564; 2037-38: 0.06517; 2038-39: 0.034342; 2039-40: 0.028203; 2040-41: -0.029362; 2041-42: -0.029315; 2042-43: 0.032021; 2043-44: 0.071602; 2044-45: -0.06292; 2045-46: 8.2666e-05; 2046-47: -0.05226; 2047-48: -0.044355; 2048-49: -0.092095; 2049-50: -0.063302
47FP | Target headroom (All other components) | Input | Ml/d | 2 | 2019-20: 6.2159; 2020-21: 6.2159; 2021-22: 6.2159; 2022-23: 6.2159; 2023-24: 6.2159; 2024-25: 6.2159; 2025-26: 6.2159; 2026-27: 6.5455; 2027-28: 6.9459; 2028-29: 6.9955; 2029-30: 7.3891; 2030-31: 7.6663; 2031-32: 7.8523; 2032-33: 8.0253; 2033-34: 8.2853; 2034-35: 8.4914; 2035-36: 7.0693; 2036-37: 6.4438; 2037-38: 6.7214; 2038-39: 7.0046; 2039-40: 5.5412; 2040-41: 5.7019; 2041-42: 6.0219; 2042-43: 6.2467; 2043-44: 6.4096; 2044-45: 6.5712; 2045-46: 5.7754; 2046-47: 5.8974; 2047-48: 5.9765; 2048-49: 6.0514; 2049-50: 6.0516
48FP | Target Headroom | 46FP + 47FP | Ml/d | 2 | 2019-20: 6.1722; 2020-21: 6.1722; 2021-22: 6.1722; 2022-23: 6.1722; 2023-24: 6.1722; 2024-25: 6.1722; 2025-26: 6.1722; 2026-27: 6.4927; 2027-28: 6.7539; 2028-29: 6.9292; 2029-30: 7.392; 2030-31: 7.5741; 2031-32: 7.7767; 2032-33: 8.0453; 2033-34: 8.183; 2034-35: 8.4454; 2035-36: 7.0716; 2036-37: 6.4183; 2037-38: 6.7865; 2038-39: 7.0389; 2039-40: 5.5694; 2040-41: 5.6725; 2041-42: 5.9926; 2042-43: 6.2787; 2043-44: 6.4812; 2044-45: 6.5083; 2045-46: 5.7755; 2046-47: 5.8451; 2047-48: 5.9321; 2048-49: 5.9593; 2049-50: 5.9882
49FP | Available Headroom | 11FP - 45FP | Ml/d | 2 | 2019-20: 12.29; 2020-21: 13; 2021-22: 13.21; 2022-23: 13.81; 2023-24: 14.37; 2024-25: 15.08; 2025-26: 7.558; 2026-27: 6.66; 2027-28: 9.458; 2028-29: 6.95; 2029-30: 7.61; 2030-31: 8.87; 2031-32: 9.08; 2032-33: 9.35; 2033-34: 9.48; 2034-35: 9.75; 2035-36: 9.089; 2036-37: 7.72; 2037-38: 8.09; 2038-39: 8.34; 2039-40: 6.87; 2040-41: 6.97; 2041-42: 7.29; 2042-43: 7.58; 2043-44: 7.78; 2044-45: 7.81; 2045-46: 7.24; 2046-47: 7.87; 2047-48: 7.68; 2048-49: 7.26; 2049-50: 7.29
49.1FP | Available non-potable balance (if applicable) | 1.1FP - 12.1FP | Ml/d | 2 | 2019-20: 0; 2020-21: 0; 2021-22: 0; 2022-23: 0; 2023-24: 0; 2024-25: 0; 2025-26: 0; 2026-27: 0; 2027-28: 0; 2028-29: 0; 2029-30: 0; 2030-31: 0; 2031-32: 0; 2032-33: 0; 2033-34: 0; 2034-35: 0; 2035-36: 0; 2036-37: 0; 2037-38: 0; 2038-39: 0; 2039-40: 0; 2040-41: 0; 2041-42: 0; 2042-43: 0; 2043-44: 0; 2044-45: 0; 2045-46: 0; 2046-47: 0; 2047-48: 0; 2048-49: 0; 2049-50: 0
50FP | Supply Demand Balance | 49FP - 48FP | Ml/d | 2 | 2019-20: 6.1178; 2020-21: 6.8278; 2021-22: 7.0378; 2022-23: 7.6378; 2023-24: 8.1978; 2024-25: 8.9078; 2025-26: 1.3858; 2026-27: 0.16725; 2027-28: 2.7041; 2028-29: 0.020818; 2029-30: 0.21797; 2030-31: 1.2959; 2031-32: 1.3033; 2032-33: 1.3047; 2033-34: 1.297; 2034-35: 1.3046; 2035-36: 2.0174; 2036-37: 1.3017; 2037-38: 1.3035; 2038-39: 1.3011; 2039-40: 1.3006; 2040-41: 1.2975; 2041-42: 1.2974; 2042-43: 1.3013; 2043-44: 1.2988; 2044-45: 1.3017; 2045-46: 1.4645; 2046-47: 2.0249; 2047-48: 1.7479; 2048-49: 1.3007; 2049-50: 1.3018
Water Company | Anglian Water | Version | V3.1
WRZ | AWSLNE | Planning Scenario | DYCP
Table 3d: DYCP - Baseline | Back to top of sheet
WRMP24 reference | Component | Derivation | Unit | Decimal places | 2019-20 | 2020-21 | 2021-22 | 2022-23 | 2023-24 | 2024-25 | 2025-26 | 2026-27 | 2027-28 | 2028-29 | 2029-30 | 2030-31 | 2031-32 | 2032-33 | 2033-34 | 2034-35 | 2035-36 | 2036-37 | 2037-38 | 2038-39 | 2039-40 | 2040-41 | 2041-42 | 2042-43 | 2043-44 | 2044-45 | 2045-46 | 2046-47 | 2047-48 | 2048-49 | 2049-50 | 2050-51 | 2051-52 | 2052-53 | 2053-54 | 2054-55 | 2055-56 | 2056-57 | 2057-58 | 2058-59 | 2059-60 | 2060-61 | 2061-62 | 2062-63 | 2063-64 | 2064-65 | 2065-66 | 2066-67 | 2067-68 | 2068-69 | 2069-70 | 2070-71 | 2071-72 | 2072-73 | 2073-74 | 2074-75 | 2075-76 | 2076-77 | 2077-78 | 2078-79 | 2079-80 | 2080-81 | 2081-82 | 2082-83 | 2083-84 | 2084-85 | 2085-86 | 2086-87 | 2087-88 | 2088-89 | 2089-90 | 2090-91 | 2091-92 | 2092-93 | 2093-94 | 2094-95 | 2095-96 | 2096-97 | 2097-98 | 2098-99 | 2099-100
1BL | Raw water abstracted | Input | Ml/d | 2 | 2019-20: 0; 2020-21: 0; 2021-22: 0; 2022-23: 0; 2023-24: 0; 2024-25: 0; 2025-26: 0; 2026-27: 0; 2027-28: 0; 2028-29: 0; 2029-30: 0; 2030-31: 0; 2031-32: 0; 2032-33: 0; 2033-34: 0; 2034-35: 0; 2035-36: 0; 2036-37: 0; 2037-38: 0; 2038-39: 0; 2039-40: 0; 2040-41: 0; 2041-42: 0; 2042-43: 0; 2043-44: 0; 2044-45: 0; 2045-46: 0; 2046-47: 0; 2047-48: 0; 2048-49: 0; 2049-50: 0
1.1BL | Non-potable water supplies | Input | Ml/d | 2 | 2019-20: 0; 2020-21: 0; 2021-22: 0; 2022-23: 0; 2023-24: 0; 2024-25: 0; 2025-26: 0; 2026-27: 0; 2027-28: 0; 2028-29: 0; 2029-30: 0; 2030-31: 0; 2031-32: 0; 2032-33: 0; 2033-34: 0; 2034-35: 0; 2035-36: 0; 2036-37: 0; 2037-38: 0; 2038-39: 0; 2039-40: 0; 2040-41: 0; 2041-42: 0; 2042-43: 0; 2043-44: 0; 2044-45: 0; 2045-46: 0; 2046-47: 0; 2047-48: 0; 2048-49: 0; 2049-50: 0
2BL | Raw water imported | Input | Ml/d | 2 | 2019-20: 0; 2020-21: 0; 2021-22: 0; 2022-23: 0; 2023-24: 0; 2024-25: 0; 2025-26: 0; 2026-27: 0; 2027-28: 0; 2028-29: 0; 2029-30: 0; 2030-31: 0; 2031-32: 0; 2032-33: 0; 2033-34: 0; 2034-35: 0; 2035-36: 0; 2036-37: 0; 2037-38: 0; 2038-39: 0; 2039-40: 0; 2040-41: 0; 2041-42: 0; 2042-43: 0; 2043-44: 0; 2044-45: 0; 2045-46: 0; 2046-47: 0; 2047-48: 0; 2048-49: 0; 2049-50: 0
3BL | Potable water imported | Input | Ml/d | 2 | 2019-20: 0; 2020-21: 0; 2021-22: 0; 2022-23: 0; 2023-24: 0; 2024-25: 0; 2025-26: 0; 2026-27: 0; 2027-28: 0; 2028-29: 0; 2029-30: 0; 2030-31: 0; 2031-32: 0; 2032-33: 0; 2033-34: 0; 2034-35: 0; 2035-36: 0; 2036-37: 0; 2037-38: 0; 2038-39: 0; 2039-40: 0; 2040-41: 0; 2041-42: 0; 2042-43: 0; 2043-44: 0; 2044-45: 0; 2045-46: 0; 2046-47: 0; 2047-48: 0; 2048-49: 0; 2049-50: 0
4BL | Raw water exported enter as -ve | Input | Ml/d | 2 | 2019-20: 0; 2020-21: 0; 2021-22: 0; 2022-23: 0; 2023-24: 0; 2024-25: 0; 2025-26: 0; 2026-27: 0; 2027-28: 0; 2028-29: 0; 2029-30: 0; 2030-31: 0; 2031-32: 0; 2032-33: 0; 2033-34: 0; 2034-35: 0; 2035-36: 0; 2036-37: 0; 2037-38: 0; 2038-39: 0; 2039-40: 0; 2040-41: 0; 2041-42: 0; 2042-43: 0; 2043-44: 0; 2044-45: 0; 2045-46: 0; 2046-47: 0; 2047-48: 0; 2048-49: 0; 2049-50: 0
5BL | Potable water exported enter as -ve | Input | Ml/d | 2 | 2019-20: 0; 2020-21: 0; 2021-22: 0; 2022-23: 0; 2023-24: 0; 2024-25: 0; 2025-26: -11.34; 2026-27: -11.69; 2027-28: -33.71; 2028-29: -32.89; 2029-30: -31.79; 2030-31: -31.65; 2031-32: -31.39; 2032-33: -30.98; 2033-34: -30.67; 2034-35: -30.23; 2035-36: -31.79; 2036-37: -32.5; 2037-38: -31.76; 2038-39: -31.15; 2039-40: -32.57; 2040-41: -32.19; 2041-42: -31.54; 2042-43: -30.9; 2043-44: -30.33; 2044-45: -29.98; 2045-46: -30.56; 2046-47: -30.16; 2047-48: -29.72; 2048-49: -29.35; 2049-50: -28.98
6BL | Deployable Output before forecast changes | Input | Ml/d | 2 | 2019-20: 189.3; 2020-21: 189.3; 2021-22: 189.3; 2022-23: 189.3; 2023-24: 189.3; 2024-25: 189.3; 2025-26: 189.3; 2026-27: 189.3; 2027-28: 189.3; 2028-29: 189.3; 2029-30: 189.3; 2030-31: 189.3; 2031-32: 189.3; 2032-33: 189.3; 2033-34: 189.3; 2034-35: 189.3; 2035-36: 189.3; 2036-37: 189.3; 2037-38: 189.3; 2038-39: 189.3; 2039-40: 189.3; 2040-41: 189.3; 2041-42: 189.3; 2042-43: 189.3; 2043-44: 189.3; 2044-45: 189.3; 2045-46: 189.3; 2046-47: 189.3; 2047-48: 189.3; 2048-49: 189.3; 2049-50: 189.3
6.1BL | Deployable Output post forecast changes | 6BL + 7BL | Ml/d | 2 | 2019-20: 189.3; 2020-21: 189.3; 2021-22: 189.3; 2022-23: 189.3; 2023-24: 189.3; 2024-25: 189.3; 2025-26: 189.3; 2026-27: 189.3; 2027-28: 189.3; 2028-29: 189.3; 2029-30: 189.3; 2030-31: 189.3; 2031-32: 189.3; 2032-33: 189.3; 2033-34: 189.3; 2034-35: 189.3; 2035-36: 189.3; 2036-37: 189.3; 2037-38: 189.3; 2038-39: 189.3; 2039-40: 189.3; 2040-41: 189.3; 2041-42: 189.3; 2042-43: 189.3; 2043-44: 189.3; 2044-45: 189.3; 2045-46: 189.3; 2046-47: 189.3; 2047-48: 189.3; 2048-49: 189.3; 2049-50: 189.3
7BL | Baseline forecast changes to Deployable Output | sum (7.1BL:7.6BL) | Ml/d | 2 | 2019-20: 0; 2020-21: 0; 2021-22: 0; 2022-23: 0; 2023-24: 0; 2024-25: 0; 2025-26: 0; 2026-27: 0; 2027-28: 0; 2028-29: 0; 2029-30: 0; 2030-31: 0; 2031-32: 0; 2032-33: 0; 2033-34: 0; 2034-35: 0; 2035-36: 0; 2036-37: 0; 2037-38: 0; 2038-39: 0; 2039-40: 0; 2040-41: 0; 2041-42: 0; 2042-43: 0; 2043-44: 0; 2044-45: 0; 2045-46: 0; 2046-47: 0; 2047-48: 0; 2048-49: 0; 2049-50: 0
7.1BL | Change in DO due to climate change | Input | Ml/d | 2 | 2019-20: 0; 2020-21: 0; 2021-22: 0; 2022-23: 0; 2023-24: 0; 2024-25: 0; 2025-26: 0; 2026-27: 0; 2027-28: 0; 2028-29: 0; 2029-30: 0; 2030-31: 0; 2031-32: 0; 2032-33: 0; 2033-34: 0; 2034-35: 0; 2035-36: 0; 2036-37: 0; 2037-38: 0; 2038-39: 0; 2039-40: 0; 2040-41: 0; 2041-42: 0; 2042-43: 0; 2043-44: 0; 2044-45: 0; 2045-46: 0; 2046-47: 0; 2047-48: 0; 2048-49: 0; 2049-50: 0
7.2BL | Total confirmed DO reductions to restore sustainable abstraction enter as -ve | Input | Ml/d | 2 | 2019-20: 0; 2020-21: 0; 2021-22: 0; 2022-23: 0; 2023-24: 0; 2024-25: 0; 2025-26: 0; 2026-27: 0; 2027-28: 0; 2028-29: 0; 2029-30: 0; 2030-31: 0; 2031-32: 0; 2032-33: 0; 2033-34: 0; 2034-35: 0; 2035-36: 0; 2036-37: 0; 2037-38: 0; 2038-39: 0; 2039-40: 0; 2040-41: 0; 2041-42: 0; 2042-43: 0; 2043-44: 0; 2044-45: 0; 2045-46: 0; 2046-47: 0; 2047-48: 0; 2048-49: 0; 2049-50: 0
7.3BL | Total expected DO reductions to restore sustainable abstraction (Environmental Destination) (excl. any confirmed reductions) enter as -ve | Input | Ml/d | 2 | 2019-20: 0; 2020-21: 0; 2021-22: 0; 2022-23: 0; 2023-24: 0; 2024-25: 0; 2025-26: 0; 2026-27: 0; 2027-28: 0; 2028-29: 0; 2029-30: 0; 2030-31: 0; 2031-32: 0; 2032-33: 0; 2033-34: 0; 2034-35: 0; 2035-36: 0; 2036-37: 0; 2037-38: 0; 2038-39: 0; 2039-40: 0; 2040-41: 0; 2041-42: 0; 2042-43: 0; 2043-44: 0; 2044-45: 0; 2045-46: 0; 2046-47: 0; 2047-48: 0; 2048-49: 0; 2049-50: 0
7.4BL | Change in DO from prolonged Outage reduction enter as -ve | Input | Ml/d | 2 | 2019-20: 0; 2020-21: 0; 2021-22: 0; 2022-23: 0; 2023-24: 0; 2024-25: 0; 2025-26: 0; 2026-27: 0; 2027-28: 0; 2028-29: 0; 2029-30: 0; 2030-31: 0; 2031-32: 0; 2032-33: 0; 2033-34: 0; 2034-35: 0; 2035-36: 0; 2036-37: 0; 2037-38: 0; 2038-39: 0; 2039-40: 0; 2040-41: 0; 2041-42: 0; 2042-43: 0; 2043-44: 0; 2044-45: 0; 2045-46: 0; 2046-47: 0; 2047-48: 0; 2048-49: 0; 2049-50: 0
7.5BL | Change in DO from drought measures | Zero for baseline | Ml/d | 2 | 2019-20: 0; 2020-21: 0; 2021-22: 0; 2022-23: 0; 2023-24: 0; 2024-25: 0; 2025-26: 0; 2026-27: 0; 2027-28: 0; 2028-29: 0; 2029-30: 0; 2030-31: 0; 2031-32: 0; 2032-33: 0; 2033-34: 0; 2034-35: 0; 2035-36: 0; 2036-37: 0; 2037-38: 0; 2038-39: 0; 2039-40: 0; 2040-41: 0; 2041-42: 0; 2042-43: 0; 2043-44: 0; 2044-45: 0; 2045-46: 0; 2046-47: 0; 2047-48: 0; 2048-49: 0; 2049-50: 0
7.6BL | Total other changes to DO (specify e.g. Nitrates) | Input | Ml/d | 2 | 2019-20: 0; 2020-21: 0; 2021-22: 0; 2022-23: 0; 2023-24: 0; 2024-25: 0; 2025-26: 0; 2026-27: 0; 2027-28: 0; 2028-29: 0; 2029-30: 0; 2030-31: 0; 2031-32: 0; 2032-33: 0; 2033-34: 0; 2034-35: 0; 2035-36: 0; 2036-37: 0; 2037-38: 0; 2038-39: 0; 2039-40: 0; 2040-41: 0; 2041-42: 0; 2042-43: 0; 2043-44: 0; 2044-45: 0; 2045-46: 0; 2046-47: 0; 2047-48: 0; 2048-49: 0; 2049-50: 0
8BL | Raw water losses, treatment works losses and operational use | Input | Ml/d | 2 | 2019-20: 9.27; 2020-21: 9.27; 2021-22: 9.27; 2022-23: 9.27; 2023-24: 9.27; 2024-25: 9.27; 2025-26: 9.27; 2026-27: 9.27; 2027-28: 9.27; 2028-29: 9.27; 2029-30: 9.27; 2030-31: 9.27; 2031-32: 9.27; 2032-33: 9.27; 2033-34: 9.27; 2034-35: 9.27; 2035-36: 9.27; 2036-37: 9.27; 2037-38: 9.27; 2038-39: 9.27; 2039-40: 9.27; 2040-41: 9.27; 2041-42: 9.27; 2042-43: 9.27; 2043-44: 9.27; 2044-45: 9.27; 2045-46: 9.27; 2046-47: 9.27; 2047-48: 9.27; 2048-49: 9.27; 2049-50: 9.27
9BL | Total Outage Allowance | Input | Ml/d | 2 | 2019-20: 1.39; 2020-21: 1.39; 2021-22: 1.39; 2022-23: 1.39; 2023-24: 1.39; 2024-25: 1.39; 2025-26: 1.39; 2026-27: 1.39; 2027-28: 1.39; 2028-29: 1.39; 2029-30: 1.39; 2030-31: 1.39; 2031-32: 1.39; 2032-33: 1.39; 2033-34: 1.39; 2034-35: 1.39; 2035-36: 1.39; 2036-37: 1.39; 2037-38: 1.39; 2038-39: 1.39; 2039-40: 1.39; 2040-41: 1.39; 2041-42: 1.39; 2042-43: 1.39; 2043-44: 1.39; 2044-45: 1.39; 2045-46: 1.39; 2046-47: 1.39; 2047-48: 1.39; 2048-49: 1.39; 2049-50: 1.39
10BL | Water Available For Use (own sources) | (6BL + 7BL) - (8BL + 9BL) | Ml/d | 2 | 2019-20: 178.64; 2020-21: 178.64; 2021-22: 178.64; 2022-23: 178.64; 2023-24: 178.64; 2024-25: 178.64; 2025-26: 178.64; 2026-27: 178.64; 2027-28: 178.64; 2028-29: 178.64; 2029-30: 178.64; 2030-31: 178.64; 2031-32: 178.64; 2032-33: 178.64; 2033-34: 178.64; 2034-35: 178.64; 2035-36: 178.64; 2036-37: 178.64; 2037-38: 178.64; 2038-39: 178.64; 2039-40: 178.64; 2040-41: 178.64; 2041-42: 178.64; 2042-43: 178.64; 2043-44: 178.64; 2044-45: 178.64; 2045-46: 178.64; 2046-47: 178.64; 2047-48: 178.64; 2048-49: 178.64; 2049-50: 178.64
11BL | Total Water Available For Use | 10BL + sum (2BL:5BL) | Ml/d | 2 | 2019-20: 178.64; 2020-21: 178.64; 2021-22: 178.64; 2022-23: 178.64; 2023-24: 178.64; 2024-25: 178.64; 2025-26: 167.3; 2026-27: 166.95; 2027-28: 144.93; 2028-29: 145.75; 2029-30: 146.85; 2030-31: 146.99; 2031-32: 147.25; 2032-33: 147.66; 2033-34: 147.97; 2034-35: 148.41; 2035-36: 146.85; 2036-37: 146.14; 2037-38: 146.88; 2038-39: 147.49; 2039-40: 146.07; 2040-41: 146.45; 2041-42: 147.1; 2042-43: 147.74; 2043-44: 148.31; 2044-45: 148.66; 2045-46: 148.08; 2046-47: 148.48; 2047-48: 148.92; 2048-49: 149.29; 2049-50: 149.66
12BL | Water delivered measured non-household | Input Note - consumption & uspl | Ml/d | 2 | 2019-20: 46.33; 2020-21: 46.05; 2021-22: 46.15; 2022-23: 45.9; 2023-24: 45.69; 2024-25: 45.5; 2025-26: 46.01; 2026-27: 46.55; 2027-28: 47.11; 2028-29: 47.68; 2029-30: 48.23; 2030-31: 48.1; 2031-32: 48; 2032-33: 47.91; 2033-34: 47.84; 2034-35: 47.78; 2035-36: 47.73; 2036-37: 47.68; 2037-38: 47.64; 2038-39: 47.62; 2039-40: 47.63; 2040-41: 47.64; 2041-42: 47.67; 2042-43: 47.72; 2043-44: 47.77; 2044-45: 47.83; 2045-46: 47.89; 2046-47: 47.95; 2047-48: 48.02; 2048-49: 48.1; 2049-50: 48.17
12.1BL | Non-potable water consumption | Input | Ml/d | 2 | 2019-20: 0; 2020-21: 0; 2021-22: 0; 2022-23: 0; 2023-24: 0; 2024-25: 0; 2025-26: 0; 2026-27: 0; 2027-28: 0; 2028-29: 0; 2029-30: 0; 2030-31: 0; 2031-32: 0; 2032-33: 0; 2033-34: 0; 2034-35: 0; 2035-36: 0; 2036-37: 0; 2037-38: 0; 2038-39: 0; 2039-40: 0; 2040-41: 0; 2041-42: 0; 2042-43: 0; 2043-44: 0; 2044-45: 0; 2045-46: 0; 2046-47: 0; 2047-48: 0; 2048-49: 0; 2049-50: 0
13BL | Water delivered unmeasured non-household | Input Note - consumption & uspl | Ml/d | 2 | 2019-20: 0.15; 2020-21: 0.15; 2021-22: 0.15; 2022-23: 0.15; 2023-24: 0.15; 2024-25: 0.15; 2025-26: 0.15; 2026-27: 0.15; 2027-28: 0.16; 2028-29: 0.16; 2029-30: 0.16; 2030-31: 0.16; 2031-32: 0.16; 2032-33: 0.16; 2033-34: 0.16; 2034-35: 0.16; 2035-36: 0.16; 2036-37: 0.16; 2037-38: 0.16; 2038-39: 0.16; 2039-40: 0.16; 2040-41: 0.16; 2041-42: 0.16; 2042-43: 0.16; 2043-44: 0.16; 2044-45: 0.16; 2045-46: 0.16; 2046-47: 0.16; 2047-48: 0.16; 2048-49: 0.16; 2049-50: 0.16
14BL | Water delivered measured household | Input Note - consumption & uspl | Ml/d | 2 | 2019-20: 47.96; 2020-21: 48.66; 2021-22: 49.31; 2022-23: 50.11; 2023-24: 50.87; 2024-25: 51.39; 2025-26: 52.19; 2026-27: 52.91; 2027-28: 53.67; 2028-29: 54.34; 2029-30: 54.91; 2030-31: 55.52; 2031-32: 56.15; 2032-33: 56.8; 2033-34: 57.45; 2034-35: 58.08; 2035-36: 58.68; 2036-37: 59.24; 2037-38: 59.95; 2038-39: 60.65; 2039-40: 61.37; 2040-41: 61.94; 2041-42: 62.49; 2042-43: 63.04; 2043-44: 63.58; 2044-45: 64.1; 2045-46: 64.43; 2046-47: 64.73; 2047-48: 65.03; 2048-49: 65.32; 2049-50: 65.58
15BL | Water delivered unmeasured household | Input Note - consumption & uspl | Ml/d | 2 | 2019-20: 27.02; 2020-21: 26.06; 2021-22: 25.24; 2022-23: 24.26; 2023-24: 23.32; 2024-25: 22.42; 2025-26: 21.71; 2026-27: 21.03; 2027-28: 20.37; 2028-29: 19.74; 2029-30: 19.12; 2030-31: 18.57; 2031-32: 18.05; 2032-33: 17.56; 2033-34: 17.1; 2034-35: 16.65; 2035-36: 16.22; 2036-37: 15.8; 2037-38: 15.41; 2038-39: 15.03; 2039-40: 14.68; 2040-41: 14.34; 2041-42: 14.02; 2042-43: 13.71; 2043-44: 13.42; 2044-45: 13.14; 2045-46: 13.08; 2046-47: 13.03; 2047-48: 12.98; 2048-49: 12.93; 2049-50: 12.94
16BL | Percentage of consumption driven by climate change | Input | % | 1 | 2019-20: 0%; 2020-21: 0%; 2021-22: 0%; 2022-23: 0.1%; 2023-24: 0.1%; 2024-25: 0.1%; 2025-26: 0.1%; 2026-27: 0.1%; 2027-28: 0.1%; 2028-29: 0.2%; 2029-30: 0.2%; 2030-31: 0.2%; 2031-32: 0.2%; 2032-33: 0.3%; 2033-34: 0.3%; 2034-35: 0.3%; 2035-36: 0.4%; 2036-37: 0.4%; 2037-38: 0.4%; 2038-39: 0.5%; 2039-40: 0.5%; 2040-41: 0.6%; 2041-42: 0.6%; 2042-43: 0.6%; 2043-44: 0.7%; 2044-45: 0.7%; 2045-46: 0.8%; 2046-47: 0.8%; 2047-48: 0.8%; 2048-49: 0.8%; 2049-50: 0.9%
17BL | Volume of consumption driven by climate change | 16BL * (12BL + sum(13BL:15BL) - sum (23BL:26BL)) | Ml/d | 2 | 2019-20: 0; 2020-21: 0; 2021-22: 0; 2022-23: 0.11626; 2023-24: 0.1159; 2024-25: 0.11539; 2025-26: 0.11602; 2026-27: 0.11664; 2027-28: 0.11735; 2028-29: 0.23596; 2029-30: 0.23704; 2030-31: 0.23696; 2031-32: 0.23706; 2032-33: 0.3558; 2033-34: 0.35616; 2034-35: 0.35652; 2035-36: 0.47584; 2036-37: 0.4762; 2037-38: 0.47736; 2038-39: 0.5982; 2039-40: 0.6001; 2040-41: 0.72156; 2041-42: 0.72318; 2042-43: 0.72486; 2043-44: 0.84784; 2044-45: 0.84994; 2045-46: 0.97392; 2046-47: 0.9764; 2047-48: 0.97888; 2048-49: 0.98144; 2049-50: 1.1071
18BL | Measured Household - PCC | ((14BL - 25BL) * 1,000,000) / (39BL *1,000) | l/h/d | 1 | 2019-20: 156.8034; 2020-21: 156.0344; 2021-22: 155.323; 2022-23: 154.8592; 2023-24: 154.3935; 2024-25: 153.2468; 2025-26: 153.2159; 2026-27: 153.2691; 2027-28: 153.4342; 2028-29: 153.5089; 2029-30: 153.5353; 2030-31: 153.8142; 2031-32: 154.207; 2032-33: 154.6511; 2033-34: 155.1335; 2034-35: 155.6152; 2035-36: 156.0727; 2036-37: 156.5044; 2037-38: 157.3831; 2038-39: 158.2315; 2039-40: 159.0217; 2040-41: 159.4745; 2041-42: 159.8948; 2042-43: 160.3079; 2043-44: 160.7339; 2044-45: 161.1384; 2045-46: 161.3946; 2046-47: 161.6307; 2047-48: 161.8343; 2048-49: 162.009; 2049-50: 162.1858
19BL | Unmeasured Household - PCC | ((15BL - 26BL) * 1,000,000) / (40BL *1,000) | l/h/d | 1 | 2019-20: 301.6725; 2020-21: 300.8131; 2021-22: 300.0529; 2022-23: 298.9673; 2023-24: 297.9806; 2024-25: 297.0054; 2025-26: 296.0443; 2026-27: 295.2063; 2027-28: 294.1547; 2028-29: 293.2594; 2029-30: 292.3889; 2030-31: 292.1302; 2031-32: 292.1658; 2032-33: 292.3295; 2033-34: 292.4283; 2034-35: 292.4156; 2035-36: 292.4508; 2036-37: 292.4534; 2037-38: 292.6911; 2038-39: 292.8361; 2039-40: 293.017; 2040-41: 292.9836; 2041-42: 293.3211; 2042-43: 293.3578; 2043-44: 293.7997; 2044-45: 293.9876; 2045-46: 293.9725; 2046-47: 294.4898; 2047-48: 294.5427; 2048-49: 294.7284; 2049-50: 295.0746
20BL | Average Household - PCC | (((14BL - 25BL) + (15BL - 26BL)) * 1,000,000) / ((39BL + 40BL) *1,000) | l/h/d | 1 | 2019-20: 188.6722; 2020-21: 186.5726; 2021-22: 184.7042; 2022-23: 182.8317; 2023-24: 181.0498; 2024-25: 178.7652; 2025-26: 177.6253; 2026-27: 176.6731; 2027-28: 175.8187; 2028-29: 174.9781; 2029-30: 174.1491; 2030-31: 173.6764; 2031-32: 173.3824; 2032-33: 173.1932; 2033-34: 173.0608; 2034-35: 172.9428; 2035-36: 172.8403; 2036-37: 172.7374; 2037-38: 173.0822; 2038-39: 173.414; 2039-40: 173.7245; 2040-41: 173.7307; 2041-42: 173.767; 2042-43: 173.7842; 2043-44: 173.8712; 2044-45: 173.9297; 2045-46: 174.0613; 2046-47: 174.2289; 2047-48: 174.3297; 2048-49: 174.4217; 2049-50: 174.5783
21BL | Water taken unbilled | Input | Ml/d | 2 | 2019-20: 2.18; 2020-21: 2.18; 2021-22: 2.17; 2022-23: 2.18; 2023-24: 2.19; 2024-25: 2.18; 2025-26: 2.18; 2026-27: 2.18; 2027-28: 2.18; 2028-29: 2.17; 2029-30: 2.18; 2030-31: 2.17; 2031-32: 2.19; 2032-33: 2.18; 2033-34: 2.18; 2034-35: 2.18; 2035-36: 2.18; 2036-37: 2.19; 2037-38: 2.18; 2038-39: 2.19; 2039-40: 2.2; 2040-41: 2.18; 2041-42: 2.16; 2042-43: 2.18; 2043-44: 2.19; 2044-45: 2.18; 2045-46: 2.18; 2046-47: 2.19; 2047-48: 2.17; 2048-49: 2.17; 2049-50: 2.19
22BL | Distribution system operational use | Input | Ml/d | 2 | 2019-20: 0.49; 2020-21: 0.49; 2021-22: 0.49; 2022-23: 0.49; 2023-24: 0.49; 2024-25: 0.49; 2025-26: 0.49; 2026-27: 0.49; 2027-28: 0.49; 2028-29: 0.49; 2029-30: 0.49; 2030-31: 0.49; 2031-32: 0.49; 2032-33: 0.49; 2033-34: 0.49; 2034-35: 0.49; 2035-36: 0.49; 2036-37: 0.49; 2037-38: 0.49; 2038-39: 0.49; 2039-40: 0.49; 2040-41: 0.49; 2041-42: 0.49; 2042-43: 0.49; 2043-44: 0.49; 2044-45: 0.49; 2045-46: 0.49; 2046-47: 0.49; 2047-48: 0.49; 2048-49: 0.49; 2049-50: 0.49
23BL | Measured Non Household - USPL | Input | Ml/d | 2 | 2019-20: 0.1; 2020-21: 0.1; 2021-22: 0.1; 2022-23: 0.1; 2023-24: 0.1; 2024-25: 0.1; 2025-26: 0.1; 2026-27: 0.1; 2027-28: 0.1; 2028-29: 0.11; 2029-30: 0.11; 2030-31: 0.11; 2031-32: 0.11; 2032-33: 0.11; 2033-34: 0.11; 2034-35: 0.11; 2035-36: 0.11; 2036-37: 0.11; 2037-38: 0.11; 2038-39: 0.11; 2039-40: 0.11; 2040-41: 0.11; 2041-42: 0.11; 2042-43: 0.11; 2043-44: 0.11; 2044-45: 0.11; 2045-46: 0.11; 2046-47: 0.11; 2047-48: 0.11; 2048-49: 0.11; 2049-50: 0.11
24BL | Unmeasured Non Household - USPL | Input | Ml/d | 2 | 2019-20: 0.01; 2020-21: 0.01; 2021-22: 0.01; 2022-23: 0.01; 2023-24: 0.01; 2024-25: 0.01; 2025-26: 0.01; 2026-27: 0.01; 2027-28: 0.01; 2028-29: 0.01; 2029-30: 0.01; 2030-31: 0.01; 2031-32: 0.01; 2032-33: 0.01; 2033-34: 0.01; 2034-35: 0.01; 2035-36: 0.01; 2036-37: 0.01; 2037-38: 0.01; 2038-39: 0.01; 2039-40: 0.01; 2040-41: 0.01; 2041-42: 0.01; 2042-43: 0.01; 2043-44: 0.01; 2044-45: 0.01; 2045-46: 0.01; 2046-47: 0.01; 2047-48: 0.01; 2048-49: 0.01; 2049-50: 0.01
25BL | Measured Household - USPL | Input | Ml/d | 2 | 2019-20: 2.05; 2020-21: 2.07; 2021-22: 2.08; 2022-23: 2.11; 2023-24: 2.14; 2024-25: 2.14; 2025-26: 2.15; 2026-27: 2.16; 2027-28: 2.16; 2028-29: 2.17; 2029-30: 2.17; 2030-31: 2.17; 2031-32: 2.17; 2032-33: 2.21; 2033-34: 2.24; 2034-35: 2.27; 2035-36: 2.3; 2036-37: 2.33; 2037-38: 2.35; 2038-39: 2.38; 2039-40: 2.41; 2040-41: 2.43; 2041-42: 2.45; 2042-43: 2.48; 2043-44: 2.5; 2044-45: 2.52; 2045-46: 2.53; 2046-47: 2.54; 2047-48: 2.55; 2048-49: 2.56; 2049-50: 2.57
26BL | Unmeasured Household - USPL | Input | Ml/d | 2 | 2019-20: 2.11; 2020-21: 2.05; 2021-22: 2; 2022-23: 1.94; 2023-24: 1.88; 2024-25: 1.82; 2025-26: 1.78; 2026-27: 1.73; 2027-28: 1.69; 2028-29: 1.65; 2029-30: 1.61; 2030-31: 1.58; 2031-32: 1.54; 2032-33: 1.5; 2033-34: 1.47; 2034-35: 1.44; 2035-36: 1.41; 2036-37: 1.38; 2037-38: 1.35; 2038-39: 1.32; 2039-40: 1.29; 2040-41: 1.27; 2041-42: 1.24; 2042-43: 1.22; 2043-44: 1.19; 2044-45: 1.17; 2045-46: 1.17; 2046-47: 1.16; 2047-48: 1.16; 2048-49: 1.15; 2049-50: 1.15
27BL | Void Properties - USPL | Input | Ml/d | 2 | 2019-20: 0.29; 2020-21: 0.29; 2021-22: 0.29; 2022-23: 0.29; 2023-24: 0.29; 2024-25: 0.3; 2025-26: 0.3; 2026-27: 0.3; 2027-28: 0.31; 2028-29: 0.31; 2029-30: 0.31; 2030-31: 0.31; 2031-32: 0.32; 2032-33: 0.32; 2033-34: 0.32; 2034-35: 0.32; 2035-36: 0.33; 2036-37: 0.33; 2037-38: 0.33; 2038-39: 0.33; 2039-40: 0.33; 2040-41: 0.34; 2041-42: 0.34; 2042-43: 0.34; 2043-44: 0.34; 2044-45: 0.34; 2045-46: 0.34; 2046-47: 0.34; 2047-48: 0.35; 2048-49: 0.35; 2049-50: 0.35
28BL | Distribution losses | Input | Ml/d | 2 | 2019-20: 13.62; 2020-21: 13.33; 2021-22: 13.17; 2022-23: 12.91; 2023-24: 12.64; 2024-25: 12.37; 2025-26: 12.37; 2026-27: 12.37; 2027-28: 12.37; 2028-29: 12.37; 2029-30: 12.37; 2030-31: 12.37; 2031-32: 12.37; 2032-33: 12.37; 2033-34: 12.37; 2034-35: 12.37; 2035-36: 12.37; 2036-37: 12.37; 2037-38: 12.37; 2038-39: 12.37; 2039-40: 12.37; 2040-41: 12.37; 2041-42: 12.37; 2042-43: 12.37; 2043-44: 12.37; 2044-45: 12.37; 2045-46: 12.37; 2046-47: 12.37; 2047-48: 12.37; 2048-49: 12.37; 2049-50: 12.37
29BL | Total Leakage | sum (23BL:28BL) | Ml/d | 2 | 2019-20: 18.18; 2020-21: 17.85; 2021-22: 17.65; 2022-23: 17.36; 2023-24: 17.06; 2024-25: 16.74; 2025-26: 16.71; 2026-27: 16.67; 2027-28: 16.64; 2028-29: 16.62; 2029-30: 16.58; 2030-31: 16.55; 2031-32: 16.52; 2032-33: 16.52; 2033-34: 16.52; 2034-35: 16.52; 2035-36: 16.53; 2036-37: 16.53; 2037-38: 16.52; 2038-39: 16.52; 2039-40: 16.52; 2040-41: 16.53; 2041-42: 16.52; 2042-43: 16.53; 2043-44: 16.52; 2044-45: 16.52; 2045-46: 16.53; 2046-47: 16.53; 2047-48: 16.55; 2048-49: 16.55; 2049-50: 16.56
30BL | Leakage/property | (29BL * 1,000,000) / (36BL * 1,000) | l/prop/d | 2 | 2019-20: 93.5176; 2020-21: 90.6929; 2021-22: 88.5346; 2022-23: 86.156; 2023-24: 83.7868; 2024-25: 81.3257; 2025-26: 80.3161; 2026-27: 79.3919; 2027-28: 78.5087; 2028-29: 77.7446; 2029-30: 76.9356; 2030-31: 76.2272; 2031-32: 75.5566; 2032-33: 75.0704; 2033-34: 74.611; 2034-35: 74.1735; 2035-36: 73.8088; 2036-37: 73.421; 2037-38: 73.0062; 2038-39: 72.655; 2039-40: 72.321; 2040-41: 72.0378; 2041-42: 71.6833; 2042-43: 71.4317; 2043-44: 71.1082; 2044-45: 70.8429; 2045-46: 70.6344; 2046-47: 70.3973; 2047-48: 70.2581; 2048-49: 70.0473; 2049-50: 69.8914
31BL | Measured Non Household - properties | Input | 000's | 2 | 2019-20: 13.464; 2020-21: 13.622; 2021-22: 13.751; 2022-23: 13.94; 2023-24: 14.083; 2024-25: 14.223; 2025-26: 14.357; 2026-27: 14.49; 2027-28: 14.609; 2028-29: 14.711; 2029-30: 14.797; 2030-31: 14.873; 2031-32: 14.946; 2032-33: 15.017; 2033-34: 15.083; 2034-35: 15.145; 2035-36: 15.204; 2036-37: 15.256; 2037-38: 15.307; 2038-39: 15.352; 2039-40: 15.395; 2040-41: 15.439; 2041-42: 15.482; 2042-43: 15.524; 2043-44: 15.567; 2044-45: 15.608; 2045-46: 15.65; 2046-47: 15.691; 2047-48: 15.734; 2048-49: 15.778; 2049-50: 15.823
32BL | Unmeasured Non Household - properties | Input | 000's | 2 | 2019-20: 0.054; 2020-21: 0.055; 2021-22: 0.055; 2022-23: 0.056; 2023-24: 0.057; 2024-25: 0.057; 2025-26: 0.058; 2026-27: 0.058; 2027-28: 0.059; 2028-29: 0.059; 2029-30: 0.059; 2030-31: 0.06; 2031-32: 0.06; 2032-33: 0.06; 2033-34: 0.061; 2034-35: 0.061; 2035-36: 0.061; 2036-37: 0.061; 2037-38: 0.061; 2038-39: 0.062; 2039-40: 0.062; 2040-41: 0.062; 2041-42: 0.062; 2042-43: 0.062; 2043-44: 0.063; 2044-45: 0.063; 2045-46: 0.063; 2046-47: 0.063; 2047-48: 0.063; 2048-49: 0.063; 2049-50: 0.064
33BL | All void non-households - properties | Input | 000's | 2 | 2019-20: 0; 2020-21: 0; 2021-22: 0; 2022-23: 0; 2023-24: 0; 2024-25: 0; 2025-26: 0; 2026-27: 0; 2027-28: 0; 2028-29: 0; 2029-30: 0; 2030-31: 0; 2031-32: 0; 2032-33: 0; 2033-34: 0; 2034-35: 0; 2035-36: 0; 2036-37: 0; 2037-38: 0; 2038-39: 0; 2039-40: 0; 2040-41: 0; 2041-42: 0; 2042-43: 0; 2043-44: 0; 2044-45: 0; 2045-46: 0; 2046-47: 0; 2047-48: 0; 2048-49: 0; 2049-50: 0
34BL | Measured households - properties (excl. void) | Year before + sum (34.1BL:34.6BL) | 000's | 2 | 2019-20: 133.558; 2020-21: 137.015; 2021-22: 140.432; 2022-23: 143.611; 2023-24: 146.754; 2024-25: 149.96; 2025-26: 152.896; 2026-27: 155.509; 2027-28: 158.162; 2028-29: 160.654; 2029-30: 163.037; 2030-31: 165.283; 2031-32: 167.43; 2032-33: 169.442; 2033-34: 171.373; 2034-35: 173.237; 2035-36: 175.013; 2036-37: 176.724; 2037-38: 178.374; 2038-39: 179.962; 2039-40: 181.49; 2040-41: 182.987; 2041-42: 184.425; 2042-43: 185.806; 2043-44: 187.129; 2044-45: 188.397; 2045-46: 189.248; 2046-47: 190.056; 2047-48: 190.822; 2048-49: 191.544; 2049-50: 192.152
34.1BL | New build properties - properties | Input (new builds in each year) | 000's | 2 | 2019-20: 1.895; 2020-21: 1.909; 2021-22: 1.988; 2022-23: 1.899; 2023-24: 1.919; 2024-25: 2.035; 2025-26: 2.028; 2026-27: 1.737; 2027-28: 1.807; 2028-29: 1.676; 2029-30: 1.595; 2030-31: 1.486; 2031-32: 1.413; 2032-33: 1.304; 2033-34: 1.248; 2034-35: 1.203; 2035-36: 1.139; 2036-37: 1.097; 2037-38: 1.057; 2038-39: 1.015; 2039-40: 0.975; 2040-41: 0.964; 2041-42: 0.923; 2042-43: 0.884; 2043-44: 0.844; 2044-45: 0.804; 2045-46: 0.766; 2046-47: 0.726; 2047-48: 0.688; 2048-49: 0.647; 2049-50: 0.608
34.2BL | Meter optants - properties | Input (meter optants in each year) | 000's | 2 | 2019-20: 1.332; 2020-21: 1.272; 2021-22: 1.164; 2022-23: 1.024; 2023-24: 0.979; 2024-25: 0.937; 2025-26: 0.683; 2026-27: 0.66; 2027-28: 0.638; 2028-29: 0.616; 2029-30: 0.596; 2030-31: 0.576; 2031-32: 0.557; 2032-33: 0.538; 2033-34: 0.52; 2034-35: 0.503; 2035-36: 0.486; 2036-37: 0.469; 2037-38: 0.454; 2038-39: 0.439; 2039-40: 0.424; 2040-41: 0.41; 2041-42: 0.396; 2042-43: 0.383; 2043-44: 0.37; 2044-45: 0.358; 2045-46: 0; 2046-47: 0; 2047-48: 0; 2048-49: 0; 2049-50: 0
34.3BL | Compulsory metering - properties | Input (compulsory meters in each year) | 000's | 2 | 2019-20: 0; 2020-21: 0; 2021-22: 0; 2022-23: 0; 2023-24: 0; 2024-25: 0; 2025-26: 0; 2026-27: 0; 2027-28: 0; 2028-29: 0; 2029-30: 0; 2030-31: 0; 2031-32: 0; 2032-33: 0; 2033-34: 0; 2034-35: 0; 2035-36: 0; 2036-37: 0; 2037-38: 0; 2038-39: 0; 2039-40: 0; 2040-41: 0; 2041-42: 0; 2042-43: 0; 2043-44: 0; 2044-45: 0; 2045-46: 0; 2046-47: 0; 2047-48: 0; 2048-49: 0; 2049-50: 0
34.4BL | Metering on change of occupancy - properties | Input (change of occupancy meters in each year) | 000's | 2 | 2019-20: 0.245; 2020-21: 0.236; 2021-22: 0.227; 2022-23: 0.219; 2023-24: 0.21; 2024-25: 0.201; 2025-26: 0.193; 2026-27: 0.185; 2027-28: 0.178; 2028-29: 0.171; 2029-30: 0.164; 2030-31: 0.157; 2031-32: 0.151; 2032-33: 0.145; 2033-34: 0.139; 2034-35: 0.134; 2035-36: 0.128; 2036-37: 0.123; 2037-38: 0.118; 2038-39: 0.113; 2039-40: 0.109; 2040-41: 0.104; 2041-42: 0.1; 2042-43: 0.096; 2043-44: 0.092; 2044-45: 0.089; 2045-46: 0.085; 2046-47: 0.082; 2047-48: 0.078; 2048-49: 0.075; 2049-50: 0
34.5BL | Selective metering - properties | Input (selective meters in each year) | 000's | 2 | 2019-20: 0.042; 2020-21: 0.04; 2021-22: 0.038; 2022-23: 0.037; 2023-24: 0.035; 2024-25: 0.033; 2025-26: 0.032; 2026-27: 0.031; 2027-28: 0.03; 2028-29: 0.029; 2029-30: 0.028; 2030-31: 0.027; 2031-32: 0.026; 2032-33: 0.025; 2033-34: 0.024; 2034-35: 0.024; 2035-36: 0.023; 2036-37: 0.022; 2037-38: 0.021; 2038-39: 0.021; 2039-40: 0.02; 2040-41: 0.019; 2041-42: 0.019; 2042-43: 0.018; 2043-44: 0.017; 2044-45: 0.017; 2045-46: 0; 2046-47: 0; 2047-48: 0; 2048-49: 0; 2049-50: 0
34.6BL | Other changes to existing metering - properties | Input (other changes to meters in each year) | 000's | 2 | 2019-20: 0; 2020-21: 0; 2021-22: 0; 2022-23: 0; 2023-24: 0; 2024-25: 0; 2025-26: 0; 2026-27: 0; 2027-28: 0; 2028-29: 0; 2029-30: 0; 2030-31: 0; 2031-32: 0; 2032-33: 0; 2033-34: 0; 2034-35: 0; 2035-36: 0; 2036-37: 0; 2037-38: 0; 2038-39: 0; 2039-40: 0; 2040-41: 0; 2041-42: 0; 2042-43: 0; 2043-44: 0; 2044-45: 0; 2045-46: 0; 2046-47: 0; 2047-48: 0; 2048-49: 0; 2049-50: 0
34.7BL | Measured household void properties | Input | 000's | 2 | 2019-20: 3.581; 2020-21: 3.666; 2021-22: 3.746; 2022-23: 3.829; 2023-24: 3.914; 2024-25: 3.997; 2025-26: 4.072; 2026-27: 4.144; 2027-28: 4.217; 2028-29: 4.286; 2029-30: 4.353; 2030-31: 4.418; 2031-32: 4.48; 2032-33: 4.539; 2033-34: 4.597; 2034-35: 4.652; 2035-36: 4.706; 2036-37: 4.757; 2037-38: 4.806; 2038-39: 4.853; 2039-40: 4.899; 2040-41: 4.942; 2041-42: 4.984; 2042-43: 5.023; 2043-44: 5.061; 2044-45: 5.097; 2045-46: 5.121; 2046-47: 5.144; 2047-48: 5.165; 2048-49: 5.185; 2049-50: 5.201
35BL | Unmeasured households - properties (excl. void) | Input | 000's | 2 | 2019-20: 42.606; 2020-21: 41.354; 2021-22: 40.294; 2022-23: 39.015; 2023-24: 37.791; 2024-25: 36.62; 2025-26: 35.712; 2026-27: 34.835; 2027-28: 33.99; 2028-29: 33.174; 2029-30: 32.386; 2030-31: 31.626; 2031-32: 30.892; 2032-33: 30.184; 2033-34: 29.5; 2034-35: 28.841; 2035-36: 28.204; 2036-37: 27.589; 2037-38: 26.996; 2038-39: 26.424; 2039-40: 25.871; 2040-41: 25.338; 2041-42: 24.823; 2042-43: 24.326; 2043-44: 23.846; 2044-45: 23.383; 2045-46: 23.298; 2046-47: 23.216; 2047-48: 23.138; 2048-49: 23.063; 2049-50: 23.063
35.1BL | Unmeasured household void properties | Input | 000's | 2 | 2019-20: 1.139; 2020-21: 1.106; 2021-22: 1.079; 2022-23: 1.044; 2023-24: 1.013; 2024-25: 0.982; 2025-26: 0.958; 2026-27: 0.935; 2027-28: 0.914; 2028-29: 0.893; 2029-30: 0.873; 2030-31: 0.854; 2031-32: 0.836; 2032-33: 0.818; 2033-34: 0.801; 2034-35: 0.785; 2035-36: 0.769; 2036-37: 0.753; 2037-38: 0.738; 2038-39: 0.723; 2039-40: 0.709; 2040-41: 0.695; 2041-42: 0.682; 2042-43: 0.669; 2043-44: 0.656; 2044-45: 0.644; 2045-46: 0.642; 2046-47: 0.64; 2047-48: 0.638; 2048-49: 0.636; 2049-50: 0.636
36BL | Total Resource Zone Properties (incl. voids) | sum (31BL:34BL) + 34.7BL + 35BL + 35.1BL | 000's | 2 | 2019-20: 194.402; 2020-21: 196.818; 2021-22: 199.357; 2022-23: 201.495; 2023-24: 203.612; 2024-25: 205.839; 2025-26: 208.053; 2026-27: 209.971; 2027-28: 211.951; 2028-29: 213.777; 2029-30: 215.505; 2030-31: 217.114; 2031-32: 218.644; 2032-33: 220.06; 2033-34: 221.415; 2034-35: 222.721; 2035-36: 223.957; 2036-37: 225.14; 2037-38: 226.282; 2038-39: 227.376; 2039-40: 228.426; 2040-41: 229.463; 2041-42: 230.458; 2042-43: 231.41; 2043-44: 232.322; 2044-45: 233.192; 2045-46: 234.022; 2046-47: 234.81; 2047-48: 235.56; 2048-49: 236.269; 2049-50: 236.939
37BL | Measured Non Household - Population | Input | 000's | 2 | 2019-20: 6.07; 2020-21: 6.144; 2021-22: 6.21; 2022-23: 6.282; 2023-24: 6.354; 2024-25: 6.427; 2025-26: 6.483; 2026-27: 6.569; 2027-28: 6.664; 2028-29: 6.77; 2029-30: 6.864; 2030-31: 6.955; 2031-32: 7.125; 2032-33: 7.255; 2033-34: 7.351; 2034-35: 7.445; 2035-36: 7.53; 2036-37: 7.611; 2037-38: 7.707; 2038-39: 7.807; 2039-40: 7.897; 2040-41: 7.999; 2041-42: 8.105; 2042-43: 8.225; 2043-44: 8.351; 2044-45: 8.471; 2045-46: 8.611; 2046-47: 8.747; 2047-48: 8.879; 2048-49: 9.002; 2049-50: 9.115
38BL | Unmeasured Non Household - Population | Input | 000's | 2 | 2019-20: 0.025; 2020-21: 0.025; 2021-22: 0.025; 2022-23: 0.025; 2023-24: 0.026; 2024-25: 0.026; 2025-26: 0.026; 2026-27: 0.026; 2027-28: 0.027; 2028-29: 0.027; 2029-30: 0.028; 2030-31: 0.028; 2031-32: 0.029; 2032-33: 0.029; 2033-34: 0.03; 2034-35: 0.03; 2035-36: 0.03; 2036-37: 0.031; 2037-38: 0.031; 2038-39: 0.031; 2039-40: 0.032; 2040-41: 0.032; 2041-42: 0.033; 2042-43: 0.033; 2043-44: 0.034; 2044-45: 0.034; 2045-46: 0.035; 2046-47: 0.035; 2047-48: 0.036; 2048-49: 0.036; 2049-50: 0.037
39BL | Measured Household - Population | Input | 000's | 2 | 2019-20: 292.787; 2020-21: 298.588; 2021-22: 304.076; 2022-23: 309.959; 2023-24: 315.622; 2024-25: 321.377; 2025-26: 326.598; 2026-27: 331.117; 2027-28: 335.714; 2028-29: 339.85; 2029-30: 343.504; 2030-31: 346.847; 2031-32: 350.049; 2032-33: 352.988; 2033-34: 355.887; 2034-35: 358.641; 2035-36: 361.242; 2036-37: 363.632; 2037-38: 365.986; 2038-39: 368.258; 2039-40: 370.767; 2040-41: 373.163; 2041-42: 375.497; 2042-43: 377.773; 2043-44: 380.007; 2044-45: 382.156; 2045-46: 383.532; 2046-47: 384.766; 2047-48: 386.074; 2048-49: 387.386; 2049-50: 388.505
40BL | Unmeasured Household - Population | Input | 000's | 2 | 2019-20: 82.573; 2020-21: 79.817; 2021-22: 77.453; 2022-23: 74.657; 2023-24: 71.951; 2024-25: 69.359; 2025-26: 67.321; 2026-27: 65.378; 2027-28: 63.504; 2028-29: 61.686; 2029-30: 59.886; 2030-31: 58.159; 2031-32: 56.509; 2032-33: 54.938; 2033-34: 53.449; 2034-35: 52.015; 2035-36: 50.641; 2036-37: 49.307; 2037-38: 48.037; 2038-39: 46.818; 2039-40: 45.697; 2040-41: 44.61; 2041-42: 43.57; 2042-43: 42.576; 2043-44: 41.627; 2044-45: 40.716; 2045-46: 40.514; 2046-47: 40.307; 2047-48: 40.13; 2048-49: 39.969; 2049-50: 39.956
41BL | Total Resource Zone Population | sum (37BL:40BL) | 000's | 2 | 2019-20: 381.455; 2020-21: 384.574; 2021-22: 387.764; 2022-23: 390.923; 2023-24: 393.953; 2024-25: 397.189; 2025-26: 400.428; 2026-27: 403.09; 2027-28: 405.909; 2028-29: 408.333; 2029-30: 410.282; 2030-31: 411.989; 2031-32: 413.712; 2032-33: 415.21; 2033-34: 416.717; 2034-35: 418.131; 2035-36: 419.443; 2036-37: 420.581; 2037-38: 421.761; 2038-39: 422.914; 2039-40: 424.393; 2040-41: 425.804; 2041-42: 427.205; 2042-43: 428.607; 2043-44: 430.019; 2044-45: 431.377; 2045-46: 432.692; 2046-47: 433.855; 2047-48: 435.119; 2048-49: 436.393; 2049-50: 437.613
42BL | Average household occupancy rate (excl. voids) | (39BL + 40BL) / (34BL + 35BL) | h/prop | 1 | 2019-20: 2.1307; 2020-21: 2.1215; 2021-22: 2.1111; 2022-23: 2.106; 2023-24: 2.1002; 2024-25: 2.0942; 2025-26: 2.0886; 2026-27: 2.083; 2027-28: 2.0776; 2028-29: 2.0716; 2029-30: 2.0642; 2030-31: 2.0568; 2031-32: 2.05; 2032-33: 2.0435; 2033-34: 2.0378; 2034-35: 2.0322; 2035-36: 2.0268; 2036-37: 2.0211; 2037-38: 2.016; 2038-39: 2.0112; 2039-40: 2.0084; 2040-41: 2.0054; 2041-42: 2.0027; 2042-43: 2.0004; 2043-44: 1.9985; 2044-45: 1.9968; 2045-46: 1.9951; 2046-47: 1.9931; 2047-48: 1.992; 2048-49: 1.9913; 2049-50: 1.9909
43BL | Total Household Metering penetration (excl. voids) | 34BL / (34BL + 35BL) | % | 1 | 2019-20: 75.81%; 2020-21: 76.82%; 2021-22: 77.7%; 2022-23: 78.64%; 2023-24: 79.52%; 2024-25: 80.37%; 2025-26: 81.07%; 2026-27: 81.7%; 2027-28: 82.31%; 2028-29: 82.88%; 2029-30: 83.43%; 2030-31: 83.94%; 2031-32: 84.42%; 2032-33: 84.88%; 2033-34: 85.31%; 2034-35: 85.73%; 2035-36: 86.12%; 2036-37: 86.5%; 2037-38: 86.85%; 2038-39: 87.2%; 2039-40: 87.52%; 2040-41: 87.84%; 2041-42: 88.14%; 2042-43: 88.42%; 2043-44: 88.7%; 2044-45: 88.96%; 2045-46: 89.04%; 2046-47: 89.11%; 2047-48: 89.19%; 2048-49: 89.25%; 2049-50: 89.28%
44BL | Total Household Metering penetration (incl. voids) | (34BL) / (34BL + 34.7BL + 35BL + 35.1BL) | % | 1 | 2019-20: 73.84%; 2020-21: 74.81%; 2021-22: 75.68%; 2022-23: 76.59%; 2023-24: 77.45%; 2024-25: 78.28%; 2025-26: 78.96%; 2026-27: 79.58%; 2027-28: 80.17%; 2028-29: 80.73%; 2029-30: 81.25%; 2030-31: 81.75%; 2031-32: 82.22%; 2032-33: 82.66%; 2033-34: 83.08%; 2034-35: 83.48%; 2035-36: 83.86%; 2036-37: 84.23%; 2037-38: 84.57%; 2038-39: 84.9%; 2039-40: 85.22%; 2040-41: 85.52%; 2041-42: 85.81%; 2042-43: 86.09%; 2043-44: 86.36%; 2044-45: 86.61%; 2045-46: 86.69%; 2046-47: 86.76%; 2047-48: 86.83%; 2048-49: 86.9%; 2049-50: 86.93%
45BL | Distribution input | sum (12BL:15BL) +21BL + 22BL + 27BL + 28BL | Ml/d | 2 | 2019-20: 138.04; 2020-21: 137.21; 2021-22: 136.97; 2022-23: 136.29; 2023-24: 135.64; 2024-25: 134.8; 2025-26: 135.4; 2026-27: 135.98; 2027-28: 136.66; 2028-29: 137.26; 2029-30: 137.77; 2030-31: 137.69; 2031-32: 137.73; 2032-33: 137.79; 2033-34: 137.91; 2034-35: 138.03; 2035-36: 138.16; 2036-37: 138.26; 2037-38: 138.53; 2038-39: 138.84; 2039-40: 139.23; 2040-41: 139.46; 2041-42: 139.7; 2042-43: 140.01; 2043-44: 140.32; 2044-45: 140.61; 2045-46: 140.94; 2046-47: 141.26; 2047-48: 141.57; 2048-49: 141.89; 2049-50: 142.25
46BL | Target headroom (climate change component) | Input | Ml/d | 2 | 2019-20: -0.053536; 2020-21: -0.053536; 2021-22: -0.053536; 2022-23: -0.053536; 2023-24: -0.053536; 2024-25: -0.053536; 2025-26: -0.053536; 2026-27: -0.064705; 2027-28: -0.23532; 2028-29: -0.081334; 2029-30: 0.0035886; 2030-31: -0.11313; 2031-32: -0.092799; 2032-33: 0.024571; 2033-34: -0.12574; 2034-35: -0.056567; 2035-36: 0.0027669; 2036-37: -0.031441; 2037-38: 0.080177; 2038-39: 0.042257; 2039-40: 0.034718; 2040-41: -0.036158; 2041-42: -0.036116; 2042-43: 0.039483; 2043-44: 0.088351; 2044-45: -0.077697; 2045-46: 0.00010219; 2046-47: -0.064644; 2047-48: -0.054924; 2048-49: -0.11414; 2049-50: -0.078484
47BL | Target headroom (All other components) | Input | Ml/d | 2 | 2019-20: 7.6134; 2020-21: 7.6134; 2021-22: 7.6134; 2022-23: 7.6134; 2023-24: 7.6134; 2024-25: 7.6134; 2025-26: 7.6134; 2026-27: 8.0225; 2027-28: 8.5146; 2028-29: 8.5758; 2029-30: 9.0643; 2030-31: 9.4067; 2031-32: 9.6357; 2032-33: 9.8499; 2033-34: 10.1821; 2034-35: 10.4406; 2035-36: 8.6945; 2036-37: 7.9255; 2037-38: 8.2691; 2038-39: 8.6189; 2039-40: 6.8213; 2040-41: 7.0216; 2041-42: 7.419; 2042-43: 7.7024; 2043-44: 7.9089; 2044-45: 8.1144; 2045-46: 7.1393; 2046-47: 7.2949; 2047-48: 7.4006; 2048-49: 7.4996; 2049-50: 7.5029
48BL | Target Headroom | 46BL + 47BL | Ml/d | 2 | 2019-20: 7.5598; 2020-21: 7.5598; 2021-22: 7.5598; 2022-23: 7.5598; 2023-24: 7.5598; 2024-25: 7.5598; 2025-26: 7.5598; 2026-27: 7.9578; 2027-28: 8.2792; 2028-29: 8.4945; 2029-30: 9.0678; 2030-31: 9.2936; 2031-32: 9.5429; 2032-33: 9.8745; 2033-34: 10.0564; 2034-35: 10.384; 2035-36: 8.6973; 2036-37: 7.894; 2037-38: 8.3492; 2038-39: 8.6612; 2039-40: 6.856; 2040-41: 6.9855; 2041-42: 7.3829; 2042-43: 7.7419; 2043-44: 7.9973; 2044-45: 8.0367; 2045-46: 7.1394; 2046-47: 7.2302; 2047-48: 7.3457; 2048-49: 7.3855; 2049-50: 7.4244
49BL | Available Headroom | 11BL - 45BL | Ml/d | 2 | 2019-20: 40.6; 2020-21: 41.43; 2021-22: 41.67; 2022-23: 42.35; 2023-24: 43; 2024-25: 43.84; 2025-26: 31.9; 2026-27: 30.97; 2027-28: 8.27; 2028-29: 8.49; 2029-30: 9.08; 2030-31: 9.3; 2031-32: 9.52; 2032-33: 9.87; 2033-34: 10.06; 2034-35: 10.38; 2035-36: 8.69; 2036-37: 7.88; 2037-38: 8.35; 2038-39: 8.65; 2039-40: 6.84; 2040-41: 6.99; 2041-42: 7.4; 2042-43: 7.73; 2043-44: 7.99; 2044-45: 8.05; 2045-46: 7.14; 2046-47: 7.22; 2047-48: 7.35; 2048-49: 7.4; 2049-50: 7.41
49.1BL | Available non-potable balance (if applicable) | 1.1BL -12.1BL | Ml/d | 2 | 2019-20: 0; 2020-21: 0; 2021-22: 0; 2022-23: 0; 2023-24: 0; 2024-25: 0; 2025-26: 0; 2026-27: 0; 2027-28: 0; 2028-29: 0; 2029-30: 0; 2030-31: 0; 2031-32: 0; 2032-33: 0; 2033-34: 0; 2034-35: 0; 2035-36: 0; 2036-37: 0; 2037-38: 0; 2038-39: 0; 2039-40: 0; 2040-41: 0; 2041-42: 0; 2042-43: 0; 2043-44: 0; 2044-45: 0; 2045-46: 0; 2046-47: 0; 2047-48: 0; 2048-49: 0; 2049-50: 0
50BL | Supply Demand Balance |  | Ml/d | 2 | 2019-20: 33.0402; 2020-21: 33.8702; 2021-22: 34.1102; 2022-23: 34.7902; 2023-24: 35.4402; 2024-25: 36.2802; 2025-26: 24.3402; 2026-27: 23.0122; 2027-28: -0.0092444; 2028-29: -0.0044764; 2029-30: 0.012155; 2030-31: 0.0063883; 2031-32: -0.02294; 2032-33: -0.0045144; 2033-34: 0.0036134; 2034-35: -0.0040141; 2035-36: -0.0073115; 2036-37: -0.014041; 2037-38: 0.00077204; 2038-39: -0.011191; 2039-40: -0.015974; 2040-41: 0.0045283; 2041-42: 0.017133; 2042-43: -0.011933; 2043-44: -0.0072594; 2044-45: 0.013261; 2045-46: 0.00061549; 2046-47: -0.010235; 2047-48: 0.0043241; 2048-49: 0.014523; 2049-50: -0.014421
Table 3e: DYCP - Final plan Options | Back to top of sheet
WRMP24 reference | Option type | Cat ID | Unit | Decimal places | 2019-20 | 2020-21 | 2021-22 | 2022-23 | 2023-24 | 2024-25 | 2025-26 | 2026-27 | 2027-28 | 2028-29 | 2029-30 | 2030-31 | 2031-32 | 2032-33 | 2033-34 | 2034-35 | 2035-36 | 2036-37 | 2037-38 | 2038-39 | 2039-40 | 2040-41 | 2041-42 | 2042-43 | 2043-44 | 2044-45 | 2045-46 | 2046-47 | 2047-48 | 2048-49 | 2049-50 | 2050-51 | 2051-52 | 2052-53 | 2053-54 | 2054-55 | 2055-56 | 2056-57 | 2057-58 | 2058-59 | 2059-60 | 2060-61 | 2061-62 | 2062-63 | 2063-64 | 2064-65 | 2065-66 | 2066-67 | 2067-68 | 2068-69 | 2069-70 | 2070-71 | 2071-72 | 2072-73 | 2073-74 | 2074-75 | 2075-76 | 2076-77 | 2077-78 | 2078-79 | 2079-80 | 2080-81 | 2081-82 | 2082-83 | 2083-84 | 2084-85 | 2085-86 | 2086-87 | 2087-88 | 2088-89 | 2089-90 | 2090-91 | 2091-92 | 2092-93 | 2093-94 | 2094-95 | 2095-96 | 2096-97 | 2097-98 | 2098-99 | 2099-100
1.11FP | Non potable supplies input reductions as -ve and increases as +ve | RSNPS | Ml/d | 2 | 2019-20: 0; 2020-21: 0; 2021-22: 0; 2022-23: 0; 2023-24: 0; 2024-25: 0; 2025-26: 0; 2026-27: 0; 2027-28: 0; 2028-29: 0; 2029-30: 0; 2030-31: 0; 2031-32: 0; 2032-33: 0; 2033-34: 0; 2034-35: 0; 2035-36: 0; 2036-37: 0; 2037-38: 0; 2038-39: 0; 2039-40: 0; 2040-41: 0; 2041-42: 0; 2042-43: 0; 2043-44: 0; 2044-45: 0; 2045-46: 0; 2046-47: 0; 2047-48: 0; 2048-49: 0; 2049-50: 0
2.1FP | Raw water imports | RSRWI | Ml/d | 2 | 2019-20: 0; 2020-21: 0; 2021-22: 0; 2022-23: 0; 2023-24: 0; 2024-25: 0; 2025-26: 0; 2026-27: 0; 2027-28: 0; 2028-29: 0; 2029-30: 0; 2030-31: 0; 2031-32: 0; 2032-33: 0; 2033-34: 0; 2034-35: 0; 2035-36: 0; 2036-37: 0; 2037-38: 0; 2038-39: 0; 2039-40: 0; 2040-41: 0; 2041-42: 0; 2042-43: 0; 2043-44: 0; 2044-45: 0; 2045-46: 0; 2046-47: 0; 2047-48: 0; 2048-49: 0; 2049-50: 0
3.1FP | Potable water imports input reductions as -ve | RSPWI | Ml/d | 2 | 2019-20: 0; 2020-21: 0; 2021-22: 0; 2022-23: 0; 2023-24: 0; 2024-25: 0; 2025-26: 0; 2026-27: 0; 2027-28: 0; 2028-29: 0; 2029-30: 0; 2030-31: 0; 2031-32: 0; 2032-33: 0; 2033-34: 0; 2034-35: 0; 2035-36: 0; 2036-37: 0; 2037-38: 0; 2038-39: 0; 2039-40: 0; 2040-41: 0; 2041-42: 0; 2042-43: 0; 2043-44: 0; 2044-45: 0; 2045-46: 0; 2046-47: 0; 2047-48: 0; 2048-49: 0; 2049-50: 0
4.1FP | Raw water exports input reductions as +ve and increases as -ve | RSRWE | Ml/d | 2 | 2019-20: 0; 2020-21: 0; 2021-22: 0; 2022-23: 0; 2023-24: 0; 2024-25: 0; 2025-26: 0; 2026-27: 0; 2027-28: 0; 2028-29: 0; 2029-30: 0; 2030-31: 0; 2031-32: 0; 2032-33: 0; 2033-34: 0; 2034-35: 0; 2035-36: 0; 2036-37: 0; 2037-38: 0; 2038-39: 0; 2039-40: 0; 2040-41: 0; 2041-42: 0; 2042-43: 0; 2043-44: 0; 2044-45: 0; 2045-46: 0; 2046-47: 0; 2047-48: 0; 2048-49: 0; 2049-50: 0
5.1FP | Potable water exports input reductions as +ve and increases as -ve | RSPWE | Ml/d | 2 | 2019-20: 0; 2020-21: 0; 2021-22: 0; 2022-23: 0; 2023-24: 0; 2024-25: 0; 2025-26: -25.18; 2026-27: -24.83; 2027-28: -2.81; 2028-29: -3.63; 2029-30: -4.73; 2030-31: -4.87; 2031-32: 21.279; 2032-33: 20.809; 2033-34: 20.529; 2034-35: 20.199; 2035-36: 22.529; 2036-37: 18.24; 2037-38: 23.399; 2038-39: 22.979; 2039-40: 25.309; 2040-41: -4.33; 2041-42: 24.279; 2042-43: 1.379; 2043-44: 0.809; 2044-45: 22.719; 2045-46: -4.32; 2046-47: -6.36; 2047-48: -6.8; 2048-49: -7.17; 2049-50: -6.17
6.2FP | DO benefit from increase raw water abstractions | RSRWA | Ml/d | 2 | 2019-20: 0; 2020-21: 0; 2021-22: 0; 2022-23: 0; 2023-24: 0; 2024-25: 0; 2025-26: 0; 2026-27: 0; 2027-28: 0; 2028-29: 0; 2029-30: 0; 2030-31: 0; 2031-32: 0; 2032-33: 0; 2033-34: 0; 2034-35: 0; 2035-36: 0; 2036-37: 0; 2037-38: 0; 2038-39: 0; 2039-40: 0; 2040-41: 0; 2041-42: 0; 2042-43: 0; 2043-44: 0; 2044-45: 0; 2045-46: 0; 2046-47: 0; 2047-48: 0; 2048-49: 0; 2049-50: 0
6.3FP | Other options to increase deployable output | RSIPO | Ml/d | 2 | 2019-20: 0; 2020-21: 0; 2021-22: 0; 2022-23: 0; 2023-24: 0; 2024-25: 0; 2025-26: 0; 2026-27: 0; 2027-28: 0; 2028-29: 0; 2029-30: 0; 2030-31: 21.8; 2031-32: 21.8; 2032-33: 21.8; 2033-34: 21.8; 2034-35: 21.8; 2035-36: 21.8; 2036-37: 21.8; 2037-38: 21.8; 2038-39: 21.8; 2039-40: 16.1; 2040-41: 66.1; 2041-42: 66.1; 2042-43: 66.1; 2043-44: 66.1; 2044-45: 66.1; 2045-46: 66.1; 2046-47: 66.1; 2047-48: 66.1; 2048-49: 66.1; 2049-50: 66.1
7.01FP | DO benefit from supply side drought measures | RSDPS | Ml/d | 2 | 2019-20: 0; 2020-21: 0; 2021-22: 0; 2022-23: 0; 2023-24: 0; 2024-25: 0; 2025-26: 0; 2026-27: 0; 2027-28: 0; 2028-29: 0; 2029-30: 0; 2030-31: 0; 2031-32: 0; 2032-33: 0; 2033-34: 0; 2034-35: 0; 2035-36: 0; 2036-37: 0; 2037-38: 0; 2038-39: 0; 2039-40: 0; 2040-41: 0; 2041-42: 0; 2042-43: 0; 2043-44: 0; 2044-45: 0; 2045-46: 0; 2046-47: 0; 2047-48: 0; 2048-49: 0; 2049-50: 0
7.02FP | DO benefit from demand side drought measures | RSDPD | Ml/d | 2 | 2019-20: 0; 2020-21: 0; 2021-22: 0; 2022-23: 0; 2023-24: 0; 2024-25: 0; 2025-26: 0; 2026-27: 0; 2027-28: 0; 2028-29: 0; 2029-30: 0; 2030-31: 0; 2031-32: 0; 2032-33: 0; 2033-34: 0; 2034-35: 0; 2035-36: 0; 2036-37: 0; 2037-38: 0; 2038-39: 0; 2039-40: 0; 2040-41: 0; 2041-42: 0; 2042-43: 0; 2043-44: 0; 2044-45: 0; 2045-46: 0; 2046-47: 0; 2047-48: 0; 2048-49: 0; 2049-50: 0
8.1FP | Reduce raw water losses and operational use input as -ve | RSLOU | Ml/d | 2 | 2019-20: 0; 2020-21: 0; 2021-22: 0; 2022-23: 0; 2023-24: 0; 2024-25: 0; 2025-26: 0; 2026-27: 0; 2027-28: 0; 2028-29: 0; 2029-30: 0; 2030-31: 0; 2031-32: 0; 2032-33: 0; 2033-34: 0; 2034-35: 0; 2035-36: 0; 2036-37: 0; 2037-38: 0; 2038-39: 0; 2039-40: 0; 2040-41: 0; 2041-42: 0; 2042-43: 0; 2043-44: 0; 2044-45: 0; 2045-46: 0; 2046-47: 0; 2047-48: 0; 2048-49: 0; 2049-50: 0
8.2FP | Reduce treatment works losses input as -ve | PSTWL | Ml/d | 2 | 2019-20: 0; 2020-21: 0; 2021-22: 0; 2022-23: 0; 2023-24: 0; 2024-25: 0; 2025-26: 0; 2026-27: 0; 2027-28: 0; 2028-29: 0; 2029-30: 0; 2030-31: 0; 2031-32: 0; 2032-33: 0; 2033-34: 0; 2034-35: 0; 2035-36: 0; 2036-37: 0; 2037-38: 0; 2038-39: 0; 2039-40: 0; 2040-41: 0; 2041-42: 0; 2042-43: 0; 2043-44: 0; 2044-45: 0; 2045-46: 0; 2046-47: 0; 2047-48: 0; 2048-49: 0; 2049-50: 0
9.1FP | Reduce outages input as -ve | PSROU | Ml/d | 2 | 2019-20: 0; 2020-21: 0; 2021-22: 0; 2022-23: 0; 2023-24: 0; 2024-25: 0; 2025-26: 0; 2026-27: 0; 2027-28: 0; 2028-29: 0; 2029-30: 0; 2030-31: 0; 2031-32: 0; 2032-33: 0; 2033-34: 0; 2034-35: 0; 2035-36: 0; 2036-37: 0; 2037-38: 0; 2038-39: 0; 2039-40: 0; 2040-41: 0; 2041-42: 0; 2042-43: 0; 2043-44: 0; 2044-45: 0; 2045-46: 0; 2046-47: 0; 2047-48: 0; 2048-49: 0; 2049-50: 0
12.2FP | Change volume delivered to measured non households input reductions as -ve, line to include both measured non-household consumption and USPL options | CVMNH | Ml/d | 2 | 2019-20: 0; 2020-21: 0; 2021-22: 0; 2022-23: 0; 2023-24: 0; 2024-25: 0; 2025-26: -0.35; 2026-27: -0.67; 2027-28: -0.95; 2028-29: -1.23; 2029-30: -1.5; 2030-31: -1.77; 2031-32: -2.04; 2032-33: -2.31; 2033-34: -2.58; 2034-35: -2.85; 2035-36: -3.11; 2036-37: -3.38; 2037-38: -3.65; 2038-39: -3.92; 2039-40: -4.19; 2040-41: -4.46; 2041-42: -4.72; 2042-43: -4.99; 2043-44: -5.26; 2044-45: -5.52; 2045-46: -5.79; 2046-47: -6.06; 2047-48: -6.33; 2048-49: -6.59; 2049-50: -6.86
13.1FP | Change volume delivered to unmeasured non households input reductions as -ve, line to include both unmeasured non-household consumption and USPL options | CVUNH | Ml/d | 2 | 2019-20: 0; 2020-21: 0; 2021-22: 0; 2022-23: 0; 2023-24: 0; 2024-25: 0; 2025-26: 0; 2026-27: 0; 2027-28: 0; 2028-29: 0; 2029-30: 0; 2030-31: 0; 2031-32: 0; 2032-33: 0; 2033-34: 0; 2034-35: 0; 2035-36: 0; 2036-37: 0; 2037-38: 0; 2038-39: 0; 2039-40: 0; 2040-41: 0; 2041-42: 0; 2042-43: 0; 2043-44: 0; 2044-45: 0; 2045-46: 0; 2046-47: 0; 2047-48: 0; 2048-49: 0; 2049-50: 0
14.1FP | Change volume delivered to measured households input reductions as -ve, line to include both measured household consumption and USPL options | CVMHH | Ml/d | 2 | 2019-20: 0; 2020-21: 0; 2021-22: 0; 2022-23: 0; 2023-24: 0; 2024-25: 0; 2025-26: -0.53; 2026-27: -2.16; 2027-28: -2.48; 2028-29: -3.15; 2029-30: -3.68; 2030-31: -4.18; 2031-32: -4.68; 2032-33: -4.95; 2033-34: -5.22; 2034-35: -5.86; 2035-36: -6.5; 2036-37: -7.14; 2037-38: -7.79; 2038-39: -8.44; 2039-40: -9.09; 2040-41: -9.66; 2041-42: -10.28; 2042-43: -10.91; 2043-44: -11.55; 2044-45: -11.79; 2045-46: -12.05; 2046-47: -12.3; 2047-48: -12.55; 2048-49: -12.8; 2049-50: -13.05
15.1FP | Change volume delivered to unmeasured households input reductions as -ve, line to include both unmeasured household consumption and USPL options | CVUHH | Ml/d | 2 | 2019-20: 0; 2020-21: 0; 2021-22: 0; 2022-23: 0; 2023-24: 0; 2024-25: 0; 2025-26: 0; 2026-27: 0; 2027-28: 0; 2028-29: 0; 2029-30: 0; 2030-31: 0; 2031-32: 0; 2032-33: 0; 2033-34: 0; 2034-35: 0; 2035-36: 0; 2036-37: 0; 2037-38: 0; 2038-39: 0; 2039-40: 0; 2040-41: 0; 2041-42: 0; 2042-43: 0; 2043-44: 0; 2044-45: 0; 2045-46: 0; 2046-47: 0; 2047-48: 0; 2048-49: 0; 2049-50: 0
21.1FP | Options to reduce water taken unbilled input as -ve | CSWTU | Ml/d | 2 | 2019-20: 0; 2020-21: 0; 2021-22: 0; 2022-23: 0; 2023-24: 0; 2024-25: 0; 2025-26: 0; 2026-27: 0; 2027-28: 0; 2028-29: 0; 2029-30: 0; 2030-31: 0; 2031-32: 0; 2032-33: 0; 2033-34: 0; 2034-35: 0; 2035-36: 0; 2036-37: 0; 2037-38: 0; 2038-39: 0; 2039-40: 0; 2040-41: 0; 2041-42: 0; 2042-43: 0; 2043-44: 0; 2044-45: 0; 2045-46: 0; 2046-47: 0; 2047-48: 0; 2048-49: 0; 2049-50: 0
22.1FP | Reduce distribution system operational use (DSOU) input as -ve | DSDOU | Ml/d | 2 | 2019-20: 0; 2020-21: 0; 2021-22: 0; 2022-23: 0; 2023-24: 0; 2024-25: 0; 2025-26: 0; 2026-27: 0; 2027-28: 0; 2028-29: 0; 2029-30: 0; 2030-31: 0; 2031-32: 0; 2032-33: 0; 2033-34: 0; 2034-35: 0; 2035-36: 0; 2036-37: 0; 2037-38: 0; 2038-39: 0; 2039-40: 0; 2040-41: 0; 2041-42: 0; 2042-43: 0; 2043-44: 0; 2044-45: 0; 2045-46: 0; 2046-47: 0; 2047-48: 0; 2048-49: 0; 2049-50: 0
23.1FP | Options impacting on measured Non Household - USPL input reductions as -ve | CUMNH | Ml/d | 2 | 2019-20: 0; 2020-21: 0; 2021-22: 0; 2022-23: 0; 2023-24: 0; 2024-25: 0; 2025-26: 0; 2026-27: -0.01; 2027-28: -0.01; 2028-29: -0.01; 2029-30: -0.02; 2030-31: -0.02; 2031-32: -0.02; 2032-33: -0.02; 2033-34: -0.03; 2034-35: -0.03; 2035-36: -0.03; 2036-37: -0.03; 2037-38: -0.04; 2038-39: -0.04; 2039-40: -0.04; 2040-41: -0.05; 2041-42: -0.05; 2042-43: -0.05; 2043-44: -0.05; 2044-45: -0.06; 2045-46: -0.06; 2046-47: -0.06; 2047-48: -0.06; 2048-49: -0.07; 2049-50: -0.07
24.1FP | Options impacting on unmeasured Non Household - USPL input reductions as -ve | CUUNH | Ml/d | 2 | 2019-20: 0; 2020-21: 0; 2021-22: 0; 2022-23: 0; 2023-24: 0; 2024-25: 0; 2025-26: 0; 2026-27: 0; 2027-28: 0; 2028-29: 0; 2029-30: 0; 2030-31: 0; 2031-32: 0; 2032-33: 0; 2033-34: 0; 2034-35: 0; 2035-36: 0; 2036-37: 0; 2037-38: 0; 2038-39: 0; 2039-40: 0; 2040-41: 0; 2041-42: 0; 2042-43: 0; 2043-44: 0; 2044-45: 0; 2045-46: 0; 2046-47: 0; 2047-48: 0; 2048-49: 0; 2049-50: 0
25.1FP | Options impacting on measured Household - USPL input reductions as -ve | CUMHH | Ml/d | 2 | 2019-20: 0; 2020-21: 0; 2021-22: 0; 2022-23: 0; 2023-24: 0; 2024-25: 0; 2025-26: -0.19; 2026-27: -0.79; 2027-28: -0.83; 2028-29: -0.9; 2029-30: -0.96; 2030-31: -1.02; 2031-32: -1.07; 2032-33: -1.08; 2033-34: -1.09; 2034-35: -1.1; 2035-36: -1.11; 2036-37: -1.12; 2037-38: -1.13; 2038-39: -1.14; 2039-40: -1.14; 2040-41: -1.15; 2041-42: -1.16; 2042-43: -1.17; 2043-44: -1.17; 2044-45: -1.18; 2045-46: -1.19; 2046-47: -1.19; 2047-48: -1.2; 2048-49: -1.2; 2049-50: -1.2
26.1FP | Options impacting on unmeasured Household - USPL input reductions as -ve | CUUHH | Ml/d | 2 | 2019-20: 0; 2020-21: 0; 2021-22: 0; 2022-23: 0; 2023-24: 0; 2024-25: 0; 2025-26: 0; 2026-27: 0; 2027-28: 0; 2028-29: 0; 2029-30: 0; 2030-31: 0; 2031-32: 0; 2032-33: 0; 2033-34: 0; 2034-35: 0; 2035-36: 0; 2036-37: 0; 2037-38: 0; 2038-39: 0; 2039-40: 0; 2040-41: 0; 2041-42: 0; 2042-43: 0; 2043-44: 0; 2044-45: 0; 2045-46: 0; 2046-47: 0; 2047-48: 0; 2048-49: 0; 2049-50: 0
27.1FP | Options impacting on Void properties - USPL input reductions as -ve | CUVPP | Ml/d | 2 | 2019-20: 0; 2020-21: 0; 2021-22: 0; 2022-23: 0; 2023-24: 0; 2024-25: 0; 2025-26: 0; 2026-27: 0; 2027-28: 0; 2028-29: 0; 2029-30: 0; 2030-31: 0; 2031-32: 0; 2032-33: 0; 2033-34: 0; 2034-35: 0; 2035-36: 0; 2036-37: 0; 2037-38: 0; 2038-39: 0; 2039-40: 0; 2040-41: 0; 2041-42: 0; 2042-43: 0; 2043-44: 0; 2044-45: 0; 2045-46: 0; 2046-47: 0; 2047-48: 0; 2048-49: 0; 2049-50: 0
28.1FP | Reduce distribution losses input as -ve | DSRDL | Ml/d | 2 | 2019-20: 0; 2020-21: 0; 2021-22: 0; 2022-23: 0; 2023-24: 0; 2024-25: 0; 2025-26: -0.04; 2026-27: -0.05; 2027-28: -0.1; 2028-29: -0.11; 2029-30: -0.52; 2030-31: -0.59; 2031-32: -0.63; 2032-33: -0.67; 2033-34: -1.31; 2034-35: -1.6; 2035-36: -1.76; 2036-37: -1.77; 2037-38: -1.82; 2038-39: -1.88; 2039-40: -2.05; 2040-41: -2.14; 2041-42: -2.27; 2042-43: -2.64; 2043-44: -2.93; 2044-45: -3.12; 2045-46: -3.4; 2046-47: -3.57; 2047-48: -3.91; 2048-49: -4.19; 2049-50: -4.22
Table 3f: DYCP - Final plan | Back to top of sheet
WRMP24 reference | Component | Derivation | Unit | Decimal places | 2019-20 | 2020-21 | 2021-22 | 2022-23 | 2023-24 | 2024-25 | 2025-26 | 2026-27 | 2027-28 | 2028-29 | 2029-30 | 2030-31 | 2031-32 | 2032-33 | 2033-34 | 2034-35 | 2035-36 | 2036-37 | 2037-38 | 2038-39 | 2039-40 | 2040-41 | 2041-42 | 2042-43 | 2043-44 | 2044-45 | 2045-46 | 2046-47 | 2047-48 | 2048-49 | 2049-50 | 2050-51 | 2051-52 | 2052-53 | 2053-54 | 2054-55 | 2055-56 | 2056-57 | 2057-58 | 2058-59 | 2059-60 | 2060-61 | 2061-62 | 2062-63 | 2063-64 | 2064-65 | 2065-66 | 2066-67 | 2067-68 | 2068-69 | 2069-70 | 2070-71 | 2071-72 | 2072-73 | 2073-74 | 2074-75 | 2075-76 | 2076-77 | 2077-78 | 2078-79 | 2079-80 | 2080-81 | 2081-82 | 2082-83 | 2083-84 | 2084-85 | 2085-86 | 2086-87 | 2087-88 | 2088-89 | 2089-90 | 2090-91 | 2091-92 | 2092-93 | 2093-94 | 2094-95 | 2095-96 | 2096-97 | 2097-98 | 2098-99 | 2099-100
1FP | Raw water abstracted | Input | Ml/d | 2 | 2019-20: 0; 2020-21: 0; 2021-22: 0; 2022-23: 0; 2023-24: 0; 2024-25: 0; 2025-26: 0; 2026-27: 0; 2027-28: 0; 2028-29: 0; 2029-30: 0; 2030-31: 0; 2031-32: 0; 2032-33: 0; 2033-34: 0; 2034-35: 0; 2035-36: 0; 2036-37: 0; 2037-38: 0; 2038-39: 0; 2039-40: 0; 2040-41: 0; 2041-42: 0; 2042-43: 0; 2043-44: 0; 2044-45: 0; 2045-46: 0; 2046-47: 0; 2047-48: 0; 2048-49: 0; 2049-50: 0
1.1FP | Non-potable water supplies | 1.1BL + 1.11FP | Ml/d | 2 | 2019-20: 0; 2020-21: 0; 2021-22: 0; 2022-23: 0; 2023-24: 0; 2024-25: 0; 2025-26: 0; 2026-27: 0; 2027-28: 0; 2028-29: 0; 2029-30: 0; 2030-31: 0; 2031-32: 0; 2032-33: 0; 2033-34: 0; 2034-35: 0; 2035-36: 0; 2036-37: 0; 2037-38: 0; 2038-39: 0; 2039-40: 0; 2040-41: 0; 2041-42: 0; 2042-43: 0; 2043-44: 0; 2044-45: 0; 2045-46: 0; 2046-47: 0; 2047-48: 0; 2048-49: 0; 2049-50: 0
2FP | Raw water imported | 2BL + 2.1FP | Ml/d | 2 | 2019-20: 0; 2020-21: 0; 2021-22: 0; 2022-23: 0; 2023-24: 0; 2024-25: 0; 2025-26: 0; 2026-27: 0; 2027-28: 0; 2028-29: 0; 2029-30: 0; 2030-31: 0; 2031-32: 0; 2032-33: 0; 2033-34: 0; 2034-35: 0; 2035-36: 0; 2036-37: 0; 2037-38: 0; 2038-39: 0; 2039-40: 0; 2040-41: 0; 2041-42: 0; 2042-43: 0; 2043-44: 0; 2044-45: 0; 2045-46: 0; 2046-47: 0; 2047-48: 0; 2048-49: 0; 2049-50: 0
3FP | Potable water imported | 3BL + 3.1FP | Ml/d | 2 | 2019-20: 0; 2020-21: 0; 2021-22: 0; 2022-23: 0; 2023-24: 0; 2024-25: 0; 2025-26: 0; 2026-27: 0; 2027-28: 0; 2028-29: 0; 2029-30: 0; 2030-31: 0; 2031-32: 0; 2032-33: 0; 2033-34: 0; 2034-35: 0; 2035-36: 0; 2036-37: 0; 2037-38: 0; 2038-39: 0; 2039-40: 0; 2040-41: 0; 2041-42: 0; 2042-43: 0; 2043-44: 0; 2044-45: 0; 2045-46: 0; 2046-47: 0; 2047-48: 0; 2048-49: 0; 2049-50: 0
4FP | Raw water exported enter as -ve | 4BL + 4.1FP | Ml/d | 2 | 2019-20: 0; 2020-21: 0; 2021-22: 0; 2022-23: 0; 2023-24: 0; 2024-25: 0; 2025-26: 0; 2026-27: 0; 2027-28: 0; 2028-29: 0; 2029-30: 0; 2030-31: 0; 2031-32: 0; 2032-33: 0; 2033-34: 0; 2034-35: 0; 2035-36: 0; 2036-37: 0; 2037-38: 0; 2038-39: 0; 2039-40: 0; 2040-41: 0; 2041-42: 0; 2042-43: 0; 2043-44: 0; 2044-45: 0; 2045-46: 0; 2046-47: 0; 2047-48: 0; 2048-49: 0; 2049-50: 0
5FP | Potable water exported enter as -ve | 5BL + 5.1FP | Ml/d | 2 | 2019-20: 0; 2020-21: 0; 2021-22: 0; 2022-23: 0; 2023-24: 0; 2024-25: 0; 2025-26: -36.52; 2026-27: -36.52; 2027-28: -36.52; 2028-29: -36.52; 2029-30: -36.52; 2030-31: -36.52; 2031-32: -10.111; 2032-33: -10.171; 2033-34: -10.141; 2034-35: -10.031; 2035-36: -9.261; 2036-37: -14.26; 2037-38: -8.361; 2038-39: -8.171; 2039-40: -7.261; 2040-41: -36.52; 2041-42: -7.261; 2042-43: -29.521; 2043-44: -29.521; 2044-45: -7.261; 2045-46: -34.88; 2046-47: -36.52; 2047-48: -36.52; 2048-49: -36.52; 2049-50: -35.15
6.1FP | Deployable Output post forecast changes | 6.1BL + 6.2FP + 6.3FP +7.01FP +7.02FP | Ml/d | 2 | 2019-20: 189.3; 2020-21: 189.3; 2021-22: 189.3; 2022-23: 189.3; 2023-24: 189.3; 2024-25: 189.3; 2025-26: 189.3; 2026-27: 189.3; 2027-28: 189.3; 2028-29: 189.3; 2029-30: 189.3; 2030-31: 211.1; 2031-32: 211.1; 2032-33: 211.1; 2033-34: 211.1; 2034-35: 211.1; 2035-36: 211.1; 2036-37: 211.1; 2037-38: 211.1; 2038-39: 211.1; 2039-40: 205.4; 2040-41: 255.4; 2041-42: 255.4; 2042-43: 255.4; 2043-44: 255.4; 2044-45: 255.4; 2045-46: 255.4; 2046-47: 255.4; 2047-48: 255.4; 2048-49: 255.4; 2049-50: 255.4
8FP | Raw water losses, treatment works losses and operational use | 8BL + 8.1FP + 8.2FP | Ml/d | 2 | 2019-20: 9.27; 2020-21: 9.27; 2021-22: 9.27; 2022-23: 9.27; 2023-24: 9.27; 2024-25: 9.27; 2025-26: 9.27; 2026-27: 9.27; 2027-28: 9.27; 2028-29: 9.27; 2029-30: 9.27; 2030-31: 9.27; 2031-32: 9.27; 2032-33: 9.27; 2033-34: 9.27; 2034-35: 9.27; 2035-36: 9.27; 2036-37: 9.27; 2037-38: 9.27; 2038-39: 9.27; 2039-40: 9.27; 2040-41: 9.27; 2041-42: 9.27; 2042-43: 9.27; 2043-44: 9.27; 2044-45: 9.27; 2045-46: 9.27; 2046-47: 9.27; 2047-48: 9.27; 2048-49: 9.27; 2049-50: 9.27
9FP | Total Outage Allowance | 9BL + 9.1FP | Ml/d | 2 | 2019-20: 1.39; 2020-21: 1.39; 2021-22: 1.39; 2022-23: 1.39; 2023-24: 1.39; 2024-25: 1.39; 2025-26: 1.39; 2026-27: 1.39; 2027-28: 1.39; 2028-29: 1.39; 2029-30: 1.39; 2030-31: 1.39; 2031-32: 1.39; 2032-33: 1.39; 2033-34: 1.39; 2034-35: 1.39; 2035-36: 1.39; 2036-37: 1.39; 2037-38: 1.39; 2038-39: 1.39; 2039-40: 1.39; 2040-41: 1.39; 2041-42: 1.39; 2042-43: 1.39; 2043-44: 1.39; 2044-45: 1.39; 2045-46: 1.39; 2046-47: 1.39; 2047-48: 1.39; 2048-49: 1.39; 2049-50: 1.39
10FP | Water Available For Use (own sources) | (6.1FP) - (8FP + 9FP) | Ml/d | 2 | 2019-20: 178.64; 2020-21: 178.64; 2021-22: 178.64; 2022-23: 178.64; 2023-24: 178.64; 2024-25: 178.64; 2025-26: 178.64; 2026-27: 178.64; 2027-28: 178.64; 2028-29: 178.64; 2029-30: 178.64; 2030-31: 200.44; 2031-32: 200.44; 2032-33: 200.44; 2033-34: 200.44; 2034-35: 200.44; 2035-36: 200.44; 2036-37: 200.44; 2037-38: 200.44; 2038-39: 200.44; 2039-40: 194.74; 2040-41: 244.74; 2041-42: 244.74; 2042-43: 244.74; 2043-44: 244.74; 2044-45: 244.74; 2045-46: 244.74; 2046-47: 244.74; 2047-48: 244.74; 2048-49: 244.74; 2049-50: 244.74
11FP | Total Water Available For Use | 10FP + sum (2FP:5FP) | Ml/d | 2 | 2019-20: 178.64; 2020-21: 178.64; 2021-22: 178.64; 2022-23: 178.64; 2023-24: 178.64; 2024-25: 178.64; 2025-26: 142.12; 2026-27: 142.12; 2027-28: 142.12; 2028-29: 142.12; 2029-30: 142.12; 2030-31: 163.92; 2031-32: 190.329; 2032-33: 190.269; 2033-34: 190.299; 2034-35: 190.409; 2035-36: 191.179; 2036-37: 186.18; 2037-38: 192.079; 2038-39: 192.269; 2039-40: 187.479; 2040-41: 208.22; 2041-42: 237.479; 2042-43: 215.219; 2043-44: 215.219; 2044-45: 237.479; 2045-46: 209.86; 2046-47: 208.22; 2047-48: 208.22; 2048-49: 208.22; 2049-50: 209.59
12FP | Water delivered measured non-household | 12BL + 12.2FP | Ml/d | 2 | 2019-20: 46.33; 2020-21: 46.05; 2021-22: 46.15; 2022-23: 45.9; 2023-24: 45.69; 2024-25: 45.5; 2025-26: 45.66; 2026-27: 45.88; 2027-28: 46.16; 2028-29: 46.45; 2029-30: 46.73; 2030-31: 46.33; 2031-32: 45.96; 2032-33: 45.6; 2033-34: 45.26; 2034-35: 44.93; 2035-36: 44.62; 2036-37: 44.3; 2037-38: 43.99; 2038-39: 43.7; 2039-40: 43.44; 2040-41: 43.18; 2041-42: 42.95; 2042-43: 42.73; 2043-44: 42.51; 2044-45: 42.31; 2045-46: 42.1; 2046-47: 41.89; 2047-48: 41.69; 2048-49: 41.51; 2049-50: 41.31
12.1FP | Non-potable water consumption | Input | Ml/d | 2 | 2019-20: 0; 2020-21: 0; 2021-22: 0; 2022-23: 0; 2023-24: 0; 2024-25: 0; 2025-26: 0; 2026-27: 0; 2027-28: 0; 2028-29: 0; 2029-30: 0; 2030-31: 0; 2031-32: 0; 2032-33: 0; 2033-34: 0; 2034-35: 0; 2035-36: 0; 2036-37: 0; 2037-38: 0; 2038-39: 0; 2039-40: 0; 2040-41: 0; 2041-42: 0; 2042-43: 0; 2043-44: 0; 2044-45: 0; 2045-46: 0; 2046-47: 0; 2047-48: 0; 2048-49: 0; 2049-50: 0
13FP | Water delivered unmeasured non-household | 13BL + 13.1FP | Ml/d | 2 | 2019-20: 0.15; 2020-21: 0.15; 2021-22: 0.15; 2022-23: 0.15; 2023-24: 0.15; 2024-25: 0.15; 2025-26: 0.15; 2026-27: 0.15; 2027-28: 0.16; 2028-29: 0.16; 2029-30: 0.16; 2030-31: 0.16; 2031-32: 0.16; 2032-33: 0.16; 2033-34: 0.16; 2034-35: 0.16; 2035-36: 0.16; 2036-37: 0.16; 2037-38: 0.16; 2038-39: 0.16; 2039-40: 0.16; 2040-41: 0.16; 2041-42: 0.16; 2042-43: 0.16; 2043-44: 0.16; 2044-45: 0.16; 2045-46: 0.16; 2046-47: 0.16; 2047-48: 0.16; 2048-49: 0.16; 2049-50: 0.16
14FP | Water delivered measured household | 14BL + 14.1FP | Ml/d | 2 | 2019-20: 47.96; 2020-21: 48.66; 2021-22: 49.31; 2022-23: 50.11; 2023-24: 50.87; 2024-25: 51.39; 2025-26: 51.66; 2026-27: 50.75; 2027-28: 51.19; 2028-29: 51.19; 2029-30: 51.23; 2030-31: 51.34; 2031-32: 51.47; 2032-33: 51.85; 2033-34: 52.23; 2034-35: 52.22; 2035-36: 52.18; 2036-37: 52.1; 2037-38: 52.16; 2038-39: 52.21; 2039-40: 52.28; 2040-41: 52.28; 2041-42: 52.21; 2042-43: 52.13; 2043-44: 52.03; 2044-45: 52.31; 2045-46: 52.38; 2046-47: 52.43; 2047-48: 52.48; 2048-49: 52.52; 2049-50: 52.53
15FP | Water delivered unmeasured household | 15BL + 15.1FP | Ml/d | 2 | 2019-20: 27.02; 2020-21: 26.06; 2021-22: 25.24; 2022-23: 24.26; 2023-24: 23.32; 2024-25: 22.42; 2025-26: 21.71; 2026-27: 21.03; 2027-28: 20.37; 2028-29: 19.74; 2029-30: 19.12; 2030-31: 18.57; 2031-32: 18.05; 2032-33: 17.56; 2033-34: 17.1; 2034-35: 16.65; 2035-36: 16.22; 2036-37: 15.8; 2037-38: 15.41; 2038-39: 15.03; 2039-40: 14.68; 2040-41: 14.34; 2041-42: 14.02; 2042-43: 13.71; 2043-44: 13.42; 2044-45: 13.14; 2045-46: 13.08; 2046-47: 13.03; 2047-48: 12.98; 2048-49: 12.93; 2049-50: 12.94
16FP | Percentage of consumption driven by climate change | 16BL | % | 1 | 2019-20: 0%; 2020-21: 0%; 2021-22: 0%; 2022-23: 0.1%; 2023-24: 0.1%; 2024-25: 0.1%; 2025-26: 0.1%; 2026-27: 0.1%; 2027-28: 0.1%; 2028-29: 0.2%; 2029-30: 0.2%; 2030-31: 0.2%; 2031-32: 0.2%; 2032-33: 0.3%; 2033-34: 0.3%; 2034-35: 0.3%; 2035-36: 0.4%; 2036-37: 0.4%; 2037-38: 0.4%; 2038-39: 0.5%; 2039-40: 0.5%; 2040-41: 0.6%; 2041-42: 0.6%; 2042-43: 0.6%; 2043-44: 0.7%; 2044-45: 0.7%; 2045-46: 0.8%; 2046-47: 0.8%; 2047-48: 0.8%; 2048-49: 0.8%; 2049-50: 0.9%
17FP | Volume of consumption driven by climate change | 16FP * (12FP + sum(13FP:15FP) - sum (23FP:26FP)) | Ml/d | 2 | 2019-20: 0; 2020-21: 0; 2021-22: 0; 2022-23: 0.11626; 2023-24: 0.1159; 2024-25: 0.11539; 2025-26: 0.11533; 2026-27: 0.11461; 2027-28: 0.11476; 2028-29: 0.22902; 2029-30: 0.22864; 2030-31: 0.22714; 2031-32: 0.2258; 2032-33: 0.33732; 2033-34: 0.33612; 2034-35: 0.33378; 2035-36: 0.44196; 2036-37: 0.43872; 2037-38: 0.43628; 2038-39: 0.5423; 2039-40: 0.5396; 2040-41: 0.64404; 2041-42: 0.64044; 2042-43: 0.63678; 2043-44: 0.73871; 2044-45: 0.73745; 2045-46: 0.8412; 2046-47: 0.83952; 2047-48: 0.83792; 2048-49: 0.83648; 2049-50: 0.93933
18FP | Measured Household - PCC | ((14FP - 25FP) * 1,000,000) / (39FP * 1000) | l/h/d | 1 | 2019-20: 156.8034; 2020-21: 156.0344; 2021-22: 155.323; 2022-23: 154.8592; 2023-24: 154.3935; 2024-25: 153.2468; 2025-26: 152.1748; 2026-27: 149.1316; 2027-28: 148.5193; 2028-29: 146.8883; 2029-30: 145.6169; 2030-31: 144.7036; 2031-32: 143.8941; 2032-33: 143.6876; 2033-34: 143.5287; 2034-35: 142.3429; 2035-36: 141.1519; 2036-37: 139.9492; 2037-38: 139.1857; 2038-39: 138.4084; 2039-40: 137.5797; 2040-41: 136.6695; 2041-42: 135.6069; 2042-43: 134.5252; 2043-44: 133.4186; 2044-45: 133.3749; 2045-46: 133.0789; 2046-47: 132.756; 2047-48: 132.4358; 2048-49: 132.0647; 2049-50: 131.6843
19FP | Unmeasured Household - PCC | ((15FP - 26FP) * 1,000,000) / (40FP * 1000) | l/h/d | 1 | 2019-20: 301.6725; 2020-21: 300.8131; 2021-22: 300.0529; 2022-23: 298.9673; 2023-24: 297.9806; 2024-25: 297.0054; 2025-26: 296.0443; 2026-27: 295.2063; 2027-28: 294.1547; 2028-29: 293.2594; 2029-30: 292.3889; 2030-31: 292.1302; 2031-32: 292.1658; 2032-33: 292.3295; 2033-34: 292.4283; 2034-35: 292.4156; 2035-36: 292.4508; 2036-37: 292.4534; 2037-38: 292.6911; 2038-39: 292.8361; 2039-40: 293.017; 2040-41: 292.9836; 2041-42: 293.3211; 2042-43: 293.3578; 2043-44: 293.7997; 2044-45: 293.9876; 2045-46: 293.9725; 2046-47: 294.4898; 2047-48: 294.5427; 2048-49: 294.7284; 2049-50: 295.0746
20FP | Average Household - PCC | (((14FP - 25FP) + (15FP - 26FP)) * 1,000,000)/ ((39FP + 40FP) * 1,000) | l/h/d | 1 | 2019-20: 188.6722; 2020-21: 186.5726; 2021-22: 184.7042; 2022-23: 182.8317; 2023-24: 181.0498; 2024-25: 178.7652; 2025-26: 176.7622; 2026-27: 173.2178; 2027-28: 171.6856; 2028-29: 169.3746; 2029-30: 167.4062; 2030-31: 165.8741; 2031-32: 164.503; 2032-33: 163.7062; 2033-34: 162.9713; 2034-35: 161.3516; 2035-36: 159.7541; 2036-37: 158.159; 2037-38: 156.9961; 2038-39: 155.8269; 2039-40: 154.6352; 2040-41: 153.3608; 2041-42: 152.0043; 2042-43: 150.6129; 2043-44: 149.2527; 2044-45: 148.8394; 2045-46: 148.4509; 2046-47: 148.0922; 2047-48: 147.6992; 2048-49: 147.278; 2049-50: 146.9212
21FP | Water taken unbilled | 21BL + 21.1FP | Ml/d | 2 | 2019-20: 2.18; 2020-21: 2.18; 2021-22: 2.17; 2022-23: 2.18; 2023-24: 2.19; 2024-25: 2.18; 2025-26: 2.18; 2026-27: 2.18; 2027-28: 2.18; 2028-29: 2.17; 2029-30: 2.18; 2030-31: 2.17; 2031-32: 2.19; 2032-33: 2.18; 2033-34: 2.18; 2034-35: 2.18; 2035-36: 2.18; 2036-37: 2.19; 2037-38: 2.18; 2038-39: 2.19; 2039-40: 2.2; 2040-41: 2.18; 2041-42: 2.16; 2042-43: 2.18; 2043-44: 2.19; 2044-45: 2.18; 2045-46: 2.18; 2046-47: 2.19; 2047-48: 2.17; 2048-49: 2.17; 2049-50: 2.19
22FP | Distribution system operational use | 22BL + 22.1FP | Ml/d | 2 | 2019-20: 0.49; 2020-21: 0.49; 2021-22: 0.49; 2022-23: 0.49; 2023-24: 0.49; 2024-25: 0.49; 2025-26: 0.49; 2026-27: 0.49; 2027-28: 0.49; 2028-29: 0.49; 2029-30: 0.49; 2030-31: 0.49; 2031-32: 0.49; 2032-33: 0.49; 2033-34: 0.49; 2034-35: 0.49; 2035-36: 0.49; 2036-37: 0.49; 2037-38: 0.49; 2038-39: 0.49; 2039-40: 0.49; 2040-41: 0.49; 2041-42: 0.49; 2042-43: 0.49; 2043-44: 0.49; 2044-45: 0.49; 2045-46: 0.49; 2046-47: 0.49; 2047-48: 0.49; 2048-49: 0.49; 2049-50: 0.49
23FP | Measured Non Household - USPL | 23BL + 23.1FP | Ml/d | 2 | 2019-20: 0.1; 2020-21: 0.1; 2021-22: 0.1; 2022-23: 0.1; 2023-24: 0.1; 2024-25: 0.1; 2025-26: 0.1; 2026-27: 0.09; 2027-28: 0.09; 2028-29: 0.1; 2029-30: 0.09; 2030-31: 0.09; 2031-32: 0.09; 2032-33: 0.09; 2033-34: 0.08; 2034-35: 0.08; 2035-36: 0.08; 2036-37: 0.08; 2037-38: 0.07; 2038-39: 0.07; 2039-40: 0.07; 2040-41: 0.06; 2041-42: 0.06; 2042-43: 0.06; 2043-44: 0.06; 2044-45: 0.05; 2045-46: 0.05; 2046-47: 0.05; 2047-48: 0.05; 2048-49: 0.04; 2049-50: 0.04
24FP | Unmeasured Non Household - USPL | 24BL + 24.1FP | Ml/d | 2 | 2019-20: 0.01; 2020-21: 0.01; 2021-22: 0.01; 2022-23: 0.01; 2023-24: 0.01; 2024-25: 0.01; 2025-26: 0.01; 2026-27: 0.01; 2027-28: 0.01; 2028-29: 0.01; 2029-30: 0.01; 2030-31: 0.01; 2031-32: 0.01; 2032-33: 0.01; 2033-34: 0.01; 2034-35: 0.01; 2035-36: 0.01; 2036-37: 0.01; 2037-38: 0.01; 2038-39: 0.01; 2039-40: 0.01; 2040-41: 0.01; 2041-42: 0.01; 2042-43: 0.01; 2043-44: 0.01; 2044-45: 0.01; 2045-46: 0.01; 2046-47: 0.01; 2047-48: 0.01; 2048-49: 0.01; 2049-50: 0.01
25FP | Measured Household - USPL | 25BL + 25.1FP | Ml/d | 2 | 2019-20: 2.05; 2020-21: 2.07; 2021-22: 2.08; 2022-23: 2.11; 2023-24: 2.14; 2024-25: 2.14; 2025-26: 1.96; 2026-27: 1.37; 2027-28: 1.33; 2028-29: 1.27; 2029-30: 1.21; 2030-31: 1.15; 2031-32: 1.1; 2032-33: 1.13; 2033-34: 1.15; 2034-35: 1.17; 2035-36: 1.19; 2036-37: 1.21; 2037-38: 1.22; 2038-39: 1.24; 2039-40: 1.27; 2040-41: 1.28; 2041-42: 1.29; 2042-43: 1.31; 2043-44: 1.33; 2044-45: 1.34; 2045-46: 1.34; 2046-47: 1.35; 2047-48: 1.35; 2048-49: 1.36; 2049-50: 1.37
26FP | Unmeasured Household - USPL | 26BL + 26.1BL | Ml/d | 2 | 2019-20: 2.11; 2020-21: 2.05; 2021-22: 2; 2022-23: 1.94; 2023-24: 1.88; 2024-25: 1.82; 2025-26: 1.78; 2026-27: 1.73; 2027-28: 1.69; 2028-29: 1.65; 2029-30: 1.61; 2030-31: 1.58; 2031-32: 1.54; 2032-33: 1.5; 2033-34: 1.47; 2034-35: 1.44; 2035-36: 1.41; 2036-37: 1.38; 2037-38: 1.35; 2038-39: 1.32; 2039-40: 1.29; 2040-41: 1.27; 2041-42: 1.24; 2042-43: 1.22; 2043-44: 1.19; 2044-45: 1.17; 2045-46: 1.17; 2046-47: 1.16; 2047-48: 1.16; 2048-49: 1.15; 2049-50: 1.15
27FP | Void Properties - USPL | 27BL + 27.1FP | Ml/d | 2 | 2019-20: 0.29; 2020-21: 0.29; 2021-22: 0.29; 2022-23: 0.29; 2023-24: 0.29; 2024-25: 0.3; 2025-26: 0.3; 2026-27: 0.3; 2027-28: 0.31; 2028-29: 0.31; 2029-30: 0.31; 2030-31: 0.31; 2031-32: 0.32; 2032-33: 0.32; 2033-34: 0.32; 2034-35: 0.32; 2035-36: 0.33; 2036-37: 0.33; 2037-38: 0.33; 2038-39: 0.33; 2039-40: 0.33; 2040-41: 0.34; 2041-42: 0.34; 2042-43: 0.34; 2043-44: 0.34; 2044-45: 0.34; 2045-46: 0.34; 2046-47: 0.34; 2047-48: 0.35; 2048-49: 0.35; 2049-50: 0.35
28FP | Distribution losses | 28BL + 28.1FP | Ml/d | 2 | 2019-20: 13.62; 2020-21: 13.33; 2021-22: 13.17; 2022-23: 12.91; 2023-24: 12.64; 2024-25: 12.37; 2025-26: 12.33; 2026-27: 12.32; 2027-28: 12.27; 2028-29: 12.26; 2029-30: 11.85; 2030-31: 11.78; 2031-32: 11.74; 2032-33: 11.7; 2033-34: 11.06; 2034-35: 10.77; 2035-36: 10.61; 2036-37: 10.6; 2037-38: 10.55; 2038-39: 10.49; 2039-40: 10.32; 2040-41: 10.23; 2041-42: 10.1; 2042-43: 9.73; 2043-44: 9.44; 2044-45: 9.25; 2045-46: 8.97; 2046-47: 8.8; 2047-48: 8.46; 2048-49: 8.18; 2049-50: 8.15
29FP | Total Leakage | sum (23FP:28FP) | Ml/d | 2 | 2019-20: 18.18; 2020-21: 17.85; 2021-22: 17.65; 2022-23: 17.36; 2023-24: 17.06; 2024-25: 16.74; 2025-26: 16.48; 2026-27: 15.82; 2027-28: 15.7; 2028-29: 15.6; 2029-30: 15.08; 2030-31: 14.92; 2031-32: 14.8; 2032-33: 14.75; 2033-34: 14.09; 2034-35: 13.79; 2035-36: 13.63; 2036-37: 13.61; 2037-38: 13.53; 2038-39: 13.46; 2039-40: 13.29; 2040-41: 13.19; 2041-42: 13.04; 2042-43: 12.67; 2043-44: 12.37; 2044-45: 12.16; 2045-46: 11.88; 2046-47: 11.71; 2047-48: 11.38; 2048-49: 11.09; 2049-50: 11.07
30FP | Leakage/property | (29FP * 1,000,000) / (36FP * 1,000) | l/prop/d | 2 | 2019-20: 93.5176; 2020-21: 90.6929; 2021-22: 88.5346; 2022-23: 86.156; 2023-24: 83.7868; 2024-25: 81.3257; 2025-26: 79.2106; 2026-27: 75.3437; 2027-28: 74.0737; 2028-29: 72.9732; 2029-30: 69.9752; 2030-31: 68.7197; 2031-32: 67.6899; 2032-33: 67.0272; 2033-34: 63.6362; 2034-35: 61.916; 2035-36: 60.8599; 2036-37: 60.4513; 2037-38: 59.7926; 2038-39: 59.1971; 2039-40: 58.1808; 2040-41: 57.482; 2041-42: 56.583; 2042-43: 54.7513; 2043-44: 53.2451; 2044-45: 52.1459; 2045-46: 50.7645; 2046-47: 49.8701; 2047-48: 48.3104; 2048-49: 46.938; 2049-50: 46.7209
31FP | Measured Non Household - properties | Input | 000's | 2 | 2019-20: 13.464; 2020-21: 13.622; 2021-22: 13.751; 2022-23: 13.94; 2023-24: 14.083; 2024-25: 14.223; 2025-26: 14.357; 2026-27: 14.49; 2027-28: 14.609; 2028-29: 14.711; 2029-30: 14.797; 2030-31: 14.873; 2031-32: 14.946; 2032-33: 15.017; 2033-34: 15.083; 2034-35: 15.145; 2035-36: 15.204; 2036-37: 15.256; 2037-38: 15.307; 2038-39: 15.352; 2039-40: 15.395; 2040-41: 15.439; 2041-42: 15.482; 2042-43: 15.524; 2043-44: 15.567; 2044-45: 15.608; 2045-46: 15.65; 2046-47: 15.691; 2047-48: 15.734; 2048-49: 15.778; 2049-50: 15.823
32FP | Unmeasured Non Household - properties | Input | 000's | 2 | 2019-20: 0.054; 2020-21: 0.055; 2021-22: 0.055; 2022-23: 0.056; 2023-24: 0.057; 2024-25: 0.057; 2025-26: 0.058; 2026-27: 0.058; 2027-28: 0.059; 2028-29: 0.059; 2029-30: 0.059; 2030-31: 0.06; 2031-32: 0.06; 2032-33: 0.06; 2033-34: 0.061; 2034-35: 0.061; 2035-36: 0.061; 2036-37: 0.061; 2037-38: 0.061; 2038-39: 0.062; 2039-40: 0.062; 2040-41: 0.062; 2041-42: 0.062; 2042-43: 0.062; 2043-44: 0.063; 2044-45: 0.063; 2045-46: 0.063; 2046-47: 0.063; 2047-48: 0.063; 2048-49: 0.063; 2049-50: 0.064
33FP | All void non-households - properties | Input | 000's | 2 | 2019-20: 0; 2020-21: 0; 2021-22: 0; 2022-23: 0; 2023-24: 0; 2024-25: 0; 2025-26: 0; 2026-27: 0; 2027-28: 0; 2028-29: 0; 2029-30: 0; 2030-31: 0; 2031-32: 0; 2032-33: 0; 2033-34: 0; 2034-35: 0; 2035-36: 0; 2036-37: 0; 2037-38: 0; 2038-39: 0; 2039-40: 0; 2040-41: 0; 2041-42: 0; 2042-43: 0; 2043-44: 0; 2044-45: 0; 2045-46: 0; 2046-47: 0; 2047-48: 0; 2048-49: 0; 2049-50: 0
34FP | Measured households - properties (excl. void) | Year before + sum (34.1BL:34.6BL) | 000's | 2 | 2019-20: 133.558; 2020-21: 137.015; 2021-22: 140.432; 2022-23: 143.611; 2023-24: 146.754; 2024-25: 149.96; 2025-26: 152.896; 2026-27: 155.509; 2027-28: 158.162; 2028-29: 160.654; 2029-30: 163.037; 2030-31: 165.283; 2031-32: 167.43; 2032-33: 169.442; 2033-34: 171.373; 2034-35: 173.237; 2035-36: 175.013; 2036-37: 176.724; 2037-38: 178.374; 2038-39: 179.962; 2039-40: 181.49; 2040-41: 182.987; 2041-42: 184.425; 2042-43: 185.806; 2043-44: 187.129; 2044-45: 188.397; 2045-46: 189.248; 2046-47: 190.056; 2047-48: 190.822; 2048-49: 191.544; 2049-50: 192.152
34.1FP | New build properties - properties | Input (new builds in each year) | 000's | 2 | 2019-20: 1.895; 2020-21: 1.909; 2021-22: 1.988; 2022-23: 1.899; 2023-24: 1.919; 2024-25: 2.035; 2025-26: 2.028; 2026-27: 1.737; 2027-28: 1.807; 2028-29: 1.676; 2029-30: 1.595; 2030-31: 1.486; 2031-32: 1.413; 2032-33: 1.304; 2033-34: 1.248; 2034-35: 1.203; 2035-36: 1.139; 2036-37: 1.097; 2037-38: 1.057; 2038-39: 1.015; 2039-40: 0.975; 2040-41: 0.964; 2041-42: 0.923; 2042-43: 0.884; 2043-44: 0.844; 2044-45: 0.804; 2045-46: 0.766; 2046-47: 0.726; 2047-48: 0.688; 2048-49: 0.647; 2049-50: 0.608
34.2FP | Meter optants - properties | Input (meter optants in each year) | 000's | 2 | 2019-20: 1.332; 2020-21: 1.272; 2021-22: 1.164; 2022-23: 1.024; 2023-24: 0.979; 2024-25: 0.937; 2025-26: 0.683; 2026-27: 0.66; 2027-28: 0.638; 2028-29: 0.616; 2029-30: 0.596; 2030-31: 0.576; 2031-32: 0.557; 2032-33: 0.538; 2033-34: 0.52; 2034-35: 0.503; 2035-36: 0.486; 2036-37: 0.469; 2037-38: 0.454; 2038-39: 0.439; 2039-40: 0.424; 2040-41: 0.41; 2041-42: 0.396; 2042-43: 0.383; 2043-44: 0.37; 2044-45: 0.358; 2045-46: 0; 2046-47: 0; 2047-48: 0; 2048-49: 0; 2049-50: 0
34.3FP | Compulsory metering - properties | Input (compulsory meters in each year) | 000's | 2 | 2019-20: 0; 2020-21: 0; 2021-22: 0; 2022-23: 0; 2023-24: 0; 2024-25: 0; 2025-26: 0; 2026-27: 0; 2027-28: 0; 2028-29: 0; 2029-30: 0; 2030-31: 0; 2031-32: 0; 2032-33: 0; 2033-34: 0; 2034-35: 0; 2035-36: 0; 2036-37: 0; 2037-38: 0; 2038-39: 0; 2039-40: 0; 2040-41: 0; 2041-42: 0; 2042-43: 0; 2043-44: 0; 2044-45: 0; 2045-46: 0; 2046-47: 0; 2047-48: 0; 2048-49: 0; 2049-50: 0
34.4FP | Metering on change of occupancy - properties | Input (change of occupancy meters in each year) | 000's | 2 | 2019-20: 0.245; 2020-21: 0.236; 2021-22: 0.227; 2022-23: 0.219; 2023-24: 0.21; 2024-25: 0.201; 2025-26: 0.193; 2026-27: 0.185; 2027-28: 0.178; 2028-29: 0.171; 2029-30: 0.164; 2030-31: 0.157; 2031-32: 0.151; 2032-33: 0.145; 2033-34: 0.139; 2034-35: 0.134; 2035-36: 0.128; 2036-37: 0.123; 2037-38: 0.118; 2038-39: 0.113; 2039-40: 0.109; 2040-41: 0.104; 2041-42: 0.1; 2042-43: 0.096; 2043-44: 0.092; 2044-45: 0.089; 2045-46: 0.085; 2046-47: 0.082; 2047-48: 0.078; 2048-49: 0.075; 2049-50: 0
34.5FP | Selective metering - properties | Input (selective meters in each year) | 000's | 2 | 2019-20: 0.042; 2020-21: 0.04; 2021-22: 0.038; 2022-23: 0.037; 2023-24: 0.035; 2024-25: 0.033; 2025-26: 0.032; 2026-27: 0.031; 2027-28: 0.03; 2028-29: 0.029; 2029-30: 0.028; 2030-31: 0.027; 2031-32: 0.026; 2032-33: 0.025; 2033-34: 0.024; 2034-35: 0.024; 2035-36: 0.023; 2036-37: 0.022; 2037-38: 0.021; 2038-39: 0.021; 2039-40: 0.02; 2040-41: 0.019; 2041-42: 0.019; 2042-43: 0.018; 2043-44: 0.017; 2044-45: 0.017; 2045-46: 0; 2046-47: 0; 2047-48: 0; 2048-49: 0; 2049-50: 0
34.6FP | Other changes to existing metering - properties | Input (other changes to meters in each year) | 000's | 2 | 2019-20: 0; 2020-21: 0; 2021-22: 0; 2022-23: 0; 2023-24: 0; 2024-25: 0; 2025-26: 0; 2026-27: 0; 2027-28: 0; 2028-29: 0; 2029-30: 0; 2030-31: 0; 2031-32: 0; 2032-33: 0; 2033-34: 0; 2034-35: 0; 2035-36: 0; 2036-37: 0; 2037-38: 0; 2038-39: 0; 2039-40: 0; 2040-41: 0; 2041-42: 0; 2042-43: 0; 2043-44: 0; 2044-45: 0; 2045-46: 0; 2046-47: 0; 2047-48: 0; 2048-49: 0; 2049-50: 0
34.7FP | Measured household void properties | Input | 000's | 2 | 2019-20: 3.581; 2020-21: 3.666; 2021-22: 3.746; 2022-23: 3.829; 2023-24: 3.914; 2024-25: 3.997; 2025-26: 4.072; 2026-27: 4.144; 2027-28: 4.217; 2028-29: 4.286; 2029-30: 4.353; 2030-31: 4.418; 2031-32: 4.48; 2032-33: 4.539; 2033-34: 4.597; 2034-35: 4.652; 2035-36: 4.706; 2036-37: 4.757; 2037-38: 4.806; 2038-39: 4.853; 2039-40: 4.899; 2040-41: 4.942; 2041-42: 4.984; 2042-43: 5.023; 2043-44: 5.061; 2044-45: 5.097; 2045-46: 5.121; 2046-47: 5.144; 2047-48: 5.165; 2048-49: 5.185; 2049-50: 5.201
35FP | Unmeasured households - properties (excl. void) | Input | 000's | 2 | 2019-20: 42.606; 2020-21: 41.354; 2021-22: 40.294; 2022-23: 39.015; 2023-24: 37.791; 2024-25: 36.62; 2025-26: 35.712; 2026-27: 34.835; 2027-28: 33.99; 2028-29: 33.174; 2029-30: 32.386; 2030-31: 31.626; 2031-32: 30.892; 2032-33: 30.184; 2033-34: 29.5; 2034-35: 28.841; 2035-36: 28.204; 2036-37: 27.589; 2037-38: 26.996; 2038-39: 26.424; 2039-40: 25.871; 2040-41: 25.338; 2041-42: 24.823; 2042-43: 24.326; 2043-44: 23.846; 2044-45: 23.383; 2045-46: 23.298; 2046-47: 23.216; 2047-48: 23.138; 2048-49: 23.063; 2049-50: 23.063
35.1FP | Unmeasured household void properties | Input | 000's | 2 | 2019-20: 1.139; 2020-21: 1.106; 2021-22: 1.079; 2022-23: 1.044; 2023-24: 1.013; 2024-25: 0.982; 2025-26: 0.958; 2026-27: 0.935; 2027-28: 0.914; 2028-29: 0.893; 2029-30: 0.873; 2030-31: 0.854; 2031-32: 0.836; 2032-33: 0.818; 2033-34: 0.801; 2034-35: 0.785; 2035-36: 0.769; 2036-37: 0.753; 2037-38: 0.738; 2038-39: 0.723; 2039-40: 0.709; 2040-41: 0.695; 2041-42: 0.682; 2042-43: 0.669; 2043-44: 0.656; 2044-45: 0.644; 2045-46: 0.642; 2046-47: 0.64; 2047-48: 0.638; 2048-49: 0.636; 2049-50: 0.636
36FP | Total Resource Zone Properties (incl. voids) | sum (31FP:34FP) + 34.7FP + 35BL + 35.1BL | 000's | 2 | 2019-20: 194.402; 2020-21: 196.818; 2021-22: 199.357; 2022-23: 201.495; 2023-24: 203.612; 2024-25: 205.839; 2025-26: 208.053; 2026-27: 209.971; 2027-28: 211.951; 2028-29: 213.777; 2029-30: 215.505; 2030-31: 217.114; 2031-32: 218.644; 2032-33: 220.06; 2033-34: 221.415; 2034-35: 222.721; 2035-36: 223.957; 2036-37: 225.14; 2037-38: 226.282; 2038-39: 227.376; 2039-40: 228.426; 2040-41: 229.463; 2041-42: 230.458; 2042-43: 231.41; 2043-44: 232.322; 2044-45: 233.192; 2045-46: 234.022; 2046-47: 234.81; 2047-48: 235.56; 2048-49: 236.269; 2049-50: 236.939
37FP | Measured Non Household - Population | Input | 000's | 2 | 2019-20: 6.07; 2020-21: 6.144; 2021-22: 6.21; 2022-23: 6.282; 2023-24: 6.354; 2024-25: 6.427; 2025-26: 6.483; 2026-27: 6.569; 2027-28: 6.664; 2028-29: 6.77; 2029-30: 6.864; 2030-31: 6.955; 2031-32: 7.125; 2032-33: 7.255; 2033-34: 7.351; 2034-35: 7.445; 2035-36: 7.53; 2036-37: 7.611; 2037-38: 7.707; 2038-39: 7.807; 2039-40: 7.897; 2040-41: 7.999; 2041-42: 8.105; 2042-43: 8.225; 2043-44: 8.351; 2044-45: 8.471; 2045-46: 8.611; 2046-47: 8.747; 2047-48: 8.879; 2048-49: 9.002; 2049-50: 9.115
38FP | Unmeasured Non Household - Population | Input | 000's | 2 | 2019-20: 0.025; 2020-21: 0.025; 2021-22: 0.025; 2022-23: 0.025; 2023-24: 0.026; 2024-25: 0.026; 2025-26: 0.026; 2026-27: 0.026; 2027-28: 0.027; 2028-29: 0.027; 2029-30: 0.028; 2030-31: 0.028; 2031-32: 0.029; 2032-33: 0.029; 2033-34: 0.03; 2034-35: 0.03; 2035-36: 0.03; 2036-37: 0.031; 2037-38: 0.031; 2038-39: 0.031; 2039-40: 0.032; 2040-41: 0.032; 2041-42: 0.033; 2042-43: 0.033; 2043-44: 0.034; 2044-45: 0.034; 2045-46: 0.035; 2046-47: 0.035; 2047-48: 0.036; 2048-49: 0.036; 2049-50: 0.037
39FP | Measured Household - Population | Input | 000's | 2 | 2019-20: 292.787; 2020-21: 298.588; 2021-22: 304.076; 2022-23: 309.959; 2023-24: 315.622; 2024-25: 321.377; 2025-26: 326.598; 2026-27: 331.117; 2027-28: 335.714; 2028-29: 339.85; 2029-30: 343.504; 2030-31: 346.847; 2031-32: 350.049; 2032-33: 352.988; 2033-34: 355.887; 2034-35: 358.641; 2035-36: 361.242; 2036-37: 363.632; 2037-38: 365.986; 2038-39: 368.258; 2039-40: 370.767; 2040-41: 373.163; 2041-42: 375.497; 2042-43: 377.773; 2043-44: 380.007; 2044-45: 382.156; 2045-46: 383.532; 2046-47: 384.766; 2047-48: 386.074; 2048-49: 387.386; 2049-50: 388.505
40FP | Unmeasured Household - Population | Input | 000's | 2 | 2019-20: 82.573; 2020-21: 79.817; 2021-22: 77.453; 2022-23: 74.657; 2023-24: 71.951; 2024-25: 69.359; 2025-26: 67.321; 2026-27: 65.378; 2027-28: 63.504; 2028-29: 61.686; 2029-30: 59.886; 2030-31: 58.159; 2031-32: 56.509; 2032-33: 54.938; 2033-34: 53.449; 2034-35: 52.015; 2035-36: 50.641; 2036-37: 49.307; 2037-38: 48.037; 2038-39: 46.818; 2039-40: 45.697; 2040-41: 44.61; 2041-42: 43.57; 2042-43: 42.576; 2043-44: 41.627; 2044-45: 40.716; 2045-46: 40.514; 2046-47: 40.307; 2047-48: 40.13; 2048-49: 39.969; 2049-50: 39.956
41FP | Total Resource Zone Population | sum (37FP:40FP) | 000's | 2 | 2019-20: 381.455; 2020-21: 384.574; 2021-22: 387.764; 2022-23: 390.923; 2023-24: 393.953; 2024-25: 397.189; 2025-26: 400.428; 2026-27: 403.09; 2027-28: 405.909; 2028-29: 408.333; 2029-30: 410.282; 2030-31: 411.989; 2031-32: 413.712; 2032-33: 415.21; 2033-34: 416.717; 2034-35: 418.131; 2035-36: 419.443; 2036-37: 420.581; 2037-38: 421.761; 2038-39: 422.914; 2039-40: 424.393; 2040-41: 425.804; 2041-42: 427.205; 2042-43: 428.607; 2043-44: 430.019; 2044-45: 431.377; 2045-46: 432.692; 2046-47: 433.855; 2047-48: 435.119; 2048-49: 436.393; 2049-50: 437.613
42FP | Average household occupancy rate (excl. voids) | (39FP + 40FP) / (34FP + 35FP) | h/prop | 1 | 2019-20: 2.1307; 2020-21: 2.1215; 2021-22: 2.1111; 2022-23: 2.106; 2023-24: 2.1002; 2024-25: 2.0942; 2025-26: 2.0886; 2026-27: 2.083; 2027-28: 2.0776; 2028-29: 2.0716; 2029-30: 2.0642; 2030-31: 2.0568; 2031-32: 2.05; 2032-33: 2.0435; 2033-34: 2.0378; 2034-35: 2.0322; 2035-36: 2.0268; 2036-37: 2.0211; 2037-38: 2.016; 2038-39: 2.0112; 2039-40: 2.0084; 2040-41: 2.0054; 2041-42: 2.0027; 2042-43: 2.0004; 2043-44: 1.9985; 2044-45: 1.9968; 2045-46: 1.9951; 2046-47: 1.9931; 2047-48: 1.992; 2048-49: 1.9913; 2049-50: 1.9909
43FP | Total Household Metering penetration (excl. voids) | 34FP / (34FP + 35FP) | % | 1 | 2019-20: 75.81%; 2020-21: 76.82%; 2021-22: 77.7%; 2022-23: 78.64%; 2023-24: 79.52%; 2024-25: 80.37%; 2025-26: 81.07%; 2026-27: 81.7%; 2027-28: 82.31%; 2028-29: 82.88%; 2029-30: 83.43%; 2030-31: 83.94%; 2031-32: 84.42%; 2032-33: 84.88%; 2033-34: 85.31%; 2034-35: 85.73%; 2035-36: 86.12%; 2036-37: 86.5%; 2037-38: 86.85%; 2038-39: 87.2%; 2039-40: 87.52%; 2040-41: 87.84%; 2041-42: 88.14%; 2042-43: 88.42%; 2043-44: 88.7%; 2044-45: 88.96%; 2045-46: 89.04%; 2046-47: 89.11%; 2047-48: 89.19%; 2048-49: 89.25%; 2049-50: 89.28%
44FP | Total Household Metering penetration (incl. voids) | (34FP) / (34FP + 34.7FP + 35FP + 35.1FP) | % | 1 | 2019-20: 73.84%; 2020-21: 74.81%; 2021-22: 75.68%; 2022-23: 76.59%; 2023-24: 77.45%; 2024-25: 78.28%; 2025-26: 78.96%; 2026-27: 79.58%; 2027-28: 80.17%; 2028-29: 80.73%; 2029-30: 81.25%; 2030-31: 81.75%; 2031-32: 82.22%; 2032-33: 82.66%; 2033-34: 83.08%; 2034-35: 83.48%; 2035-36: 83.86%; 2036-37: 84.23%; 2037-38: 84.57%; 2038-39: 84.9%; 2039-40: 85.22%; 2040-41: 85.52%; 2041-42: 85.81%; 2042-43: 86.09%; 2043-44: 86.36%; 2044-45: 86.61%; 2045-46: 86.69%; 2046-47: 86.76%; 2047-48: 86.83%; 2048-49: 86.9%; 2049-50: 86.93%
45FP | Distribution input | sum (12FP:15FP) + 21FP + 22FP + 27FP + 28FP | Ml/d | 2 | 2019-20: 138.04; 2020-21: 137.21; 2021-22: 136.97; 2022-23: 136.29; 2023-24: 135.64; 2024-25: 134.8; 2025-26: 134.48; 2026-27: 133.1; 2027-28: 133.13; 2028-29: 132.77; 2029-30: 132.07; 2030-31: 131.15; 2031-32: 130.38; 2032-33: 129.86; 2033-34: 128.8; 2034-35: 127.72; 2035-36: 126.79; 2036-37: 125.97; 2037-38: 125.27; 2038-39: 124.6; 2039-40: 123.9; 2040-41: 123.2; 2041-42: 122.43; 2042-43: 121.47; 2043-44: 120.58; 2044-45: 120.18; 2045-46: 119.7; 2046-47: 119.33; 2047-48: 118.78; 2048-49: 118.31; 2049-50: 118.12
46FP | Target headroom (climate change component) | Input | Ml/d | 2 | 2019-20: -0.053536; 2020-21: -0.053536; 2021-22: -0.053536; 2022-23: -0.053536; 2023-24: -0.053536; 2024-25: -0.053536; 2025-26: -0.053536; 2026-27: -0.064705; 2027-28: -0.23532; 2028-29: -0.081334; 2029-30: 0.0035886; 2030-31: -0.11313; 2031-32: -0.092799; 2032-33: 0.024571; 2033-34: -0.12574; 2034-35: -0.056567; 2035-36: 0.0027669; 2036-37: -0.031441; 2037-38: 0.080177; 2038-39: 0.042257; 2039-40: 0.034718; 2040-41: -0.036158; 2041-42: -0.036116; 2042-43: 0.039483; 2043-44: 0.088351; 2044-45: -0.077697; 2045-46: 0.00010219; 2046-47: -0.064644; 2047-48: -0.054924; 2048-49: -0.11414; 2049-50: -0.078484
47FP | Target headroom (All other components) | Input | Ml/d | 2 | 2019-20: 7.6134; 2020-21: 7.6134; 2021-22: 7.6134; 2022-23: 7.6134; 2023-24: 7.6134; 2024-25: 7.6134; 2025-26: 7.6134; 2026-27: 8.0225; 2027-28: 8.5146; 2028-29: 8.5758; 2029-30: 9.0643; 2030-31: 9.4067; 2031-32: 9.6357; 2032-33: 9.8499; 2033-34: 10.1821; 2034-35: 10.4406; 2035-36: 8.6945; 2036-37: 7.9255; 2037-38: 8.2691; 2038-39: 8.6189; 2039-40: 6.8213; 2040-41: 7.0216; 2041-42: 7.419; 2042-43: 7.7024; 2043-44: 7.9089; 2044-45: 8.1144; 2045-46: 7.1393; 2046-47: 7.2949; 2047-48: 7.4006; 2048-49: 7.4996; 2049-50: 7.5029
48FP | Target Headroom | 46FP + 47FP | Ml/d | 2 | 2019-20: 7.5598; 2020-21: 7.5598; 2021-22: 7.5598; 2022-23: 7.5598; 2023-24: 7.5598; 2024-25: 7.5598; 2025-26: 7.5598; 2026-27: 7.9578; 2027-28: 8.2792; 2028-29: 8.4945; 2029-30: 9.0678; 2030-31: 9.2936; 2031-32: 9.5429; 2032-33: 9.8745; 2033-34: 10.0564; 2034-35: 10.384; 2035-36: 8.6973; 2036-37: 7.894; 2037-38: 8.3492; 2038-39: 8.6612; 2039-40: 6.856; 2040-41: 6.9855; 2041-42: 7.3829; 2042-43: 7.7419; 2043-44: 7.9973; 2044-45: 8.0367; 2045-46: 7.1394; 2046-47: 7.2302; 2047-48: 7.3457; 2048-49: 7.3855; 2049-50: 7.4244
49FP | Available Headroom | 11FP - 45FP | Ml/d | 2 | 2019-20: 40.6; 2020-21: 41.43; 2021-22: 41.67; 2022-23: 42.35; 2023-24: 43; 2024-25: 43.84; 2025-26: 7.64; 2026-27: 9.02; 2027-28: 8.99; 2028-29: 9.35; 2029-30: 10.05; 2030-31: 32.77; 2031-32: 59.949; 2032-33: 60.409; 2033-34: 61.499; 2034-35: 62.689; 2035-36: 64.389; 2036-37: 60.21; 2037-38: 66.809; 2038-39: 67.669; 2039-40: 63.579; 2040-41: 85.02; 2041-42: 115.049; 2042-43: 93.749; 2043-44: 94.639; 2044-45: 117.299; 2045-46: 90.16; 2046-47: 88.89; 2047-48: 89.44; 2048-49: 89.91; 2049-50: 91.47
49.1FP | Available non-potable balance (if applicable) | 1.1FP - 12.1FP | Ml/d | 2 | 2019-20: 0; 2020-21: 0; 2021-22: 0; 2022-23: 0; 2023-24: 0; 2024-25: 0; 2025-26: 0; 2026-27: 0; 2027-28: 0; 2028-29: 0; 2029-30: 0; 2030-31: 0; 2031-32: 0; 2032-33: 0; 2033-34: 0; 2034-35: 0; 2035-36: 0; 2036-37: 0; 2037-38: 0; 2038-39: 0; 2039-40: 0; 2040-41: 0; 2041-42: 0; 2042-43: 0; 2043-44: 0; 2044-45: 0; 2045-46: 0; 2046-47: 0; 2047-48: 0; 2048-49: 0; 2049-50: 0
50FP | Supply Demand Balance | 49FP - 48FP | Ml/d | 2 | 2019-20: 33.0402; 2020-21: 33.8702; 2021-22: 34.1102; 2022-23: 34.7902; 2023-24: 35.4402; 2024-25: 36.2802; 2025-26: 0.080168; 2026-27: 1.0622; 2027-28: 0.71076; 2028-29: 0.85552; 2029-30: 0.98215; 2030-31: 23.4764; 2031-32: 50.4061; 2032-33: 50.5345; 2033-34: 51.4426; 2034-35: 52.305; 2035-36: 55.6917; 2036-37: 52.316; 2037-38: 58.4598; 2038-39: 59.0078; 2039-40: 56.723; 2040-41: 78.0345; 2041-42: 107.6661; 2042-43: 86.0071; 2043-44: 86.6417; 2044-45: 109.2623; 2045-46: 83.0206; 2046-47: 81.6598; 2047-48: 82.0943; 2048-49: 82.5245; 2049-50: 84.0456
Data for Charts
DYAA Baseline |  |  |  |  | 2019-20 | 2020-21 | 2021-22 | 2022-23 | 2023-24 | 2024-25 | 2025-26 | 2026-27 | 2027-28 | 2028-29 | 2029-30 | 2030-31 | 2031-32 | 2032-33 | 2033-34 | 2034-35 | 2035-36 | 2036-37 | 2037-38 | 2038-39 | 2039-40 | 2040-41 | 2041-42 | 2042-43 | 2043-44 | 2044-45 | 2045-46 | 2046-47 | 2047-48 | 2048-49 | 2049-50 | 2050-51 | 2051-52 | 2052-53 | 2053-54 | 2054-55 | 2055-56 | 2056-57 | 2057-58 | 2058-59 | 2059-60 | 2060-61 | 2061-62 | 2062-63 | 2063-64 | 2064-65 | 2065-66 | 2066-67 | 2067-68 | 2068-69 | 2069-70 | 2070-71 | 2071-72 | 2072-73 | 2073-74 | 2074-75 | 2075-76 | 2076-77 | 2077-78 | 2078-79 | 2079-80 | 2080-81 | 2081-82 | 2082-83 | 2083-84 | 2084-85 | 2085-86 | 2086-87 | 2087-88 | 2088-89 | 2089-90 | 2090-91 | 2091-92 | 2092-93 | 2093-94 | 2094-95 | 2095-96 | 2096-97 | 2097-98 | 2098-99 | 2099-100
| Measured HH consumption |  | Ml/d | 2 | 35.85 | 36.37 | 36.86 | 37.45 | 38.01 | 38.4 | 39.01 | 39.55 | 40.12 | 40.62 | 41.05 | 41.5 | 41.96 | 42.42 | 42.88 | 43.31 | 43.73 | 44.11 | 44.61 | 45.1 | 45.59 | 45.98 | 46.36 | 46.71 | 47.07 | 47.42 | 47.62 | 47.8 | 47.99 | 48.18 | 48.33 | 0 | 0 | 0 | 0 | 0 | 0 | 0 | 0 | 0 | 0 | 0 | 0 | 0 | 0 | 0 | 0 | 0 | 0 | 0 | 0 | 0 | 0 | 0 | 0 | 0 | 0 | 0 | 0 | 0 | 0 | 0 | 0 | 0 | 0 | 0 | 0 | 0 | 0 | 0 | 0 | 0 | 0 | 0 | 0 | 0 | 0 | 0 | 0 | 0 | 0
| Unmeasured HH consumption |  | Ml/d | 2 | 18.49 | 17.82 | 17.24 | 16.55 | 15.89 | 15.27 | 14.76 | 14.29 | 13.83 | 13.39 | 12.95 | 12.56 | 12.2 | 11.86 | 11.53 | 11.22 | 10.91 | 10.62 | 10.35 | 10.08 | 9.84 | 9.6 | 9.38 | 9.16 | 8.96 | 8.76 | 8.71 | 8.67 | 8.63 | 8.6 | 8.6 | 0 | 0 | 0 | 0 | 0 | 0 | 0 | 0 | 0 | 0 | 0 | 0 | 0 | 0 | 0 | 0 | 0 | 0 | 0 | 0 | 0 | 0 | 0 | 0 | 0 | 0 | 0 | 0 | 0 | 0 | 0 | 0 | 0 | 0 | 0 | 0 | 0 | 0 | 0 | 0 | 0 | 0 | 0 | 0 | 0 | 0 | 0 | 0 | 0 | 0
| Non-HH consumption |  | Ml/d | 2 | 37.58 | 37.35 | 37.44 | 37.22 | 37.05 | 36.9 | 37.32 | 37.76 | 38.21 | 38.66 | 39.11 | 39.01 | 38.92 | 38.85 | 38.79 | 38.75 | 38.7 | 38.66 | 38.63 | 38.61 | 38.62 | 38.64 | 38.66 | 38.69 | 38.74 | 38.79 | 38.83 | 38.88 | 38.94 | 39 | 39.06 | 0 | 0 | 0 | 0 | 0 | 0 | 0 | 0 | 0 | 0 | 0 | 0 | 0 | 0 | 0 | 0 | 0 | 0 | 0 | 0 | 0 | 0 | 0 | 0 | 0 | 0 | 0 | 0 | 0 | 0 | 0 | 0 | 0 | 0 | 0 | 0 | 0 | 0 | 0 | 0 | 0 | 0 | 0 | 0 | 0 | 0 | 0 | 0 | 0 | 0
| Total Leakage |  | Ml/d | 2 | 18.18 | 17.85 | 17.65 | 17.36 | 17.06 | 16.74 | 16.71 | 16.67 | 16.64 | 16.62 | 16.58 | 16.55 | 16.52 | 16.52 | 16.52 | 16.52 | 16.53 | 16.53 | 16.52 | 16.52 | 16.52 | 16.53 | 16.52 | 16.53 | 16.52 | 16.52 | 16.53 | 16.53 | 16.55 | 16.55 | 16.56 | 0 | 0 | 0 | 0 | 0 | 0 | 0 | 0 | 0 | 0 | 0 | 0 | 0 | 0 | 0 | 0 | 0 | 0 | 0 | 0 | 0 | 0 | 0 | 0 | 0 | 0 | 0 | 0 | 0 | 0 | 0 | 0 | 0 | 0 | 0 | 0 | 0 | 0 | 0 | 0 | 0 | 0 | 0 | 0 | 0 | 0 | 0 | 0 | 0 | 0
| Other demand components |  | Ml/d | 2 | 2.67 | 2.67 | 2.66 | 2.67 | 2.68 | 2.67 | 2.67 | 2.67 | 2.67 | 2.66 | 2.67 | 2.66 | 2.68 | 2.67 | 2.67 | 2.67 | 2.67 | 2.68 | 2.67 | 2.68 | 2.69 | 2.67 | 2.65 | 2.67 | 2.68 | 2.67 | 2.67 | 2.68 | 2.66 | 2.66 | 2.68 | 0 | 0 | 0 | 0 | 0 | 0 | 0 | 0 | 0 | 0 | 0 | 0 | 0 | 0 | 0 | 0 | 0 | 0 | 0 | 0 | 0 | 0 | 0 | 0 | 0 | 0 | 0 | 0 | 0 | 0 | 0 | 0 | 0 | 0 | 0 | 0 | 0 | 0 | 0 | 0 | 0 | 0 | 0 | 0 | 0 | 0 | 0 | 0 | 0 | 0
| Total Water Available for use |  | Ml/d | 2 | 125.06 | 125.06 | 125.06 | 125.06 | 125.06 | 125.06 | 116.64 | 117.43 | 118.22 | 118.88 | 119.75 | 104.11 | 104.12 | 104.11 | 104.12 | 104.12 | 104.21 | 104.22 | 104.23 | 104.22 | 104.2 | 87.54 | 87.54 | 87.54 | 87.53 | 87.55 | 87.54 | 87.53 | 87.53 | 87.53 | 87.53 | 0 | 0 | 0 | 0 | 0 | 0 | 0 | 0 | 0 | 0 | 0 | 0 | 0 | 0 | 0 | 0 | 0 | 0 | 0 | 0 | 0 | 0 | 0 | 0 | 0 | 0 | 0 | 0 | 0 | 0 | 0 | 0 | 0 | 0 | 0 | 0 | 0 | 0 | 0 | 0 | 0 | 0 | 0 | 0 | 0 | 0 | 0 | 0 | 0 | 0
| Total Demand + Target Headroom |  | Ml/d | 2 | 118.9422 | 118.2322 | 118.0222 | 117.4222 | 116.8622 | 116.1522 | 116.6422 | 117.4327 | 118.2239 | 118.8792 | 119.752 | 119.8541 | 120.0567 | 120.3653 | 120.573 | 120.9154 | 119.6116 | 119.0183 | 119.5665 | 120.0289 | 118.8294 | 119.0925 | 119.5626 | 120.0387 | 120.4512 | 120.6683 | 120.1355 | 120.4051 | 120.7021 | 120.9493 | 121.2182 | 0 | 0 | 0 | 0 | 0 | 0 | 0 | 0 | 0 | 0 | 0 | 0 | 0 | 0 | 0 | 0 | 0 | 0 | 0 | 0 | 0 | 0 | 0 | 0 | 0 | 0 | 0 | 0 | 0 | 0 | 0 | 0 | 0 | 0 | 0 | 0 | 0 | 0 | 0 | 0 | 0 | 0 | 0 | 0 | 0 | 0 | 0 | 0 | 0 | 0
DYAA Final Plan |  |  |  |  | 2019-20 | 2020-21 | 2021-22 | 2022-23 | 2023-24 | 2024-25 | 2025-26 | 2026-27 | 2027-28 | 2028-29 | 2029-30 | 2030-31 | 2031-32 | 2032-33 | 2033-34 | 2034-35 | 2035-36 | 2036-37 | 2037-38 | 2038-39 | 2039-40 | 2040-41 | 2041-42 | 2042-43 | 2043-44 | 2044-45 | 2045-46 | 2046-47 | 2047-48 | 2048-49 | 2049-50 | 2050-51 | 2051-52 | 2052-53 | 2053-54 | 2054-55 | 2055-56 | 2056-57 | 2057-58 | 2058-59 | 2059-60 | 2060-61 | 2061-62 | 2062-63 | 2063-64 | 2064-65 | 2065-66 | 2066-67 | 2067-68 | 2068-69 | 2069-70 | 2070-71 | 2071-72 | 2072-73 | 2073-74 | 2074-75 | 2075-76 | 2076-77 | 2077-78 | 2078-79 | 2079-80 | 2080-81 | 2081-82 | 2082-83 | 2083-84 | 2084-85 | 2085-86 | 2086-87 | 2087-88 | 2088-89 | 2089-90 | 2090-91 | 2091-92 | 2092-93 | 2093-94 | 2094-95 | 2095-96 | 2096-97 | 2097-98 | 2098-99 | 2099-100
| Measured HH consumption |  | Ml/d | 2 | 35.85 | 36.37 | 36.86 | 37.45 | 38.01 | 38.4 | 38.74 | 38.48 | 38.83 | 38.87 | 38.93 | 39.04 | 39.15 | 39.41 | 39.68 | 39.62 | 39.55 | 39.44 | 39.45 | 39.45 | 39.44 | 39.4 | 39.32 | 39.2 | 39.07 | 39.25 | 39.27 | 39.26 | 39.27 | 39.28 | 39.24 | 0 | 0 | 0 | 0 | 0 | 0 | 0 | 0 | 0 | 0 | 0 | 0 | 0 | 0 | 0 | 0 | 0 | 0 | 0 | 0 | 0 | 0 | 0 | 0 | 0 | 0 | 0 | 0 | 0 | 0 | 0 | 0 | 0 | 0 | 0 | 0 | 0 | 0 | 0 | 0 | 0 | 0 | 0 | 0 | 0 | 0 | 0 | 0 | 0 | 0
| Unmeasured HH consumption |  | Ml/d | 2 | 18.49 | 17.82 | 17.24 | 16.55 | 15.89 | 15.27 | 14.76 | 14.29 | 13.83 | 13.39 | 12.95 | 12.56 | 12.2 | 11.86 | 11.53 | 11.22 | 10.91 | 10.62 | 10.35 | 10.08 | 9.84 | 9.6 | 9.38 | 9.16 | 8.96 | 8.76 | 8.71 | 8.67 | 8.63 | 8.6 | 8.6 | 0 | 0 | 0 | 0 | 0 | 0 | 0 | 0 | 0 | 0 | 0 | 0 | 0 | 0 | 0 | 0 | 0 | 0 | 0 | 0 | 0 | 0 | 0 | 0 | 0 | 0 | 0 | 0 | 0 | 0 | 0 | 0 | 0 | 0 | 0 | 0 | 0 | 0 | 0 | 0 | 0 | 0 | 0 | 0 | 0 | 0 | 0 | 0 | 0 | 0
| Non-HH consumption |  | Ml/d | 2 | 37.58 | 37.35 | 37.44 | 37.22 | 37.05 | 36.9 | 37.04 | 37.23 | 37.45 | 37.67 | 37.91 | 37.59 | 37.28 | 37 | 36.73 | 36.47 | 36.2 | 35.94 | 35.71 | 35.47 | 35.26 | 35.07 | 34.88 | 34.69 | 34.52 | 34.37 | 34.19 | 34.02 | 33.87 | 33.72 | 33.56 | 0 | 0 | 0 | 0 | 0 | 0 | 0 | 0 | 0 | 0 | 0 | 0 | 0 | 0 | 0 | 0 | 0 | 0 | 0 | 0 | 0 | 0 | 0 | 0 | 0 | 0 | 0 | 0 | 0 | 0 | 0 | 0 | 0 | 0 | 0 | 0 | 0 | 0 | 0 | 0 | 0 | 0 | 0 | 0 | 0 | 0 | 0 | 0 | 0 | 0
| Total Leakage |  | Ml/d | 2 | 18.18 | 17.85 | 17.65 | 17.36 | 17.06 | 16.74 | 16.48 | 15.82 | 15.7 | 15.6 | 15.08 | 14.92 | 14.8 | 14.75 | 14.09 | 13.79 | 13.63 | 13.61 | 13.53 | 13.46 | 13.29 | 13.19 | 13.04 | 12.67 | 12.37 | 12.16 | 11.88 | 11.71 | 11.38 | 11.09 | 11.07 | 0 | 0 | 0 | 0 | 0 | 0 | 0 | 0 | 0 | 0 | 0 | 0 | 0 | 0 | 0 | 0 | 0 | 0 | 0 | 0 | 0 | 0 | 0 | 0 | 0 | 0 | 0 | 0 | 0 | 0 | 0 | 0 | 0 | 0 | 0 | 0 | 0 | 0 | 0 | 0 | 0 | 0 | 0 | 0 | 0 | 0 | 0 | 0 | 0 | 0
| Other demand components |  | Ml/d | 2 | 2.67 | 2.67 | 2.66 | 2.67 | 2.68 | 2.67 | 2.67 | 2.67 | 2.67 | 2.66 | 2.67 | 2.66 | 2.68 | 2.67 | 2.67 | 2.67 | 2.67 | 2.68 | 2.67 | 2.68 | 2.69 | 2.67 | 2.65 | 2.67 | 2.68 | 2.67 | 2.67 | 2.68 | 2.66 | 2.66 | 2.68 | 0 | 0 | 0 | 0 | 0 | 0 | 0 | 0 | 0 | 0 | 0 | 0 | 0 | 0 | 0 | 0 | 0 | 0 | 0 | 0 | 0 | 0 | 0 | 0 | 0 | 0 | 0 | 0 | 0 | 0 | 0 | 0 | 0 | 0 | 0 | 0 | 0 | 0 | 0 | 0 | 0 | 0 | 0 | 0 | 0 | 0 | 0 | 0 | 0 | 0
| Total Water Available for use |  | Ml/d | 2 | 125.06 | 125.06 | 125.06 | 125.06 | 125.06 | 125.06 | 117.248 | 115.15 | 117.938 | 115.14 | 115.15 | 115.64 | 115.19 | 115.04 | 114.18 | 113.52 | 112.049 | 110.01 | 109.8 | 109.48 | 107.39 | 106.9 | 106.56 | 105.97 | 105.38 | 105.02 | 103.96 | 104.21 | 103.49 | 102.61 | 102.44 | 0 | 0 | 0 | 0 | 0 | 0 | 0 | 0 | 0 | 0 | 0 | 0 | 0 | 0 | 0 | 0 | 0 | 0 | 0 | 0 | 0 | 0 | 0 | 0 | 0 | 0 | 0 | 0 | 0 | 0 | 0 | 0 | 0 | 0 | 0 | 0 | 0 | 0 | 0 | 0 | 0 | 0 | 0 | 0 | 0 | 0 | 0 | 0 | 0 | 0
| Total Demand + Target Headroom |  | Ml/d | 2 | 118.9422 | 118.2322 | 118.0222 | 117.4222 | 116.8622 | 116.1522 | 115.8622 | 114.9827 | 115.2339 | 115.1192 | 114.932 | 114.3441 | 113.8867 | 113.7353 | 112.883 | 112.2154 | 110.0316 | 108.7083 | 108.4965 | 108.1789 | 106.0894 | 105.6025 | 105.2626 | 104.6687 | 104.0812 | 103.7183 | 102.4955 | 102.1851 | 101.7421 | 101.3093 | 101.1382 | 0 | 0 | 0 | 0 | 0 | 0 | 0 | 0 | 0 | 0 | 0 | 0 | 0 | 0 | 0 | 0 | 0 | 0 | 0 | 0 | 0 | 0 | 0 | 0 | 0 | 0 | 0 | 0 | 0 | 0 | 0 | 0 | 0 | 0 | 0 | 0 | 0 | 0 | 0 | 0 | 0 | 0 | 0 | 0 | 0 | 0 | 0 | 0 | 0 | 0
DYCP Baseline |  |  |  |  | 2019-20 | 2020-21 | 2021-22 | 2022-23 | 2023-24 | 2024-25 | 2025-26 | 2026-27 | 2027-28 | 2028-29 | 2029-30 | 2030-31 | 2031-32 | 2032-33 | 2033-34 | 2034-35 | 2035-36 | 2036-37 | 2037-38 | 2038-39 | 2039-40 | 2040-41 | 2041-42 | 2042-43 | 2043-44 | 2044-45 | 2045-46 | 2046-47 | 2047-48 | 2048-49 | 2049-50 | 2050-51 | 2051-52 | 2052-53 | 2053-54 | 2054-55 | 2055-56 | 2056-57 | 2057-58 | 2058-59 | 2059-60 | 2060-61 | 2061-62 | 2062-63 | 2063-64 | 2064-65 | 2065-66 | 2066-67 | 2067-68 | 2068-69 | 2069-70 | 2070-71 | 2071-72 | 2072-73 | 2073-74 | 2074-75 | 2075-76 | 2076-77 | 2077-78 | 2078-79 | 2079-80 | 2080-81 | 2081-82 | 2082-83 | 2083-84 | 2084-85 | 2085-86 | 2086-87 | 2087-88 | 2088-89 | 2089-90 | 2090-91 | 2091-92 | 2092-93 | 2093-94 | 2094-95 | 2095-96 | 2096-97 | 2097-98 | 2098-99 | 2099-100
| Measured HH consumption |  | Ml/d | 2 | 45.91 | 46.59 | 47.23 | 48 | 48.73 | 49.25 | 50.04 | 50.75 | 51.51 | 52.17 | 52.74 | 53.35 | 53.98 | 54.59 | 55.21 | 55.81 | 56.38 | 56.91 | 57.6 | 58.27 | 58.96 | 59.51 | 60.04 | 60.56 | 61.08 | 61.58 | 61.9 | 62.19 | 62.48 | 62.76 | 63.01 | 0 | 0 | 0 | 0 | 0 | 0 | 0 | 0 | 0 | 0 | 0 | 0 | 0 | 0 | 0 | 0 | 0 | 0 | 0 | 0 | 0 | 0 | 0 | 0 | 0 | 0 | 0 | 0 | 0 | 0 | 0 | 0 | 0 | 0 | 0 | 0 | 0 | 0 | 0 | 0 | 0 | 0 | 0 | 0 | 0 | 0 | 0 | 0 | 0 | 0
| Unmeasured HH consumption |  | Ml/d | 2 | 24.91 | 24.01 | 23.24 | 22.32 | 21.44 | 20.6 | 19.93 | 19.3 | 18.68 | 18.09 | 17.51 | 16.99 | 16.51 | 16.06 | 15.63 | 15.21 | 14.81 | 14.42 | 14.06 | 13.71 | 13.39 | 13.07 | 12.78 | 12.49 | 12.23 | 11.97 | 11.91 | 11.87 | 11.82 | 11.78 | 11.79 | 0 | 0 | 0 | 0 | 0 | 0 | 0 | 0 | 0 | 0 | 0 | 0 | 0 | 0 | 0 | 0 | 0 | 0 | 0 | 0 | 0 | 0 | 0 | 0 | 0 | 0 | 0 | 0 | 0 | 0 | 0 | 0 | 0 | 0 | 0 | 0 | 0 | 0 | 0 | 0 | 0 | 0 | 0 | 0 | 0 | 0 | 0 | 0 | 0 | 0
| Non-HH consumption |  | Ml/d | 2 | 46.37 | 46.09 | 46.19 | 45.94 | 45.73 | 45.54 | 46.05 | 46.59 | 47.16 | 47.72 | 48.27 | 48.14 | 48.04 | 47.95 | 47.88 | 47.82 | 47.77 | 47.72 | 47.68 | 47.66 | 47.67 | 47.68 | 47.71 | 47.76 | 47.81 | 47.87 | 47.93 | 47.99 | 48.06 | 48.14 | 48.21 | 0 | 0 | 0 | 0 | 0 | 0 | 0 | 0 | 0 | 0 | 0 | 0 | 0 | 0 | 0 | 0 | 0 | 0 | 0 | 0 | 0 | 0 | 0 | 0 | 0 | 0 | 0 | 0 | 0 | 0 | 0 | 0 | 0 | 0 | 0 | 0 | 0 | 0 | 0 | 0 | 0 | 0 | 0 | 0 | 0 | 0 | 0 | 0 | 0 | 0
| Total Leakage |  | Ml/d | 2 | 18.18 | 17.85 | 17.65 | 17.36 | 17.06 | 16.74 | 16.71 | 16.67 | 16.64 | 16.62 | 16.58 | 16.55 | 16.52 | 16.52 | 16.52 | 16.52 | 16.53 | 16.53 | 16.52 | 16.52 | 16.52 | 16.53 | 16.52 | 16.53 | 16.52 | 16.52 | 16.53 | 16.53 | 16.55 | 16.55 | 16.56 | 0 | 0 | 0 | 0 | 0 | 0 | 0 | 0 | 0 | 0 | 0 | 0 | 0 | 0 | 0 | 0 | 0 | 0 | 0 | 0 | 0 | 0 | 0 | 0 | 0 | 0 | 0 | 0 | 0 | 0 | 0 | 0 | 0 | 0 | 0 | 0 | 0 | 0 | 0 | 0 | 0 | 0 | 0 | 0 | 0 | 0 | 0 | 0 | 0 | 0
| Other demand components |  | Ml/d | 2 | 2.67 | 2.67 | 2.66 | 2.67 | 2.68 | 2.67 | 2.67 | 2.67 | 2.67 | 2.66 | 2.67 | 2.66 | 2.68 | 2.67 | 2.67 | 2.67 | 2.67 | 2.68 | 2.67 | 2.68 | 2.69 | 2.67 | 2.65 | 2.67 | 2.68 | 2.67 | 2.67 | 2.68 | 2.66 | 2.66 | 2.68 | 0 | 0 | 0 | 0 | 0 | 0 | 0 | 0 | 0 | 0 | 0 | 0 | 0 | 0 | 0 | 0 | 0 | 0 | 0 | 0 | 0 | 0 | 0 | 0 | 0 | 0 | 0 | 0 | 0 | 0 | 0 | 0 | 0 | 0 | 0 | 0 | 0 | 0 | 0 | 0 | 0 | 0 | 0 | 0 | 0 | 0 | 0 | 0 | 0 | 0
| Total Water Available for use |  | Ml/d | 2 | 178.64 | 178.64 | 178.64 | 178.64 | 178.64 | 178.64 | 167.3 | 166.95 | 144.93 | 145.75 | 146.85 | 146.99 | 147.25 | 147.66 | 147.97 | 148.41 | 146.85 | 146.14 | 146.88 | 147.49 | 146.07 | 146.45 | 147.1 | 147.74 | 148.31 | 148.66 | 148.08 | 148.48 | 148.92 | 149.29 | 149.66 | 0 | 0 | 0 | 0 | 0 | 0 | 0 | 0 | 0 | 0 | 0 | 0 | 0 | 0 | 0 | 0 | 0 | 0 | 0 | 0 | 0 | 0 | 0 | 0 | 0 | 0 | 0 | 0 | 0 | 0 | 0 | 0 | 0 | 0 | 0 | 0 | 0 | 0 | 0 | 0 | 0 | 0 | 0 | 0 | 0 | 0 | 0 | 0 | 0 | 0
| Total Demand + Target Headroom |  | Ml/d | 2 | 145.5998 | 144.7698 | 144.5298 | 143.8498 | 143.1998 | 142.3598 | 142.9598 | 143.9378 | 144.9392 | 145.7545 | 146.8378 | 146.9836 | 147.2729 | 147.6645 | 147.9664 | 148.414 | 146.8573 | 146.154 | 146.8792 | 147.5012 | 146.086 | 146.4455 | 147.0829 | 147.7519 | 148.3173 | 148.6467 | 148.0794 | 148.4902 | 148.9157 | 149.2755 | 149.6744 | 0 | 0 | 0 | 0 | 0 | 0 | 0 | 0 | 0 | 0 | 0 | 0 | 0 | 0 | 0 | 0 | 0 | 0 | 0 | 0 | 0 | 0 | 0 | 0 | 0 | 0 | 0 | 0 | 0 | 0 | 0 | 0 | 0 | 0 | 0 | 0 | 0 | 0 | 0 | 0 | 0 | 0 | 0 | 0 | 0 | 0 | 0 | 0 | 0 | 0
DYCP Final Plan |  |  |  |  | 2019-20 | 2020-21 | 2021-22 | 2022-23 | 2023-24 | 2024-25 | 2025-26 | 2026-27 | 2027-28 | 2028-29 | 2029-30 | 2030-31 | 2031-32 | 2032-33 | 2033-34 | 2034-35 | 2035-36 | 2036-37 | 2037-38 | 2038-39 | 2039-40 | 2040-41 | 2041-42 | 2042-43 | 2043-44 | 2044-45 | 2045-46 | 2046-47 | 2047-48 | 2048-49 | 2049-50 | 2050-51 | 2051-52 | 2052-53 | 2053-54 | 2054-55 | 2055-56 | 2056-57 | 2057-58 | 2058-59 | 2059-60 | 2060-61 | 2061-62 | 2062-63 | 2063-64 | 2064-65 | 2065-66 | 2066-67 | 2067-68 | 2068-69 | 2069-70 | 2070-71 | 2071-72 | 2072-73 | 2073-74 | 2074-75 | 2075-76 | 2076-77 | 2077-78 | 2078-79 | 2079-80 | 2080-81 | 2081-82 | 2082-83 | 2083-84 | 2084-85 | 2085-86 | 2086-87 | 2087-88 | 2088-89 | 2089-90 | 2090-91 | 2091-92 | 2092-93 | 2093-94 | 2094-95 | 2095-96 | 2096-97 | 2097-98 | 2098-99 | 2099-100
| Measured HH consumption |  | Ml/d | 2 | 45.91 | 46.59 | 47.23 | 48 | 48.73 | 49.25 | 49.7 | 49.38 | 49.86 | 49.92 | 50.02 | 50.19 | 50.37 | 50.72 | 51.08 | 51.05 | 50.99 | 50.89 | 50.94 | 50.97 | 51.01 | 51 | 50.92 | 50.82 | 50.7 | 50.97 | 51.04 | 51.08 | 51.13 | 51.16 | 51.16 | 0 | 0 | 0 | 0 | 0 | 0 | 0 | 0 | 0 | 0 | 0 | 0 | 0 | 0 | 0 | 0 | 0 | 0 | 0 | 0 | 0 | 0 | 0 | 0 | 0 | 0 | 0 | 0 | 0 | 0 | 0 | 0 | 0 | 0 | 0 | 0 | 0 | 0 | 0 | 0 | 0 | 0 | 0 | 0 | 0 | 0 | 0 | 0 | 0 | 0
| Unmeasured HH consumption |  | Ml/d | 2 | 24.91 | 24.01 | 23.24 | 22.32 | 21.44 | 20.6 | 19.93 | 19.3 | 18.68 | 18.09 | 17.51 | 16.99 | 16.51 | 16.06 | 15.63 | 15.21 | 14.81 | 14.42 | 14.06 | 13.71 | 13.39 | 13.07 | 12.78 | 12.49 | 12.23 | 11.97 | 11.91 | 11.87 | 11.82 | 11.78 | 11.79 | 0 | 0 | 0 | 0 | 0 | 0 | 0 | 0 | 0 | 0 | 0 | 0 | 0 | 0 | 0 | 0 | 0 | 0 | 0 | 0 | 0 | 0 | 0 | 0 | 0 | 0 | 0 | 0 | 0 | 0 | 0 | 0 | 0 | 0 | 0 | 0 | 0 | 0 | 0 | 0 | 0 | 0 | 0 | 0 | 0 | 0 | 0 | 0 | 0 | 0
| Non-HH consumption |  | Ml/d | 2 | 46.37 | 46.09 | 46.19 | 45.94 | 45.73 | 45.54 | 45.7 | 45.93 | 46.22 | 46.5 | 46.79 | 46.39 | 46.02 | 45.66 | 45.33 | 45 | 44.69 | 44.37 | 44.07 | 43.78 | 43.52 | 43.27 | 43.04 | 42.82 | 42.6 | 42.41 | 42.2 | 41.99 | 41.79 | 41.62 | 41.42 | 0 | 0 | 0 | 0 | 0 | 0 | 0 | 0 | 0 | 0 | 0 | 0 | 0 | 0 | 0 | 0 | 0 | 0 | 0 | 0 | 0 | 0 | 0 | 0 | 0 | 0 | 0 | 0 | 0 | 0 | 0 | 0 | 0 | 0 | 0 | 0 | 0 | 0 | 0 | 0 | 0 | 0 | 0 | 0 | 0 | 0 | 0 | 0 | 0 | 0
| Total Leakage |  | Ml/d | 2 | 18.18 | 17.85 | 17.65 | 17.36 | 17.06 | 16.74 | 16.48 | 15.82 | 15.7 | 15.6 | 15.08 | 14.92 | 14.8 | 14.75 | 14.09 | 13.79 | 13.63 | 13.61 | 13.53 | 13.46 | 13.29 | 13.19 | 13.04 | 12.67 | 12.37 | 12.16 | 11.88 | 11.71 | 11.38 | 11.09 | 11.07 | 0 | 0 | 0 | 0 | 0 | 0 | 0 | 0 | 0 | 0 | 0 | 0 | 0 | 0 | 0 | 0 | 0 | 0 | 0 | 0 | 0 | 0 | 0 | 0 | 0 | 0 | 0 | 0 | 0 | 0 | 0 | 0 | 0 | 0 | 0 | 0 | 0 | 0 | 0 | 0 | 0 | 0 | 0 | 0 | 0 | 0 | 0 | 0 | 0 | 0
| Other demand components |  | Ml/d | 2 | 2.67 | 2.67 | 2.66 | 2.67 | 2.68 | 2.67 | 2.67 | 2.67 | 2.67 | 2.66 | 2.67 | 2.66 | 2.68 | 2.67 | 2.67 | 2.67 | 2.67 | 2.68 | 2.67 | 2.68 | 2.69 | 2.67 | 2.65 | 2.67 | 2.68 | 2.67 | 2.67 | 2.68 | 2.66 | 2.66 | 2.68 | 0 | 0 | 0 | 0 | 0 | 0 | 0 | 0 | 0 | 0 | 0 | 0 | 0 | 0 | 0 | 0 | 0 | 0 | 0 | 0 | 0 | 0 | 0 | 0 | 0 | 0 | 0 | 0 | 0 | 0 | 0 | 0 | 0 | 0 | 0 | 0 | 0 | 0 | 0 | 0 | 0 | 0 | 0 | 0 | 0 | 0 | 0 | 0 | 0 | 0
| Total Water Available for use |  | Ml/d | 2 | 178.64 | 178.64 | 178.64 | 178.64 | 178.64 | 178.64 | 142.12 | 142.12 | 142.12 | 142.12 | 142.12 | 163.92 | 190.329 | 190.269 | 190.299 | 190.409 | 191.179 | 186.18 | 192.079 | 192.269 | 187.479 | 208.22 | 237.479 | 215.219 | 215.219 | 237.479 | 209.86 | 208.22 | 208.22 | 208.22 | 209.59 | 0 | 0 | 0 | 0 | 0 | 0 | 0 | 0 | 0 | 0 | 0 | 0 | 0 | 0 | 0 | 0 | 0 | 0 | 0 | 0 | 0 | 0 | 0 | 0 | 0 | 0 | 0 | 0 | 0 | 0 | 0 | 0 | 0 | 0 | 0 | 0 | 0 | 0 | 0 | 0 | 0 | 0 | 0 | 0 | 0 | 0 | 0 | 0 | 0 | 0
| Total Demand + Target Headroom |  | Ml/d | 2 | 145.5998 | 144.7698 | 144.5298 | 143.8498 | 143.1998 | 142.3598 | 142.0398 | 141.0578 | 141.4092 | 141.2645 | 141.1378 | 140.4436 | 139.9229 | 139.7345 | 138.8564 | 138.104 | 135.4873 | 133.864 | 133.6192 | 133.2612 | 130.756 | 130.1855 | 129.8129 | 129.2119 | 128.5773 | 128.2167 | 126.8394 | 126.5602 | 126.1257 | 125.6955 | 125.5444 | 0 | 0 | 0 | 0 | 0 | 0 | 0 | 0 | 0 | 0 | 0 | 0 | 0 | 0 | 0 | 0 | 0 | 0 | 0 | 0 | 0 | 0 | 0 | 0 | 0 | 0 | 0 | 0 | 0 | 0 | 0 | 0 | 0 | 0 | 0 | 0 | 0 | 0 | 0 | 0 | 0 | 0 | 0 | 0 | 0 | 0 | 0 | 0 | 0 | 0

## AWSLNN
Back to title page
Table 3a: DYAA - Baseline
Table 3b: DYAA - Final plan Options
Table 3c: DYAA - Final plan
Table 3d: DYCP - Baseline
Table 3e: DYCP - Final plan Options
Table 3f: DYCP - Final plan
Water Company | Anglian Water | Version | V3.1
WRZ | AWSLNN | Planning Scenario | DYAA
Table 3a: DYAA - Baseline | Back to top of sheet
WRMP24 reference | Component | Derivation | Unit | Decimal places | 2019-20 | 2020-21 | 2021-22 | 2022-23 | 2023-24 | 2024-25 | 2025-26 | 2026-27 | 2027-28 | 2028-29 | 2029-30 | 2030-31 | 2031-32 | 2032-33 | 2033-34 | 2034-35 | 2035-36 | 2036-37 | 2037-38 | 2038-39 | 2039-40 | 2040-41 | 2041-42 | 2042-43 | 2043-44 | 2044-45 | 2045-46 | 2046-47 | 2047-48 | 2048-49 | 2049-50 | 2050-51 | 2051-52 | 2052-53 | 2053-54 | 2054-55 | 2055-56 | 2056-57 | 2057-58 | 2058-59 | 2059-60 | 2060-61 | 2061-62 | 2062-63 | 2063-64 | 2064-65 | 2065-66 | 2066-67 | 2067-68 | 2068-69 | 2069-70 | 2070-71 | 2071-72 | 2072-73 | 2073-74 | 2074-75 | 2075-76 | 2076-77 | 2077-78 | 2078-79 | 2079-80 | 2080-81 | 2081-82 | 2082-83 | 2083-84 | 2084-85 | 2085-86 | 2086-87 | 2087-88 | 2088-89 | 2089-90 | 2090-91 | 2091-92 | 2092-93 | 2093-94 | 2094-95 | 2095-96 | 2096-97 | 2097-98 | 2098-99 | 2099-100
1BL | Raw water abstracted | Input | Ml/d | 2 | 2019-20: 0; 2020-21: 0; 2021-22: 0; 2022-23: 0; 2023-24: 0; 2024-25: 0; 2025-26: 0; 2026-27: 0; 2027-28: 0; 2028-29: 0; 2029-30: 0; 2030-31: 0; 2031-32: 0; 2032-33: 0; 2033-34: 0; 2034-35: 0; 2035-36: 0; 2036-37: 0; 2037-38: 0; 2038-39: 0; 2039-40: 0; 2040-41: 0; 2041-42: 0; 2042-43: 0; 2043-44: 0; 2044-45: 0; 2045-46: 0; 2046-47: 0; 2047-48: 0; 2048-49: 0; 2049-50: 0
1.1BL | Non-potable water supplies (if applicable) | Input | Ml/d | 2 | 2019-20: 0; 2020-21: 0; 2021-22: 0; 2022-23: 0; 2023-24: 0; 2024-25: 0; 2025-26: 0; 2026-27: 0; 2027-28: 0; 2028-29: 0; 2029-30: 0; 2030-31: 0; 2031-32: 0; 2032-33: 0; 2033-34: 0; 2034-35: 0; 2035-36: 0; 2036-37: 0; 2037-38: 0; 2038-39: 0; 2039-40: 0; 2040-41: 0; 2041-42: 0; 2042-43: 0; 2043-44: 0; 2044-45: 0; 2045-46: 0; 2046-47: 0; 2047-48: 0; 2048-49: 0; 2049-50: 0
2BL | Raw water imported | Input | Ml/d | 2 | 2019-20: 0; 2020-21: 0; 2021-22: 0; 2022-23: 0; 2023-24: 0; 2024-25: 0; 2025-26: 0; 2026-27: 0; 2027-28: 0; 2028-29: 0; 2029-30: 0; 2030-31: 0; 2031-32: 0; 2032-33: 0; 2033-34: 0; 2034-35: 0; 2035-36: 0; 2036-37: 0; 2037-38: 0; 2038-39: 0; 2039-40: 0; 2040-41: 0; 2041-42: 0; 2042-43: 0; 2043-44: 0; 2044-45: 0; 2045-46: 0; 2046-47: 0; 2047-48: 0; 2048-49: 0; 2049-50: 0
3BL | Potable water imported | Input | Ml/d | 2 | 2019-20: 0; 2020-21: 0; 2021-22: 0; 2022-23: 0; 2023-24: 0; 2024-25: 0; 2025-26: 0; 2026-27: 0; 2027-28: 0; 2028-29: 0; 2029-30: 0; 2030-31: 0; 2031-32: 0; 2032-33: 0; 2033-34: 0; 2034-35: 0; 2035-36: 0; 2036-37: 0; 2037-38: 0; 2038-39: 0; 2039-40: 0; 2040-41: 0; 2041-42: 0; 2042-43: 0; 2043-44: 0; 2044-45: 0; 2045-46: 0; 2046-47: 0; 2047-48: 0; 2048-49: 0; 2049-50: 0
4BL | Raw water exported enter as -ve | Input | Ml/d | 2 | 2019-20: 0; 2020-21: 0; 2021-22: 0; 2022-23: 0; 2023-24: 0; 2024-25: 0; 2025-26: 0; 2026-27: 0; 2027-28: 0; 2028-29: 0; 2029-30: 0; 2030-31: 0; 2031-32: 0; 2032-33: 0; 2033-34: 0; 2034-35: 0; 2035-36: 0; 2036-37: 0; 2037-38: 0; 2038-39: 0; 2039-40: 0; 2040-41: 0; 2041-42: 0; 2042-43: 0; 2043-44: 0; 2044-45: 0; 2045-46: 0; 2046-47: 0; 2047-48: 0; 2048-49: 0; 2049-50: 0
5BL | Potable water exported enter as -ve | Input | Ml/d | 2 | 2019-20: 0; 2020-21: 0; 2021-22: 0; 2022-23: 0; 2023-24: 0; 2024-25: 0; 2025-26: 0; 2026-27: 0; 2027-28: 0; 2028-29: 0; 2029-30: 0; 2030-31: 0; 2031-32: 0; 2032-33: 0; 2033-34: 0; 2034-35: 0; 2035-36: 0; 2036-37: 0; 2037-38: 0; 2038-39: 0; 2039-40: 0; 2040-41: 0; 2041-42: 0; 2042-43: 0; 2043-44: 0; 2044-45: 0; 2045-46: 0; 2046-47: 0; 2047-48: 0; 2048-49: 0; 2049-50: 0
6BL | Deployable Output before forecast changes | Input | Ml/d | 2 | 2019-20: 25.45; 2020-21: 25.45; 2021-22: 25.45; 2022-23: 25.45; 2023-24: 25.45; 2024-25: 25.45; 2025-26: 24.73; 2026-27: 24.73; 2027-28: 24.73; 2028-29: 24.73; 2029-30: 24.73; 2030-31: 24.73; 2031-32: 24.73; 2032-33: 24.73; 2033-34: 24.73; 2034-35: 24.73; 2035-36: 24.73; 2036-37: 24.73; 2037-38: 24.73; 2038-39: 24.73; 2039-40: 24.73; 2040-41: 24.73; 2041-42: 24.73; 2042-43: 24.73; 2043-44: 24.73; 2044-45: 24.73; 2045-46: 24.73; 2046-47: 24.73; 2047-48: 24.73; 2048-49: 24.73; 2049-50: 24.73
6.1BL | Deployable Output post forecast changes | 6BL + 7BL | Ml/d | 2 | 2019-20: 25.45; 2020-21: 25.45; 2021-22: 25.45; 2022-23: 25.45; 2023-24: 25.45; 2024-25: 25.45; 2025-26: 21.1; 2026-27: 21.1; 2027-28: 21.1; 2028-29: 21.1; 2029-30: 21.1; 2030-31: 18.43; 2031-32: 18.43; 2032-33: 18.43; 2033-34: 18.43; 2034-35: 18.43; 2035-36: 18.43; 2036-37: 18.43; 2037-38: 18.43; 2038-39: 18.43; 2039-40: 18.43; 2040-41: 18.43; 2041-42: 18.43; 2042-43: 18.43; 2043-44: 18.43; 2044-45: 18.43; 2045-46: 18.43; 2046-47: 18.43; 2047-48: 18.43; 2048-49: 18.43; 2049-50: 18.43
7BL | Baseline forecast changes to Deployable Output | sum (7.1BL:7.6BL) | Ml/d | 2 | 2019-20: 0; 2020-21: 0; 2021-22: 0; 2022-23: 0; 2023-24: 0; 2024-25: 0; 2025-26: -3.63; 2026-27: -3.63; 2027-28: -3.63; 2028-29: -3.63; 2029-30: -3.63; 2030-31: -6.3; 2031-32: -6.3; 2032-33: -6.3; 2033-34: -6.3; 2034-35: -6.3; 2035-36: -6.3; 2036-37: -6.3; 2037-38: -6.3; 2038-39: -6.3; 2039-40: -6.3; 2040-41: -6.3; 2041-42: -6.3; 2042-43: -6.3; 2043-44: -6.3; 2044-45: -6.3; 2045-46: -6.3; 2046-47: -6.3; 2047-48: -6.3; 2048-49: -6.3; 2049-50: -6.3
7.1BL | Change in DO due to climate change | Input | Ml/d | 2 | 2019-20: 0; 2020-21: 0; 2021-22: 0; 2022-23: 0; 2023-24: 0; 2024-25: 0; 2025-26: 0; 2026-27: 0; 2027-28: 0; 2028-29: 0; 2029-30: 0; 2030-31: 0; 2031-32: 0; 2032-33: 0; 2033-34: 0; 2034-35: 0; 2035-36: 0; 2036-37: 0; 2037-38: 0; 2038-39: 0; 2039-40: 0; 2040-41: 0; 2041-42: 0; 2042-43: 0; 2043-44: 0; 2044-45: 0; 2045-46: 0; 2046-47: 0; 2047-48: 0; 2048-49: 0; 2049-50: 0
7.2BL | Total confirmed DO reductions to restore sustainable abstraction enter as -ve | Input | Ml/d | 2 | 2019-20: 0; 2020-21: 0; 2021-22: 0; 2022-23: 0; 2023-24: 0; 2024-25: 0; 2025-26: -3.63; 2026-27: -3.63; 2027-28: -3.63; 2028-29: -3.63; 2029-30: -3.63; 2030-31: -6.3; 2031-32: -6.3; 2032-33: -6.3; 2033-34: -6.3; 2034-35: -6.3; 2035-36: -6.3; 2036-37: -6.3; 2037-38: -6.3; 2038-39: -6.3; 2039-40: -6.3; 2040-41: -6.3; 2041-42: -6.3; 2042-43: -6.3; 2043-44: -6.3; 2044-45: -6.3; 2045-46: -6.3; 2046-47: -6.3; 2047-48: -6.3; 2048-49: -6.3; 2049-50: -6.3
7.3BL | Total additional DO reductions for Environmental Destination (excl. any confirmed reductions) enter as -ve | Input | Ml/d | 2 | 2019-20: 0; 2020-21: 0; 2021-22: 0; 2022-23: 0; 2023-24: 0; 2024-25: 0; 2025-26: 0; 2026-27: 0; 2027-28: 0; 2028-29: 0; 2029-30: 0; 2030-31: 0; 2031-32: 0; 2032-33: 0; 2033-34: 0; 2034-35: 0; 2035-36: 0; 2036-37: 0; 2037-38: 0; 2038-39: 0; 2039-40: 0; 2040-41: 0; 2041-42: 0; 2042-43: 0; 2043-44: 0; 2044-45: 0; 2045-46: 0; 2046-47: 0; 2047-48: 0; 2048-49: 0; 2049-50: 0
7.4BL | Change in DO from prolonged Outage reduction enter as -ve | Input | Ml/d | 2 | 2019-20: 0; 2020-21: 0; 2021-22: 0; 2022-23: 0; 2023-24: 0; 2024-25: 0; 2025-26: 0; 2026-27: 0; 2027-28: 0; 2028-29: 0; 2029-30: 0; 2030-31: 0; 2031-32: 0; 2032-33: 0; 2033-34: 0; 2034-35: 0; 2035-36: 0; 2036-37: 0; 2037-38: 0; 2038-39: 0; 2039-40: 0; 2040-41: 0; 2041-42: 0; 2042-43: 0; 2043-44: 0; 2044-45: 0; 2045-46: 0; 2046-47: 0; 2047-48: 0; 2048-49: 0; 2049-50: 0
7.5BL | Change in DO from drought measures | Zero for baseline | Ml/d | 2 | 2019-20: 0; 2020-21: 0; 2021-22: 0; 2022-23: 0; 2023-24: 0; 2024-25: 0; 2025-26: 0; 2026-27: 0; 2027-28: 0; 2028-29: 0; 2029-30: 0; 2030-31: 0; 2031-32: 0; 2032-33: 0; 2033-34: 0; 2034-35: 0; 2035-36: 0; 2036-37: 0; 2037-38: 0; 2038-39: 0; 2039-40: 0; 2040-41: 0; 2041-42: 0; 2042-43: 0; 2043-44: 0; 2044-45: 0; 2045-46: 0; 2046-47: 0; 2047-48: 0; 2048-49: 0; 2049-50: 0
7.6BL | Total other changes to DO (e.g. nitrates/operational decline) | Input | Ml/d | 2 | 2019-20: 0; 2020-21: 0; 2021-22: 0; 2022-23: 0; 2023-24: 0; 2024-25: 0; 2025-26: 0; 2026-27: 0; 2027-28: 0; 2028-29: 0; 2029-30: 0; 2030-31: 0; 2031-32: 0; 2032-33: 0; 2033-34: 0; 2034-35: 0; 2035-36: 0; 2036-37: 0; 2037-38: 0; 2038-39: 0; 2039-40: 0; 2040-41: 0; 2041-42: 0; 2042-43: 0; 2043-44: 0; 2044-45: 0; 2045-46: 0; 2046-47: 0; 2047-48: 0; 2048-49: 0; 2049-50: 0
8BL | Raw water losses, treatment works losses and operational use | Input | Ml/d | 2 | 2019-20: 1.38; 2020-21: 1.38; 2021-22: 1.38; 2022-23: 1.38; 2023-24: 1.38; 2024-25: 1.38; 2025-26: 1.38; 2026-27: 1.38; 2027-28: 1.38; 2028-29: 1.38; 2029-30: 1.38; 2030-31: 1.38; 2031-32: 1.38; 2032-33: 1.38; 2033-34: 1.38; 2034-35: 1.38; 2035-36: 1.38; 2036-37: 1.38; 2037-38: 1.38; 2038-39: 1.38; 2039-40: 1.38; 2040-41: 1.38; 2041-42: 1.38; 2042-43: 1.38; 2043-44: 1.38; 2044-45: 1.38; 2045-46: 1.38; 2046-47: 1.38; 2047-48: 1.38; 2048-49: 1.38; 2049-50: 1.38
9BL | Total Outage Allowance | Input | Ml/d | 2 | 2019-20: 0.14; 2020-21: 0.14; 2021-22: 0.14; 2022-23: 0.14; 2023-24: 0.14; 2024-25: 0.14; 2025-26: 0.14; 2026-27: 0.14; 2027-28: 0.14; 2028-29: 0.14; 2029-30: 0.14; 2030-31: 0.12; 2031-32: 0.12; 2032-33: 0.12; 2033-34: 0.12; 2034-35: 0.12; 2035-36: 0.1; 2036-37: 0.1; 2037-38: 0.1; 2038-39: 0.1; 2039-40: 0.1; 2040-41: 0.1; 2041-42: 0.1; 2042-43: 0.1; 2043-44: 0.1; 2044-45: 0.1; 2045-46: 0.1; 2046-47: 0.1; 2047-48: 0.1; 2048-49: 0.1; 2049-50: 0.1
10BL | Water Available For Use (own sources) | (6BL + 7BL) - (8BL + 9BL) | Ml/d | 2 | 2019-20: 23.93; 2020-21: 23.93; 2021-22: 23.93; 2022-23: 23.93; 2023-24: 23.93; 2024-25: 23.93; 2025-26: 19.58; 2026-27: 19.58; 2027-28: 19.58; 2028-29: 19.58; 2029-30: 19.58; 2030-31: 16.93; 2031-32: 16.93; 2032-33: 16.93; 2033-34: 16.93; 2034-35: 16.93; 2035-36: 16.95; 2036-37: 16.95; 2037-38: 16.95; 2038-39: 16.95; 2039-40: 16.95; 2040-41: 16.95; 2041-42: 16.95; 2042-43: 16.95; 2043-44: 16.95; 2044-45: 16.95; 2045-46: 16.95; 2046-47: 16.95; 2047-48: 16.95; 2048-49: 16.95; 2049-50: 16.95
11BL | Total Water Available For Use | 10BL + sum (2BL:5BL) | Ml/d | 2 | 2019-20: 23.93; 2020-21: 23.93; 2021-22: 23.93; 2022-23: 23.93; 2023-24: 23.93; 2024-25: 23.93; 2025-26: 19.58; 2026-27: 19.58; 2027-28: 19.58; 2028-29: 19.58; 2029-30: 19.58; 2030-31: 16.93; 2031-32: 16.93; 2032-33: 16.93; 2033-34: 16.93; 2034-35: 16.93; 2035-36: 16.95; 2036-37: 16.95; 2037-38: 16.95; 2038-39: 16.95; 2039-40: 16.95; 2040-41: 16.95; 2041-42: 16.95; 2042-43: 16.95; 2043-44: 16.95; 2044-45: 16.95; 2045-46: 16.95; 2046-47: 16.95; 2047-48: 16.95; 2048-49: 16.95; 2049-50: 16.95
12BL | Water delivered measured non-household | Input | Ml/d | 2 | 2019-20: 5.21; 2020-21: 5.18; 2021-22: 5.14; 2022-23: 5.11; 2023-24: 5.08; 2024-25: 5.04; 2025-26: 5.01; 2026-27: 4.98; 2027-28: 4.95; 2028-29: 4.92; 2029-30: 4.88; 2030-31: 4.85; 2031-32: 4.81; 2032-33: 4.78; 2033-34: 4.75; 2034-35: 4.72; 2035-36: 4.69; 2036-37: 4.66; 2037-38: 4.63; 2038-39: 4.6; 2039-40: 4.58; 2040-41: 4.55; 2041-42: 4.53; 2042-43: 4.51; 2043-44: 4.5; 2044-45: 4.48; 2045-46: 4.47; 2046-47: 4.45; 2047-48: 4.44; 2048-49: 4.43; 2049-50: 4.42
12.1BL | Non-potable water consumption (if applicable) | Input | Ml/d | 2 | 2019-20: 0; 2020-21: 0; 2021-22: 0; 2022-23: 0; 2023-24: 0; 2024-25: 0; 2025-26: 0; 2026-27: 0; 2027-28: 0; 2028-29: 0; 2029-30: 0; 2030-31: 0; 2031-32: 0; 2032-33: 0; 2033-34: 0; 2034-35: 0; 2035-36: 0; 2036-37: 0; 2037-38: 0; 2038-39: 0; 2039-40: 0; 2040-41: 0; 2041-42: 0; 2042-43: 0; 2043-44: 0; 2044-45: 0; 2045-46: 0; 2046-47: 0; 2047-48: 0; 2048-49: 0; 2049-50: 0
13BL | Water delivered unmeasured non-household | Input | Ml/d | 2 | 2019-20: 0.02; 2020-21: 0.02; 2021-22: 0.02; 2022-23: 0.02; 2023-24: 0.02; 2024-25: 0.02; 2025-26: 0.02; 2026-27: 0.02; 2027-28: 0.02; 2028-29: 0.02; 2029-30: 0.02; 2030-31: 0.02; 2031-32: 0.02; 2032-33: 0.02; 2033-34: 0.02; 2034-35: 0.02; 2035-36: 0.02; 2036-37: 0.02; 2037-38: 0.02; 2038-39: 0.02; 2039-40: 0.02; 2040-41: 0.02; 2041-42: 0.02; 2042-43: 0.02; 2043-44: 0.02; 2044-45: 0.02; 2045-46: 0.02; 2046-47: 0.02; 2047-48: 0.02; 2048-49: 0.02; 2049-50: 0.02
14BL | Water delivered measured household | Input | Ml/d | 2 | 2019-20: 7.62; 2020-21: 7.73; 2021-22: 7.83; 2022-23: 8.06; 2023-24: 8.06; 2024-25: 8.22; 2025-26: 8.38; 2026-27: 8.54; 2027-28: 8.68; 2028-29: 8.82; 2029-30: 8.93; 2030-31: 9.04; 2031-32: 9.16; 2032-33: 9.32; 2033-34: 9.47; 2034-35: 9.61; 2035-36: 9.73; 2036-37: 9.85; 2037-38: 10; 2038-39: 10.13; 2039-40: 10.26; 2040-41: 10.37; 2041-42: 10.48; 2042-43: 10.59; 2043-44: 10.7; 2044-45: 10.81; 2045-46: 10.88; 2046-47: 10.96; 2047-48: 11.03; 2048-49: 11.11; 2049-50: 11.15
15BL | Water delivered unmeasured household | Input | Ml/d | 2 | 2019-20: 4.99; 2020-21: 4.8; 2021-22: 4.64; 2022-23: 4.45; 2023-24: 4.26; 2024-25: 4.09; 2025-26: 3.94; 2026-27: 3.8; 2027-28: 3.66; 2028-29: 3.53; 2029-30: 3.4; 2030-31: 3.28; 2031-32: 3.17; 2032-33: 3.07; 2033-34: 2.96; 2034-35: 2.87; 2035-36: 2.77; 2036-37: 2.68; 2037-38: 2.59; 2038-39: 2.51; 2039-40: 2.43; 2040-41: 2.35; 2041-42: 2.28; 2042-43: 2.21; 2043-44: 2.14; 2044-45: 2.07; 2045-46: 2.03; 2046-47: 1.99; 2047-48: 1.96; 2048-49: 1.92; 2049-50: 1.92
16BL | Percentage of consumption driven by climate change | Input | % | 1 | 2019-20: 0%; 2020-21: 0%; 2021-22: 0%; 2022-23: 0.1%; 2023-24: 0.1%; 2024-25: 0.1%; 2025-26: 0.1%; 2026-27: 0.1%; 2027-28: 0.1%; 2028-29: 0.2%; 2029-30: 0.2%; 2030-31: 0.2%; 2031-32: 0.2%; 2032-33: 0.3%; 2033-34: 0.3%; 2034-35: 0.3%; 2035-36: 0.4%; 2036-37: 0.4%; 2037-38: 0.4%; 2038-39: 0.5%; 2039-40: 0.5%; 2040-41: 0.6%; 2041-42: 0.6%; 2042-43: 0.6%; 2043-44: 0.7%; 2044-45: 0.7%; 2045-46: 0.8%; 2046-47: 0.8%; 2047-48: 0.8%; 2048-49: 0.8%; 2049-50: 0.9%
17BL | Volume of consumption driven by climate change | 16BL * (12BL + sum(13BL:15BL) - sum (23BL:26BL)) | Ml/d | 2 | 2019-20: 0; 2020-21: 0; 2021-22: 0; 2022-23: 0.01706; 2023-24: 0.01687; 2024-25: 0.01683; 2025-26: 0.01682; 2026-27: 0.01683; 2027-28: 0.0168; 2028-29: 0.03358; 2029-30: 0.0335; 2030-31: 0.03344; 2031-32: 0.0334; 2032-33: 0.05019; 2033-34: 0.05022; 2034-35: 0.05028; 2035-36: 0.067; 2036-37: 0.067; 2037-38: 0.06712; 2038-39: 0.084; 2039-40: 0.08415; 2040-41: 0.10098; 2041-42: 0.1011; 2042-43: 0.10122; 2043-44: 0.1183; 2044-45: 0.11844; 2045-46: 0.13552; 2046-47: 0.13568; 2047-48: 0.13592; 2048-49: 0.13608; 2049-50: 0.15336
18BL | Measured Household - PCC | ((14BL - 25BL) * 1,000,000) / (39BL *1,000) | l/h/d | 1 | 2019-20: 146.2328; 2020-21: 143.7105; 2021-22: 141.7958; 2022-23: 140.9887; 2023-24: 137.282; 2024-25: 136.305; 2025-26: 135.7481; 2026-27: 135.4524; 2027-28: 134.9612; 2028-29: 134.5723; 2029-30: 134.2292; 2030-31: 134.0057; 2031-32: 133.8231; 2032-33: 134.1167; 2033-34: 134.52; 2034-35: 134.7385; 2035-36: 135.0365; 2036-37: 135.1791; 2037-38: 135.881; 2038-39: 136.1506; 2039-40: 136.5314; 2040-41: 136.6473; 2041-42: 136.9143; 2042-43: 137.0522; 2043-44: 137.3292; 2044-45: 137.4972; 2045-46: 137.5548; 2046-47: 137.7664; 2047-48: 137.843; 2048-49: 137.9293; 2049-50: 137.9592
19BL | Unmeasured Household - PCC | ((15BL - 26BL) * 1,000,000) / (40BL *1,000) | l/h/d | 1 | 2019-20: 207.7739; 2020-21: 207.4291; 2021-22: 207.4375; 2022-23: 207.2666; 2023-24: 206.6879; 2024-25: 206.775; 2025-26: 206.4309; 2026-27: 206.5168; 2027-28: 205.7075; 2028-29: 205.8298; 2029-30: 205.7245; 2030-31: 205.4204; 2031-32: 206.1572; 2032-33: 207.3683; 2033-34: 206.9169; 2034-35: 208.4131; 2035-36: 208.1843; 2036-37: 209.3292; 2037-38: 209.4196; 2038-39: 211.0116; 2039-40: 211.4165; 2040-41: 212.5226; 2041-42: 213.4387; 2042-43: 215.186; 2043-44: 215.705; 2044-45: 217.1038; 2045-46: 217.5138; 2046-47: 217.767; 2047-48: 219.0039; 2048-49: 218.9342; 2049-50: 218.9605
20BL | Average Household - PCC | (((14BL - 25BL) + (15BL - 26BL)) * 1,000,000) / ((39BL + 40BL) *1,000) | l/h/d | 1 | 2019-20: 165.4977; 2020-21: 162.6979; 2021-22: 160.5186; 2022-23: 158.8884; 2023-24: 155.0826; 2024-25: 153.4737; 2025-26: 152.2084; 2026-27: 151.2657; 2027-28: 150.0266; 2028-29: 149.0963; 2029-30: 148.2009; 2030-31: 147.3875; 2031-32: 146.8209; 2032-33: 146.7392; 2033-34: 146.4893; 2034-35: 146.4328; 2035-36: 146.196; 2036-37: 146.048; 2037-38: 146.2358; 2038-39: 146.2742; 2039-40: 146.2582; 2040-41: 146.1209; 2041-42: 146.0979; 2042-43: 146.063; 2043-44: 146.0146; 2044-45: 145.9734; 2045-46: 145.8531; 2046-47: 145.862; 2047-48: 145.8539; 2048-49: 145.73; 2049-50: 145.7342
21BL | Water taken unbilled | Input | Ml/d | 2 | 2019-20: 0.4; 2020-21: 0.4; 2021-22: 0.4; 2022-23: 0.4; 2023-24: 0.39; 2024-25: 0.4; 2025-26: 0.4; 2026-27: 0.4; 2027-28: 0.4; 2028-29: 0.4; 2029-30: 0.39; 2030-31: 0.39; 2031-32: 0.41; 2032-33: 0.4; 2033-34: 0.4; 2034-35: 0.41; 2035-36: 0.41; 2036-37: 0.4; 2037-38: 0.4; 2038-39: 0.39; 2039-40: 0.4; 2040-41: 0.4; 2041-42: 0.4; 2042-43: 0.4; 2043-44: 0.39; 2044-45: 0.39; 2045-46: 0.39; 2046-47: 0.39; 2047-48: 0.38; 2048-49: 0.38; 2049-50: 0.38
22BL | Distribution system operational use | Input | Ml/d | 2 | 2019-20: 0.09; 2020-21: 0.09; 2021-22: 0.09; 2022-23: 0.09; 2023-24: 0.09; 2024-25: 0.09; 2025-26: 0.09; 2026-27: 0.09; 2027-28: 0.09; 2028-29: 0.09; 2029-30: 0.09; 2030-31: 0.09; 2031-32: 0.09; 2032-33: 0.09; 2033-34: 0.09; 2034-35: 0.09; 2035-36: 0.09; 2036-37: 0.09; 2037-38: 0.09; 2038-39: 0.09; 2039-40: 0.09; 2040-41: 0.09; 2041-42: 0.09; 2042-43: 0.09; 2043-44: 0.09; 2044-45: 0.09; 2045-46: 0.09; 2046-47: 0.09; 2047-48: 0.09; 2048-49: 0.09; 2049-50: 0.09
23BL | Measured Non Household - USPL | Input | Ml/d | 2 | 2019-20: 0.02; 2020-21: 0.02; 2021-22: 0.02; 2022-23: 0.02; 2023-24: 0.02; 2024-25: 0.02; 2025-26: 0.02; 2026-27: 0.02; 2027-28: 0.02; 2028-29: 0.02; 2029-30: 0.02; 2030-31: 0.02; 2031-32: 0.02; 2032-33: 0.02; 2033-34: 0.02; 2034-35: 0.02; 2035-36: 0.02; 2036-37: 0.02; 2037-38: 0.02; 2038-39: 0.02; 2039-40: 0.02; 2040-41: 0.02; 2041-42: 0.02; 2042-43: 0.02; 2043-44: 0.02; 2044-45: 0.02; 2045-46: 0.02; 2046-47: 0.02; 2047-48: 0.02; 2048-49: 0.02; 2049-50: 0.02
24BL | Unmeasured Non Household - USPL | Input | Ml/d | 2 | 2019-20: 0; 2020-21: 0; 2021-22: 0; 2022-23: 0; 2023-24: 0; 2024-25: 0; 2025-26: 0; 2026-27: 0; 2027-28: 0; 2028-29: 0; 2029-30: 0; 2030-31: 0; 2031-32: 0; 2032-33: 0; 2033-34: 0; 2034-35: 0; 2035-36: 0; 2036-37: 0; 2037-38: 0; 2038-39: 0; 2039-40: 0; 2040-41: 0; 2041-42: 0; 2042-43: 0; 2043-44: 0; 2044-45: 0; 2045-46: 0; 2046-47: 0; 2047-48: 0; 2048-49: 0; 2049-50: 0
25BL | Measured Household - USPL | Input | Ml/d | 2 | 2019-20: 0.33; 2020-21: 0.32; 2021-22: 0.31; 2022-23: 0.32; 2023-24: 0.3; 2024-25: 0.3; 2025-26: 0.3; 2026-27: 0.29; 2027-28: 0.29; 2028-29: 0.29; 2029-30: 0.28; 2030-31: 0.27; 2031-32: 0.27; 2032-33: 0.28; 2033-34: 0.28; 2034-35: 0.29; 2035-36: 0.29; 2036-37: 0.3; 2037-38: 0.3; 2038-39: 0.31; 2039-40: 0.31; 2040-41: 0.32; 2041-42: 0.32; 2042-43: 0.33; 2043-44: 0.33; 2044-45: 0.34; 2045-46: 0.34; 2046-47: 0.34; 2047-48: 0.34; 2048-49: 0.35; 2049-50: 0.35
26BL | Unmeasured Household - USPL | Input | Ml/d | 2 | 2019-20: 0.27; 2020-21: 0.26; 2021-22: 0.25; 2022-23: 0.24; 2023-24: 0.23; 2024-25: 0.22; 2025-26: 0.21; 2026-27: 0.2; 2027-28: 0.2; 2028-29: 0.19; 2029-30: 0.18; 2030-31: 0.18; 2031-32: 0.17; 2032-33: 0.16; 2033-34: 0.16; 2034-35: 0.15; 2035-36: 0.15; 2036-37: 0.14; 2037-38: 0.14; 2038-39: 0.13; 2039-40: 0.13; 2040-41: 0.12; 2041-42: 0.12; 2042-43: 0.11; 2043-44: 0.11; 2044-45: 0.1; 2045-46: 0.1; 2046-47: 0.1; 2047-48: 0.1; 2048-49: 0.1; 2049-50: 0.1
27BL | Void Properties - USPL | Input | Ml/d | 2 | 2019-20: 0.04; 2020-21: 0.04; 2021-22: 0.04; 2022-23: 0.04; 2023-24: 0.04; 2024-25: 0.04; 2025-26: 0.04; 2026-27: 0.04; 2027-28: 0.04; 2028-29: 0.04; 2029-30: 0.04; 2030-31: 0.04; 2031-32: 0.04; 2032-33: 0.04; 2033-34: 0.04; 2034-35: 0.04; 2035-36: 0.04; 2036-37: 0.04; 2037-38: 0.05; 2038-39: 0.05; 2039-40: 0.05; 2040-41: 0.05; 2041-42: 0.05; 2042-43: 0.05; 2043-44: 0.05; 2044-45: 0.05; 2045-46: 0.05; 2046-47: 0.05; 2047-48: 0.05; 2048-49: 0.05; 2049-50: 0.05
28BL | Distribution losses | Input | Ml/d | 2 | 2019-20: 2.84; 2020-21: 2.78; 2021-22: 2.75; 2022-23: 2.69; 2023-24: 2.64; 2024-25: 2.58; 2025-26: 2.58; 2026-27: 2.58; 2027-28: 2.58; 2028-29: 2.58; 2029-30: 2.58; 2030-31: 2.58; 2031-32: 2.58; 2032-33: 2.58; 2033-34: 2.58; 2034-35: 2.58; 2035-36: 2.58; 2036-37: 2.58; 2037-38: 2.58; 2038-39: 2.58; 2039-40: 2.58; 2040-41: 2.58; 2041-42: 2.58; 2042-43: 2.58; 2043-44: 2.58; 2044-45: 2.58; 2045-46: 2.58; 2046-47: 2.58; 2047-48: 2.58; 2048-49: 2.58; 2049-50: 2.58
29BL | Total Leakage | sum (23BL:28BL) | Ml/d | 2 | 2019-20: 3.5; 2020-21: 3.42; 2021-22: 3.37; 2022-23: 3.31; 2023-24: 3.23; 2024-25: 3.16; 2025-26: 3.15; 2026-27: 3.13; 2027-28: 3.13; 2028-29: 3.12; 2029-30: 3.1; 2030-31: 3.09; 2031-32: 3.08; 2032-33: 3.08; 2033-34: 3.08; 2034-35: 3.08; 2035-36: 3.08; 2036-37: 3.08; 2037-38: 3.09; 2038-39: 3.09; 2039-40: 3.09; 2040-41: 3.09; 2041-42: 3.09; 2042-43: 3.09; 2043-44: 3.09; 2044-45: 3.09; 2045-46: 3.09; 2046-47: 3.09; 2047-48: 3.09; 2048-49: 3.1; 2049-50: 3.1
30BL | Leakage/property | (29BL * 1,000,000) / (36BL * 1,000) | l/prop/d | 2 | 2019-20: 92.595; 2020-21: 88.9097; 2021-22: 86.1408; 2022-23: 83.3438; 2023-24: 80.3363; 2024-25: 77.626; 2025-26: 76.4285; 2026-27: 75.0708; 2027-28: 74.3539; 2028-29: 73.4118; 2029-30: 72.3606; 2030-31: 71.5609; 2031-32: 70.7769; 2032-33: 70.2218; 2033-34: 69.7038; 2034-35: 69.2259; 2035-36: 68.8284; 2036-37: 68.4125; 2037-38: 68.224; 2038-39: 67.8033; 2039-40: 67.4084; 2040-41: 67.0922; 2041-42: 66.7877; 2042-43: 66.4974; 2043-44: 66.2195; 2044-45: 65.9608; 2045-46: 65.7083; 2046-47: 65.4689; 2047-48: 65.2436; 2048-49: 65.2371; 2049-50: 65.0277
31BL | Measured Non Household - properties | Input | 000's | 2 | 2019-20: 2.512; 2020-21: 2.535; 2021-22: 2.557; 2022-23: 2.583; 2023-24: 2.604; 2024-25: 2.626; 2025-26: 2.652; 2026-27: 2.673; 2027-28: 2.691; 2028-29: 2.707; 2029-30: 2.72; 2030-31: 2.733; 2031-32: 2.746; 2032-33: 2.756; 2033-34: 2.764; 2034-35: 2.772; 2035-36: 2.78; 2036-37: 2.788; 2037-38: 2.795; 2038-39: 2.802; 2039-40: 2.809; 2040-41: 2.815; 2041-42: 2.821; 2042-43: 2.827; 2043-44: 2.833; 2044-45: 2.838; 2045-46: 2.844; 2046-47: 2.849; 2047-48: 2.853; 2048-49: 2.858; 2049-50: 2.862
32BL | Unmeasured Non Household - properties | Input | 000's | 2 | 2019-20: 0.01; 2020-21: 0.01; 2021-22: 0.01; 2022-23: 0.01; 2023-24: 0.01; 2024-25: 0.011; 2025-26: 0.011; 2026-27: 0.011; 2027-28: 0.011; 2028-29: 0.011; 2029-30: 0.011; 2030-31: 0.011; 2031-32: 0.011; 2032-33: 0.011; 2033-34: 0.011; 2034-35: 0.011; 2035-36: 0.011; 2036-37: 0.011; 2037-38: 0.011; 2038-39: 0.011; 2039-40: 0.011; 2040-41: 0.011; 2041-42: 0.011; 2042-43: 0.011; 2043-44: 0.011; 2044-45: 0.011; 2045-46: 0.011; 2046-47: 0.011; 2047-48: 0.011; 2048-49: 0.011; 2049-50: 0.011
33BL | All void non-households - properties | Input | 000's | 2 | 2019-20: 0; 2020-21: 0; 2021-22: 0; 2022-23: 0; 2023-24: 0; 2024-25: 0; 2025-26: 0; 2026-27: 0; 2027-28: 0; 2028-29: 0; 2029-30: 0; 2030-31: 0; 2031-32: 0; 2032-33: 0; 2033-34: 0; 2034-35: 0; 2035-36: 0; 2036-37: 0; 2037-38: 0; 2038-39: 0; 2039-40: 0; 2040-41: 0; 2041-42: 0; 2042-43: 0; 2043-44: 0; 2044-45: 0; 2045-46: 0; 2046-47: 0; 2047-48: 0; 2048-49: 0; 2049-50: 0
34BL | Measured households - properties (excl. void) | Year before + sum (34.1BL:34.6BL) | 000's | 2 | 2019-20: 24.98; 2020-21: 25.954; 2021-22: 26.873; 2022-23: 27.776; 2023-24: 28.57; 2024-25: 29.359; 2025-26: 30.092; 2026-27: 30.803; 2027-28: 31.43; 2028-29: 32.052; 2029-30: 32.606; 2030-31: 33.15; 2031-32: 33.682; 2032-33: 34.218; 2033-34: 34.729; 2034-35: 35.212; 2035-36: 35.641; 2036-37: 36.079; 2037-38: 36.508; 2038-39: 36.942; 2039-40: 37.356; 2040-41: 37.714; 2041-42: 38.061; 2042-43: 38.395; 2043-44: 38.715; 2044-45: 39.021; 2045-46: 39.266; 2046-47: 39.501; 2047-48: 39.726; 2048-49: 39.943; 2049-50: 40.088
34.1BL | New build properties - properties | Input (new builds in each year) | 000's | 2 | 2019-20: 0.599; 2020-21: 0.565; 2021-22: 0.539; 2022-23: 0.553; 2023-24: 0.459; 2024-25: 0.468; 2025-26: 0.47; 2026-27: 0.448; 2027-28: 0.375; 2028-29: 0.379; 2029-30: 0.319; 2030-31: 0.318; 2031-32: 0.315; 2032-33: 0.327; 2033-34: 0.31; 2034-35: 0.29; 2035-36: 0.243; 2036-37: 0.259; 2037-38: 0.256; 2038-39: 0.267; 2039-40: 0.255; 2040-41: 0.204; 2041-42: 0.198; 2042-43: 0.191; 2043-44: 0.183; 2044-45: 0.175; 2045-46: 0.169; 2046-47: 0.162; 2047-48: 0.155; 2048-49: 0.15; 2049-50: 0.145
34.2BL | Meter optants - properties | Input (meter optants in each year) | 000's | 2 | 2019-20: 0.297; 2020-21: 0.279; 2021-22: 0.26; 2022-23: 0.213; 2023-24: 0.204; 2024-25: 0.195; 2025-26: 0.142; 2026-27: 0.093; 2027-28: 0.089; 2028-29: 0.086; 2029-30: 0.084; 2030-31: 0.081; 2031-32: 0.078; 2032-33: 0.075; 2033-34: 0.073; 2034-35: 0.07; 2035-36: 0.068; 2036-37: 0.066; 2037-38: 0.064; 2038-39: 0.062; 2039-40: 0.059; 2040-41: 0.057; 2041-42: 0.056; 2042-43: 0.054; 2043-44: 0.052; 2044-45: 0.05; 2045-46: 0; 2046-47: 0; 2047-48: 0; 2048-49: 0; 2049-50: 0
34.3BL | Compulsory metering - properties | Input (compulsory meters in each year) | 000's | 2 | 2019-20: 0; 2020-21: 0; 2021-22: 0; 2022-23: 0; 2023-24: 0; 2024-25: 0; 2025-26: 0; 2026-27: 0; 2027-28: 0; 2028-29: 0; 2029-30: 0; 2030-31: 0; 2031-32: 0; 2032-33: 0; 2033-34: 0; 2034-35: 0; 2035-36: 0; 2036-37: 0; 2037-38: 0; 2038-39: 0; 2039-40: 0; 2040-41: 0; 2041-42: 0; 2042-43: 0; 2043-44: 0; 2044-45: 0; 2045-46: 0; 2046-47: 0; 2047-48: 0; 2048-49: 0; 2049-50: 0
34.4BL | Metering on change of occupancy - properties | Input (change of occupancy meters in each year) | 000's | 2 | 2019-20: 0.118; 2020-21: 0.121; 2021-22: 0.111; 2022-23: 0.129; 2023-24: 0.124; 2024-25: 0.119; 2025-26: 0.114; 2026-27: 0.166; 2027-28: 0.159; 2028-29: 0.153; 2029-30: 0.147; 2030-31: 0.141; 2031-32: 0.135; 2032-33: 0.13; 2033-34: 0.125; 2034-35: 0.12; 2035-36: 0.115; 2036-37: 0.11; 2037-38: 0.106; 2038-39: 0.102; 2039-40: 0.097; 2040-41: 0.094; 2041-42: 0.09; 2042-43: 0.086; 2043-44: 0.083; 2044-45: 0.079; 2045-46: 0.076; 2046-47: 0.073; 2047-48: 0.07; 2048-49: 0.067; 2049-50: 0
34.5BL | Selective metering - properties | Input (selective meters in each year) | 000's | 2 | 2019-20: 0.01; 2020-21: 0.009; 2021-22: 0.009; 2022-23: 0.008; 2023-24: 0.007; 2024-25: 0.007; 2025-26: 0.007; 2026-27: 0.004; 2027-28: 0.004; 2028-29: 0.004; 2029-30: 0.004; 2030-31: 0.004; 2031-32: 0.004; 2032-33: 0.004; 2033-34: 0.003; 2034-35: 0.003; 2035-36: 0.003; 2036-37: 0.003; 2037-38: 0.003; 2038-39: 0.003; 2039-40: 0.003; 2040-41: 0.003; 2041-42: 0.003; 2042-43: 0.003; 2043-44: 0.002; 2044-45: 0.002; 2045-46: 0; 2046-47: 0; 2047-48: 0; 2048-49: 0; 2049-50: 0
34.6BL | Other changes to existing metering - properties | Input (other changes to meters in each year) | 000's | 2 | 2019-20: 0; 2020-21: 0; 2021-22: 0; 2022-23: 0; 2023-24: 0; 2024-25: 0; 2025-26: 0; 2026-27: 0; 2027-28: 0; 2028-29: 0; 2029-30: 0; 2030-31: 0; 2031-32: 0; 2032-33: 0; 2033-34: 0; 2034-35: 0; 2035-36: 0; 2036-37: 0; 2037-38: 0; 2038-39: 0; 2039-40: 0; 2040-41: 0; 2041-42: 0; 2042-43: 0; 2043-44: 0; 2044-45: 0; 2045-46: 0; 2046-47: 0; 2047-48: 0; 2048-49: 0; 2049-50: 0
34.7BL | Measured household void properties | Input | 000's | 2 | 2019-20: 0.68; 2020-21: 0.701; 2021-22: 0.72; 2022-23: 0.743; 2023-24: 0.763; 2024-25: 0.783; 2025-26: 0.801; 2026-27: 0.818; 2027-28: 0.834; 2028-29: 0.85; 2029-30: 0.864; 2030-31: 0.878; 2031-32: 0.892; 2032-33: 0.905; 2033-34: 0.918; 2034-35: 0.93; 2035-36: 0.941; 2036-37: 0.952; 2037-38: 0.963; 2038-39: 0.974; 2039-40: 0.984; 2040-41: 0.993; 2041-42: 1.002; 2042-43: 1.011; 2043-44: 1.02; 2044-45: 1.028; 2045-46: 1.035; 2046-47: 1.041; 2047-48: 1.047; 2048-49: 1.052; 2049-50: 1.056
35BL | Unmeasured households - properties (excl. void) | Input | 000's | 2 | 2019-20: 9.376; 2020-21: 9.034; 2021-22: 8.738; 2022-23: 8.388; 2023-24: 8.053; 2024-25: 7.732; 2025-26: 7.469; 2026-27: 7.206; 2027-28: 6.953; 2028-29: 6.709; 2029-30: 6.475; 2030-31: 6.249; 2031-32: 6.032; 2032-33: 5.823; 2033-34: 5.622; 2034-35: 5.429; 2035-36: 5.243; 2036-37: 5.063; 2037-38: 4.891; 2038-39: 4.725; 2039-40: 4.565; 2040-41: 4.412; 2041-42: 4.264; 2042-43: 4.121; 2043-44: 3.984; 2044-45: 3.852; 2045-46: 3.776; 2046-47: 3.703; 2047-48: 3.633; 2048-49: 3.566; 2049-50: 3.566
35.1BL | Unmeasured household void properties | Input | 000's | 2 | 2019-20: 0.241; 2020-21: 0.232; 2021-22: 0.224; 2022-23: 0.215; 2023-24: 0.206; 2024-25: 0.197; 2025-26: 0.19; 2026-27: 0.183; 2027-28: 0.177; 2028-29: 0.171; 2029-30: 0.165; 2030-31: 0.159; 2031-32: 0.154; 2032-33: 0.148; 2033-34: 0.143; 2034-35: 0.138; 2035-36: 0.133; 2036-37: 0.128; 2037-38: 0.124; 2038-39: 0.119; 2039-40: 0.115; 2040-41: 0.111; 2041-42: 0.107; 2042-43: 0.103; 2043-44: 0.1; 2044-45: 0.096; 2045-46: 0.094; 2046-47: 0.093; 2047-48: 0.091; 2048-49: 0.089; 2049-50: 0.089
36BL | Total Resource Zone Properties (incl. voids) | sum (31BL:34BL) + 34.7BL + 35BL + 35.1BL | 000's | 2 | 2019-20: 37.799; 2020-21: 38.466; 2021-22: 39.122; 2022-23: 39.715; 2023-24: 40.206; 2024-25: 40.708; 2025-26: 41.215; 2026-27: 41.694; 2027-28: 42.096; 2028-29: 42.5; 2029-30: 42.841; 2030-31: 43.18; 2031-32: 43.517; 2032-33: 43.861; 2033-34: 44.187; 2034-35: 44.492; 2035-36: 44.749; 2036-37: 45.021; 2037-38: 45.292; 2038-39: 45.573; 2039-40: 45.84; 2040-41: 46.056; 2041-42: 46.266; 2042-43: 46.468; 2043-44: 46.663; 2044-45: 46.846; 2045-46: 47.026; 2046-47: 47.198; 2047-48: 47.361; 2048-49: 47.519; 2049-50: 47.672
37BL | Measured Non Household - Population | Input | 000's | 2 | 2019-20: 2.085; 2020-21: 2.105; 2021-22: 2.122; 2022-23: 2.142; 2023-24: 2.164; 2024-25: 2.18; 2025-26: 2.195; 2026-27: 2.218; 2027-28: 2.245; 2028-29: 2.27; 2029-30: 2.29; 2030-31: 2.311; 2031-32: 2.341; 2032-33: 2.371; 2033-34: 2.392; 2034-35: 2.413; 2035-36: 2.427; 2036-37: 2.442; 2037-38: 2.458; 2038-39: 2.477; 2039-40: 2.494; 2040-41: 2.511; 2041-42: 2.533; 2042-43: 2.555; 2043-44: 2.581; 2044-45: 2.606; 2045-46: 2.634; 2046-47: 2.662; 2047-48: 2.687; 2048-49: 2.712; 2049-50: 2.735
38BL | Unmeasured Non Household - Population | Input | 000's | 2 | 2019-20: 0.009; 2020-21: 0.009; 2021-22: 0.009; 2022-23: 0.009; 2023-24: 0.009; 2024-25: 0.009; 2025-26: 0.009; 2026-27: 0.009; 2027-28: 0.009; 2028-29: 0.009; 2029-30: 0.009; 2030-31: 0.009; 2031-32: 0.009; 2032-33: 0.01; 2033-34: 0.01; 2034-35: 0.01; 2035-36: 0.01; 2036-37: 0.01; 2037-38: 0.01; 2038-39: 0.01; 2039-40: 0.01; 2040-41: 0.01; 2041-42: 0.01; 2042-43: 0.01; 2043-44: 0.01; 2044-45: 0.01; 2045-46: 0.011; 2046-47: 0.011; 2047-48: 0.011; 2048-49: 0.011; 2049-50: 0.011
39BL | Measured Household - Population | Input | 000's | 2 | 2019-20: 49.852; 2020-21: 51.562; 2021-22: 53.034; 2022-23: 54.898; 2023-24: 56.526; 2024-25: 58.105; 2025-26: 59.522; 2026-27: 60.907; 2027-28: 62.166; 2028-29: 63.386; 2029-30: 64.442; 2030-31: 65.445; 2031-32: 66.431; 2032-33: 67.404; 2033-34: 68.317; 2034-35: 69.171; 2035-36: 69.907; 2036-37: 70.647; 2037-38: 71.386; 2038-39: 72.126; 2039-40: 72.877; 2040-41: 73.547; 2041-42: 74.207; 2042-43: 74.862; 2043-44: 75.512; 2044-45: 76.147; 2045-46: 76.624; 2046-47: 77.087; 2047-48: 77.552; 2048-49: 78.011; 2049-50: 78.284
40BL | Unmeasured Household - Population | Input | 000's | 2 | 2019-20: 22.717; 2020-21: 21.887; 2021-22: 21.163; 2022-23: 20.312; 2023-24: 19.498; 2024-25: 18.716; 2025-26: 18.069; 2026-27: 17.432; 2027-28: 16.82; 2028-29: 16.227; 2029-30: 15.652; 2030-31: 15.091; 2031-32: 14.552; 2032-33: 14.033; 2033-34: 13.532; 2034-35: 13.051; 2035-36: 12.585; 2036-37: 12.134; 2037-38: 11.699; 2038-39: 11.279; 2039-40: 10.879; 2040-41: 10.493; 2041-42: 10.12; 2042-43: 9.759; 2043-44: 9.411; 2044-45: 9.074; 2045-46: 8.873; 2046-47: 8.679; 2047-48: 8.493; 2048-49: 8.313; 2049-50: 8.312
41BL | Total Resource Zone Population | sum (37BL:40BL) | 000's | 2 | 2019-20: 74.663; 2020-21: 75.563; 2021-22: 76.328; 2022-23: 77.361; 2023-24: 78.197; 2024-25: 79.01; 2025-26: 79.795; 2026-27: 80.566; 2027-28: 81.24; 2028-29: 81.892; 2029-30: 82.393; 2030-31: 82.856; 2031-32: 83.333; 2032-33: 83.818; 2033-34: 84.251; 2034-35: 84.645; 2035-36: 84.929; 2036-37: 85.233; 2037-38: 85.553; 2038-39: 85.892; 2039-40: 86.26; 2040-41: 86.561; 2041-42: 86.87; 2042-43: 87.186; 2043-44: 87.514; 2044-45: 87.837; 2045-46: 88.142; 2046-47: 88.439; 2047-48: 88.743; 2048-49: 89.047; 2049-50: 89.342
42BL | Average household occupancy rate (excl. voids) | (39BL + 40BL) / (34BL + 35BL) | h/prop | 1 | 2019-20: 2.1123; 2020-21: 2.0993; 2021-22: 2.0835; 2022-23: 2.0797; 2023-24: 2.0759; 2024-25: 2.0711; 2025-26: 2.0657; 2026-27: 2.0611; 2027-28: 2.0578; 2028-29: 2.0539; 2029-30: 2.0494; 2030-31: 2.0441; 2031-32: 2.0392; 2032-33: 2.0338; 2033-34: 2.0284; 2034-35: 2.0231; 2035-36: 2.0177; 2036-37: 2.0121; 2037-38: 2.0069; 2038-39: 2.0017; 2039-40: 1.9979; 2040-41: 1.995; 2041-42: 1.9924; 2042-43: 1.9903; 2043-44: 1.9889; 2044-45: 1.9878; 2045-46: 1.9864; 2046-47: 1.9851; 2047-48: 1.9845; 2048-49: 1.984; 2049-50: 1.9837
43BL | Total Household Metering penetration (excl. voids) | 34BL / (34BL + 35BL) | % | 1 | 2019-20: 72.71%; 2020-21: 74.18%; 2021-22: 75.46%; 2022-23: 76.81%; 2023-24: 78.01%; 2024-25: 79.15%; 2025-26: 80.12%; 2026-27: 81.04%; 2027-28: 81.89%; 2028-29: 82.69%; 2029-30: 83.43%; 2030-31: 84.14%; 2031-32: 84.81%; 2032-33: 85.46%; 2033-34: 86.07%; 2034-35: 86.64%; 2035-36: 87.18%; 2036-37: 87.69%; 2037-38: 88.19%; 2038-39: 88.66%; 2039-40: 89.11%; 2040-41: 89.53%; 2041-42: 89.93%; 2042-43: 90.31%; 2043-44: 90.67%; 2044-45: 91.02%; 2045-46: 91.23%; 2046-47: 91.43%; 2047-48: 91.62%; 2048-49: 91.8%; 2049-50: 91.83%
44BL | Total Household Metering penetration (incl. voids) | (34BL) / (34BL + 34.7BL + 35BL + 35.1BL) | % | 1 | 2019-20: 70.81%; 2020-21: 72.25%; 2021-22: 73.51%; 2022-23: 74.82%; 2023-24: 76%; 2024-25: 77.12%; 2025-26: 78.06%; 2026-27: 78.96%; 2027-28: 79.78%; 2028-29: 80.57%; 2029-30: 81.29%; 2030-31: 81.98%; 2031-32: 82.63%; 2032-33: 83.27%; 2033-34: 83.86%; 2034-35: 84.42%; 2035-36: 84.94%; 2036-37: 85.45%; 2037-38: 85.93%; 2038-39: 86.39%; 2039-40: 86.83%; 2040-41: 87.24%; 2041-42: 87.63%; 2042-43: 88%; 2043-44: 88.35%; 2044-45: 88.69%; 2045-46: 88.9%; 2046-47: 89.09%; 2047-48: 89.28%; 2048-49: 89.46%; 2049-50: 89.48%
45BL | Distribution input | sum (12BL:15BL) +21BL + 22BL + 27BL + 28BL | Ml/d | 2 | 2019-20: 21.21; 2020-21: 21.04; 2021-22: 20.91; 2022-23: 20.86; 2023-24: 20.58; 2024-25: 20.48; 2025-26: 20.46; 2026-27: 20.45; 2027-28: 20.42; 2028-29: 20.4; 2029-30: 20.33; 2030-31: 20.29; 2031-32: 20.28; 2032-33: 20.3; 2033-34: 20.31; 2034-35: 20.34; 2035-36: 20.33; 2036-37: 20.32; 2037-38: 20.36; 2038-39: 20.37; 2039-40: 20.41; 2040-41: 20.41; 2041-42: 20.43; 2042-43: 20.45; 2043-44: 20.47; 2044-45: 20.49; 2045-46: 20.51; 2046-47: 20.53; 2047-48: 20.55; 2048-49: 20.58; 2049-50: 20.61
46BL | Target headroom (climate change component) | Input | Ml/d | 2 | 2019-20: 0.0017779; 2020-21: 0.0017779; 2021-22: 0.0017779; 2022-23: 0.0017779; 2023-24: 0.0017779; 2024-25: 0.0017779; 2025-26: 0.0017779; 2026-27: 0.0018302; 2027-28: 0.0025541; 2028-29: 0.0016015; 2029-30: 0.0023497; 2030-31: 0.0030779; 2031-32: 0.0042691; 2032-33: 0.0039488; 2033-34: 0.0030574; 2034-35: 0.0038622; 2035-36: 0.0074376; 2036-37: 0.0056808; 2037-38: 0.0049278; 2038-39: 0.0064329; 2039-40: 0; 2040-41: 0; 2041-42: 0; 2042-43: 0; 2043-44: 0; 2044-45: 0; 2045-46: 0; 2046-47: 0; 2047-48: 0; 2048-49: 0; 2049-50: 0
47BL | Target headroom (All other components) | Input | Ml/d | 2 | 2019-20: 0.87704; 2020-21: 0.87704; 2021-22: 0.87704; 2022-23: 0.87704; 2023-24: 0.87704; 2024-25: 0.87704; 2025-26: 0.87704; 2026-27: 0.865; 2027-28: 0.8559; 2028-29: 0.85977; 2029-30: 0.87184; 2030-31: 0.79139; 2031-32: 0.80943; 2032-33: 0.83083; 2033-34: 0.83893; 2034-35: 0.87865; 2035-36: 0.70167; 2036-37: 0.61441; 2037-38: 0.63596; 2038-39: 0.67985; 2039-40: 0.48629; 2040-41: 0.51211; 2041-42: 0.53341; 2042-43: 0.55976; 2043-44: 0.59177; 2044-45: 0.59925; 2045-46: 0.47417; 2046-47: 0.47365; 2047-48: 0.46965; 2048-49: 0.46525; 2049-50: 0.47192
48BL | Target Headroom | 46BL + 47BL | Ml/d | 2 | 2019-20: 0.87882; 2020-21: 0.87882; 2021-22: 0.87882; 2022-23: 0.87882; 2023-24: 0.87882; 2024-25: 0.87882; 2025-26: 0.87882; 2026-27: 0.86683; 2027-28: 0.85846; 2028-29: 0.86137; 2029-30: 0.87419; 2030-31: 0.79447; 2031-32: 0.81369; 2032-33: 0.83478; 2033-34: 0.84199; 2034-35: 0.88251; 2035-36: 0.70911; 2036-37: 0.62009; 2037-38: 0.64089; 2038-39: 0.68628; 2039-40: 0.48629; 2040-41: 0.51211; 2041-42: 0.53341; 2042-43: 0.55976; 2043-44: 0.59177; 2044-45: 0.59925; 2045-46: 0.47417; 2046-47: 0.47365; 2047-48: 0.46965; 2048-49: 0.46525; 2049-50: 0.47192
49BL | Available Headroom | 11BL - 45BL | Ml/d | 2 | 2019-20: 2.72; 2020-21: 2.89; 2021-22: 3.02; 2022-23: 3.07; 2023-24: 3.35; 2024-25: 3.45; 2025-26: -0.88; 2026-27: -0.87; 2027-28: -0.84; 2028-29: -0.82; 2029-30: -0.75; 2030-31: -3.36; 2031-32: -3.35; 2032-33: -3.37; 2033-34: -3.38; 2034-35: -3.41; 2035-36: -3.38; 2036-37: -3.37; 2037-38: -3.41; 2038-39: -3.42; 2039-40: -3.46; 2040-41: -3.46; 2041-42: -3.48; 2042-43: -3.5; 2043-44: -3.52; 2044-45: -3.54; 2045-46: -3.56; 2046-47: -3.58; 2047-48: -3.6; 2048-49: -3.63; 2049-50: -3.66
49.1BL | Available non-potable balance (if applicable) | 1.1BL -12.1BL | Ml/d | 2 | 2019-20: 0; 2020-21: 0; 2021-22: 0; 2022-23: 0; 2023-24: 0; 2024-25: 0; 2025-26: 0; 2026-27: 0; 2027-28: 0; 2028-29: 0; 2029-30: 0; 2030-31: 0; 2031-32: 0; 2032-33: 0; 2033-34: 0; 2034-35: 0; 2035-36: 0; 2036-37: 0; 2037-38: 0; 2038-39: 0; 2039-40: 0; 2040-41: 0; 2041-42: 0; 2042-43: 0; 2043-44: 0; 2044-45: 0; 2045-46: 0; 2046-47: 0; 2047-48: 0; 2048-49: 0; 2049-50: 0
50BL | Supply Demand Balance | 49BL - 48BL | Ml/d | 2 | 2019-20: 1.8412; 2020-21: 2.0112; 2021-22: 2.1412; 2022-23: 2.1912; 2023-24: 2.4712; 2024-25: 2.5712; 2025-26: -1.7588; 2026-27: -1.7368; 2027-28: -1.6985; 2028-29: -1.6814; 2029-30: -1.6242; 2030-31: -4.1545; 2031-32: -4.1637; 2032-33: -4.2048; 2033-34: -4.222; 2034-35: -4.2925; 2035-36: -4.0891; 2036-37: -3.9901; 2037-38: -4.0509; 2038-39: -4.1063; 2039-40: -3.9463; 2040-41: -3.9721; 2041-42: -4.0134; 2042-43: -4.0598; 2043-44: -4.1118; 2044-45: -4.1392; 2045-46: -4.0342; 2046-47: -4.0537; 2047-48: -4.0696; 2048-49: -4.0952; 2049-50: -4.1319
Table 3b: DYAA - Final plan Options | Back to top of sheet |  |  |  | 2019-20: 0.1
WRMP24 reference | Option type | Cat ID | Unit | Decimal places | 2019-20 | 2020-21 | 2021-22 | 2022-23 | 2023-24 | 2024-25 | 2025-26 | 2026-27 | 2027-28 | 2028-29 | 2029-30 | 2030-31 | 2031-32 | 2032-33 | 2033-34 | 2034-35 | 2035-36 | 2036-37 | 2037-38 | 2038-39 | 2039-40 | 2040-41 | 2041-42 | 2042-43 | 2043-44 | 2044-45 | 2045-46 | 2046-47 | 2047-48 | 2048-49 | 2049-50 | 2050-51 | 2051-52 | 2052-53 | 2053-54 | 2054-55 | 2055-56 | 2056-57 | 2057-58 | 2058-59 | 2059-60 | 2060-61 | 2061-62 | 2062-63 | 2063-64 | 2064-65 | 2065-66 | 2066-67 | 2067-68 | 2068-69 | 2069-70 | 2070-71 | 2071-72 | 2072-73 | 2073-74 | 2074-75 | 2075-76 | 2076-77 | 2077-78 | 2078-79 | 2079-80 | 2080-81 | 2081-82 | 2082-83 | 2083-84 | 2084-85 | 2085-86 | 2086-87 | 2087-88 | 2088-89 | 2089-90 | 2090-91 | 2091-92 | 2092-93 | 2093-94 | 2094-95 | 2095-96 | 2096-97 | 2097-98 | 2098-99 | 2099-100
1.11FP | Non potable supplies input reductions as -ve and increases as +ve | RSNPS | Ml/d | 2 | 0.1 2019-20: 0; 0.1 2020-21: 0; 0.1 2021-22: 0; 0.1 2022-23: 0; 0.1 2023-24: 0; 0.1 2024-25: 0; 0.1 2025-26: 0; 0.1 2026-27: 0; 0.1 2027-28: 0; 0.1 2028-29: 0; 0.1 2029-30: 0; 0.1 2030-31: 0; 0.1 2031-32: 0; 0.1 2032-33: 0; 0.1 2033-34: 0; 0.1 2034-35: 0; 0.1 2035-36: 0; 0.1 2036-37: 0; 0.1 2037-38: 0; 0.1 2038-39: 0; 0.1 2039-40: 0; 0.1 2040-41: 0; 0.1 2041-42: 0; 0.1 2042-43: 0; 0.1 2043-44: 0; 0.1 2044-45: 0; 0.1 2045-46: 0; 0.1 2046-47: 0; 0.1 2047-48: 0; 0.1 2048-49: 0; 0.1 2049-50: 0
2.1FP | Raw water imports input reductions as -ve | RSRWI | Ml/d | 2 | 0.1 2019-20: 0; 0.1 2020-21: 0; 0.1 2021-22: 0; 0.1 2022-23: 0; 0.1 2023-24: 0; 0.1 2024-25: 0; 0.1 2025-26: 0; 0.1 2026-27: 0; 0.1 2027-28: 0; 0.1 2028-29: 0; 0.1 2029-30: 0; 0.1 2030-31: 0; 0.1 2031-32: 0; 0.1 2032-33: 0; 0.1 2033-34: 0; 0.1 2034-35: 0; 0.1 2035-36: 0; 0.1 2036-37: 0; 0.1 2037-38: 0; 0.1 2038-39: 0; 0.1 2039-40: 0; 0.1 2040-41: 0; 0.1 2041-42: 0; 0.1 2042-43: 0; 0.1 2043-44: 0; 0.1 2044-45: 0; 0.1 2045-46: 0; 0.1 2046-47: 0; 0.1 2047-48: 0; 0.1 2048-49: 0; 0.1 2049-50: 0
3.1FP | Potable water imports input reductions as -ve | RSPWI | Ml/d | 2 | 0.1 2019-20: 0; 0.1 2020-21: 0; 0.1 2021-22: 0; 0.1 2022-23: 0; 0.1 2023-24: 0; 0.1 2024-25: 0; 0.1 2025-26: 0.001; 0.1 2026-27: 0.001; 0.1 2027-28: 0.001; 0.1 2028-29: 0.001; 0.1 2029-30: 0.001; 0.1 2030-31: 0.18; 0.1 2031-32: 0.04; 0.1 2032-33: 0.001; 0.1 2033-34: 0.001; 0.1 2034-35: 0.001; 0.1 2035-36: 2.16; 0.1 2036-37: 1.93; 0.1 2037-38: 1.84; 0.1 2038-39: 1.76; 0.1 2039-40: 1.44; 0.1 2040-41: 1.31; 0.1 2041-42: 1.16; 0.1 2042-43: 1.07; 0.1 2043-44: 0.92; 0.1 2044-45: 0.8; 0.1 2045-46: 0.55; 0.1 2046-47: 0.39; 0.1 2047-48: 0.31; 0.1 2048-49: 0.241; 0.1 2049-50: 0.241
4.1FP | Raw water exports input reductions as +ve and increases as -ve | RSRWE | Ml/d | 2 | 0.1 2019-20: 0; 0.1 2020-21: 0; 0.1 2021-22: 0; 0.1 2022-23: 0; 0.1 2023-24: 0; 0.1 2024-25: 0; 0.1 2025-26: 0; 0.1 2026-27: 0; 0.1 2027-28: 0; 0.1 2028-29: 0; 0.1 2029-30: 0; 0.1 2030-31: 0; 0.1 2031-32: 0; 0.1 2032-33: 0; 0.1 2033-34: 0; 0.1 2034-35: 0; 0.1 2035-36: 0; 0.1 2036-37: 0; 0.1 2037-38: 0; 0.1 2038-39: 0; 0.1 2039-40: 0; 0.1 2040-41: 0; 0.1 2041-42: 0; 0.1 2042-43: 0; 0.1 2043-44: 0; 0.1 2044-45: 0; 0.1 2045-46: 0; 0.1 2046-47: 0; 0.1 2047-48: 0; 0.1 2048-49: 0; 0.1 2049-50: 0
5.1FP | Potable water exports input reductions as +ve and increases as -ve | RSPWE | Ml/d | 2 | 0.1 2019-20: 0; 0.1 2020-21: 0; 0.1 2021-22: 0; 0.1 2022-23: 0; 0.1 2023-24: 0; 0.1 2024-25: 0; 0.1 2025-26: 0; 0.1 2026-27: 0; 0.1 2027-28: 0; 0.1 2028-29: 0; 0.1 2029-30: 0; 0.1 2030-31: 0; 0.1 2031-32: 0; 0.1 2032-33: 0; 0.1 2033-34: 0; 0.1 2034-35: 0; 0.1 2035-36: 0; 0.1 2036-37: 0; 0.1 2037-38: 0; 0.1 2038-39: 0; 0.1 2039-40: 0; 0.1 2040-41: 0; 0.1 2041-42: 0; 0.1 2042-43: 0; 0.1 2043-44: 0; 0.1 2044-45: 0; 0.1 2045-46: 0; 0.1 2046-47: 0; 0.1 2047-48: 0; 0.1 2048-49: 0; 0.1 2049-50: 0
6.2FP | DO benefit from increase raw water abstractions | RSRWA | Ml/d | 2 | 0.1 2019-20: 0; 0.1 2020-21: 0; 0.1 2021-22: 0; 0.1 2022-23: 0; 0.1 2023-24: 0; 0.1 2024-25: 0; 0.1 2025-26: 0; 0.1 2026-27: 0; 0.1 2027-28: 0; 0.1 2028-29: 0; 0.1 2029-30: 0; 0.1 2030-31: 0; 0.1 2031-32: 0; 0.1 2032-33: 0; 0.1 2033-34: 0; 0.1 2034-35: 0; 0.1 2035-36: 0; 0.1 2036-37: 0; 0.1 2037-38: 0; 0.1 2038-39: 0; 0.1 2039-40: 0; 0.1 2040-41: 0; 0.1 2041-42: 0; 0.1 2042-43: 0; 0.1 2043-44: 0; 0.1 2044-45: 0; 0.1 2045-46: 0; 0.1 2046-47: 0; 0.1 2047-48: 0; 0.1 2048-49: 0; 0.1 2049-50: 0
6.3FP | Other options to increase deployable output | RSIPO | Ml/d | 2 | 0.1 2019-20: 0; 0.1 2020-21: 0; 0.1 2021-22: 0; 0.1 2022-23: 0; 0.1 2023-24: 0; 0.1 2024-25: 0; 0.1 2025-26: 3.63; 0.1 2026-27: 3.63; 0.1 2027-28: 3.63; 0.1 2028-29: 3.63; 0.1 2029-30: 3.63; 0.1 2030-31: 3.39; 0.1 2031-32: 3.39; 0.1 2032-33: 3.39; 0.1 2033-34: 3.39; 0.1 2034-35: 3.39; 0.1 2035-36: 0.72; 0.1 2036-37: 0.72; 0.1 2037-38: 0.72; 0.1 2038-39: 0.72; 0.1 2039-40: 0.72; 0.1 2040-41: 0.72; 0.1 2041-42: 0.72; 0.1 2042-43: 0.72; 0.1 2043-44: 0.72; 0.1 2044-45: 0.72; 0.1 2045-46: 0.72; 0.1 2046-47: 0.72; 0.1 2047-48: 0.72; 0.1 2048-49: 0.72; 0.1 2049-50: 0.72
7.01FP | DO benefit from supply side drought measures | RSDPS | Ml/d | 2 | 0.1 2019-20: 0; 0.1 2020-21: 0; 0.1 2021-22: 0; 0.1 2022-23: 0; 0.1 2023-24: 0; 0.1 2024-25: 0; 0.1 2025-26: 0; 0.1 2026-27: 0; 0.1 2027-28: 0; 0.1 2028-29: 0; 0.1 2029-30: 0; 0.1 2030-31: 0; 0.1 2031-32: 0; 0.1 2032-33: 0; 0.1 2033-34: 0; 0.1 2034-35: 0; 0.1 2035-36: 0; 0.1 2036-37: 0; 0.1 2037-38: 0; 0.1 2038-39: 0; 0.1 2039-40: 0; 0.1 2040-41: 0; 0.1 2041-42: 0; 0.1 2042-43: 0; 0.1 2043-44: 0; 0.1 2044-45: 0; 0.1 2045-46: 0; 0.1 2046-47: 0; 0.1 2047-48: 0; 0.1 2048-49: 0; 0.1 2049-50: 0
7.02FP | Benefit from demand side drought measures | RSDPD | Ml/d | 2 | 0.1 2019-20: 0; 0.1 2020-21: 0; 0.1 2021-22: 0; 0.1 2022-23: 0; 0.1 2023-24: 0; 0.1 2024-25: 0; 0.1 2025-26: 0; 0.1 2026-27: 0; 0.1 2027-28: 0; 0.1 2028-29: 0; 0.1 2029-30: 0; 0.1 2030-31: 0; 0.1 2031-32: 0; 0.1 2032-33: 0; 0.1 2033-34: 0; 0.1 2034-35: 0; 0.1 2035-36: 0; 0.1 2036-37: 0; 0.1 2037-38: 0; 0.1 2038-39: 0; 0.1 2039-40: 0; 0.1 2040-41: 0; 0.1 2041-42: 0; 0.1 2042-43: 0; 0.1 2043-44: 0; 0.1 2044-45: 0; 0.1 2045-46: 0; 0.1 2046-47: 0; 0.1 2047-48: 0; 0.1 2048-49: 0; 0.1 2049-50: 0
8.1FP | Reduce raw water losses and operational use input as -ve | RSLOU | Ml/d | 2 | 0.1 2019-20: 0; 0.1 2020-21: 0; 0.1 2021-22: 0; 0.1 2022-23: 0; 0.1 2023-24: 0; 0.1 2024-25: 0; 0.1 2025-26: 0; 0.1 2026-27: 0; 0.1 2027-28: 0; 0.1 2028-29: 0; 0.1 2029-30: 0; 0.1 2030-31: 0; 0.1 2031-32: 0; 0.1 2032-33: 0; 0.1 2033-34: 0; 0.1 2034-35: 0; 0.1 2035-36: 0; 0.1 2036-37: 0; 0.1 2037-38: 0; 0.1 2038-39: 0; 0.1 2039-40: 0; 0.1 2040-41: 0; 0.1 2041-42: 0; 0.1 2042-43: 0; 0.1 2043-44: 0; 0.1 2044-45: 0; 0.1 2045-46: 0; 0.1 2046-47: 0; 0.1 2047-48: 0; 0.1 2048-49: 0; 0.1 2049-50: 0
8.2FP | Reduce treatment works losses input as -ve | PSTWL | Ml/d | 2 | 0.1 2019-20: 0; 0.1 2020-21: 0; 0.1 2021-22: 0; 0.1 2022-23: 0; 0.1 2023-24: 0; 0.1 2024-25: 0; 0.1 2025-26: 0; 0.1 2026-27: 0; 0.1 2027-28: 0; 0.1 2028-29: 0; 0.1 2029-30: 0; 0.1 2030-31: 0; 0.1 2031-32: 0; 0.1 2032-33: 0; 0.1 2033-34: 0; 0.1 2034-35: 0; 0.1 2035-36: 0; 0.1 2036-37: 0; 0.1 2037-38: 0; 0.1 2038-39: 0; 0.1 2039-40: 0; 0.1 2040-41: 0; 0.1 2041-42: 0; 0.1 2042-43: 0; 0.1 2043-44: 0; 0.1 2044-45: 0; 0.1 2045-46: 0; 0.1 2046-47: 0; 0.1 2047-48: 0; 0.1 2048-49: 0; 0.1 2049-50: 0
9.1FP | Reduce outages input as -ve | PSROU | Ml/d | 2 | 0.1 2019-20: 0; 0.1 2020-21: 0; 0.1 2021-22: 0; 0.1 2022-23: 0; 0.1 2023-24: 0; 0.1 2024-25: 0; 0.1 2025-26: 0; 0.1 2026-27: 0; 0.1 2027-28: 0; 0.1 2028-29: 0; 0.1 2029-30: 0; 0.1 2030-31: 0; 0.1 2031-32: 0; 0.1 2032-33: 0; 0.1 2033-34: 0; 0.1 2034-35: 0; 0.1 2035-36: 0; 0.1 2036-37: 0; 0.1 2037-38: 0; 0.1 2038-39: 0; 0.1 2039-40: 0; 0.1 2040-41: 0; 0.1 2041-42: 0; 0.1 2042-43: 0; 0.1 2043-44: 0; 0.1 2044-45: 0; 0.1 2045-46: 0; 0.1 2046-47: 0; 0.1 2047-48: 0; 0.1 2048-49: 0; 0.1 2049-50: 0
12.2FP | Change volume delivered to measured non households input reductions as -ve, line to include both measured non-household consumption and USPL options | CVMNH | Ml/d | 2 | 0.1 2019-20: 0; 0.1 2020-21: 0; 0.1 2021-22: 0; 0.1 2022-23: 0; 0.1 2023-24: 0; 0.1 2024-25: 0; 0.1 2025-26: -0.06; 0.1 2026-27: -0.11; 0.1 2027-28: -0.15; 0.1 2028-29: -0.19; 0.1 2029-30: -0.23; 0.1 2030-31: -0.27; 0.1 2031-32: -0.32; 0.1 2032-33: -0.36; 0.1 2033-34: -0.4; 0.1 2034-35: -0.44; 0.1 2035-36: -0.48; 0.1 2036-37: -0.52; 0.1 2037-38: -0.56; 0.1 2038-39: -0.6; 0.1 2039-40: -0.64; 0.1 2040-41: -0.68; 0.1 2041-42: -0.72; 0.1 2042-43: -0.76; 0.1 2043-44: -0.8; 0.1 2044-45: -0.84; 0.1 2045-46: -0.87; 0.1 2046-47: -0.91; 0.1 2047-48: -0.95; 0.1 2048-49: -0.99; 0.1 2049-50: -1.03
13.1FP | Change volume delivered to unmeasured non households input reductions as -ve, line to include both unmeasured non-household consumption and USPL options | CVUNH | Ml/d | 2 | 0.1 2019-20: 0; 0.1 2020-21: 0; 0.1 2021-22: 0; 0.1 2022-23: 0; 0.1 2023-24: 0; 0.1 2024-25: 0; 0.1 2025-26: 0; 0.1 2026-27: 0; 0.1 2027-28: 0; 0.1 2028-29: 0; 0.1 2029-30: 0; 0.1 2030-31: 0; 0.1 2031-32: 0; 0.1 2032-33: 0; 0.1 2033-34: 0; 0.1 2034-35: 0; 0.1 2035-36: 0; 0.1 2036-37: 0; 0.1 2037-38: 0; 0.1 2038-39: 0; 0.1 2039-40: 0; 0.1 2040-41: 0; 0.1 2041-42: 0; 0.1 2042-43: 0; 0.1 2043-44: 0; 0.1 2044-45: 0; 0.1 2045-46: 0; 0.1 2046-47: 0; 0.1 2047-48: 0; 0.1 2048-49: 0; 0.1 2049-50: 0
14.1FP | Change volume delivered to measured households input reductions as -ve, line to include both measured household consumption and USPL options | CVMHH | Ml/d | 2 | 0.1 2019-20: 0; 0.1 2020-21: 0; 0.1 2021-22: 0; 0.1 2022-23: 0; 0.1 2023-24: 0; 0.1 2024-25: 0; 0.1 2025-26: -0.06; 0.1 2026-27: -0.1; 0.1 2027-28: -0.13; 0.1 2028-29: -0.2; 0.1 2029-30: -0.26; 0.1 2030-31: -0.32; 0.1 2031-32: -0.39; 0.1 2032-33: -0.44; 0.1 2033-34: -0.48; 0.1 2034-35: -0.59; 0.1 2035-36: -0.69; 0.1 2036-37: -0.79; 0.1 2037-38: -0.9; 0.1 2038-39: -1; 0.1 2039-40: -1.11; 0.1 2040-41: -1.21; 0.1 2041-42: -1.31; 0.1 2042-43: -1.42; 0.1 2043-44: -1.52; 0.1 2044-45: -1.56; 0.1 2045-46: -1.61; 0.1 2046-47: -1.66; 0.1 2047-48: -1.71; 0.1 2048-49: -1.76; 0.1 2049-50: -1.8
15.1FP | Change volume delivered to unmeasured households input reductions as -ve, line to include both unmeasured household consumption and USPL options | CVUHH | Ml/d | 2 | 0.1 2019-20: 0; 0.1 2020-21: 0; 0.1 2021-22: 0; 0.1 2022-23: 0; 0.1 2023-24: 0; 0.1 2024-25: 0; 0.1 2025-26: 0; 0.1 2026-27: 0; 0.1 2027-28: 0.01; 0.1 2028-29: 0.01; 0.1 2029-30: 0.02; 0.1 2030-31: 0.02; 0.1 2031-32: 0.02; 0.1 2032-33: 0.03; 0.1 2033-34: 0.03; 0.1 2034-35: 0.03; 0.1 2035-36: 0.03; 0.1 2036-37: 0.04; 0.1 2037-38: 0.04; 0.1 2038-39: 0.04; 0.1 2039-40: 0.04; 0.1 2040-41: 0.04; 0.1 2041-42: 0.04; 0.1 2042-43: 0.05; 0.1 2043-44: 0.05; 0.1 2044-45: 0.05; 0.1 2045-46: 0.06; 0.1 2046-47: 0.07; 0.1 2047-48: 0.09; 0.1 2048-49: 0.1; 0.1 2049-50: 0.1
21.1FP | Options to reduce water taken unbilled input as -ve | CSWTU | Ml/d | 2 | 0.1 2019-20: 0; 0.1 2020-21: 0; 0.1 2021-22: 0; 0.1 2022-23: 0; 0.1 2023-24: 0; 0.1 2024-25: 0; 0.1 2025-26: 0; 0.1 2026-27: 0; 0.1 2027-28: 0; 0.1 2028-29: 0; 0.1 2029-30: 0; 0.1 2030-31: 0; 0.1 2031-32: 0; 0.1 2032-33: 0; 0.1 2033-34: 0; 0.1 2034-35: 0; 0.1 2035-36: 0; 0.1 2036-37: 0; 0.1 2037-38: 0; 0.1 2038-39: 0; 0.1 2039-40: 0; 0.1 2040-41: 0; 0.1 2041-42: 0; 0.1 2042-43: 0; 0.1 2043-44: 0; 0.1 2044-45: 0; 0.1 2045-46: 0; 0.1 2046-47: 0; 0.1 2047-48: 0; 0.1 2048-49: 0; 0.1 2049-50: 0
22.1FP | Reduce distribution system operational use (DSOU) input as -ve | DSDOU | Ml/d | 2 | 0.1 2019-20: 0; 0.1 2020-21: 0; 0.1 2021-22: 0; 0.1 2022-23: 0; 0.1 2023-24: 0; 0.1 2024-25: 0; 0.1 2025-26: 0; 0.1 2026-27: 0; 0.1 2027-28: 0; 0.1 2028-29: 0; 0.1 2029-30: 0; 0.1 2030-31: 0; 0.1 2031-32: 0; 0.1 2032-33: 0; 0.1 2033-34: 0; 0.1 2034-35: 0; 0.1 2035-36: 0; 0.1 2036-37: 0; 0.1 2037-38: 0; 0.1 2038-39: 0; 0.1 2039-40: 0; 0.1 2040-41: 0; 0.1 2041-42: 0; 0.1 2042-43: 0; 0.1 2043-44: 0; 0.1 2044-45: 0; 0.1 2045-46: 0; 0.1 2046-47: 0; 0.1 2047-48: 0; 0.1 2048-49: 0; 0.1 2049-50: 0
23.1FP | Options impacting on measured Non Household - USPL input reductions as -ve | CUMNH | Ml/d | 2 | 0.1 2019-20: 0; 0.1 2020-21: 0; 0.1 2021-22: 0; 0.1 2022-23: 0; 0.1 2023-24: 0; 0.1 2024-25: 0; 0.1 2025-26: 0; 0.1 2026-27: 0; 0.1 2027-28: 0; 0.1 2028-29: 0; 0.1 2029-30: 0; 0.1 2030-31: 0; 0.1 2031-32: 0; 0.1 2032-33: 0; 0.1 2033-34: 0; 0.1 2034-35: -0.01; 0.1 2035-36: -0.01; 0.1 2036-37: -0.01; 0.1 2037-38: -0.01; 0.1 2038-39: -0.01; 0.1 2039-40: -0.01; 0.1 2040-41: -0.01; 0.1 2041-42: -0.01; 0.1 2042-43: -0.01; 0.1 2043-44: -0.01; 0.1 2044-45: -0.01; 0.1 2045-46: -0.01; 0.1 2046-47: -0.01; 0.1 2047-48: -0.01; 0.1 2048-49: -0.01; 0.1 2049-50: -0.01
24.1FP | Options impacting on unmeasured Non Household - USPL input reductions as -ve | CUUNH | Ml/d | 2 | 0.1 2019-20: 0; 0.1 2020-21: 0; 0.1 2021-22: 0; 0.1 2022-23: 0; 0.1 2023-24: 0; 0.1 2024-25: 0; 0.1 2025-26: 0; 0.1 2026-27: 0; 0.1 2027-28: 0; 0.1 2028-29: 0; 0.1 2029-30: 0; 0.1 2030-31: 0; 0.1 2031-32: 0; 0.1 2032-33: 0; 0.1 2033-34: 0; 0.1 2034-35: 0; 0.1 2035-36: 0; 0.1 2036-37: 0; 0.1 2037-38: 0; 0.1 2038-39: 0; 0.1 2039-40: 0; 0.1 2040-41: 0; 0.1 2041-42: 0; 0.1 2042-43: 0; 0.1 2043-44: 0; 0.1 2044-45: 0; 0.1 2045-46: 0; 0.1 2046-47: 0; 0.1 2047-48: 0; 0.1 2048-49: 0; 0.1 2049-50: 0
25.1FP | Options impacting on measured Household - USPL input reductions as -ve | CUMHH | Ml/d | 2 | 0.1 2019-20: 0; 0.1 2020-21: 0; 0.1 2021-22: 0; 0.1 2022-23: 0; 0.1 2023-24: 0; 0.1 2024-25: 0; 0.1 2025-26: 0; 0.1 2026-27: 0; 0.1 2027-28: -0.01; 0.1 2028-29: -0.01; 0.1 2029-30: -0.01; 0.1 2030-31: -0.01; 0.1 2031-32: -0.02; 0.1 2032-33: -0.02; 0.1 2033-34: -0.02; 0.1 2034-35: -0.02; 0.1 2035-36: -0.03; 0.1 2036-37: -0.03; 0.1 2037-38: -0.03; 0.1 2038-39: -0.03; 0.1 2039-40: -0.03; 0.1 2040-41: -0.03; 0.1 2041-42: -0.04; 0.1 2042-43: -0.04; 0.1 2043-44: -0.04; 0.1 2044-45: -0.04; 0.1 2045-46: -0.04; 0.1 2046-47: -0.04; 0.1 2047-48: -0.04; 0.1 2048-49: -0.04; 0.1 2049-50: -0.04
26.1FP | Options impacting on unmeasured Household - USPL input reductions as -ve | CUUHH | Ml/d | 2 | 0.1 2019-20: 0; 0.1 2020-21: 0; 0.1 2021-22: 0; 0.1 2022-23: 0; 0.1 2023-24: 0; 0.1 2024-25: 0; 0.1 2025-26: 0; 0.1 2026-27: 0; 0.1 2027-28: 0; 0.1 2028-29: 0; 0.1 2029-30: 0; 0.1 2030-31: 0; 0.1 2031-32: 0; 0.1 2032-33: 0; 0.1 2033-34: 0; 0.1 2034-35: 0; 0.1 2035-36: 0; 0.1 2036-37: 0; 0.1 2037-38: 0; 0.1 2038-39: 0; 0.1 2039-40: 0; 0.1 2040-41: 0; 0.1 2041-42: 0; 0.1 2042-43: 0; 0.1 2043-44: 0; 0.1 2044-45: 0; 0.1 2045-46: 0; 0.1 2046-47: 0; 0.1 2047-48: 0; 0.1 2048-49: 0.01; 0.1 2049-50: 0.01
27.1FP | Options impacting on Void properties - USPL input reductions as -ve | CUVPP | Ml/d | 2 | 0.1 2019-20: 0; 0.1 2020-21: 0; 0.1 2021-22: 0; 0.1 2022-23: 0; 0.1 2023-24: 0; 0.1 2024-25: 0; 0.1 2025-26: 0; 0.1 2026-27: 0; 0.1 2027-28: 0; 0.1 2028-29: 0; 0.1 2029-30: 0; 0.1 2030-31: 0; 0.1 2031-32: 0; 0.1 2032-33: 0; 0.1 2033-34: 0; 0.1 2034-35: 0; 0.1 2035-36: 0; 0.1 2036-37: 0; 0.1 2037-38: 0; 0.1 2038-39: 0; 0.1 2039-40: 0; 0.1 2040-41: 0; 0.1 2041-42: 0; 0.1 2042-43: 0; 0.1 2043-44: 0; 0.1 2044-45: 0; 0.1 2045-46: 0; 0.1 2046-47: 0; 0.1 2047-48: 0; 0.1 2048-49: 0; 0.1 2049-50: 0
28.1FP | Reduce distribution losses input as -ve | DSRDL | Ml/d | 2 | 0.1 2019-20: 0; 0.1 2020-21: 0; 0.1 2021-22: 0; 0.1 2022-23: 0; 0.1 2023-24: 0; 0.1 2024-25: 0; 0.1 2025-26: 0; 0.1 2026-27: 0; 0.1 2027-28: -0.01; 0.1 2028-29: -0.01; 0.1 2029-30: -0.01; 0.1 2030-31: -0.01; 0.1 2031-32: -0.04; 0.1 2032-33: -0.04; 0.1 2033-34: -0.04; 0.1 2034-35: -0.07; 0.1 2035-36: -0.07; 0.1 2036-37: -0.07; 0.1 2037-38: -0.07; 0.1 2038-39: -0.07; 0.1 2039-40: -0.08; 0.1 2040-41: -0.09; 0.1 2041-42: -0.14; 0.1 2042-43: -0.14; 0.1 2043-44: -0.2; 0.1 2044-45: -0.27; 0.1 2045-46: -0.34; 0.1 2046-47: -0.44; 0.1 2047-48: -0.47; 0.1 2048-49: -0.51; 0.1 2049-50: -0.51
Table 3c: DYAA - Final plan | Back to top of sheet
WRMP24 reference | Component | Derivation | Unit | Decimal places | 2019-20 | 2020-21 | 2021-22 | 2022-23 | 2023-24 | 2024-25 | 2025-26 | 2026-27 | 2027-28 | 2028-29 | 2029-30 | 2030-31 | 2031-32 | 2032-33 | 2033-34 | 2034-35 | 2035-36 | 2036-37 | 2037-38 | 2038-39 | 2039-40 | 2040-41 | 2041-42 | 2042-43 | 2043-44 | 2044-45 | 2045-46 | 2046-47 | 2047-48 | 2048-49 | 2049-50 | 2050-51 | 2051-52 | 2052-53 | 2053-54 | 2054-55 | 2055-56 | 2056-57 | 2057-58 | 2058-59 | 2059-60 | 2060-61 | 2061-62 | 2062-63 | 2063-64 | 2064-65 | 2065-66 | 2066-67 | 2067-68 | 2068-69 | 2069-70 | 2070-71 | 2071-72 | 2072-73 | 2073-74 | 2074-75 | 2075-76 | 2076-77 | 2077-78 | 2078-79 | 2079-80 | 2080-81 | 2081-82 | 2082-83 | 2083-84 | 2084-85 | 2085-86 | 2086-87 | 2087-88 | 2088-89 | 2089-90 | 2090-91 | 2091-92 | 2092-93 | 2093-94 | 2094-95 | 2095-96 | 2096-97 | 2097-98 | 2098-99 | 2099-100
1FP | Raw water abstracted | Input | Ml/d | 2 | 2019-20: 0; 2020-21: 0; 2021-22: 0; 2022-23: 0; 2023-24: 0; 2024-25: 0; 2025-26: 0; 2026-27: 0; 2027-28: 0; 2028-29: 0; 2029-30: 0; 2030-31: 0; 2031-32: 0; 2032-33: 0; 2033-34: 0; 2034-35: 0; 2035-36: 0; 2036-37: 0; 2037-38: 0; 2038-39: 0; 2039-40: 0; 2040-41: 0; 2041-42: 0; 2042-43: 0; 2043-44: 0; 2044-45: 0; 2045-46: 0; 2046-47: 0; 2047-48: 0; 2048-49: 0; 2049-50: 0
1.1FP | Non-potable water supplies | 1.1BL + 1.11FP | Ml/d | 2 | 2019-20: 0; 2020-21: 0; 2021-22: 0; 2022-23: 0; 2023-24: 0; 2024-25: 0; 2025-26: 0; 2026-27: 0; 2027-28: 0; 2028-29: 0; 2029-30: 0; 2030-31: 0; 2031-32: 0; 2032-33: 0; 2033-34: 0; 2034-35: 0; 2035-36: 0; 2036-37: 0; 2037-38: 0; 2038-39: 0; 2039-40: 0; 2040-41: 0; 2041-42: 0; 2042-43: 0; 2043-44: 0; 2044-45: 0; 2045-46: 0; 2046-47: 0; 2047-48: 0; 2048-49: 0; 2049-50: 0
2FP | Raw water imported | 2BL + 2.1FP | Ml/d | 2 | 2019-20: 0; 2020-21: 0; 2021-22: 0; 2022-23: 0; 2023-24: 0; 2024-25: 0; 2025-26: 0; 2026-27: 0; 2027-28: 0; 2028-29: 0; 2029-30: 0; 2030-31: 0; 2031-32: 0; 2032-33: 0; 2033-34: 0; 2034-35: 0; 2035-36: 0; 2036-37: 0; 2037-38: 0; 2038-39: 0; 2039-40: 0; 2040-41: 0; 2041-42: 0; 2042-43: 0; 2043-44: 0; 2044-45: 0; 2045-46: 0; 2046-47: 0; 2047-48: 0; 2048-49: 0; 2049-50: 0
3FP | Potable water imported | 3BL + 3.1FP | Ml/d | 2 | 2019-20: 0; 2020-21: 0; 2021-22: 0; 2022-23: 0; 2023-24: 0; 2024-25: 0; 2025-26: 0.001; 2026-27: 0.001; 2027-28: 0.001; 2028-29: 0.001; 2029-30: 0.001; 2030-31: 0.18; 2031-32: 0.04; 2032-33: 0.001; 2033-34: 0.001; 2034-35: 0.001; 2035-36: 2.16; 2036-37: 1.93; 2037-38: 1.84; 2038-39: 1.76; 2039-40: 1.44; 2040-41: 1.31; 2041-42: 1.16; 2042-43: 1.07; 2043-44: 0.92; 2044-45: 0.8; 2045-46: 0.55; 2046-47: 0.39; 2047-48: 0.31; 2048-49: 0.241; 2049-50: 0.241
4FP | Raw water exported enter as -ve | 4BL + 4.1FP | Ml/d | 2 | 2019-20: 0; 2020-21: 0; 2021-22: 0; 2022-23: 0; 2023-24: 0; 2024-25: 0; 2025-26: 0; 2026-27: 0; 2027-28: 0; 2028-29: 0; 2029-30: 0; 2030-31: 0; 2031-32: 0; 2032-33: 0; 2033-34: 0; 2034-35: 0; 2035-36: 0; 2036-37: 0; 2037-38: 0; 2038-39: 0; 2039-40: 0; 2040-41: 0; 2041-42: 0; 2042-43: 0; 2043-44: 0; 2044-45: 0; 2045-46: 0; 2046-47: 0; 2047-48: 0; 2048-49: 0; 2049-50: 0
5FP | Potable water exported enter as -ve | 5BL + 5.1FP | Ml/d | 2 | 2019-20: 0; 2020-21: 0; 2021-22: 0; 2022-23: 0; 2023-24: 0; 2024-25: 0; 2025-26: 0; 2026-27: 0; 2027-28: 0; 2028-29: 0; 2029-30: 0; 2030-31: 0; 2031-32: 0; 2032-33: 0; 2033-34: 0; 2034-35: 0; 2035-36: 0; 2036-37: 0; 2037-38: 0; 2038-39: 0; 2039-40: 0; 2040-41: 0; 2041-42: 0; 2042-43: 0; 2043-44: 0; 2044-45: 0; 2045-46: 0; 2046-47: 0; 2047-48: 0; 2048-49: 0; 2049-50: 0
6.1FP | Deployable Output post forecast changes | 6.1BL + 6.2FP + 6.3FP +7.01FP +7.02FP | Ml/d | 2 | 2019-20: 25.45; 2020-21: 25.45; 2021-22: 25.45; 2022-23: 25.45; 2023-24: 25.45; 2024-25: 25.45; 2025-26: 24.73; 2026-27: 24.73; 2027-28: 24.73; 2028-29: 24.73; 2029-30: 24.73; 2030-31: 21.82; 2031-32: 21.82; 2032-33: 21.82; 2033-34: 21.82; 2034-35: 21.82; 2035-36: 19.15; 2036-37: 19.15; 2037-38: 19.15; 2038-39: 19.15; 2039-40: 19.15; 2040-41: 19.15; 2041-42: 19.15; 2042-43: 19.15; 2043-44: 19.15; 2044-45: 19.15; 2045-46: 19.15; 2046-47: 19.15; 2047-48: 19.15; 2048-49: 19.15; 2049-50: 19.15
8FP | Raw water losses, treatment works losses and operational use | 8BL + 8.1FP + 8.2FP | Ml/d | 2 | 2019-20: 1.38; 2020-21: 1.38; 2021-22: 1.38; 2022-23: 1.38; 2023-24: 1.38; 2024-25: 1.38; 2025-26: 1.38; 2026-27: 1.38; 2027-28: 1.38; 2028-29: 1.38; 2029-30: 1.38; 2030-31: 1.38; 2031-32: 1.38; 2032-33: 1.38; 2033-34: 1.38; 2034-35: 1.38; 2035-36: 1.38; 2036-37: 1.38; 2037-38: 1.38; 2038-39: 1.38; 2039-40: 1.38; 2040-41: 1.38; 2041-42: 1.38; 2042-43: 1.38; 2043-44: 1.38; 2044-45: 1.38; 2045-46: 1.38; 2046-47: 1.38; 2047-48: 1.38; 2048-49: 1.38; 2049-50: 1.38
9FP | Total Outage Allowance | 9BL + 9.1FP | Ml/d | 2 | 2019-20: 0.14; 2020-21: 0.14; 2021-22: 0.14; 2022-23: 0.14; 2023-24: 0.14; 2024-25: 0.14; 2025-26: 0.14; 2026-27: 0.14; 2027-28: 0.14; 2028-29: 0.14; 2029-30: 0.14; 2030-31: 0.12; 2031-32: 0.12; 2032-33: 0.12; 2033-34: 0.12; 2034-35: 0.12; 2035-36: 0.1; 2036-37: 0.1; 2037-38: 0.1; 2038-39: 0.1; 2039-40: 0.1; 2040-41: 0.1; 2041-42: 0.1; 2042-43: 0.1; 2043-44: 0.1; 2044-45: 0.1; 2045-46: 0.1; 2046-47: 0.1; 2047-48: 0.1; 2048-49: 0.1; 2049-50: 0.1
10FP | Water Available For Use (own sources) | (6.1FP) - (8FP + 9FP) | Ml/d | 2 | 2019-20: 23.93; 2020-21: 23.93; 2021-22: 23.93; 2022-23: 23.93; 2023-24: 23.93; 2024-25: 23.93; 2025-26: 23.21; 2026-27: 23.21; 2027-28: 23.21; 2028-29: 23.21; 2029-30: 23.21; 2030-31: 20.32; 2031-32: 20.32; 2032-33: 20.32; 2033-34: 20.32; 2034-35: 20.32; 2035-36: 17.67; 2036-37: 17.67; 2037-38: 17.67; 2038-39: 17.67; 2039-40: 17.67; 2040-41: 17.67; 2041-42: 17.67; 2042-43: 17.67; 2043-44: 17.67; 2044-45: 17.67; 2045-46: 17.67; 2046-47: 17.67; 2047-48: 17.67; 2048-49: 17.67; 2049-50: 17.67
11FP | Total Water Available For Use | 10FP + sum (2FP:5FP) | Ml/d | 2 | 2019-20: 23.93; 2020-21: 23.93; 2021-22: 23.93; 2022-23: 23.93; 2023-24: 23.93; 2024-25: 23.93; 2025-26: 23.211; 2026-27: 23.211; 2027-28: 23.211; 2028-29: 23.211; 2029-30: 23.211; 2030-31: 20.5; 2031-32: 20.36; 2032-33: 20.321; 2033-34: 20.321; 2034-35: 20.321; 2035-36: 19.83; 2036-37: 19.6; 2037-38: 19.51; 2038-39: 19.43; 2039-40: 19.11; 2040-41: 18.98; 2041-42: 18.83; 2042-43: 18.74; 2043-44: 18.59; 2044-45: 18.47; 2045-46: 18.22; 2046-47: 18.06; 2047-48: 17.98; 2048-49: 17.911; 2049-50: 17.911
12FP | Water delivered measured non-household | 12BL + 12.2FP | Ml/d | 2 | 2019-20: 5.21; 2020-21: 5.18; 2021-22: 5.14; 2022-23: 5.11; 2023-24: 5.08; 2024-25: 5.04; 2025-26: 4.95; 2026-27: 4.87; 2027-28: 4.8; 2028-29: 4.73; 2029-30: 4.65; 2030-31: 4.58; 2031-32: 4.49; 2032-33: 4.42; 2033-34: 4.35; 2034-35: 4.28; 2035-36: 4.21; 2036-37: 4.14; 2037-38: 4.07; 2038-39: 4; 2039-40: 3.94; 2040-41: 3.87; 2041-42: 3.81; 2042-43: 3.75; 2043-44: 3.7; 2044-45: 3.64; 2045-46: 3.6; 2046-47: 3.54; 2047-48: 3.49; 2048-49: 3.44; 2049-50: 3.39
12.1FP | Non-potable water consumption | Input | Ml/d | 2 | 2019-20: 0; 2020-21: 0; 2021-22: 0; 2022-23: 0; 2023-24: 0; 2024-25: 0; 2025-26: 0; 2026-27: 0; 2027-28: 0; 2028-29: 0; 2029-30: 0; 2030-31: 0; 2031-32: 0; 2032-33: 0; 2033-34: 0; 2034-35: 0; 2035-36: 0; 2036-37: 0; 2037-38: 0; 2038-39: 0; 2039-40: 0; 2040-41: 0; 2041-42: 0; 2042-43: 0; 2043-44: 0; 2044-45: 0; 2045-46: 0; 2046-47: 0; 2047-48: 0; 2048-49: 0; 2049-50: 0
13FP | Water delivered unmeasured non-household | 13BL + 13.1FP | Ml/d | 2 | 2019-20: 0.02; 2020-21: 0.02; 2021-22: 0.02; 2022-23: 0.02; 2023-24: 0.02; 2024-25: 0.02; 2025-26: 0.02; 2026-27: 0.02; 2027-28: 0.02; 2028-29: 0.02; 2029-30: 0.02; 2030-31: 0.02; 2031-32: 0.02; 2032-33: 0.02; 2033-34: 0.02; 2034-35: 0.02; 2035-36: 0.02; 2036-37: 0.02; 2037-38: 0.02; 2038-39: 0.02; 2039-40: 0.02; 2040-41: 0.02; 2041-42: 0.02; 2042-43: 0.02; 2043-44: 0.02; 2044-45: 0.02; 2045-46: 0.02; 2046-47: 0.02; 2047-48: 0.02; 2048-49: 0.02; 2049-50: 0.02
14FP | Water delivered measured household | 14BL + 14.1FP | Ml/d | 2 | 2019-20: 7.62; 2020-21: 7.73; 2021-22: 7.83; 2022-23: 8.06; 2023-24: 8.06; 2024-25: 8.22; 2025-26: 8.32; 2026-27: 8.44; 2027-28: 8.55; 2028-29: 8.62; 2029-30: 8.67; 2030-31: 8.72; 2031-32: 8.77; 2032-33: 8.88; 2033-34: 8.99; 2034-35: 9.02; 2035-36: 9.04; 2036-37: 9.06; 2037-38: 9.1; 2038-39: 9.13; 2039-40: 9.15; 2040-41: 9.16; 2041-42: 9.17; 2042-43: 9.17; 2043-44: 9.18; 2044-45: 9.25; 2045-46: 9.27; 2046-47: 9.3; 2047-48: 9.32; 2048-49: 9.35; 2049-50: 9.35
15FP | Water delivered unmeasured household | 15BL + 15.1FP | Ml/d | 2 | 2019-20: 4.99; 2020-21: 4.8; 2021-22: 4.64; 2022-23: 4.45; 2023-24: 4.26; 2024-25: 4.09; 2025-26: 3.94; 2026-27: 3.8; 2027-28: 3.67; 2028-29: 3.54; 2029-30: 3.42; 2030-31: 3.3; 2031-32: 3.19; 2032-33: 3.1; 2033-34: 2.99; 2034-35: 2.9; 2035-36: 2.8; 2036-37: 2.72; 2037-38: 2.63; 2038-39: 2.55; 2039-40: 2.47; 2040-41: 2.39; 2041-42: 2.32; 2042-43: 2.26; 2043-44: 2.19; 2044-45: 2.12; 2045-46: 2.09; 2046-47: 2.06; 2047-48: 2.05; 2048-49: 2.02; 2049-50: 2.02
16FP | Percentage of consumption driven by climate change | 16BL | % | 1 | 2019-20: 0%; 2020-21: 0%; 2021-22: 0%; 2022-23: 0.1%; 2023-24: 0.1%; 2024-25: 0.1%; 2025-26: 0.1%; 2026-27: 0.1%; 2027-28: 0.1%; 2028-29: 0.2%; 2029-30: 0.2%; 2030-31: 0.2%; 2031-32: 0.2%; 2032-33: 0.3%; 2033-34: 0.3%; 2034-35: 0.3%; 2035-36: 0.4%; 2036-37: 0.4%; 2037-38: 0.4%; 2038-39: 0.5%; 2039-40: 0.5%; 2040-41: 0.6%; 2041-42: 0.6%; 2042-43: 0.6%; 2043-44: 0.7%; 2044-45: 0.7%; 2045-46: 0.8%; 2046-47: 0.8%; 2047-48: 0.8%; 2048-49: 0.8%; 2049-50: 0.9%
17FP | Volume of consumption driven by climate change | 16FP * (12FP + sum(13FP:15FP) - sum (23FP:26FP)) | Ml/d | 2 | 2019-20: 0; 2020-21: 0; 2021-22: 0; 2022-23: 0.01706; 2023-24: 0.01687; 2024-25: 0.01683; 2025-26: 0.0167; 2026-27: 0.01662; 2027-28: 0.01654; 2028-29: 0.03284; 2029-30: 0.03258; 2030-31: 0.03232; 2031-32: 0.03206; 2032-33: 0.04794; 2033-34: 0.04773; 2034-35: 0.04737; 2035-36: 0.0626; 2036-37: 0.06208; 2037-38: 0.0616; 2038-39: 0.0764; 2039-40: 0.0758; 2040-41: 0.09012; 2041-42: 0.08946; 2042-43: 0.08874; 2043-44: 0.10276; 2044-45: 0.10234; 2045-46: 0.11656; 2046-47: 0.11608; 2047-48: 0.11576; 2048-49: 0.1152; 2049-50: 0.12915
18FP | Measured Household - PCC | ((14FP - 25FP) * 1,000,000) / (39FP * 1000) | l/h/d | 1 | 2019-20: 146.2328; 2020-21: 143.7105; 2021-22: 141.7958; 2022-23: 140.9887; 2023-24: 137.282; 2024-25: 136.305; 2025-26: 134.7401; 2026-27: 133.8567; 2027-28: 133.1144; 2028-29: 131.6911; 2029-30: 130.4976; 2030-31: 129.4409; 2031-32: 128.4467; 2032-33: 128.1003; 2033-34: 128.019; 2034-35: 126.7436; 2035-36: 125.8529; 2036-37: 124.6879; 2037-38: 123.9698; 2038-39: 122.985; 2039-40: 121.9999; 2040-41: 120.8925; 2041-42: 120.0929; 2042-43: 118.9137; 2043-44: 118.0266; 2044-45: 117.8345; 2045-46: 117.4422; 2046-47: 117.2058; 2047-48: 116.8348; 2048-49: 116.4723; 2049-50: 116.0641
19FP | Unmeasured Household - PCC | ((15FP - 26FP) * 1,000,000) / (40FP * 1000) | l/h/d | 1 | 2019-20: 207.7739; 2020-21: 207.4291; 2021-22: 207.4375; 2022-23: 207.2666; 2023-24: 206.6879; 2024-25: 206.775; 2025-26: 206.4309; 2026-27: 206.2801; 2027-28: 205.8248; 2028-29: 205.736; 2029-30: 206.0413; 2030-31: 205.5607; 2031-32: 206.1011; 2032-33: 207.8326; 2033-34: 207.2349; 2034-35: 208.5703; 2035-36: 208.2024; 2036-37: 210.0122; 2037-38: 209.9848; 2038-39: 211.4645; 2039-40: 211.7455; 2040-41: 212.746; 2041-42: 213.5715; 2042-43: 216.189; 2043-44: 216.6441; 2044-45: 218.0013; 2045-46: 218.2018; 2046-47: 218.3114; 2047-48: 220.5633; 2048-49: 219.3134; 2049-50: 219.3385
20FP | Average Household - PCC | (((14FP - 25FP) + (15FP - 26FP)) * 1,000,000)/ ((39FP + 40FP) * 1,000) | l/h/d | 1 | 2019-20: 165.4977; 2020-21: 162.6979; 2021-22: 160.5186; 2022-23: 158.8884; 2023-24: 155.0826; 2024-25: 153.4737; 2025-26: 151.4351; 2026-27: 149.9911; 2027-28: 148.6339; 2028-29: 146.8353; 2029-30: 145.3292; 2030-31: 143.7866; 2031-32: 142.4973; 2032-33: 141.9502; 2033-34: 141.2357; 2034-35: 139.8652; 2035-36: 138.5589; 2036-37: 137.3504; 2037-38: 136.246; 2038-39: 135.1254; 2039-40: 133.8412; 2040-41: 132.5543; 2041-42: 131.5119; 2042-43: 130.3459; 2043-44: 129.1758; 2044-45: 128.7257; 2045-46: 128.1901; 2046-47: 127.7896; 2047-48: 127.4929; 2048-49: 126.8477; 2049-50: 126.4493
21FP | Water taken unbilled | 21BL + 21.1FP | Ml/d | 2 | 2019-20: 0.4; 2020-21: 0.4; 2021-22: 0.4; 2022-23: 0.4; 2023-24: 0.39; 2024-25: 0.4; 2025-26: 0.4; 2026-27: 0.4; 2027-28: 0.4; 2028-29: 0.4; 2029-30: 0.39; 2030-31: 0.39; 2031-32: 0.41; 2032-33: 0.4; 2033-34: 0.4; 2034-35: 0.41; 2035-36: 0.41; 2036-37: 0.4; 2037-38: 0.4; 2038-39: 0.39; 2039-40: 0.4; 2040-41: 0.4; 2041-42: 0.4; 2042-43: 0.4; 2043-44: 0.39; 2044-45: 0.39; 2045-46: 0.39; 2046-47: 0.39; 2047-48: 0.38; 2048-49: 0.38; 2049-50: 0.38
22FP | Distribution system operational use | 22BL + 22.1FP | Ml/d | 2 | 2019-20: 0.09; 2020-21: 0.09; 2021-22: 0.09; 2022-23: 0.09; 2023-24: 0.09; 2024-25: 0.09; 2025-26: 0.09; 2026-27: 0.09; 2027-28: 0.09; 2028-29: 0.09; 2029-30: 0.09; 2030-31: 0.09; 2031-32: 0.09; 2032-33: 0.09; 2033-34: 0.09; 2034-35: 0.09; 2035-36: 0.09; 2036-37: 0.09; 2037-38: 0.09; 2038-39: 0.09; 2039-40: 0.09; 2040-41: 0.09; 2041-42: 0.09; 2042-43: 0.09; 2043-44: 0.09; 2044-45: 0.09; 2045-46: 0.09; 2046-47: 0.09; 2047-48: 0.09; 2048-49: 0.09; 2049-50: 0.09
23FP | Measured Non Household - USPL | 23BL + 23.1FP | Ml/d | 2 | 2019-20: 0.02; 2020-21: 0.02; 2021-22: 0.02; 2022-23: 0.02; 2023-24: 0.02; 2024-25: 0.02; 2025-26: 0.02; 2026-27: 0.02; 2027-28: 0.02; 2028-29: 0.02; 2029-30: 0.02; 2030-31: 0.02; 2031-32: 0.02; 2032-33: 0.02; 2033-34: 0.02; 2034-35: 0.01; 2035-36: 0.01; 2036-37: 0.01; 2037-38: 0.01; 2038-39: 0.01; 2039-40: 0.01; 2040-41: 0.01; 2041-42: 0.01; 2042-43: 0.01; 2043-44: 0.01; 2044-45: 0.01; 2045-46: 0.01; 2046-47: 0.01; 2047-48: 0.01; 2048-49: 0.01; 2049-50: 0.01
24FP | Unmeasured Non Household - USPL | 24BL + 24.1FP | Ml/d | 2 | 2019-20: 0; 2020-21: 0; 2021-22: 0; 2022-23: 0; 2023-24: 0; 2024-25: 0; 2025-26: 0; 2026-27: 0; 2027-28: 0; 2028-29: 0; 2029-30: 0; 2030-31: 0; 2031-32: 0; 2032-33: 0; 2033-34: 0; 2034-35: 0; 2035-36: 0; 2036-37: 0; 2037-38: 0; 2038-39: 0; 2039-40: 0; 2040-41: 0; 2041-42: 0; 2042-43: 0; 2043-44: 0; 2044-45: 0; 2045-46: 0; 2046-47: 0; 2047-48: 0; 2048-49: 0; 2049-50: 0
25FP | Measured Household - USPL | 25BL + 25.1FP | Ml/d | 2 | 2019-20: 0.33; 2020-21: 0.32; 2021-22: 0.31; 2022-23: 0.32; 2023-24: 0.3; 2024-25: 0.3; 2025-26: 0.3; 2026-27: 0.29; 2027-28: 0.28; 2028-29: 0.28; 2029-30: 0.27; 2030-31: 0.26; 2031-32: 0.25; 2032-33: 0.26; 2033-34: 0.26; 2034-35: 0.27; 2035-36: 0.26; 2036-37: 0.27; 2037-38: 0.27; 2038-39: 0.28; 2039-40: 0.28; 2040-41: 0.29; 2041-42: 0.28; 2042-43: 0.29; 2043-44: 0.29; 2044-45: 0.3; 2045-46: 0.3; 2046-47: 0.3; 2047-48: 0.3; 2048-49: 0.31; 2049-50: 0.31
26FP | Unmeasured Household - USPL | 26BL + 26.1BL | Ml/d | 2 | 2019-20: 0.27; 2020-21: 0.26; 2021-22: 0.25; 2022-23: 0.24; 2023-24: 0.23; 2024-25: 0.22; 2025-26: 0.21; 2026-27: 0.2; 2027-28: 0.2; 2028-29: 0.19; 2029-30: 0.18; 2030-31: 0.18; 2031-32: 0.17; 2032-33: 0.16; 2033-34: 0.16; 2034-35: 0.15; 2035-36: 0.15; 2036-37: 0.14; 2037-38: 0.14; 2038-39: 0.13; 2039-40: 0.13; 2040-41: 0.12; 2041-42: 0.12; 2042-43: 0.11; 2043-44: 0.11; 2044-45: 0.1; 2045-46: 0.1; 2046-47: 0.1; 2047-48: 0.1; 2048-49: 0.11; 2049-50: 0.11
27FP | Void Properties - USPL | 27BL + 27.1FP | Ml/d | 2 | 2019-20: 0.04; 2020-21: 0.04; 2021-22: 0.04; 2022-23: 0.04; 2023-24: 0.04; 2024-25: 0.04; 2025-26: 0.04; 2026-27: 0.04; 2027-28: 0.04; 2028-29: 0.04; 2029-30: 0.04; 2030-31: 0.04; 2031-32: 0.04; 2032-33: 0.04; 2033-34: 0.04; 2034-35: 0.04; 2035-36: 0.04; 2036-37: 0.04; 2037-38: 0.05; 2038-39: 0.05; 2039-40: 0.05; 2040-41: 0.05; 2041-42: 0.05; 2042-43: 0.05; 2043-44: 0.05; 2044-45: 0.05; 2045-46: 0.05; 2046-47: 0.05; 2047-48: 0.05; 2048-49: 0.05; 2049-50: 0.05
28FP | Distribution losses | 28BL + 28.1FP | Ml/d | 2 | 2019-20: 2.84; 2020-21: 2.78; 2021-22: 2.75; 2022-23: 2.69; 2023-24: 2.64; 2024-25: 2.58; 2025-26: 2.58; 2026-27: 2.58; 2027-28: 2.57; 2028-29: 2.57; 2029-30: 2.57; 2030-31: 2.57; 2031-32: 2.54; 2032-33: 2.54; 2033-34: 2.54; 2034-35: 2.51; 2035-36: 2.51; 2036-37: 2.51; 2037-38: 2.51; 2038-39: 2.51; 2039-40: 2.5; 2040-41: 2.49; 2041-42: 2.44; 2042-43: 2.44; 2043-44: 2.38; 2044-45: 2.31; 2045-46: 2.24; 2046-47: 2.14; 2047-48: 2.11; 2048-49: 2.07; 2049-50: 2.07
29FP | Total Leakage | sum (23FP:28FP) | Ml/d | 2 | 2019-20: 3.5; 2020-21: 3.42; 2021-22: 3.37; 2022-23: 3.31; 2023-24: 3.23; 2024-25: 3.16; 2025-26: 3.15; 2026-27: 3.13; 2027-28: 3.11; 2028-29: 3.1; 2029-30: 3.08; 2030-31: 3.07; 2031-32: 3.02; 2032-33: 3.02; 2033-34: 3.02; 2034-35: 2.98; 2035-36: 2.97; 2036-37: 2.97; 2037-38: 2.98; 2038-39: 2.98; 2039-40: 2.97; 2040-41: 2.96; 2041-42: 2.9; 2042-43: 2.9; 2043-44: 2.84; 2044-45: 2.77; 2045-46: 2.7; 2046-47: 2.6; 2047-48: 2.57; 2048-49: 2.55; 2049-50: 2.55
30FP | Leakage/property | (29FP * 1,000,000) / (36FP * 1,000) | l/prop/d | 2 | 2019-20: 92.595; 2020-21: 88.9028; 2021-22: 86.1254; 2022-23: 83.3291; 2023-24: 80.3223; 2024-25: 77.6127; 2025-26: 76.4155; 2026-27: 75.0582; 2027-28: 73.8647; 2028-29: 72.9274; 2029-30: 71.882; 2030-31: 71.0846; 2031-32: 69.3902; 2032-33: 68.8429; 2033-34: 68.3366; 2034-35: 66.9708; 2035-36: 66.3598; 2036-37: 65.956; 2037-38: 65.7851; 2038-39: 65.381; 2039-40: 64.7821; 2040-41: 64.2626; 2041-42: 62.677; 2042-43: 62.4018; 2043-44: 60.8567; 2044-45: 59.1236; 2045-46: 57.4102; 2046-47: 55.0836; 2047-48: 54.2606; 2048-49: 53.6582; 2049-50: 53.486
31FP | Measured Non Household - properties | Input | 000's | 2 | 2019-20: 2.512; 2020-21: 2.535; 2021-22: 2.557; 2022-23: 2.583; 2023-24: 2.604; 2024-25: 2.626; 2025-26: 2.652; 2026-27: 2.673; 2027-28: 2.691; 2028-29: 2.707; 2029-30: 2.72; 2030-31: 2.733; 2031-32: 2.746; 2032-33: 2.756; 2033-34: 2.764; 2034-35: 2.772; 2035-36: 2.78; 2036-37: 2.788; 2037-38: 2.795; 2038-39: 2.802; 2039-40: 2.809; 2040-41: 2.815; 2041-42: 2.821; 2042-43: 2.827; 2043-44: 2.833; 2044-45: 2.838; 2045-46: 2.844; 2046-47: 2.849; 2047-48: 2.853; 2048-49: 2.858; 2049-50: 2.862
32FP | Unmeasured Non Household - properties | Input | 000's | 2 | 2019-20: 0.01; 2020-21: 0.01; 2021-22: 0.01; 2022-23: 0.01; 2023-24: 0.01; 2024-25: 0.011; 2025-26: 0.011; 2026-27: 0.011; 2027-28: 0.011; 2028-29: 0.011; 2029-30: 0.011; 2030-31: 0.011; 2031-32: 0.011; 2032-33: 0.011; 2033-34: 0.011; 2034-35: 0.011; 2035-36: 0.011; 2036-37: 0.011; 2037-38: 0.011; 2038-39: 0.011; 2039-40: 0.011; 2040-41: 0.011; 2041-42: 0.011; 2042-43: 0.011; 2043-44: 0.011; 2044-45: 0.011; 2045-46: 0.011; 2046-47: 0.011; 2047-48: 0.011; 2048-49: 0.011; 2049-50: 0.011
33FP | All void non-households - properties | Input | 000's | 2 | 2019-20: 0; 2020-21: 0; 2021-22: 0; 2022-23: 0; 2023-24: 0; 2024-25: 0; 2025-26: 0; 2026-27: 0; 2027-28: 0; 2028-29: 0; 2029-30: 0; 2030-31: 0; 2031-32: 0; 2032-33: 0; 2033-34: 0; 2034-35: 0; 2035-36: 0; 2036-37: 0; 2037-38: 0; 2038-39: 0; 2039-40: 0; 2040-41: 0; 2041-42: 0; 2042-43: 0; 2043-44: 0; 2044-45: 0; 2045-46: 0; 2046-47: 0; 2047-48: 0; 2048-49: 0; 2049-50: 0
34FP | Measured households - properties (excl. void) | Year before + sum (34.1BL:34.6BL) | 000's | 2 | 2019-20: 24.98; 2020-21: 25.957; 2021-22: 26.88; 2022-23: 27.783; 2023-24: 28.577; 2024-25: 29.366; 2025-26: 30.099; 2026-27: 30.8; 2027-28: 31.419; 2028-29: 32.033; 2029-30: 32.579; 2030-31: 33.116; 2031-32: 33.641; 2032-33: 34.171; 2033-34: 34.676; 2034-35: 35.155; 2035-36: 35.58; 2036-37: 36.015; 2037-38: 36.44; 2038-39: 36.869; 2039-40: 37.28; 2040-41: 37.635; 2041-42: 37.978; 2042-43: 38.31; 2043-44: 38.629; 2044-45: 38.933; 2045-46: 39.152; 2046-47: 39.362; 2047-48: 39.563; 2048-49: 39.757; 2049-50: 39.902
34.1FP | New build properties - properties | Input (new builds in each year) | 000's | 2 | 2019-20: 0.599; 2020-21: 0.565; 2021-22: 0.539; 2022-23: 0.553; 2023-24: 0.459; 2024-25: 0.468; 2025-26: 0.47; 2026-27: 0.448; 2027-28: 0.375; 2028-29: 0.379; 2029-30: 0.319; 2030-31: 0.318; 2031-32: 0.315; 2032-33: 0.327; 2033-34: 0.31; 2034-35: 0.29; 2035-36: 0.243; 2036-37: 0.259; 2037-38: 0.256; 2038-39: 0.267; 2039-40: 0.255; 2040-41: 0.204; 2041-42: 0.198; 2042-43: 0.191; 2043-44: 0.183; 2044-45: 0.175; 2045-46: 0.169; 2046-47: 0.162; 2047-48: 0.155; 2048-49: 0.15; 2049-50: 0.145
34.2FP | Meter optants - properties | Input (meter optants in each year) | 000's | 2 | 2019-20: 0.277; 2020-21: 0.265; 2021-22: 0.242; 2022-23: 0.213; 2023-24: 0.204; 2024-25: 0.195; 2025-26: 0.142; 2026-27: 0.137; 2027-28: 0.133; 2028-29: 0.128; 2029-30: 0.124; 2030-31: 0.12; 2031-32: 0.116; 2032-33: 0.112; 2033-34: 0.108; 2034-35: 0.105; 2035-36: 0.101; 2036-37: 0.098; 2037-38: 0.095; 2038-39: 0.091; 2039-40: 0.088; 2040-41: 0.085; 2041-42: 0.082; 2042-43: 0.08; 2043-44: 0.077; 2044-45: 0.074; 2045-46: 0; 2046-47: 0; 2047-48: 0; 2048-49: 0; 2049-50: 0
34.3FP | Compulsory metering - properties | Input (compulsory meters in each year) | 000's | 2 | 2019-20: 0; 2020-21: 0; 2021-22: 0; 2022-23: 0; 2023-24: 0; 2024-25: 0; 2025-26: 0; 2026-27: 0; 2027-28: 0; 2028-29: 0; 2029-30: 0; 2030-31: 0; 2031-32: 0; 2032-33: 0; 2033-34: 0; 2034-35: 0; 2035-36: 0; 2036-37: 0; 2037-38: 0; 2038-39: 0; 2039-40: 0; 2040-41: 0; 2041-42: 0; 2042-43: 0; 2043-44: 0; 2044-45: 0; 2045-46: 0; 2046-47: 0; 2047-48: 0; 2048-49: 0; 2049-50: 0
34.4FP | Metering on change of occupancy - properties | Input (change of occupancy meters in each year) | 000's | 2 | 2019-20: 0.144; 2020-21: 0.139; 2021-22: 0.134; 2022-23: 0.129; 2023-24: 0.124; 2024-25: 0.119; 2025-26: 0.114; 2026-27: 0.11; 2027-28: 0.105; 2028-29: 0.101; 2029-30: 0.097; 2030-31: 0.093; 2031-32: 0.089; 2032-33: 0.086; 2033-34: 0.082; 2034-35: 0.079; 2035-36: 0.076; 2036-37: 0.073; 2037-38: 0.07; 2038-39: 0.067; 2039-40: 0.064; 2040-41: 0.062; 2041-42: 0.059; 2042-43: 0.057; 2043-44: 0.055; 2044-45: 0.052; 2045-46: 0.05; 2046-47: 0.048; 2047-48: 0.046; 2048-49: 0.044; 2049-50: 0
34.5FP | Selective metering - properties | Input (selective meters in each year) | 000's | 2 | 2019-20: 0.009; 2020-21: 0.008; 2021-22: 0.008; 2022-23: 0.008; 2023-24: 0.007; 2024-25: 0.007; 2025-26: 0.007; 2026-27: 0.006; 2027-28: 0.006; 2028-29: 0.006; 2029-30: 0.006; 2030-31: 0.006; 2031-32: 0.005; 2032-33: 0.005; 2033-34: 0.005; 2034-35: 0.005; 2035-36: 0.005; 2036-37: 0.005; 2037-38: 0.004; 2038-39: 0.004; 2039-40: 0.004; 2040-41: 0.004; 2041-42: 0.004; 2042-43: 0.004; 2043-44: 0.004; 2044-45: 0.003; 2045-46: 0; 2046-47: 0; 2047-48: 0; 2048-49: 0; 2049-50: 0
34.6FP | Other changes to existing metering - properties | Input (other changes to meters in each year) | 000's | 2 | 2019-20: 0; 2020-21: 0; 2021-22: 0; 2022-23: 0; 2023-24: 0; 2024-25: 0; 2025-26: 0; 2026-27: 0; 2027-28: 0; 2028-29: 0; 2029-30: 0; 2030-31: 0; 2031-32: 0; 2032-33: 0; 2033-34: 0; 2034-35: 0; 2035-36: 0; 2036-37: 0; 2037-38: 0; 2038-39: 0; 2039-40: 0; 2040-41: 0; 2041-42: 0; 2042-43: 0; 2043-44: 0; 2044-45: 0; 2045-46: 0; 2046-47: 0; 2047-48: 0; 2048-49: 0; 2049-50: 0
34.7FP | Measured household void properties | Input | 000's | 2 | 2019-20: 0.68; 2020-21: 0.701; 2021-22: 0.72; 2022-23: 0.743; 2023-24: 0.763; 2024-25: 0.783; 2025-26: 0.801; 2026-27: 0.818; 2027-28: 0.834; 2028-29: 0.85; 2029-30: 0.863; 2030-31: 0.877; 2031-32: 0.89; 2032-33: 0.904; 2033-34: 0.917; 2034-35: 0.928; 2035-36: 0.94; 2036-37: 0.951; 2037-38: 0.961; 2038-39: 0.972; 2039-40: 0.982; 2040-41: 0.991; 2041-42: 1; 2042-43: 1.009; 2043-44: 1.018; 2044-45: 1.026; 2045-46: 1.032; 2046-47: 1.037; 2047-48: 1.043; 2048-49: 1.048; 2049-50: 1.052
35FP | Unmeasured households - properties (excl. void) | Input | 000's | 2 | 2019-20: 9.376; 2020-21: 9.034; 2021-22: 8.738; 2022-23: 8.388; 2023-24: 8.053; 2024-25: 7.732; 2025-26: 7.469; 2026-27: 7.215; 2027-28: 6.971; 2028-29: 6.735; 2029-30: 6.509; 2030-31: 6.29; 2031-32: 6.079; 2032-33: 5.876; 2033-34: 5.681; 2034-35: 5.492; 2035-36: 5.31; 2036-37: 5.135; 2037-38: 4.966; 2038-39: 4.804; 2039-40: 4.647; 2040-41: 4.496; 2041-42: 4.35; 2042-43: 4.21; 2043-44: 4.074; 2044-45: 3.944; 2045-46: 3.894; 2046-47: 3.846; 2047-48: 3.799; 2048-49: 3.755; 2049-50: 3.755
35.1FP | Unmeasured household void properties | Input | 000's | 2 | 2019-20: 0.241; 2020-21: 0.232; 2021-22: 0.224; 2022-23: 0.215; 2023-24: 0.206; 2024-25: 0.197; 2025-26: 0.19; 2026-27: 0.184; 2027-28: 0.178; 2028-29: 0.172; 2029-30: 0.166; 2030-31: 0.161; 2031-32: 0.155; 2032-33: 0.15; 2033-34: 0.144; 2034-35: 0.139; 2035-36: 0.135; 2036-37: 0.13; 2037-38: 0.126; 2038-39: 0.121; 2039-40: 0.117; 2040-41: 0.113; 2041-42: 0.109; 2042-43: 0.106; 2043-44: 0.102; 2044-45: 0.099; 2045-46: 0.097; 2046-47: 0.096; 2047-48: 0.095; 2048-49: 0.094; 2049-50: 0.094
36FP | Total Resource Zone Properties (incl. voids) | sum (31FP:34FP) + 34.7FP + 35BL + 35.1BL | 000's | 2 | 2019-20: 37.799; 2020-21: 38.469; 2021-22: 39.129; 2022-23: 39.722; 2023-24: 40.213; 2024-25: 40.715; 2025-26: 41.222; 2026-27: 41.701; 2027-28: 42.104; 2028-29: 42.508; 2029-30: 42.848; 2030-31: 43.188; 2031-32: 43.522; 2032-33: 43.868; 2033-34: 44.193; 2034-35: 44.497; 2035-36: 44.756; 2036-37: 45.03; 2037-38: 45.299; 2038-39: 45.579; 2039-40: 45.846; 2040-41: 46.061; 2041-42: 46.269; 2042-43: 46.473; 2043-44: 46.667; 2044-45: 46.851; 2045-46: 47.03; 2046-47: 47.201; 2047-48: 47.364; 2048-49: 47.523; 2049-50: 47.676
37FP | Measured Non Household - Population | Input | 000's | 2 | 2019-20: 2.085; 2020-21: 2.105; 2021-22: 2.122; 2022-23: 2.142; 2023-24: 2.164; 2024-25: 2.18; 2025-26: 2.195; 2026-27: 2.218; 2027-28: 2.245; 2028-29: 2.27; 2029-30: 2.29; 2030-31: 2.311; 2031-32: 2.341; 2032-33: 2.371; 2033-34: 2.392; 2034-35: 2.413; 2035-36: 2.427; 2036-37: 2.442; 2037-38: 2.458; 2038-39: 2.477; 2039-40: 2.494; 2040-41: 2.511; 2041-42: 2.533; 2042-43: 2.555; 2043-44: 2.581; 2044-45: 2.606; 2045-46: 2.634; 2046-47: 2.662; 2047-48: 2.687; 2048-49: 2.712; 2049-50: 2.735
38FP | Unmeasured Non Household - Population | Input | 000's | 2 | 2019-20: 0.009; 2020-21: 0.009; 2021-22: 0.009; 2022-23: 0.009; 2023-24: 0.009; 2024-25: 0.009; 2025-26: 0.009; 2026-27: 0.009; 2027-28: 0.009; 2028-29: 0.009; 2029-30: 0.009; 2030-31: 0.009; 2031-32: 0.009; 2032-33: 0.01; 2033-34: 0.01; 2034-35: 0.01; 2035-36: 0.01; 2036-37: 0.01; 2037-38: 0.01; 2038-39: 0.01; 2039-40: 0.01; 2040-41: 0.01; 2041-42: 0.01; 2042-43: 0.01; 2043-44: 0.01; 2044-45: 0.01; 2045-46: 0.011; 2046-47: 0.011; 2047-48: 0.011; 2048-49: 0.011; 2049-50: 0.011
39FP | Measured Household - Population | Input | 000's | 2 | 2019-20: 49.852; 2020-21: 51.562; 2021-22: 53.034; 2022-23: 54.898; 2023-24: 56.526; 2024-25: 58.105; 2025-26: 59.522; 2026-27: 60.886; 2027-28: 62.127; 2028-29: 63.33; 2029-30: 64.369; 2030-31: 65.358; 2031-32: 66.331; 2032-33: 67.291; 2033-34: 68.193; 2034-35: 69.037; 2035-36: 69.764; 2036-37: 70.496; 2037-38: 71.227; 2038-39: 71.96; 2039-40: 72.705; 2040-41: 73.371; 2041-42: 74.026; 2042-43: 74.676; 2043-44: 75.322; 2044-45: 75.954; 2045-46: 76.378; 2046-47: 76.788; 2047-48: 77.203; 2048-49: 77.615; 2049-50: 77.888
40FP | Unmeasured Household - Population | Input | 000's | 2 | 2019-20: 22.717; 2020-21: 21.887; 2021-22: 21.163; 2022-23: 20.312; 2023-24: 19.498; 2024-25: 18.716; 2025-26: 18.069; 2026-27: 17.452; 2027-28: 16.859; 2028-29: 16.283; 2029-30: 15.725; 2030-31: 15.178; 2031-32: 14.653; 2032-33: 14.146; 2033-34: 13.656; 2034-35: 13.185; 2035-36: 12.728; 2036-37: 12.285; 2037-38: 11.858; 2038-39: 11.444; 2039-40: 11.051; 2040-41: 10.67; 2041-42: 10.301; 2042-43: 9.945; 2043-44: 9.601; 2044-45: 9.266; 2045-46: 9.12; 2046-47: 8.978; 2047-48: 8.841; 2048-49: 8.709; 2049-50: 8.708
41FP | Total Resource Zone Population | sum (37FP:40FP) | 000's | 2 | 2019-20: 74.663; 2020-21: 75.563; 2021-22: 76.328; 2022-23: 77.361; 2023-24: 78.197; 2024-25: 79.01; 2025-26: 79.795; 2026-27: 80.565; 2027-28: 81.24; 2028-29: 81.892; 2029-30: 82.393; 2030-31: 82.856; 2031-32: 83.334; 2032-33: 83.818; 2033-34: 84.251; 2034-35: 84.645; 2035-36: 84.929; 2036-37: 85.233; 2037-38: 85.553; 2038-39: 85.891; 2039-40: 86.26; 2040-41: 86.562; 2041-42: 86.87; 2042-43: 87.186; 2043-44: 87.514; 2044-45: 87.836; 2045-46: 88.143; 2046-47: 88.439; 2047-48: 88.742; 2048-49: 89.047; 2049-50: 89.342
42FP | Average household occupancy rate (excl. voids) | (39FP + 40FP) / (34FP + 35FP) | h/prop | 1 | 2019-20: 2.1123; 2020-21: 2.0991; 2021-22: 2.0831; 2022-23: 2.0793; 2023-24: 2.0755; 2024-25: 2.0708; 2025-26: 2.0653; 2026-27: 2.0607; 2027-28: 2.0575; 2028-29: 2.0536; 2029-30: 2.0491; 2030-31: 2.0437; 2031-32: 2.0389; 2032-33: 2.0335; 2033-34: 2.0281; 2034-35: 2.0228; 2035-36: 2.0174; 2036-37: 2.0117; 2037-38: 2.0066; 2038-39: 2.0014; 2039-40: 1.9977; 2040-41: 1.9948; 2041-42: 1.9922; 2042-43: 1.9901; 2043-44: 1.9887; 2044-45: 1.9875; 2045-46: 1.9862; 2046-47: 1.985; 2047-48: 1.9843; 2048-49: 1.9839; 2049-50: 1.9836
43FP | Total Household Metering penetration (excl. voids) | 34FP / (34FP + 35FP) | % | 1 | 2019-20: 72.71%; 2020-21: 74.18%; 2021-22: 75.47%; 2022-23: 76.81%; 2023-24: 78.02%; 2024-25: 79.16%; 2025-26: 80.12%; 2026-27: 81.02%; 2027-28: 81.84%; 2028-29: 82.63%; 2029-30: 83.35%; 2030-31: 84.04%; 2031-32: 84.7%; 2032-33: 85.33%; 2033-34: 85.92%; 2034-35: 86.49%; 2035-36: 87.01%; 2036-37: 87.52%; 2037-38: 88.01%; 2038-39: 88.47%; 2039-40: 88.92%; 2040-41: 89.33%; 2041-42: 89.72%; 2042-43: 90.1%; 2043-44: 90.46%; 2044-45: 90.8%; 2045-46: 90.95%; 2046-47: 91.1%; 2047-48: 91.24%; 2048-49: 91.37%; 2049-50: 91.4%
44FP | Total Household Metering penetration (incl. voids) | (34FP) / (34FP + 34.7FP + 35FP + 35.1FP) | % | 1 | 2019-20: 70.81%; 2020-21: 72.26%; 2021-22: 73.52%; 2022-23: 74.83%; 2023-24: 76%; 2024-25: 77.12%; 2025-26: 78.06%; 2026-27: 78.94%; 2027-28: 79.74%; 2028-29: 80.51%; 2029-30: 81.21%; 2030-31: 81.88%; 2031-32: 82.52%; 2032-33: 83.14%; 2033-34: 83.72%; 2034-35: 84.28%; 2035-36: 84.78%; 2036-37: 85.28%; 2037-38: 85.76%; 2038-39: 86.21%; 2039-40: 86.65%; 2040-41: 87.05%; 2041-42: 87.43%; 2042-43: 87.8%; 2043-44: 88.15%; 2044-45: 88.48%; 2045-46: 88.63%; 2046-47: 88.77%; 2047-48: 88.91%; 2048-49: 89.03%; 2049-50: 89.06%
45FP | Distribution input | sum (12FP:15FP) + 21FP + 22FP + 27FP + 28FP | Ml/d | 2 | 2019-20: 21.21; 2020-21: 21.04; 2021-22: 20.91; 2022-23: 20.86; 2023-24: 20.58; 2024-25: 20.48; 2025-26: 20.34; 2026-27: 20.24; 2027-28: 20.14; 2028-29: 20.01; 2029-30: 19.85; 2030-31: 19.71; 2031-32: 19.55; 2032-33: 19.49; 2033-34: 19.42; 2034-35: 19.27; 2035-36: 19.12; 2036-37: 18.98; 2037-38: 18.87; 2038-39: 18.74; 2039-40: 18.62; 2040-41: 18.47; 2041-42: 18.3; 2042-43: 18.18; 2043-44: 18; 2044-45: 17.87; 2045-46: 17.75; 2046-47: 17.59; 2047-48: 17.51; 2048-49: 17.42; 2049-50: 17.37
46FP | Target headroom (climate change component) | Input | Ml/d | 2 | 2019-20: 0.0017779; 2020-21: 0.0017779; 2021-22: 0.0017779; 2022-23: 0.0017779; 2023-24: 0.0017779; 2024-25: 0.0017779; 2025-26: 0.0017779; 2026-27: 0.0018302; 2027-28: 0.0025541; 2028-29: 0.0016015; 2029-30: 0.0023497; 2030-31: 0.0030779; 2031-32: 0.0042691; 2032-33: 0.0039488; 2033-34: 0.0030574; 2034-35: 0.0038622; 2035-36: 0.0074376; 2036-37: 0.0056808; 2037-38: 0.0049278; 2038-39: 0.0064329; 2039-40: 0; 2040-41: 0; 2041-42: 0; 2042-43: 0; 2043-44: 0; 2044-45: 0; 2045-46: 0; 2046-47: 0; 2047-48: 0; 2048-49: 0; 2049-50: 0
47FP | Target headroom (All other components) | Input | Ml/d | 2 | 2019-20: 0.87704; 2020-21: 0.87704; 2021-22: 0.87704; 2022-23: 0.87704; 2023-24: 0.87704; 2024-25: 0.87704; 2025-26: 0.87704; 2026-27: 0.865; 2027-28: 0.8559; 2028-29: 0.85977; 2029-30: 0.87184; 2030-31: 0.79139; 2031-32: 0.80943; 2032-33: 0.83083; 2033-34: 0.83893; 2034-35: 0.87865; 2035-36: 0.70167; 2036-37: 0.61441; 2037-38: 0.63596; 2038-39: 0.67985; 2039-40: 0.48629; 2040-41: 0.51211; 2041-42: 0.53341; 2042-43: 0.55976; 2043-44: 0.59177; 2044-45: 0.59925; 2045-46: 0.47417; 2046-47: 0.47365; 2047-48: 0.46965; 2048-49: 0.46525; 2049-50: 0.47192
48FP | Target Headroom | 46FP + 47FP | Ml/d | 2 | 2019-20: 0.87882; 2020-21: 0.87882; 2021-22: 0.87882; 2022-23: 0.87882; 2023-24: 0.87882; 2024-25: 0.87882; 2025-26: 0.87882; 2026-27: 0.86683; 2027-28: 0.85846; 2028-29: 0.86137; 2029-30: 0.87419; 2030-31: 0.79447; 2031-32: 0.81369; 2032-33: 0.83478; 2033-34: 0.84199; 2034-35: 0.88251; 2035-36: 0.70911; 2036-37: 0.62009; 2037-38: 0.64089; 2038-39: 0.68628; 2039-40: 0.48629; 2040-41: 0.51211; 2041-42: 0.53341; 2042-43: 0.55976; 2043-44: 0.59177; 2044-45: 0.59925; 2045-46: 0.47417; 2046-47: 0.47365; 2047-48: 0.46965; 2048-49: 0.46525; 2049-50: 0.47192
49FP | Available Headroom | 11FP - 45FP | Ml/d | 2 | 2019-20: 2.72; 2020-21: 2.89; 2021-22: 3.02; 2022-23: 3.07; 2023-24: 3.35; 2024-25: 3.45; 2025-26: 2.871; 2026-27: 2.971; 2027-28: 3.071; 2028-29: 3.201; 2029-30: 3.361; 2030-31: 0.79; 2031-32: 0.81; 2032-33: 0.831; 2033-34: 0.901; 2034-35: 1.051; 2035-36: 0.71; 2036-37: 0.62; 2037-38: 0.64; 2038-39: 0.69; 2039-40: 0.49; 2040-41: 0.51; 2041-42: 0.53; 2042-43: 0.56; 2043-44: 0.59; 2044-45: 0.6; 2045-46: 0.47; 2046-47: 0.47; 2047-48: 0.47; 2048-49: 0.491; 2049-50: 0.541
49.1FP | Available non-potable balance (if applicable) | 1.1FP - 12.1FP | Ml/d | 2 | 2019-20: 0; 2020-21: 0; 2021-22: 0; 2022-23: 0; 2023-24: 0; 2024-25: 0; 2025-26: 0; 2026-27: 0; 2027-28: 0; 2028-29: 0; 2029-30: 0; 2030-31: 0; 2031-32: 0; 2032-33: 0; 2033-34: 0; 2034-35: 0; 2035-36: 0; 2036-37: 0; 2037-38: 0; 2038-39: 0; 2039-40: 0; 2040-41: 0; 2041-42: 0; 2042-43: 0; 2043-44: 0; 2044-45: 0; 2045-46: 0; 2046-47: 0; 2047-48: 0; 2048-49: 0; 2049-50: 0
50FP | Supply Demand Balance | 49FP - 48FP | Ml/d | 2 | 2019-20: 1.8412; 2020-21: 2.0112; 2021-22: 2.1412; 2022-23: 2.1912; 2023-24: 2.4712; 2024-25: 2.5712; 2025-26: 1.9922; 2026-27: 2.1042; 2027-28: 2.2125; 2028-29: 2.3396; 2029-30: 2.4868; 2030-31: -0.0044656; 2031-32: -0.0036948; 2032-33: -0.0037766; 2033-34: 0.059014; 2034-35: 0.16849; 2035-36: 0.00089094; 2036-37: -9.2735e-05; 2037-38: -0.00088908; 2038-39: 0.0037161; 2039-40: 0.0037118; 2040-41: -0.0021148; 2041-42: -0.0034122; 2042-43: 0.00023717; 2043-44: -0.0017739; 2044-45: 0.00075496; 2045-46: -0.0041664; 2046-47: -0.0036503; 2047-48: 0.00035265; 2048-49: 0.025751; 2049-50: 0.069081
Water Company | Anglian Water | Version | V3.1
WRZ | AWSLNN | Planning Scenario | DYCP
Table 3d: DYCP - Baseline | Back to top of sheet
WRMP24 reference | Component | Derivation | Unit | Decimal places | 2019-20 | 2020-21 | 2021-22 | 2022-23 | 2023-24 | 2024-25 | 2025-26 | 2026-27 | 2027-28 | 2028-29 | 2029-30 | 2030-31 | 2031-32 | 2032-33 | 2033-34 | 2034-35 | 2035-36 | 2036-37 | 2037-38 | 2038-39 | 2039-40 | 2040-41 | 2041-42 | 2042-43 | 2043-44 | 2044-45 | 2045-46 | 2046-47 | 2047-48 | 2048-49 | 2049-50 | 2050-51 | 2051-52 | 2052-53 | 2053-54 | 2054-55 | 2055-56 | 2056-57 | 2057-58 | 2058-59 | 2059-60 | 2060-61 | 2061-62 | 2062-63 | 2063-64 | 2064-65 | 2065-66 | 2066-67 | 2067-68 | 2068-69 | 2069-70 | 2070-71 | 2071-72 | 2072-73 | 2073-74 | 2074-75 | 2075-76 | 2076-77 | 2077-78 | 2078-79 | 2079-80 | 2080-81 | 2081-82 | 2082-83 | 2083-84 | 2084-85 | 2085-86 | 2086-87 | 2087-88 | 2088-89 | 2089-90 | 2090-91 | 2091-92 | 2092-93 | 2093-94 | 2094-95 | 2095-96 | 2096-97 | 2097-98 | 2098-99 | 2099-100
1BL | Raw water abstracted | Input | Ml/d | 2 | 2019-20: 0; 2020-21: 0; 2021-22: 0; 2022-23: 0; 2023-24: 0; 2024-25: 0; 2025-26: 0; 2026-27: 0; 2027-28: 0; 2028-29: 0; 2029-30: 0; 2030-31: 0; 2031-32: 0; 2032-33: 0; 2033-34: 0; 2034-35: 0; 2035-36: 0; 2036-37: 0; 2037-38: 0; 2038-39: 0; 2039-40: 0; 2040-41: 0; 2041-42: 0; 2042-43: 0; 2043-44: 0; 2044-45: 0; 2045-46: 0; 2046-47: 0; 2047-48: 0; 2048-49: 0; 2049-50: 0
1.1BL | Non-potable water supplies | Input | Ml/d | 2 | 2019-20: 0; 2020-21: 0; 2021-22: 0; 2022-23: 0; 2023-24: 0; 2024-25: 0; 2025-26: 0; 2026-27: 0; 2027-28: 0; 2028-29: 0; 2029-30: 0; 2030-31: 0; 2031-32: 0; 2032-33: 0; 2033-34: 0; 2034-35: 0; 2035-36: 0; 2036-37: 0; 2037-38: 0; 2038-39: 0; 2039-40: 0; 2040-41: 0; 2041-42: 0; 2042-43: 0; 2043-44: 0; 2044-45: 0; 2045-46: 0; 2046-47: 0; 2047-48: 0; 2048-49: 0; 2049-50: 0
2BL | Raw water imported | Input | Ml/d | 2 | 2019-20: 0; 2020-21: 0; 2021-22: 0; 2022-23: 0; 2023-24: 0; 2024-25: 0; 2025-26: 0; 2026-27: 0; 2027-28: 0; 2028-29: 0; 2029-30: 0; 2030-31: 0; 2031-32: 0; 2032-33: 0; 2033-34: 0; 2034-35: 0; 2035-36: 0; 2036-37: 0; 2037-38: 0; 2038-39: 0; 2039-40: 0; 2040-41: 0; 2041-42: 0; 2042-43: 0; 2043-44: 0; 2044-45: 0; 2045-46: 0; 2046-47: 0; 2047-48: 0; 2048-49: 0; 2049-50: 0
3BL | Potable water imported | Input | Ml/d | 2 | 2019-20: 0; 2020-21: 0; 2021-22: 0; 2022-23: 0; 2023-24: 0; 2024-25: 0; 2025-26: 0; 2026-27: 0; 2027-28: 0; 2028-29: 0; 2029-30: 0; 2030-31: 0; 2031-32: 0; 2032-33: 0; 2033-34: 0; 2034-35: 0; 2035-36: 0; 2036-37: 0; 2037-38: 0; 2038-39: 0; 2039-40: 0; 2040-41: 0; 2041-42: 0; 2042-43: 0; 2043-44: 0; 2044-45: 0; 2045-46: 0; 2046-47: 0; 2047-48: 0; 2048-49: 0; 2049-50: 0
4BL | Raw water exported enter as -ve | Input | Ml/d | 2 | 2019-20: 0; 2020-21: 0; 2021-22: 0; 2022-23: 0; 2023-24: 0; 2024-25: 0; 2025-26: 0; 2026-27: 0; 2027-28: 0; 2028-29: 0; 2029-30: 0; 2030-31: 0; 2031-32: 0; 2032-33: 0; 2033-34: 0; 2034-35: 0; 2035-36: 0; 2036-37: 0; 2037-38: 0; 2038-39: 0; 2039-40: 0; 2040-41: 0; 2041-42: 0; 2042-43: 0; 2043-44: 0; 2044-45: 0; 2045-46: 0; 2046-47: 0; 2047-48: 0; 2048-49: 0; 2049-50: 0
5BL | Potable water exported enter as -ve | Input | Ml/d | 2 | 2019-20: 0; 2020-21: 0; 2021-22: 0; 2022-23: 0; 2023-24: 0; 2024-25: 0; 2025-26: 0; 2026-27: 0; 2027-28: 0; 2028-29: 0; 2029-30: 0; 2030-31: 0; 2031-32: 0; 2032-33: 0; 2033-34: 0; 2034-35: 0; 2035-36: 0; 2036-37: 0; 2037-38: 0; 2038-39: 0; 2039-40: 0; 2040-41: 0; 2041-42: 0; 2042-43: 0; 2043-44: 0; 2044-45: 0; 2045-46: 0; 2046-47: 0; 2047-48: 0; 2048-49: 0; 2049-50: 0
6BL | Deployable Output before forecast changes | Input | Ml/d | 2 | 2019-20: 28.95; 2020-21: 28.95; 2021-22: 28.95; 2022-23: 28.95; 2023-24: 28.95; 2024-25: 28.95; 2025-26: 28.95; 2026-27: 28.95; 2027-28: 28.95; 2028-29: 28.95; 2029-30: 28.95; 2030-31: 28.95; 2031-32: 28.95; 2032-33: 28.95; 2033-34: 28.95; 2034-35: 28.95; 2035-36: 28.95; 2036-37: 28.95; 2037-38: 28.95; 2038-39: 28.95; 2039-40: 28.95; 2040-41: 28.95; 2041-42: 28.95; 2042-43: 28.95; 2043-44: 28.95; 2044-45: 28.95; 2045-46: 28.95; 2046-47: 28.95; 2047-48: 28.95; 2048-49: 28.95; 2049-50: 28.95
6.1BL | Deployable Output post forecast changes | 6BL + 7BL | Ml/d | 2 | 2019-20: 28.95; 2020-21: 28.95; 2021-22: 28.95; 2022-23: 28.95; 2023-24: 28.95; 2024-25: 28.95; 2025-26: 28.95; 2026-27: 28.95; 2027-28: 28.95; 2028-29: 28.95; 2029-30: 28.95; 2030-31: 28.95; 2031-32: 28.95; 2032-33: 28.95; 2033-34: 28.95; 2034-35: 28.95; 2035-36: 28.95; 2036-37: 28.95; 2037-38: 28.95; 2038-39: 28.95; 2039-40: 28.95; 2040-41: 28.95; 2041-42: 28.95; 2042-43: 28.95; 2043-44: 28.95; 2044-45: 28.95; 2045-46: 28.95; 2046-47: 28.95; 2047-48: 28.95; 2048-49: 28.95; 2049-50: 28.95
7BL | Baseline forecast changes to Deployable Output | sum (7.1BL:7.6BL) | Ml/d | 2 | 2019-20: 0; 2020-21: 0; 2021-22: 0; 2022-23: 0; 2023-24: 0; 2024-25: 0; 2025-26: 0; 2026-27: 0; 2027-28: 0; 2028-29: 0; 2029-30: 0; 2030-31: 0; 2031-32: 0; 2032-33: 0; 2033-34: 0; 2034-35: 0; 2035-36: 0; 2036-37: 0; 2037-38: 0; 2038-39: 0; 2039-40: 0; 2040-41: 0; 2041-42: 0; 2042-43: 0; 2043-44: 0; 2044-45: 0; 2045-46: 0; 2046-47: 0; 2047-48: 0; 2048-49: 0; 2049-50: 0
7.1BL | Change in DO due to climate change | Input | Ml/d | 2 | 2019-20: 0; 2020-21: 0; 2021-22: 0; 2022-23: 0; 2023-24: 0; 2024-25: 0; 2025-26: 0; 2026-27: 0; 2027-28: 0; 2028-29: 0; 2029-30: 0; 2030-31: 0; 2031-32: 0; 2032-33: 0; 2033-34: 0; 2034-35: 0; 2035-36: 0; 2036-37: 0; 2037-38: 0; 2038-39: 0; 2039-40: 0; 2040-41: 0; 2041-42: 0; 2042-43: 0; 2043-44: 0; 2044-45: 0; 2045-46: 0; 2046-47: 0; 2047-48: 0; 2048-49: 0; 2049-50: 0
7.2BL | Total confirmed DO reductions to restore sustainable abstraction enter as -ve | Input | Ml/d | 2 | 2019-20: 0; 2020-21: 0; 2021-22: 0; 2022-23: 0; 2023-24: 0; 2024-25: 0; 2025-26: 0; 2026-27: 0; 2027-28: 0; 2028-29: 0; 2029-30: 0; 2030-31: 0; 2031-32: 0; 2032-33: 0; 2033-34: 0; 2034-35: 0; 2035-36: 0; 2036-37: 0; 2037-38: 0; 2038-39: 0; 2039-40: 0; 2040-41: 0; 2041-42: 0; 2042-43: 0; 2043-44: 0; 2044-45: 0; 2045-46: 0; 2046-47: 0; 2047-48: 0; 2048-49: 0; 2049-50: 0
7.3BL | Total expected DO reductions to restore sustainable abstraction (Environmental Destination) (excl. any confirmed reductions) enter as -ve | Input | Ml/d | 2 | 2019-20: 0; 2020-21: 0; 2021-22: 0; 2022-23: 0; 2023-24: 0; 2024-25: 0; 2025-26: 0; 2026-27: 0; 2027-28: 0; 2028-29: 0; 2029-30: 0; 2030-31: 0; 2031-32: 0; 2032-33: 0; 2033-34: 0; 2034-35: 0; 2035-36: 0; 2036-37: 0; 2037-38: 0; 2038-39: 0; 2039-40: 0; 2040-41: 0; 2041-42: 0; 2042-43: 0; 2043-44: 0; 2044-45: 0; 2045-46: 0; 2046-47: 0; 2047-48: 0; 2048-49: 0; 2049-50: 0
7.4BL | Change in DO from prolonged Outage reduction enter as -ve | Input | Ml/d | 2 | 2019-20: 0; 2020-21: 0; 2021-22: 0; 2022-23: 0; 2023-24: 0; 2024-25: 0; 2025-26: 0; 2026-27: 0; 2027-28: 0; 2028-29: 0; 2029-30: 0; 2030-31: 0; 2031-32: 0; 2032-33: 0; 2033-34: 0; 2034-35: 0; 2035-36: 0; 2036-37: 0; 2037-38: 0; 2038-39: 0; 2039-40: 0; 2040-41: 0; 2041-42: 0; 2042-43: 0; 2043-44: 0; 2044-45: 0; 2045-46: 0; 2046-47: 0; 2047-48: 0; 2048-49: 0; 2049-50: 0
7.5BL | Change in DO from drought measures | Zero for baseline | Ml/d | 2 | 2019-20: 0; 2020-21: 0; 2021-22: 0; 2022-23: 0; 2023-24: 0; 2024-25: 0; 2025-26: 0; 2026-27: 0; 2027-28: 0; 2028-29: 0; 2029-30: 0; 2030-31: 0; 2031-32: 0; 2032-33: 0; 2033-34: 0; 2034-35: 0; 2035-36: 0; 2036-37: 0; 2037-38: 0; 2038-39: 0; 2039-40: 0; 2040-41: 0; 2041-42: 0; 2042-43: 0; 2043-44: 0; 2044-45: 0; 2045-46: 0; 2046-47: 0; 2047-48: 0; 2048-49: 0; 2049-50: 0
7.6BL | Total other changes to DO (specify e.g. Nitrates) | Input | Ml/d | 2 | 2019-20: 0; 2020-21: 0; 2021-22: 0; 2022-23: 0; 2023-24: 0; 2024-25: 0; 2025-26: 0; 2026-27: 0; 2027-28: 0; 2028-29: 0; 2029-30: 0; 2030-31: 0; 2031-32: 0; 2032-33: 0; 2033-34: 0; 2034-35: 0; 2035-36: 0; 2036-37: 0; 2037-38: 0; 2038-39: 0; 2039-40: 0; 2040-41: 0; 2041-42: 0; 2042-43: 0; 2043-44: 0; 2044-45: 0; 2045-46: 0; 2046-47: 0; 2047-48: 0; 2048-49: 0; 2049-50: 0
8BL | Raw water losses, treatment works losses and operational use | Input | Ml/d | 2 | 2019-20: 1.57; 2020-21: 1.57; 2021-22: 1.57; 2022-23: 1.57; 2023-24: 1.57; 2024-25: 1.57; 2025-26: 1.57; 2026-27: 1.57; 2027-28: 1.57; 2028-29: 1.57; 2029-30: 1.57; 2030-31: 1.57; 2031-32: 1.57; 2032-33: 1.57; 2033-34: 1.57; 2034-35: 1.57; 2035-36: 1.57; 2036-37: 1.57; 2037-38: 1.57; 2038-39: 1.57; 2039-40: 1.57; 2040-41: 1.57; 2041-42: 1.57; 2042-43: 1.57; 2043-44: 1.57; 2044-45: 1.57; 2045-46: 1.57; 2046-47: 1.57; 2047-48: 1.57; 2048-49: 1.57; 2049-50: 1.57
9BL | Total Outage Allowance | Input | Ml/d | 2 | 2019-20: 0.16; 2020-21: 0.16; 2021-22: 0.16; 2022-23: 0.16; 2023-24: 0.16; 2024-25: 0.16; 2025-26: 0.16; 2026-27: 0.16; 2027-28: 0.16; 2028-29: 0.16; 2029-30: 0.16; 2030-31: 0.16; 2031-32: 0.16; 2032-33: 0.16; 2033-34: 0.16; 2034-35: 0.16; 2035-36: 0.16; 2036-37: 0.16; 2037-38: 0.16; 2038-39: 0.16; 2039-40: 0.16; 2040-41: 0.16; 2041-42: 0.16; 2042-43: 0.16; 2043-44: 0.16; 2044-45: 0.16; 2045-46: 0.16; 2046-47: 0.16; 2047-48: 0.16; 2048-49: 0.16; 2049-50: 0.16
10BL | Water Available For Use (own sources) | (6BL + 7BL) - (8BL + 9BL) | Ml/d | 2 | 2019-20: 27.22; 2020-21: 27.22; 2021-22: 27.22; 2022-23: 27.22; 2023-24: 27.22; 2024-25: 27.22; 2025-26: 27.22; 2026-27: 27.22; 2027-28: 27.22; 2028-29: 27.22; 2029-30: 27.22; 2030-31: 27.22; 2031-32: 27.22; 2032-33: 27.22; 2033-34: 27.22; 2034-35: 27.22; 2035-36: 27.22; 2036-37: 27.22; 2037-38: 27.22; 2038-39: 27.22; 2039-40: 27.22; 2040-41: 27.22; 2041-42: 27.22; 2042-43: 27.22; 2043-44: 27.22; 2044-45: 27.22; 2045-46: 27.22; 2046-47: 27.22; 2047-48: 27.22; 2048-49: 27.22; 2049-50: 27.22
11BL | Total Water Available For Use | 10BL + sum (2BL:5BL) | Ml/d | 2 | 2019-20: 27.22; 2020-21: 27.22; 2021-22: 27.22; 2022-23: 27.22; 2023-24: 27.22; 2024-25: 27.22; 2025-26: 27.22; 2026-27: 27.22; 2027-28: 27.22; 2028-29: 27.22; 2029-30: 27.22; 2030-31: 27.22; 2031-32: 27.22; 2032-33: 27.22; 2033-34: 27.22; 2034-35: 27.22; 2035-36: 27.22; 2036-37: 27.22; 2037-38: 27.22; 2038-39: 27.22; 2039-40: 27.22; 2040-41: 27.22; 2041-42: 27.22; 2042-43: 27.22; 2043-44: 27.22; 2044-45: 27.22; 2045-46: 27.22; 2046-47: 27.22; 2047-48: 27.22; 2048-49: 27.22; 2049-50: 27.22
12BL | Water delivered measured non-household | Input Note - consumption & uspl | Ml/d | 2 | 2019-20: 5.93; 2020-21: 5.89; 2021-22: 5.85; 2022-23: 5.81; 2023-24: 5.77; 2024-25: 5.74; 2025-26: 5.7; 2026-27: 5.66; 2027-28: 5.63; 2028-29: 5.6; 2029-30: 5.56; 2030-31: 5.51; 2031-32: 5.47; 2032-33: 5.44; 2033-34: 5.4; 2034-35: 5.37; 2035-36: 5.33; 2036-37: 5.3; 2037-38: 5.26; 2038-39: 5.23; 2039-40: 5.21; 2040-41: 5.18; 2041-42: 5.16; 2042-43: 5.13; 2043-44: 5.12; 2044-45: 5.1; 2045-46: 5.08; 2046-47: 5.07; 2047-48: 5.05; 2048-49: 5.04; 2049-50: 5.02
12.1BL | Non-potable water consumption | Input | Ml/d | 2 | 2019-20: 0; 2020-21: 0; 2021-22: 0; 2022-23: 0; 2023-24: 0; 2024-25: 0; 2025-26: 0; 2026-27: 0; 2027-28: 0; 2028-29: 0; 2029-30: 0; 2030-31: 0; 2031-32: 0; 2032-33: 0; 2033-34: 0; 2034-35: 0; 2035-36: 0; 2036-37: 0; 2037-38: 0; 2038-39: 0; 2039-40: 0; 2040-41: 0; 2041-42: 0; 2042-43: 0; 2043-44: 0; 2044-45: 0; 2045-46: 0; 2046-47: 0; 2047-48: 0; 2048-49: 0; 2049-50: 0
13BL | Water delivered unmeasured non-household | Input Note - consumption & uspl | Ml/d | 2 | 2019-20: 0.02; 2020-21: 0.02; 2021-22: 0.02; 2022-23: 0.02; 2023-24: 0.02; 2024-25: 0.02; 2025-26: 0.02; 2026-27: 0.02; 2027-28: 0.02; 2028-29: 0.02; 2029-30: 0.02; 2030-31: 0.02; 2031-32: 0.02; 2032-33: 0.02; 2033-34: 0.02; 2034-35: 0.02; 2035-36: 0.02; 2036-37: 0.02; 2037-38: 0.02; 2038-39: 0.02; 2039-40: 0.02; 2040-41: 0.02; 2041-42: 0.02; 2042-43: 0.02; 2043-44: 0.02; 2044-45: 0.02; 2045-46: 0.02; 2046-47: 0.02; 2047-48: 0.02; 2048-49: 0.02; 2049-50: 0.02
14BL | Water delivered measured household | Input Note - consumption & uspl | Ml/d | 2 | 2019-20: 8.97; 2020-21: 9.11; 2021-22: 9.23; 2022-23: 9.51; 2023-24: 9.51; 2024-25: 9.71; 2025-26: 9.9; 2026-27: 10.09; 2027-28: 10.27; 2028-29: 10.44; 2029-30: 10.57; 2030-31: 10.71; 2031-32: 10.86; 2032-33: 11.05; 2033-34: 11.23; 2034-35: 11.41; 2035-36: 11.56; 2036-37: 11.71; 2037-38: 11.9; 2038-39: 12.06; 2039-40: 12.22; 2040-41: 12.37; 2041-42: 12.51; 2042-43: 12.65; 2043-44: 12.79; 2044-45: 12.92; 2045-46: 13.03; 2046-47: 13.13; 2047-48: 13.23; 2048-49: 13.32; 2049-50: 13.39
15BL | Water delivered unmeasured household | Input Note - consumption & uspl | Ml/d | 2 | 2019-20: 6.16; 2020-21: 5.93; 2021-22: 5.73; 2022-23: 5.49; 2023-24: 5.27; 2024-25: 5.05; 2025-26: 4.87; 2026-27: 4.7; 2027-28: 4.53; 2028-29: 4.37; 2029-30: 4.21; 2030-31: 4.07; 2031-32: 3.93; 2032-33: 3.8; 2033-34: 3.68; 2034-35: 3.56; 2035-36: 3.44; 2036-37: 3.33; 2037-38: 3.23; 2038-39: 3.12; 2039-40: 3.03; 2040-41: 2.93; 2041-42: 2.84; 2042-43: 2.76; 2043-44: 2.67; 2044-45: 2.59; 2045-46: 2.55; 2046-47: 2.5; 2047-48: 2.46; 2048-49: 2.42; 2049-50: 2.42
16BL | Percentage of consumption driven by climate change | Input | % | 1 | 2019-20: 0%; 2020-21: 0%; 2021-22: 0%; 2022-23: 0.1%; 2023-24: 0.1%; 2024-25: 0.1%; 2025-26: 0.1%; 2026-27: 0.1%; 2027-28: 0.1%; 2028-29: 0.2%; 2029-30: 0.2%; 2030-31: 0.2%; 2031-32: 0.2%; 2032-33: 0.3%; 2033-34: 0.3%; 2034-35: 0.3%; 2035-36: 0.4%; 2036-37: 0.4%; 2037-38: 0.4%; 2038-39: 0.5%; 2039-40: 0.5%; 2040-41: 0.6%; 2041-42: 0.6%; 2042-43: 0.6%; 2043-44: 0.7%; 2044-45: 0.7%; 2045-46: 0.8%; 2046-47: 0.8%; 2047-48: 0.8%; 2048-49: 0.8%; 2049-50: 0.9%
17BL | Volume of consumption driven by climate change | 16BL * (12BL + sum(13BL:15BL) - sum (23BL:26BL)) | Ml/d | 2 | 2019-20: 0; 2020-21: 0; 2021-22: 0; 2022-23: 0.02025; 2023-24: 0.02002; 2024-25: 0.01998; 2025-26: 0.01996; 2026-27: 0.01996; 2027-28: 0.01994; 2028-29: 0.03986; 2029-30: 0.03976; 2030-31: 0.03968; 2031-32: 0.03964; 2032-33: 0.05955; 2033-34: 0.05961; 2034-35: 0.0597; 2035-36: 0.07956; 2036-37: 0.0796; 2037-38: 0.0798; 2038-39: 0.09985; 2039-40: 0.1001; 2040-41: 0.12024; 2041-42: 0.12042; 2042-43: 0.1206; 2043-44: 0.14098; 2044-45: 0.14119; 2045-46: 0.16176; 2046-47: 0.16208; 2047-48: 0.1624; 2048-49: 0.16264; 2049-50: 0.18342
18BL | Measured Household - PCC | ((14BL - 25BL) * 1,000,000) / (39BL *1,000) | l/h/d | 1 | 2019-20: 173.313; 2020-21: 170.4744; 2021-22: 168.194; 2022-23: 167.4014; 2023-24: 162.9339; 2024-25: 161.9482; 2025-26: 161.2849; 2026-27: 160.901; 2027-28: 160.5379; 2028-29: 160.13; 2029-30: 159.6785; 2030-31: 159.5233; 2031-32: 159.4135; 2032-33: 159.7828; 2033-34: 160.2822; 2034-35: 160.761; 2035-36: 161.2142; 2036-37: 161.5072; 2037-38: 162.4968; 2038-39: 162.9094; 2039-40: 163.426; 2040-41: 163.8408; 2041-42: 164.2702; 2042-43: 164.5695; 2043-44: 165.0069; 2044-45: 165.2068; 2045-46: 165.6139; 2046-47: 165.9164; 2047-48: 166.2111; 2048-49: 166.2586; 2049-50: 166.573
19BL | Unmeasured Household - PCC | ((15BL - 26BL) * 1,000,000) / (40BL *1,000) | l/h/d | 1 | 2019-20: 259.2772; 2020-21: 259.0579; 2021-22: 258.9425; 2022-23: 258.4679; 2023-24: 258.4881; 2024-25: 258.068; 2025-26: 257.9003; 2026-27: 258.1459; 2027-28: 257.4316; 2028-29: 257.5954; 2029-30: 257.4751; 2030-31: 257.7695; 2031-32: 258.3837; 2032-33: 259.3886; 2033-34: 260.1242; 2034-35: 261.2827; 2035-36: 261.4223; 2036-37: 262.8976; 2037-38: 264.1251; 2038-39: 265.0944; 2039-40: 266.5686; 2040-41: 267.7976; 2041-42: 268.7747; 2042-43: 271.5442; 2043-44: 272.0221; 2044-45: 274.4104; 2045-46: 276.1186; 2046-47: 276.5296; 2047-48: 277.8759; 2048-49: 279.081; 2049-50: 279.1145
20BL | Average Household - PCC | (((14BL - 25BL) + (15BL - 26BL)) * 1,000,000) / ((39BL + 40BL) *1,000) | l/h/d | 1 | 2019-20: 200.2232; 2020-21: 196.8713; 2021-22: 194.0779; 2022-23: 191.9957; 2023-24: 187.4408; 2024-25: 185.366; 2025-26: 183.7842; 2026-27: 182.54; 2027-28: 181.1713; 2028-29: 179.9957; 2029-30: 178.7899; 2030-31: 177.9328; 2031-32: 177.1977; 2032-33: 176.9466; 2033-34: 176.789; 2034-35: 176.7167; 2035-36: 176.502; 2036-37: 176.369; 2037-38: 176.8069; 2038-39: 176.728; 2039-40: 176.8232; 2040-41: 176.8206; 2041-42: 176.8117; 2042-43: 176.9064; 2043-44: 176.8661; 2044-45: 176.8343; 2045-46: 177.0822; 2046-47: 177.1098; 2047-48: 177.2328; 2048-49: 177.1234; 2049-50: 177.3754
21BL | Water taken unbilled | Input | Ml/d | 2 | 2019-20: 0.4; 2020-21: 0.4; 2021-22: 0.4; 2022-23: 0.4; 2023-24: 0.39; 2024-25: 0.4; 2025-26: 0.4; 2026-27: 0.4; 2027-28: 0.4; 2028-29: 0.4; 2029-30: 0.39; 2030-31: 0.39; 2031-32: 0.41; 2032-33: 0.4; 2033-34: 0.4; 2034-35: 0.41; 2035-36: 0.41; 2036-37: 0.4; 2037-38: 0.4; 2038-39: 0.39; 2039-40: 0.4; 2040-41: 0.4; 2041-42: 0.4; 2042-43: 0.4; 2043-44: 0.39; 2044-45: 0.39; 2045-46: 0.39; 2046-47: 0.39; 2047-48: 0.38; 2048-49: 0.38; 2049-50: 0.38
22BL | Distribution system operational use | Input | Ml/d | 2 | 2019-20: 0.09; 2020-21: 0.09; 2021-22: 0.09; 2022-23: 0.09; 2023-24: 0.09; 2024-25: 0.09; 2025-26: 0.09; 2026-27: 0.09; 2027-28: 0.09; 2028-29: 0.09; 2029-30: 0.09; 2030-31: 0.09; 2031-32: 0.09; 2032-33: 0.09; 2033-34: 0.09; 2034-35: 0.09; 2035-36: 0.09; 2036-37: 0.09; 2037-38: 0.09; 2038-39: 0.09; 2039-40: 0.09; 2040-41: 0.09; 2041-42: 0.09; 2042-43: 0.09; 2043-44: 0.09; 2044-45: 0.09; 2045-46: 0.09; 2046-47: 0.09; 2047-48: 0.09; 2048-49: 0.09; 2049-50: 0.09
23BL | Measured Non Household - USPL | Input | Ml/d | 2 | 2019-20: 0.02; 2020-21: 0.02; 2021-22: 0.02; 2022-23: 0.02; 2023-24: 0.02; 2024-25: 0.02; 2025-26: 0.02; 2026-27: 0.02; 2027-28: 0.02; 2028-29: 0.02; 2029-30: 0.02; 2030-31: 0.02; 2031-32: 0.02; 2032-33: 0.02; 2033-34: 0.02; 2034-35: 0.02; 2035-36: 0.02; 2036-37: 0.02; 2037-38: 0.02; 2038-39: 0.02; 2039-40: 0.02; 2040-41: 0.02; 2041-42: 0.02; 2042-43: 0.02; 2043-44: 0.02; 2044-45: 0.02; 2045-46: 0.02; 2046-47: 0.02; 2047-48: 0.02; 2048-49: 0.02; 2049-50: 0.02
24BL | Unmeasured Non Household - USPL | Input | Ml/d | 2 | 2019-20: 0; 2020-21: 0; 2021-22: 0; 2022-23: 0; 2023-24: 0; 2024-25: 0; 2025-26: 0; 2026-27: 0; 2027-28: 0; 2028-29: 0; 2029-30: 0; 2030-31: 0; 2031-32: 0; 2032-33: 0; 2033-34: 0; 2034-35: 0; 2035-36: 0; 2036-37: 0; 2037-38: 0; 2038-39: 0; 2039-40: 0; 2040-41: 0; 2041-42: 0; 2042-43: 0; 2043-44: 0; 2044-45: 0; 2045-46: 0; 2046-47: 0; 2047-48: 0; 2048-49: 0; 2049-50: 0
25BL | Measured Household - USPL | Input | Ml/d | 2 | 2019-20: 0.33; 2020-21: 0.32; 2021-22: 0.31; 2022-23: 0.32; 2023-24: 0.3; 2024-25: 0.3; 2025-26: 0.3; 2026-27: 0.29; 2027-28: 0.29; 2028-29: 0.29; 2029-30: 0.28; 2030-31: 0.27; 2031-32: 0.27; 2032-33: 0.28; 2033-34: 0.28; 2034-35: 0.29; 2035-36: 0.29; 2036-37: 0.3; 2037-38: 0.3; 2038-39: 0.31; 2039-40: 0.31; 2040-41: 0.32; 2041-42: 0.32; 2042-43: 0.33; 2043-44: 0.33; 2044-45: 0.34; 2045-46: 0.34; 2046-47: 0.34; 2047-48: 0.34; 2048-49: 0.35; 2049-50: 0.35
26BL | Unmeasured Household - USPL | Input | Ml/d | 2 | 2019-20: 0.27; 2020-21: 0.26; 2021-22: 0.25; 2022-23: 0.24; 2023-24: 0.23; 2024-25: 0.22; 2025-26: 0.21; 2026-27: 0.2; 2027-28: 0.2; 2028-29: 0.19; 2029-30: 0.18; 2030-31: 0.18; 2031-32: 0.17; 2032-33: 0.16; 2033-34: 0.16; 2034-35: 0.15; 2035-36: 0.15; 2036-37: 0.14; 2037-38: 0.14; 2038-39: 0.13; 2039-40: 0.13; 2040-41: 0.12; 2041-42: 0.12; 2042-43: 0.11; 2043-44: 0.11; 2044-45: 0.1; 2045-46: 0.1; 2046-47: 0.1; 2047-48: 0.1; 2048-49: 0.1; 2049-50: 0.1
27BL | Void Properties - USPL | Input | Ml/d | 2 | 2019-20: 0.04; 2020-21: 0.04; 2021-22: 0.04; 2022-23: 0.04; 2023-24: 0.04; 2024-25: 0.04; 2025-26: 0.04; 2026-27: 0.04; 2027-28: 0.04; 2028-29: 0.04; 2029-30: 0.04; 2030-31: 0.04; 2031-32: 0.04; 2032-33: 0.04; 2033-34: 0.04; 2034-35: 0.04; 2035-36: 0.04; 2036-37: 0.04; 2037-38: 0.05; 2038-39: 0.05; 2039-40: 0.05; 2040-41: 0.05; 2041-42: 0.05; 2042-43: 0.05; 2043-44: 0.05; 2044-45: 0.05; 2045-46: 0.05; 2046-47: 0.05; 2047-48: 0.05; 2048-49: 0.05; 2049-50: 0.05
28BL | Distribution losses | Input | Ml/d | 2 | 2019-20: 2.84; 2020-21: 2.78; 2021-22: 2.75; 2022-23: 2.69; 2023-24: 2.64; 2024-25: 2.58; 2025-26: 2.58; 2026-27: 2.58; 2027-28: 2.58; 2028-29: 2.58; 2029-30: 2.58; 2030-31: 2.58; 2031-32: 2.58; 2032-33: 2.58; 2033-34: 2.58; 2034-35: 2.58; 2035-36: 2.58; 2036-37: 2.58; 2037-38: 2.58; 2038-39: 2.58; 2039-40: 2.58; 2040-41: 2.58; 2041-42: 2.58; 2042-43: 2.58; 2043-44: 2.58; 2044-45: 2.58; 2045-46: 2.58; 2046-47: 2.58; 2047-48: 2.58; 2048-49: 2.58; 2049-50: 2.58
29BL | Total Leakage | sum (23BL:28BL) | Ml/d | 2 | 2019-20: 3.5; 2020-21: 3.42; 2021-22: 3.37; 2022-23: 3.31; 2023-24: 3.23; 2024-25: 3.16; 2025-26: 3.15; 2026-27: 3.13; 2027-28: 3.13; 2028-29: 3.12; 2029-30: 3.1; 2030-31: 3.09; 2031-32: 3.08; 2032-33: 3.08; 2033-34: 3.08; 2034-35: 3.08; 2035-36: 3.08; 2036-37: 3.08; 2037-38: 3.09; 2038-39: 3.09; 2039-40: 3.09; 2040-41: 3.09; 2041-42: 3.09; 2042-43: 3.09; 2043-44: 3.09; 2044-45: 3.09; 2045-46: 3.09; 2046-47: 3.09; 2047-48: 3.09; 2048-49: 3.1; 2049-50: 3.1
30BL | Leakage/property | (29BL * 1,000,000) / (36BL * 1,000) | l/prop/d | 2 | 2019-20: 92.595; 2020-21: 88.9097; 2021-22: 86.1408; 2022-23: 83.3438; 2023-24: 80.3363; 2024-25: 77.626; 2025-26: 76.4285; 2026-27: 75.0708; 2027-28: 74.3539; 2028-29: 73.4118; 2029-30: 72.3606; 2030-31: 71.5609; 2031-32: 70.7769; 2032-33: 70.2218; 2033-34: 69.7038; 2034-35: 69.2259; 2035-36: 68.8284; 2036-37: 68.4125; 2037-38: 68.224; 2038-39: 67.8033; 2039-40: 67.4084; 2040-41: 67.0922; 2041-42: 66.7877; 2042-43: 66.4974; 2043-44: 66.2195; 2044-45: 65.9608; 2045-46: 65.7083; 2046-47: 65.4689; 2047-48: 65.2436; 2048-49: 65.2371; 2049-50: 65.0277
31BL | Measured Non Household - properties | Input | 000's | 2 | 2019-20: 2.512; 2020-21: 2.535; 2021-22: 2.557; 2022-23: 2.583; 2023-24: 2.604; 2024-25: 2.626; 2025-26: 2.652; 2026-27: 2.673; 2027-28: 2.691; 2028-29: 2.707; 2029-30: 2.72; 2030-31: 2.733; 2031-32: 2.746; 2032-33: 2.756; 2033-34: 2.764; 2034-35: 2.772; 2035-36: 2.78; 2036-37: 2.788; 2037-38: 2.795; 2038-39: 2.802; 2039-40: 2.809; 2040-41: 2.815; 2041-42: 2.821; 2042-43: 2.827; 2043-44: 2.833; 2044-45: 2.838; 2045-46: 2.844; 2046-47: 2.849; 2047-48: 2.853; 2048-49: 2.858; 2049-50: 2.862
32BL | Unmeasured Non Household - properties | Input | 000's | 2 | 2019-20: 0.01; 2020-21: 0.01; 2021-22: 0.01; 2022-23: 0.01; 2023-24: 0.01; 2024-25: 0.011; 2025-26: 0.011; 2026-27: 0.011; 2027-28: 0.011; 2028-29: 0.011; 2029-30: 0.011; 2030-31: 0.011; 2031-32: 0.011; 2032-33: 0.011; 2033-34: 0.011; 2034-35: 0.011; 2035-36: 0.011; 2036-37: 0.011; 2037-38: 0.011; 2038-39: 0.011; 2039-40: 0.011; 2040-41: 0.011; 2041-42: 0.011; 2042-43: 0.011; 2043-44: 0.011; 2044-45: 0.011; 2045-46: 0.011; 2046-47: 0.011; 2047-48: 0.011; 2048-49: 0.011; 2049-50: 0.011
33BL | All void non-households - properties | Input | 000's | 2 | 2019-20: 0; 2020-21: 0; 2021-22: 0; 2022-23: 0; 2023-24: 0; 2024-25: 0; 2025-26: 0; 2026-27: 0; 2027-28: 0; 2028-29: 0; 2029-30: 0; 2030-31: 0; 2031-32: 0; 2032-33: 0; 2033-34: 0; 2034-35: 0; 2035-36: 0; 2036-37: 0; 2037-38: 0; 2038-39: 0; 2039-40: 0; 2040-41: 0; 2041-42: 0; 2042-43: 0; 2043-44: 0; 2044-45: 0; 2045-46: 0; 2046-47: 0; 2047-48: 0; 2048-49: 0; 2049-50: 0
34BL | Measured households - properties (excl. void) | Year before + sum (34.1BL:34.6BL) | 000's | 2 | 2019-20: 24.98; 2020-21: 25.954; 2021-22: 26.873; 2022-23: 27.776; 2023-24: 28.57; 2024-25: 29.359; 2025-26: 30.092; 2026-27: 30.803; 2027-28: 31.43; 2028-29: 32.052; 2029-30: 32.606; 2030-31: 33.15; 2031-32: 33.682; 2032-33: 34.218; 2033-34: 34.729; 2034-35: 35.212; 2035-36: 35.641; 2036-37: 36.079; 2037-38: 36.508; 2038-39: 36.942; 2039-40: 37.356; 2040-41: 37.714; 2041-42: 38.061; 2042-43: 38.395; 2043-44: 38.715; 2044-45: 39.021; 2045-46: 39.266; 2046-47: 39.501; 2047-48: 39.726; 2048-49: 39.943; 2049-50: 40.088
34.1BL | New build properties - properties | Input (new builds in each year) | 000's | 2 | 2019-20: 0.599; 2020-21: 0.565; 2021-22: 0.539; 2022-23: 0.553; 2023-24: 0.459; 2024-25: 0.468; 2025-26: 0.47; 2026-27: 0.448; 2027-28: 0.375; 2028-29: 0.379; 2029-30: 0.319; 2030-31: 0.318; 2031-32: 0.315; 2032-33: 0.327; 2033-34: 0.31; 2034-35: 0.29; 2035-36: 0.243; 2036-37: 0.259; 2037-38: 0.256; 2038-39: 0.267; 2039-40: 0.255; 2040-41: 0.204; 2041-42: 0.198; 2042-43: 0.191; 2043-44: 0.183; 2044-45: 0.175; 2045-46: 0.169; 2046-47: 0.162; 2047-48: 0.155; 2048-49: 0.15; 2049-50: 0.145
34.2BL | Meter optants - properties | Input (meter optants in each year) | 000's | 2 | 2019-20: 0.297; 2020-21: 0.279; 2021-22: 0.26; 2022-23: 0.213; 2023-24: 0.204; 2024-25: 0.195; 2025-26: 0.142; 2026-27: 0.093; 2027-28: 0.089; 2028-29: 0.086; 2029-30: 0.084; 2030-31: 0.081; 2031-32: 0.078; 2032-33: 0.075; 2033-34: 0.073; 2034-35: 0.07; 2035-36: 0.068; 2036-37: 0.066; 2037-38: 0.064; 2038-39: 0.062; 2039-40: 0.059; 2040-41: 0.057; 2041-42: 0.056; 2042-43: 0.054; 2043-44: 0.052; 2044-45: 0.05; 2045-46: 0; 2046-47: 0; 2047-48: 0; 2048-49: 0; 2049-50: 0
34.3BL | Compulsory metering - properties | Input (compulsory meters in each year) | 000's | 2 | 2019-20: 0; 2020-21: 0; 2021-22: 0; 2022-23: 0; 2023-24: 0; 2024-25: 0; 2025-26: 0; 2026-27: 0; 2027-28: 0; 2028-29: 0; 2029-30: 0; 2030-31: 0; 2031-32: 0; 2032-33: 0; 2033-34: 0; 2034-35: 0; 2035-36: 0; 2036-37: 0; 2037-38: 0; 2038-39: 0; 2039-40: 0; 2040-41: 0; 2041-42: 0; 2042-43: 0; 2043-44: 0; 2044-45: 0; 2045-46: 0; 2046-47: 0; 2047-48: 0; 2048-49: 0; 2049-50: 0
34.4BL | Metering on change of occupancy - properties | Input (change of occupancy meters in each year) | 000's | 2 | 2019-20: 0.118; 2020-21: 0.121; 2021-22: 0.111; 2022-23: 0.129; 2023-24: 0.124; 2024-25: 0.119; 2025-26: 0.114; 2026-27: 0.166; 2027-28: 0.159; 2028-29: 0.153; 2029-30: 0.147; 2030-31: 0.141; 2031-32: 0.135; 2032-33: 0.13; 2033-34: 0.125; 2034-35: 0.12; 2035-36: 0.115; 2036-37: 0.11; 2037-38: 0.106; 2038-39: 0.102; 2039-40: 0.097; 2040-41: 0.094; 2041-42: 0.09; 2042-43: 0.086; 2043-44: 0.083; 2044-45: 0.079; 2045-46: 0.076; 2046-47: 0.073; 2047-48: 0.07; 2048-49: 0.067; 2049-50: 0
34.5BL | Selective metering - properties | Input (selective meters in each year) | 000's | 2 | 2019-20: 0.01; 2020-21: 0.009; 2021-22: 0.009; 2022-23: 0.008; 2023-24: 0.007; 2024-25: 0.007; 2025-26: 0.007; 2026-27: 0.004; 2027-28: 0.004; 2028-29: 0.004; 2029-30: 0.004; 2030-31: 0.004; 2031-32: 0.004; 2032-33: 0.004; 2033-34: 0.003; 2034-35: 0.003; 2035-36: 0.003; 2036-37: 0.003; 2037-38: 0.003; 2038-39: 0.003; 2039-40: 0.003; 2040-41: 0.003; 2041-42: 0.003; 2042-43: 0.003; 2043-44: 0.002; 2044-45: 0.002; 2045-46: 0; 2046-47: 0; 2047-48: 0; 2048-49: 0; 2049-50: 0
34.6BL | Other changes to existing metering - properties | Input (other changes to meters in each year) | 000's | 2 | 2019-20: 0; 2020-21: 0; 2021-22: 0; 2022-23: 0; 2023-24: 0; 2024-25: 0; 2025-26: 0; 2026-27: 0; 2027-28: 0; 2028-29: 0; 2029-30: 0; 2030-31: 0; 2031-32: 0; 2032-33: 0; 2033-34: 0; 2034-35: 0; 2035-36: 0; 2036-37: 0; 2037-38: 0; 2038-39: 0; 2039-40: 0; 2040-41: 0; 2041-42: 0; 2042-43: 0; 2043-44: 0; 2044-45: 0; 2045-46: 0; 2046-47: 0; 2047-48: 0; 2048-49: 0; 2049-50: 0
34.7BL | Measured household void properties | Input | 000's | 2 | 2019-20: 0.68; 2020-21: 0.701; 2021-22: 0.72; 2022-23: 0.743; 2023-24: 0.763; 2024-25: 0.783; 2025-26: 0.801; 2026-27: 0.818; 2027-28: 0.834; 2028-29: 0.85; 2029-30: 0.864; 2030-31: 0.878; 2031-32: 0.892; 2032-33: 0.905; 2033-34: 0.918; 2034-35: 0.93; 2035-36: 0.941; 2036-37: 0.952; 2037-38: 0.963; 2038-39: 0.974; 2039-40: 0.984; 2040-41: 0.993; 2041-42: 1.002; 2042-43: 1.011; 2043-44: 1.02; 2044-45: 1.028; 2045-46: 1.035; 2046-47: 1.041; 2047-48: 1.047; 2048-49: 1.052; 2049-50: 1.056
35BL | Unmeasured households - properties (excl. void) | Input | 000's | 2 | 2019-20: 9.376; 2020-21: 9.034; 2021-22: 8.738; 2022-23: 8.388; 2023-24: 8.053; 2024-25: 7.732; 2025-26: 7.469; 2026-27: 7.206; 2027-28: 6.953; 2028-29: 6.709; 2029-30: 6.475; 2030-31: 6.249; 2031-32: 6.032; 2032-33: 5.823; 2033-34: 5.622; 2034-35: 5.429; 2035-36: 5.243; 2036-37: 5.063; 2037-38: 4.891; 2038-39: 4.725; 2039-40: 4.565; 2040-41: 4.412; 2041-42: 4.264; 2042-43: 4.121; 2043-44: 3.984; 2044-45: 3.852; 2045-46: 3.776; 2046-47: 3.703; 2047-48: 3.633; 2048-49: 3.566; 2049-50: 3.566
35.1BL | Unmeasured household void properties | Input | 000's | 2 | 2019-20: 0.241; 2020-21: 0.232; 2021-22: 0.224; 2022-23: 0.215; 2023-24: 0.206; 2024-25: 0.197; 2025-26: 0.19; 2026-27: 0.183; 2027-28: 0.177; 2028-29: 0.171; 2029-30: 0.165; 2030-31: 0.159; 2031-32: 0.154; 2032-33: 0.148; 2033-34: 0.143; 2034-35: 0.138; 2035-36: 0.133; 2036-37: 0.128; 2037-38: 0.124; 2038-39: 0.119; 2039-40: 0.115; 2040-41: 0.111; 2041-42: 0.107; 2042-43: 0.103; 2043-44: 0.1; 2044-45: 0.096; 2045-46: 0.094; 2046-47: 0.093; 2047-48: 0.091; 2048-49: 0.089; 2049-50: 0.089
36BL | Total Resource Zone Properties (incl. voids) | sum (31BL:34BL) + 34.7BL + 35BL + 35.1BL | 000's | 2 | 2019-20: 37.799; 2020-21: 38.466; 2021-22: 39.122; 2022-23: 39.715; 2023-24: 40.206; 2024-25: 40.708; 2025-26: 41.215; 2026-27: 41.694; 2027-28: 42.096; 2028-29: 42.5; 2029-30: 42.841; 2030-31: 43.18; 2031-32: 43.517; 2032-33: 43.861; 2033-34: 44.187; 2034-35: 44.492; 2035-36: 44.749; 2036-37: 45.021; 2037-38: 45.292; 2038-39: 45.573; 2039-40: 45.84; 2040-41: 46.056; 2041-42: 46.266; 2042-43: 46.468; 2043-44: 46.663; 2044-45: 46.846; 2045-46: 47.026; 2046-47: 47.198; 2047-48: 47.361; 2048-49: 47.519; 2049-50: 47.672
37BL | Measured Non Household - Population | Input | 000's | 2 | 2019-20: 2.085; 2020-21: 2.105; 2021-22: 2.122; 2022-23: 2.142; 2023-24: 2.164; 2024-25: 2.18; 2025-26: 2.195; 2026-27: 2.218; 2027-28: 2.245; 2028-29: 2.27; 2029-30: 2.29; 2030-31: 2.311; 2031-32: 2.341; 2032-33: 2.371; 2033-34: 2.392; 2034-35: 2.413; 2035-36: 2.427; 2036-37: 2.442; 2037-38: 2.458; 2038-39: 2.477; 2039-40: 2.494; 2040-41: 2.511; 2041-42: 2.533; 2042-43: 2.555; 2043-44: 2.581; 2044-45: 2.606; 2045-46: 2.634; 2046-47: 2.662; 2047-48: 2.687; 2048-49: 2.712; 2049-50: 2.735
38BL | Unmeasured Non Household - Population | Input | 000's | 2 | 2019-20: 0.009; 2020-21: 0.009; 2021-22: 0.009; 2022-23: 0.009; 2023-24: 0.009; 2024-25: 0.009; 2025-26: 0.009; 2026-27: 0.009; 2027-28: 0.009; 2028-29: 0.009; 2029-30: 0.009; 2030-31: 0.009; 2031-32: 0.009; 2032-33: 0.01; 2033-34: 0.01; 2034-35: 0.01; 2035-36: 0.01; 2036-37: 0.01; 2037-38: 0.01; 2038-39: 0.01; 2039-40: 0.01; 2040-41: 0.01; 2041-42: 0.01; 2042-43: 0.01; 2043-44: 0.01; 2044-45: 0.01; 2045-46: 0.011; 2046-47: 0.011; 2047-48: 0.011; 2048-49: 0.011; 2049-50: 0.011
39BL | Measured Household - Population | Input | 000's | 2 | 2019-20: 49.852; 2020-21: 51.562; 2021-22: 53.034; 2022-23: 54.898; 2023-24: 56.526; 2024-25: 58.105; 2025-26: 59.522; 2026-27: 60.907; 2027-28: 62.166; 2028-29: 63.386; 2029-30: 64.442; 2030-31: 65.445; 2031-32: 66.431; 2032-33: 67.404; 2033-34: 68.317; 2034-35: 69.171; 2035-36: 69.907; 2036-37: 70.647; 2037-38: 71.386; 2038-39: 72.126; 2039-40: 72.877; 2040-41: 73.547; 2041-42: 74.207; 2042-43: 74.862; 2043-44: 75.512; 2044-45: 76.147; 2045-46: 76.624; 2046-47: 77.087; 2047-48: 77.552; 2048-49: 78.011; 2049-50: 78.284
40BL | Unmeasured Household - Population | Input | 000's | 2 | 2019-20: 22.717; 2020-21: 21.887; 2021-22: 21.163; 2022-23: 20.312; 2023-24: 19.498; 2024-25: 18.716; 2025-26: 18.069; 2026-27: 17.432; 2027-28: 16.82; 2028-29: 16.227; 2029-30: 15.652; 2030-31: 15.091; 2031-32: 14.552; 2032-33: 14.033; 2033-34: 13.532; 2034-35: 13.051; 2035-36: 12.585; 2036-37: 12.134; 2037-38: 11.699; 2038-39: 11.279; 2039-40: 10.879; 2040-41: 10.493; 2041-42: 10.12; 2042-43: 9.759; 2043-44: 9.411; 2044-45: 9.074; 2045-46: 8.873; 2046-47: 8.679; 2047-48: 8.493; 2048-49: 8.313; 2049-50: 8.312
41BL | Total Resource Zone Population | sum (37BL:40BL) | 000's | 2 | 2019-20: 74.663; 2020-21: 75.563; 2021-22: 76.328; 2022-23: 77.361; 2023-24: 78.197; 2024-25: 79.01; 2025-26: 79.795; 2026-27: 80.566; 2027-28: 81.24; 2028-29: 81.892; 2029-30: 82.393; 2030-31: 82.856; 2031-32: 83.333; 2032-33: 83.818; 2033-34: 84.251; 2034-35: 84.645; 2035-36: 84.929; 2036-37: 85.233; 2037-38: 85.553; 2038-39: 85.892; 2039-40: 86.26; 2040-41: 86.561; 2041-42: 86.87; 2042-43: 87.186; 2043-44: 87.514; 2044-45: 87.837; 2045-46: 88.142; 2046-47: 88.439; 2047-48: 88.743; 2048-49: 89.047; 2049-50: 89.342
42BL | Average household occupancy rate (excl. voids) | (39BL + 40BL) / (34BL + 35BL) | h/prop | 1 | 2019-20: 2.1123; 2020-21: 2.0993; 2021-22: 2.0835; 2022-23: 2.0797; 2023-24: 2.0759; 2024-25: 2.0711; 2025-26: 2.0657; 2026-27: 2.0611; 2027-28: 2.0578; 2028-29: 2.0539; 2029-30: 2.0494; 2030-31: 2.0441; 2031-32: 2.0392; 2032-33: 2.0338; 2033-34: 2.0284; 2034-35: 2.0231; 2035-36: 2.0177; 2036-37: 2.0121; 2037-38: 2.0069; 2038-39: 2.0017; 2039-40: 1.9979; 2040-41: 1.995; 2041-42: 1.9924; 2042-43: 1.9903; 2043-44: 1.9889; 2044-45: 1.9878; 2045-46: 1.9864; 2046-47: 1.9851; 2047-48: 1.9845; 2048-49: 1.984; 2049-50: 1.9837
43BL | Total Household Metering penetration (excl. voids) | 34BL / (34BL + 35BL) | % | 1 | 2019-20: 72.71%; 2020-21: 74.18%; 2021-22: 75.46%; 2022-23: 76.81%; 2023-24: 78.01%; 2024-25: 79.15%; 2025-26: 80.12%; 2026-27: 81.04%; 2027-28: 81.89%; 2028-29: 82.69%; 2029-30: 83.43%; 2030-31: 84.14%; 2031-32: 84.81%; 2032-33: 85.46%; 2033-34: 86.07%; 2034-35: 86.64%; 2035-36: 87.18%; 2036-37: 87.69%; 2037-38: 88.19%; 2038-39: 88.66%; 2039-40: 89.11%; 2040-41: 89.53%; 2041-42: 89.93%; 2042-43: 90.31%; 2043-44: 90.67%; 2044-45: 91.02%; 2045-46: 91.23%; 2046-47: 91.43%; 2047-48: 91.62%; 2048-49: 91.8%; 2049-50: 91.83%
44BL | Total Household Metering penetration (incl. voids) | (34BL) / (34BL + 34.7BL + 35BL + 35.1BL) | % | 1 | 2019-20: 70.81%; 2020-21: 72.25%; 2021-22: 73.51%; 2022-23: 74.82%; 2023-24: 76%; 2024-25: 77.12%; 2025-26: 78.06%; 2026-27: 78.96%; 2027-28: 79.78%; 2028-29: 80.57%; 2029-30: 81.29%; 2030-31: 81.98%; 2031-32: 82.63%; 2032-33: 83.27%; 2033-34: 83.86%; 2034-35: 84.42%; 2035-36: 84.94%; 2036-37: 85.45%; 2037-38: 85.93%; 2038-39: 86.39%; 2039-40: 86.83%; 2040-41: 87.24%; 2041-42: 87.63%; 2042-43: 88%; 2043-44: 88.35%; 2044-45: 88.69%; 2045-46: 88.9%; 2046-47: 89.09%; 2047-48: 89.28%; 2048-49: 89.46%; 2049-50: 89.48%
45BL | Distribution input | sum (12BL:15BL) +21BL + 22BL + 27BL + 28BL | Ml/d | 2 | 2019-20: 24.45; 2020-21: 24.26; 2021-22: 24.11; 2022-23: 24.05; 2023-24: 23.73; 2024-25: 23.63; 2025-26: 23.6; 2026-27: 23.58; 2027-28: 23.56; 2028-29: 23.54; 2029-30: 23.46; 2030-31: 23.41; 2031-32: 23.4; 2032-33: 23.42; 2033-34: 23.44; 2034-35: 23.48; 2035-36: 23.47; 2036-37: 23.47; 2037-38: 23.53; 2038-39: 23.54; 2039-40: 23.6; 2040-41: 23.62; 2041-42: 23.65; 2042-43: 23.68; 2043-44: 23.71; 2044-45: 23.74; 2045-46: 23.79; 2046-47: 23.83; 2047-48: 23.86; 2048-49: 23.9; 2049-50: 23.95
46BL | Target headroom (climate change component) | Input | Ml/d | 2 | 2019-20: 0.0020497; 2020-21: 0.0020497; 2021-22: 0.0020497; 2022-23: 0.0020497; 2023-24: 0.0020497; 2024-25: 0.0020497; 2025-26: 0.0020497; 2026-27: 0.0021105; 2027-28: 0.002946; 2028-29: 0.0018472; 2029-30: 0.0027096; 2030-31: 0.0035496; 2031-32: 0.0049264; 2032-33: 0.0045566; 2033-34: 0.0035282; 2034-35: 0.0044574; 2035-36: 0.0085852; 2036-37: 0.0065577; 2037-38: 0.0056904; 2038-39: 0.0074318; 2039-40: 0; 2040-41: 0; 2041-42: 0; 2042-43: 0; 2043-44: 0; 2044-45: 0; 2045-46: 0; 2046-47: 0; 2047-48: 0; 2048-49: 0; 2049-50: 0
47BL | Target headroom (All other components) | Input | Ml/d | 2 | 2019-20: 1.0111; 2020-21: 1.0111; 2021-22: 1.0111; 2022-23: 1.0111; 2023-24: 1.0111; 2024-25: 1.0111; 2025-26: 1.0111; 2026-27: 0.99749; 2027-28: 0.98722; 2028-29: 0.99167; 2029-30: 1.0054; 2030-31: 0.91265; 2031-32: 0.93405; 2032-33: 0.95871; 2033-34: 0.96809; 2034-35: 1.0141; 2035-36: 0.80993; 2036-37: 0.70926; 2037-38: 0.73437; 2038-39: 0.78542; 2039-40: 0.56203; 2040-41: 0.59197; 2041-42: 0.61707; 2042-43: 0.64751; 2043-44: 0.68514; 2044-45: 0.69448; 2045-46: 0.55003; 2046-47: 0.55012; 2047-48: 0.54582; 2048-49: 0.54137; 2049-50: 0.54935
48BL | Target Headroom | 46BL + 47BL | Ml/d | 2 | 2019-20: 1.0132; 2020-21: 1.0132; 2021-22: 1.0132; 2022-23: 1.0132; 2023-24: 1.0132; 2024-25: 1.0132; 2025-26: 1.0132; 2026-27: 0.9996; 2027-28: 0.99017; 2028-29: 0.99352; 2029-30: 1.0081; 2030-31: 0.91619; 2031-32: 0.93897; 2032-33: 0.96327; 2033-34: 0.97162; 2034-35: 1.0185; 2035-36: 0.81852; 2036-37: 0.71582; 2037-38: 0.74006; 2038-39: 0.79285; 2039-40: 0.56203; 2040-41: 0.59197; 2041-42: 0.61707; 2042-43: 0.64751; 2043-44: 0.68514; 2044-45: 0.69448; 2045-46: 0.55003; 2046-47: 0.55012; 2047-48: 0.54582; 2048-49: 0.54137; 2049-50: 0.54935
49BL | Available Headroom | 11BL - 45BL | Ml/d | 2 | 2019-20: 2.77; 2020-21: 2.96; 2021-22: 3.11; 2022-23: 3.17; 2023-24: 3.49; 2024-25: 3.59; 2025-26: 3.62; 2026-27: 3.64; 2027-28: 3.66; 2028-29: 3.68; 2029-30: 3.76; 2030-31: 3.81; 2031-32: 3.82; 2032-33: 3.8; 2033-34: 3.78; 2034-35: 3.74; 2035-36: 3.75; 2036-37: 3.75; 2037-38: 3.69; 2038-39: 3.68; 2039-40: 3.62; 2040-41: 3.6; 2041-42: 3.57; 2042-43: 3.54; 2043-44: 3.51; 2044-45: 3.48; 2045-46: 3.43; 2046-47: 3.39; 2047-48: 3.36; 2048-49: 3.32; 2049-50: 3.27
49.1BL | Available non-potable balance (if applicable) | 1.1BL -12.1BL | Ml/d | 2 | 2019-20: 0; 2020-21: 0; 2021-22: 0; 2022-23: 0; 2023-24: 0; 2024-25: 0; 2025-26: 0; 2026-27: 0; 2027-28: 0; 2028-29: 0; 2029-30: 0; 2030-31: 0; 2031-32: 0; 2032-33: 0; 2033-34: 0; 2034-35: 0; 2035-36: 0; 2036-37: 0; 2037-38: 0; 2038-39: 0; 2039-40: 0; 2040-41: 0; 2041-42: 0; 2042-43: 0; 2043-44: 0; 2044-45: 0; 2045-46: 0; 2046-47: 0; 2047-48: 0; 2048-49: 0; 2049-50: 0
50BL | Supply Demand Balance |  | Ml/d | 2 | 2019-20: 1.7568; 2020-21: 1.9468; 2021-22: 2.0968; 2022-23: 2.1568; 2023-24: 2.4768; 2024-25: 2.5768; 2025-26: 2.6068; 2026-27: 2.6404; 2027-28: 2.6698; 2028-29: 2.6865; 2029-30: 2.7519; 2030-31: 2.8938; 2031-32: 2.881; 2032-33: 2.8367; 2033-34: 2.8084; 2034-35: 2.7215; 2035-36: 2.9315; 2036-37: 3.0342; 2037-38: 2.9499; 2038-39: 2.8871; 2039-40: 3.058; 2040-41: 3.008; 2041-42: 2.9529; 2042-43: 2.8925; 2043-44: 2.8249; 2044-45: 2.7855; 2045-46: 2.88; 2046-47: 2.8399; 2047-48: 2.8142; 2048-49: 2.7786; 2049-50: 2.7206
Table 3e: DYCP - Final plan Options | Back to top of sheet
WRMP24 reference | Option type | Cat ID | Unit | Decimal places | 2019-20 | 2020-21 | 2021-22 | 2022-23 | 2023-24 | 2024-25 | 2025-26 | 2026-27 | 2027-28 | 2028-29 | 2029-30 | 2030-31 | 2031-32 | 2032-33 | 2033-34 | 2034-35 | 2035-36 | 2036-37 | 2037-38 | 2038-39 | 2039-40 | 2040-41 | 2041-42 | 2042-43 | 2043-44 | 2044-45 | 2045-46 | 2046-47 | 2047-48 | 2048-49 | 2049-50 | 2050-51 | 2051-52 | 2052-53 | 2053-54 | 2054-55 | 2055-56 | 2056-57 | 2057-58 | 2058-59 | 2059-60 | 2060-61 | 2061-62 | 2062-63 | 2063-64 | 2064-65 | 2065-66 | 2066-67 | 2067-68 | 2068-69 | 2069-70 | 2070-71 | 2071-72 | 2072-73 | 2073-74 | 2074-75 | 2075-76 | 2076-77 | 2077-78 | 2078-79 | 2079-80 | 2080-81 | 2081-82 | 2082-83 | 2083-84 | 2084-85 | 2085-86 | 2086-87 | 2087-88 | 2088-89 | 2089-90 | 2090-91 | 2091-92 | 2092-93 | 2093-94 | 2094-95 | 2095-96 | 2096-97 | 2097-98 | 2098-99 | 2099-100
1.11FP | Non potable supplies input reductions as -ve and increases as +ve | RSNPS | Ml/d | 2 | 2019-20: 0; 2020-21: 0; 2021-22: 0; 2022-23: 0; 2023-24: 0; 2024-25: 0; 2025-26: 0; 2026-27: 0; 2027-28: 0; 2028-29: 0; 2029-30: 0; 2030-31: 0; 2031-32: 0; 2032-33: 0; 2033-34: 0; 2034-35: 0; 2035-36: 0; 2036-37: 0; 2037-38: 0; 2038-39: 0; 2039-40: 0; 2040-41: 0; 2041-42: 0; 2042-43: 0; 2043-44: 0; 2044-45: 0; 2045-46: 0; 2046-47: 0; 2047-48: 0; 2048-49: 0; 2049-50: 0
2.1FP | Raw water imports | RSRWI | Ml/d | 2 | 2019-20: 0; 2020-21: 0; 2021-22: 0; 2022-23: 0; 2023-24: 0; 2024-25: 0; 2025-26: 0; 2026-27: 0; 2027-28: 0; 2028-29: 0; 2029-30: 0; 2030-31: 0; 2031-32: 0; 2032-33: 0; 2033-34: 0; 2034-35: 0; 2035-36: 0; 2036-37: 0; 2037-38: 0; 2038-39: 0; 2039-40: 0; 2040-41: 0; 2041-42: 0; 2042-43: 0; 2043-44: 0; 2044-45: 0; 2045-46: 0; 2046-47: 0; 2047-48: 0; 2048-49: 0; 2049-50: 0
3.1FP | Potable water imports input reductions as -ve | RSPWI | Ml/d | 2 | 2019-20: 0; 2020-21: 0; 2021-22: 0; 2022-23: 0; 2023-24: 0; 2024-25: 0; 2025-26: 0.001; 2026-27: 0.001; 2027-28: 0.001; 2028-29: 0.001; 2029-30: 0.001; 2030-31: 0.001; 2031-32: 0.001; 2032-33: 0.001; 2033-34: 0.001; 2034-35: 0.001; 2035-36: 0.241; 2036-37: 0.241; 2037-38: 0.241; 2038-39: 0.241; 2039-40: 0.241; 2040-41: 0.241; 2041-42: 0.241; 2042-43: 0.241; 2043-44: 0.241; 2044-45: 0.241; 2045-46: 0.241; 2046-47: 0.241; 2047-48: 0.241; 2048-49: 0.241; 2049-50: 0.241
4.1FP | Raw water exports input reductions as +ve and increases as -ve | RSRWE | Ml/d | 2 | 2019-20: 0; 2020-21: 0; 2021-22: 0; 2022-23: 0; 2023-24: 0; 2024-25: 0; 2025-26: 0; 2026-27: 0; 2027-28: 0; 2028-29: 0; 2029-30: 0; 2030-31: 0; 2031-32: 0; 2032-33: 0; 2033-34: 0; 2034-35: 0; 2035-36: 0; 2036-37: 0; 2037-38: 0; 2038-39: 0; 2039-40: 0; 2040-41: 0; 2041-42: 0; 2042-43: 0; 2043-44: 0; 2044-45: 0; 2045-46: 0; 2046-47: 0; 2047-48: 0; 2048-49: 0; 2049-50: 0
5.1FP | Potable water exports input reductions as +ve and increases as -ve | RSPWE | Ml/d | 2 | 2019-20: 0; 2020-21: 0; 2021-22: 0; 2022-23: 0; 2023-24: 0; 2024-25: 0; 2025-26: 0; 2026-27: 0; 2027-28: 0; 2028-29: 0; 2029-30: 0; 2030-31: 0; 2031-32: 0; 2032-33: 0; 2033-34: 0; 2034-35: 0; 2035-36: 0; 2036-37: 0; 2037-38: 0; 2038-39: 0; 2039-40: 0; 2040-41: 0; 2041-42: 0; 2042-43: 0; 2043-44: 0; 2044-45: 0; 2045-46: 0; 2046-47: 0; 2047-48: 0; 2048-49: 0; 2049-50: 0
6.2FP | DO benefit from increase raw water abstractions | RSRWA | Ml/d | 2 | 2019-20: 0; 2020-21: 0; 2021-22: 0; 2022-23: 0; 2023-24: 0; 2024-25: 0; 2025-26: 0; 2026-27: 0; 2027-28: 0; 2028-29: 0; 2029-30: 0; 2030-31: 0; 2031-32: 0; 2032-33: 0; 2033-34: 0; 2034-35: 0; 2035-36: 0; 2036-37: 0; 2037-38: 0; 2038-39: 0; 2039-40: 0; 2040-41: 0; 2041-42: 0; 2042-43: 0; 2043-44: 0; 2044-45: 0; 2045-46: 0; 2046-47: 0; 2047-48: 0; 2048-49: 0; 2049-50: 0
6.3FP | Other options to increase deployable output | RSIPO | Ml/d | 2 | 2019-20: 0; 2020-21: 0; 2021-22: 0; 2022-23: 0; 2023-24: 0; 2024-25: 0; 2025-26: 0; 2026-27: 0; 2027-28: 0; 2028-29: 0; 2029-30: 0; 2030-31: 0.72; 2031-32: 0.72; 2032-33: 0.72; 2033-34: 0.72; 2034-35: 0.72; 2035-36: 0.72; 2036-37: 0.72; 2037-38: 0.72; 2038-39: 0.72; 2039-40: 0.72; 2040-41: 0.72; 2041-42: 0.72; 2042-43: 0.72; 2043-44: 0.72; 2044-45: 0.72; 2045-46: 0.72; 2046-47: 0.72; 2047-48: 0.72; 2048-49: 0.72; 2049-50: 0.72
7.01FP | DO benefit from supply side drought measures | RSDPS | Ml/d | 2 | 2019-20: 0; 2020-21: 0; 2021-22: 0; 2022-23: 0; 2023-24: 0; 2024-25: 0; 2025-26: 0; 2026-27: 0; 2027-28: 0; 2028-29: 0; 2029-30: 0; 2030-31: 0; 2031-32: 0; 2032-33: 0; 2033-34: 0; 2034-35: 0; 2035-36: 0; 2036-37: 0; 2037-38: 0; 2038-39: 0; 2039-40: 0; 2040-41: 0; 2041-42: 0; 2042-43: 0; 2043-44: 0; 2044-45: 0; 2045-46: 0; 2046-47: 0; 2047-48: 0; 2048-49: 0; 2049-50: 0
7.02FP | DO benefit from demand side drought measures | RSDPD | Ml/d | 2 | 2019-20: 0; 2020-21: 0; 2021-22: 0; 2022-23: 0; 2023-24: 0; 2024-25: 0; 2025-26: 0; 2026-27: 0; 2027-28: 0; 2028-29: 0; 2029-30: 0; 2030-31: 0; 2031-32: 0; 2032-33: 0; 2033-34: 0; 2034-35: 0; 2035-36: 0; 2036-37: 0; 2037-38: 0; 2038-39: 0; 2039-40: 0; 2040-41: 0; 2041-42: 0; 2042-43: 0; 2043-44: 0; 2044-45: 0; 2045-46: 0; 2046-47: 0; 2047-48: 0; 2048-49: 0; 2049-50: 0
8.1FP | Reduce raw water losses and operational use input as -ve | RSLOU | Ml/d | 2 | 2019-20: 0; 2020-21: 0; 2021-22: 0; 2022-23: 0; 2023-24: 0; 2024-25: 0; 2025-26: 0; 2026-27: 0; 2027-28: 0; 2028-29: 0; 2029-30: 0; 2030-31: 0; 2031-32: 0; 2032-33: 0; 2033-34: 0; 2034-35: 0; 2035-36: 0; 2036-37: 0; 2037-38: 0; 2038-39: 0; 2039-40: 0; 2040-41: 0; 2041-42: 0; 2042-43: 0; 2043-44: 0; 2044-45: 0; 2045-46: 0; 2046-47: 0; 2047-48: 0; 2048-49: 0; 2049-50: 0
8.2FP | Reduce treatment works losses input as -ve | PSTWL | Ml/d | 2 | 2019-20: 0; 2020-21: 0; 2021-22: 0; 2022-23: 0; 2023-24: 0; 2024-25: 0; 2025-26: 0; 2026-27: 0; 2027-28: 0; 2028-29: 0; 2029-30: 0; 2030-31: 0; 2031-32: 0; 2032-33: 0; 2033-34: 0; 2034-35: 0; 2035-36: 0; 2036-37: 0; 2037-38: 0; 2038-39: 0; 2039-40: 0; 2040-41: 0; 2041-42: 0; 2042-43: 0; 2043-44: 0; 2044-45: 0; 2045-46: 0; 2046-47: 0; 2047-48: 0; 2048-49: 0; 2049-50: 0
9.1FP | Reduce outages input as -ve | PSROU | Ml/d | 2 | 2019-20: 0; 2020-21: 0; 2021-22: 0; 2022-23: 0; 2023-24: 0; 2024-25: 0; 2025-26: 0; 2026-27: 0; 2027-28: 0; 2028-29: 0; 2029-30: 0; 2030-31: 0; 2031-32: 0; 2032-33: 0; 2033-34: 0; 2034-35: 0; 2035-36: 0; 2036-37: 0; 2037-38: 0; 2038-39: 0; 2039-40: 0; 2040-41: 0; 2041-42: 0; 2042-43: 0; 2043-44: 0; 2044-45: 0; 2045-46: 0; 2046-47: 0; 2047-48: 0; 2048-49: 0; 2049-50: 0
12.2FP | Change volume delivered to measured non households input reductions as -ve, line to include both measured non-household consumption and USPL options | CVMNH | Ml/d | 2 | 2019-20: 0; 2020-21: 0; 2021-22: 0; 2022-23: 0; 2023-24: 0; 2024-25: 0; 2025-26: -0.06; 2026-27: -0.12; 2027-28: -0.17; 2028-29: -0.22; 2029-30: -0.27; 2030-31: -0.31; 2031-32: -0.36; 2032-33: -0.4; 2033-34: -0.45; 2034-35: -0.5; 2035-36: -0.54; 2036-37: -0.59; 2037-38: -0.63; 2038-39: -0.68; 2039-40: -0.72; 2040-41: -0.77; 2041-42: -0.81; 2042-43: -0.86; 2043-44: -0.9; 2044-45: -0.95; 2045-46: -0.99; 2046-47: -1.04; 2047-48: -1.08; 2048-49: -1.13; 2049-50: -1.17
13.1FP | Change volume delivered to unmeasured non households input reductions as -ve, line to include both unmeasured non-household consumption and USPL options | CVUNH | Ml/d | 2 | 2019-20: 0; 2020-21: 0; 2021-22: 0; 2022-23: 0; 2023-24: 0; 2024-25: 0; 2025-26: 0; 2026-27: 0; 2027-28: 0; 2028-29: 0; 2029-30: 0; 2030-31: 0; 2031-32: 0; 2032-33: 0; 2033-34: 0; 2034-35: 0; 2035-36: 0; 2036-37: 0; 2037-38: 0; 2038-39: 0; 2039-40: 0; 2040-41: 0; 2041-42: 0; 2042-43: 0; 2043-44: 0; 2044-45: 0; 2045-46: 0; 2046-47: 0; 2047-48: 0; 2048-49: 0; 2049-50: 0
14.1FP | Change volume delivered to measured households input reductions as -ve, line to include both measured household consumption and USPL options | CVMHH | Ml/d | 2 | 2019-20: 0; 2020-21: 0; 2021-22: 0; 2022-23: 0; 2023-24: 0; 2024-25: 0; 2025-26: -0.07; 2026-27: -0.12; 2027-28: -0.16; 2028-29: -0.24; 2029-30: -0.31; 2030-31: -0.38; 2031-32: -0.46; 2032-33: -0.51; 2033-34: -0.57; 2034-35: -0.69; 2035-36: -0.82; 2036-37: -0.94; 2037-38: -1.07; 2038-39: -1.19; 2039-40: -1.32; 2040-41: -1.44; 2041-42: -1.57; 2042-43: -1.69; 2043-44: -1.82; 2044-45: -1.87; 2045-46: -1.93; 2046-47: -2; 2047-48: -2.06; 2048-49: -2.12; 2049-50: -2.17
15.1FP | Change volume delivered to unmeasured households input reductions as -ve, line to include both unmeasured household consumption and USPL options | CVUHH | Ml/d | 2 | 2019-20: 0; 2020-21: 0; 2021-22: 0; 2022-23: 0; 2023-24: 0; 2024-25: 0; 2025-26: 0; 2026-27: 0.01; 2027-28: 0.01; 2028-29: 0.02; 2029-30: 0.02; 2030-31: 0.03; 2031-32: 0.03; 2032-33: 0.03; 2033-34: 0.04; 2034-35: 0.04; 2035-36: 0.04; 2036-37: 0.05; 2037-38: 0.05; 2038-39: 0.05; 2039-40: 0.05; 2040-41: 0.05; 2041-42: 0.06; 2042-43: 0.06; 2043-44: 0.06; 2044-45: 0.06; 2045-46: 0.08; 2046-47: 0.09; 2047-48: 0.11; 2048-49: 0.12; 2049-50: 0.12
21.1FP | Options to reduce water taken unbilled input as -ve | CSWTU | Ml/d | 2 | 2019-20: 0; 2020-21: 0; 2021-22: 0; 2022-23: 0; 2023-24: 0; 2024-25: 0; 2025-26: 0; 2026-27: 0; 2027-28: 0; 2028-29: 0; 2029-30: 0; 2030-31: 0; 2031-32: 0; 2032-33: 0; 2033-34: 0; 2034-35: 0; 2035-36: 0; 2036-37: 0; 2037-38: 0; 2038-39: 0; 2039-40: 0; 2040-41: 0; 2041-42: 0; 2042-43: 0; 2043-44: 0; 2044-45: 0; 2045-46: 0; 2046-47: 0; 2047-48: 0; 2048-49: 0; 2049-50: 0
22.1FP | Reduce distribution system operational use (DSOU) input as -ve | DSDOU | Ml/d | 2 | 2019-20: 0; 2020-21: 0; 2021-22: 0; 2022-23: 0; 2023-24: 0; 2024-25: 0; 2025-26: 0; 2026-27: 0; 2027-28: 0; 2028-29: 0; 2029-30: 0; 2030-31: 0; 2031-32: 0; 2032-33: 0; 2033-34: 0; 2034-35: 0; 2035-36: 0; 2036-37: 0; 2037-38: 0; 2038-39: 0; 2039-40: 0; 2040-41: 0; 2041-42: 0; 2042-43: 0; 2043-44: 0; 2044-45: 0; 2045-46: 0; 2046-47: 0; 2047-48: 0; 2048-49: 0; 2049-50: 0
23.1FP | Options impacting on measured Non Household - USPL input reductions as -ve | CUMNH | Ml/d | 2 | 2019-20: 0; 2020-21: 0; 2021-22: 0; 2022-23: 0; 2023-24: 0; 2024-25: 0; 2025-26: 0; 2026-27: 0; 2027-28: 0; 2028-29: 0; 2029-30: 0; 2030-31: 0; 2031-32: 0; 2032-33: 0; 2033-34: 0; 2034-35: -0.01; 2035-36: -0.01; 2036-37: -0.01; 2037-38: -0.01; 2038-39: -0.01; 2039-40: -0.01; 2040-41: -0.01; 2041-42: -0.01; 2042-43: -0.01; 2043-44: -0.01; 2044-45: -0.01; 2045-46: -0.01; 2046-47: -0.01; 2047-48: -0.01; 2048-49: -0.01; 2049-50: -0.01
24.1FP | Options impacting on unmeasured Non Household - USPL input reductions as -ve | CUUNH | Ml/d | 2 | 2019-20: 0; 2020-21: 0; 2021-22: 0; 2022-23: 0; 2023-24: 0; 2024-25: 0; 2025-26: 0; 2026-27: 0; 2027-28: 0; 2028-29: 0; 2029-30: 0; 2030-31: 0; 2031-32: 0; 2032-33: 0; 2033-34: 0; 2034-35: 0; 2035-36: 0; 2036-37: 0; 2037-38: 0; 2038-39: 0; 2039-40: 0; 2040-41: 0; 2041-42: 0; 2042-43: 0; 2043-44: 0; 2044-45: 0; 2045-46: 0; 2046-47: 0; 2047-48: 0; 2048-49: 0; 2049-50: 0
25.1FP | Options impacting on measured Household - USPL input reductions as -ve | CUMHH | Ml/d | 2 | 2019-20: 0; 2020-21: 0; 2021-22: 0; 2022-23: 0; 2023-24: 0; 2024-25: 0; 2025-26: 0; 2026-27: 0; 2027-28: -0.01; 2028-29: -0.01; 2029-30: -0.01; 2030-31: -0.01; 2031-32: -0.02; 2032-33: -0.02; 2033-34: -0.02; 2034-35: -0.02; 2035-36: -0.03; 2036-37: -0.03; 2037-38: -0.03; 2038-39: -0.03; 2039-40: -0.03; 2040-41: -0.03; 2041-42: -0.04; 2042-43: -0.04; 2043-44: -0.04; 2044-45: -0.04; 2045-46: -0.04; 2046-47: -0.04; 2047-48: -0.04; 2048-49: -0.04; 2049-50: -0.04
26.1FP | Options impacting on unmeasured Household - USPL input reductions as -ve | CUUHH | Ml/d | 2 | 2019-20: 0; 2020-21: 0; 2021-22: 0; 2022-23: 0; 2023-24: 0; 2024-25: 0; 2025-26: 0; 2026-27: 0; 2027-28: 0; 2028-29: 0; 2029-30: 0; 2030-31: 0; 2031-32: 0; 2032-33: 0; 2033-34: 0; 2034-35: 0; 2035-36: 0; 2036-37: 0; 2037-38: 0; 2038-39: 0; 2039-40: 0; 2040-41: 0; 2041-42: 0; 2042-43: 0; 2043-44: 0; 2044-45: 0; 2045-46: 0; 2046-47: 0; 2047-48: 0; 2048-49: 0.01; 2049-50: 0.01
27.1FP | Options impacting on Void properties - USPL input reductions as -ve | CUVPP | Ml/d | 2 | 2019-20: 0; 2020-21: 0; 2021-22: 0; 2022-23: 0; 2023-24: 0; 2024-25: 0; 2025-26: 0; 2026-27: 0; 2027-28: 0; 2028-29: 0; 2029-30: 0; 2030-31: 0; 2031-32: 0; 2032-33: 0; 2033-34: 0; 2034-35: 0; 2035-36: 0; 2036-37: 0; 2037-38: 0; 2038-39: 0; 2039-40: 0; 2040-41: 0; 2041-42: 0; 2042-43: 0; 2043-44: 0; 2044-45: 0; 2045-46: 0; 2046-47: 0; 2047-48: 0; 2048-49: 0; 2049-50: 0
28.1FP | Reduce distribution losses input as -ve | DSRDL | Ml/d | 2 | 2019-20: 0; 2020-21: 0; 2021-22: 0; 2022-23: 0; 2023-24: 0; 2024-25: 0; 2025-26: 0; 2026-27: 0; 2027-28: -0.01; 2028-29: -0.01; 2029-30: -0.01; 2030-31: -0.01; 2031-32: -0.04; 2032-33: -0.04; 2033-34: -0.04; 2034-35: -0.07; 2035-36: -0.07; 2036-37: -0.07; 2037-38: -0.07; 2038-39: -0.07; 2039-40: -0.08; 2040-41: -0.09; 2041-42: -0.14; 2042-43: -0.14; 2043-44: -0.2; 2044-45: -0.27; 2045-46: -0.34; 2046-47: -0.44; 2047-48: -0.47; 2048-49: -0.51; 2049-50: -0.51
Table 3f: DYCP - Final plan | Back to top of sheet
WRMP24 reference | Component | Derivation | Unit | Decimal places | 2019-20 | 2020-21 | 2021-22 | 2022-23 | 2023-24 | 2024-25 | 2025-26 | 2026-27 | 2027-28 | 2028-29 | 2029-30 | 2030-31 | 2031-32 | 2032-33 | 2033-34 | 2034-35 | 2035-36 | 2036-37 | 2037-38 | 2038-39 | 2039-40 | 2040-41 | 2041-42 | 2042-43 | 2043-44 | 2044-45 | 2045-46 | 2046-47 | 2047-48 | 2048-49 | 2049-50 | 2050-51 | 2051-52 | 2052-53 | 2053-54 | 2054-55 | 2055-56 | 2056-57 | 2057-58 | 2058-59 | 2059-60 | 2060-61 | 2061-62 | 2062-63 | 2063-64 | 2064-65 | 2065-66 | 2066-67 | 2067-68 | 2068-69 | 2069-70 | 2070-71 | 2071-72 | 2072-73 | 2073-74 | 2074-75 | 2075-76 | 2076-77 | 2077-78 | 2078-79 | 2079-80 | 2080-81 | 2081-82 | 2082-83 | 2083-84 | 2084-85 | 2085-86 | 2086-87 | 2087-88 | 2088-89 | 2089-90 | 2090-91 | 2091-92 | 2092-93 | 2093-94 | 2094-95 | 2095-96 | 2096-97 | 2097-98 | 2098-99 | 2099-100
1FP | Raw water abstracted | Input | Ml/d | 2 | 2019-20: 0; 2020-21: 0; 2021-22: 0; 2022-23: 0; 2023-24: 0; 2024-25: 0; 2025-26: 0; 2026-27: 0; 2027-28: 0; 2028-29: 0; 2029-30: 0; 2030-31: 0; 2031-32: 0; 2032-33: 0; 2033-34: 0; 2034-35: 0; 2035-36: 0; 2036-37: 0; 2037-38: 0; 2038-39: 0; 2039-40: 0; 2040-41: 0; 2041-42: 0; 2042-43: 0; 2043-44: 0; 2044-45: 0; 2045-46: 0; 2046-47: 0; 2047-48: 0; 2048-49: 0; 2049-50: 0
1.1FP | Non-potable water supplies | 1.1BL + 1.11FP | Ml/d | 2 | 2019-20: 0; 2020-21: 0; 2021-22: 0; 2022-23: 0; 2023-24: 0; 2024-25: 0; 2025-26: 0; 2026-27: 0; 2027-28: 0; 2028-29: 0; 2029-30: 0; 2030-31: 0; 2031-32: 0; 2032-33: 0; 2033-34: 0; 2034-35: 0; 2035-36: 0; 2036-37: 0; 2037-38: 0; 2038-39: 0; 2039-40: 0; 2040-41: 0; 2041-42: 0; 2042-43: 0; 2043-44: 0; 2044-45: 0; 2045-46: 0; 2046-47: 0; 2047-48: 0; 2048-49: 0; 2049-50: 0
2FP | Raw water imported | 2BL + 2.1FP | Ml/d | 2 | 2019-20: 0; 2020-21: 0; 2021-22: 0; 2022-23: 0; 2023-24: 0; 2024-25: 0; 2025-26: 0; 2026-27: 0; 2027-28: 0; 2028-29: 0; 2029-30: 0; 2030-31: 0; 2031-32: 0; 2032-33: 0; 2033-34: 0; 2034-35: 0; 2035-36: 0; 2036-37: 0; 2037-38: 0; 2038-39: 0; 2039-40: 0; 2040-41: 0; 2041-42: 0; 2042-43: 0; 2043-44: 0; 2044-45: 0; 2045-46: 0; 2046-47: 0; 2047-48: 0; 2048-49: 0; 2049-50: 0
3FP | Potable water imported | 3BL + 3.1FP | Ml/d | 2 | 2019-20: 0; 2020-21: 0; 2021-22: 0; 2022-23: 0; 2023-24: 0; 2024-25: 0; 2025-26: 0.001; 2026-27: 0.001; 2027-28: 0.001; 2028-29: 0.001; 2029-30: 0.001; 2030-31: 0.001; 2031-32: 0.001; 2032-33: 0.001; 2033-34: 0.001; 2034-35: 0.001; 2035-36: 0.241; 2036-37: 0.241; 2037-38: 0.241; 2038-39: 0.241; 2039-40: 0.241; 2040-41: 0.241; 2041-42: 0.241; 2042-43: 0.241; 2043-44: 0.241; 2044-45: 0.241; 2045-46: 0.241; 2046-47: 0.241; 2047-48: 0.241; 2048-49: 0.241; 2049-50: 0.241
4FP | Raw water exported enter as -ve | 4BL + 4.1FP | Ml/d | 2 | 2019-20: 0; 2020-21: 0; 2021-22: 0; 2022-23: 0; 2023-24: 0; 2024-25: 0; 2025-26: 0; 2026-27: 0; 2027-28: 0; 2028-29: 0; 2029-30: 0; 2030-31: 0; 2031-32: 0; 2032-33: 0; 2033-34: 0; 2034-35: 0; 2035-36: 0; 2036-37: 0; 2037-38: 0; 2038-39: 0; 2039-40: 0; 2040-41: 0; 2041-42: 0; 2042-43: 0; 2043-44: 0; 2044-45: 0; 2045-46: 0; 2046-47: 0; 2047-48: 0; 2048-49: 0; 2049-50: 0
5FP | Potable water exported enter as -ve | 5BL + 5.1FP | Ml/d | 2 | 2019-20: 0; 2020-21: 0; 2021-22: 0; 2022-23: 0; 2023-24: 0; 2024-25: 0; 2025-26: 0; 2026-27: 0; 2027-28: 0; 2028-29: 0; 2029-30: 0; 2030-31: 0; 2031-32: 0; 2032-33: 0; 2033-34: 0; 2034-35: 0; 2035-36: 0; 2036-37: 0; 2037-38: 0; 2038-39: 0; 2039-40: 0; 2040-41: 0; 2041-42: 0; 2042-43: 0; 2043-44: 0; 2044-45: 0; 2045-46: 0; 2046-47: 0; 2047-48: 0; 2048-49: 0; 2049-50: 0
6.1FP | Deployable Output post forecast changes | 6.1BL + 6.2FP + 6.3FP +7.01FP +7.02FP | Ml/d | 2 | 2019-20: 28.95; 2020-21: 28.95; 2021-22: 28.95; 2022-23: 28.95; 2023-24: 28.95; 2024-25: 28.95; 2025-26: 28.95; 2026-27: 28.95; 2027-28: 28.95; 2028-29: 28.95; 2029-30: 28.95; 2030-31: 29.67; 2031-32: 29.67; 2032-33: 29.67; 2033-34: 29.67; 2034-35: 29.67; 2035-36: 29.67; 2036-37: 29.67; 2037-38: 29.67; 2038-39: 29.67; 2039-40: 29.67; 2040-41: 29.67; 2041-42: 29.67; 2042-43: 29.67; 2043-44: 29.67; 2044-45: 29.67; 2045-46: 29.67; 2046-47: 29.67; 2047-48: 29.67; 2048-49: 29.67; 2049-50: 29.67
8FP | Raw water losses, treatment works losses and operational use | 8BL + 8.1FP + 8.2FP | Ml/d | 2 | 2019-20: 1.57; 2020-21: 1.57; 2021-22: 1.57; 2022-23: 1.57; 2023-24: 1.57; 2024-25: 1.57; 2025-26: 1.57; 2026-27: 1.57; 2027-28: 1.57; 2028-29: 1.57; 2029-30: 1.57; 2030-31: 1.57; 2031-32: 1.57; 2032-33: 1.57; 2033-34: 1.57; 2034-35: 1.57; 2035-36: 1.57; 2036-37: 1.57; 2037-38: 1.57; 2038-39: 1.57; 2039-40: 1.57; 2040-41: 1.57; 2041-42: 1.57; 2042-43: 1.57; 2043-44: 1.57; 2044-45: 1.57; 2045-46: 1.57; 2046-47: 1.57; 2047-48: 1.57; 2048-49: 1.57; 2049-50: 1.57
9FP | Total Outage Allowance | 9BL + 9.1FP | Ml/d | 2 | 2019-20: 0.16; 2020-21: 0.16; 2021-22: 0.16; 2022-23: 0.16; 2023-24: 0.16; 2024-25: 0.16; 2025-26: 0.16; 2026-27: 0.16; 2027-28: 0.16; 2028-29: 0.16; 2029-30: 0.16; 2030-31: 0.16; 2031-32: 0.16; 2032-33: 0.16; 2033-34: 0.16; 2034-35: 0.16; 2035-36: 0.16; 2036-37: 0.16; 2037-38: 0.16; 2038-39: 0.16; 2039-40: 0.16; 2040-41: 0.16; 2041-42: 0.16; 2042-43: 0.16; 2043-44: 0.16; 2044-45: 0.16; 2045-46: 0.16; 2046-47: 0.16; 2047-48: 0.16; 2048-49: 0.16; 2049-50: 0.16
10FP | Water Available For Use (own sources) | (6.1FP) - (8FP + 9FP) | Ml/d | 2 | 2019-20: 27.22; 2020-21: 27.22; 2021-22: 27.22; 2022-23: 27.22; 2023-24: 27.22; 2024-25: 27.22; 2025-26: 27.22; 2026-27: 27.22; 2027-28: 27.22; 2028-29: 27.22; 2029-30: 27.22; 2030-31: 27.94; 2031-32: 27.94; 2032-33: 27.94; 2033-34: 27.94; 2034-35: 27.94; 2035-36: 27.94; 2036-37: 27.94; 2037-38: 27.94; 2038-39: 27.94; 2039-40: 27.94; 2040-41: 27.94; 2041-42: 27.94; 2042-43: 27.94; 2043-44: 27.94; 2044-45: 27.94; 2045-46: 27.94; 2046-47: 27.94; 2047-48: 27.94; 2048-49: 27.94; 2049-50: 27.94
11FP | Total Water Available For Use | 10FP + sum (2FP:5FP) | Ml/d | 2 | 2019-20: 27.22; 2020-21: 27.22; 2021-22: 27.22; 2022-23: 27.22; 2023-24: 27.22; 2024-25: 27.22; 2025-26: 27.221; 2026-27: 27.221; 2027-28: 27.221; 2028-29: 27.221; 2029-30: 27.221; 2030-31: 27.941; 2031-32: 27.941; 2032-33: 27.941; 2033-34: 27.941; 2034-35: 27.941; 2035-36: 28.181; 2036-37: 28.181; 2037-38: 28.181; 2038-39: 28.181; 2039-40: 28.181; 2040-41: 28.181; 2041-42: 28.181; 2042-43: 28.181; 2043-44: 28.181; 2044-45: 28.181; 2045-46: 28.181; 2046-47: 28.181; 2047-48: 28.181; 2048-49: 28.181; 2049-50: 28.181
12FP | Water delivered measured non-household | 12BL + 12.2FP | Ml/d | 2 | 2019-20: 5.93; 2020-21: 5.89; 2021-22: 5.85; 2022-23: 5.81; 2023-24: 5.77; 2024-25: 5.74; 2025-26: 5.64; 2026-27: 5.54; 2027-28: 5.46; 2028-29: 5.38; 2029-30: 5.29; 2030-31: 5.2; 2031-32: 5.11; 2032-33: 5.04; 2033-34: 4.95; 2034-35: 4.87; 2035-36: 4.79; 2036-37: 4.71; 2037-38: 4.63; 2038-39: 4.55; 2039-40: 4.49; 2040-41: 4.41; 2041-42: 4.35; 2042-43: 4.27; 2043-44: 4.22; 2044-45: 4.15; 2045-46: 4.09; 2046-47: 4.03; 2047-48: 3.97; 2048-49: 3.91; 2049-50: 3.85
12.1FP | Non-potable water consumption | Input | Ml/d | 2 | 2019-20: 0; 2020-21: 0; 2021-22: 0; 2022-23: 0; 2023-24: 0; 2024-25: 0; 2025-26: 0; 2026-27: 0; 2027-28: 0; 2028-29: 0; 2029-30: 0; 2030-31: 0; 2031-32: 0; 2032-33: 0; 2033-34: 0; 2034-35: 0; 2035-36: 0; 2036-37: 0; 2037-38: 0; 2038-39: 0; 2039-40: 0; 2040-41: 0; 2041-42: 0; 2042-43: 0; 2043-44: 0; 2044-45: 0; 2045-46: 0; 2046-47: 0; 2047-48: 0; 2048-49: 0; 2049-50: 0
13FP | Water delivered unmeasured non-household | 13BL + 13.1FP | Ml/d | 2 | 2019-20: 0.02; 2020-21: 0.02; 2021-22: 0.02; 2022-23: 0.02; 2023-24: 0.02; 2024-25: 0.02; 2025-26: 0.02; 2026-27: 0.02; 2027-28: 0.02; 2028-29: 0.02; 2029-30: 0.02; 2030-31: 0.02; 2031-32: 0.02; 2032-33: 0.02; 2033-34: 0.02; 2034-35: 0.02; 2035-36: 0.02; 2036-37: 0.02; 2037-38: 0.02; 2038-39: 0.02; 2039-40: 0.02; 2040-41: 0.02; 2041-42: 0.02; 2042-43: 0.02; 2043-44: 0.02; 2044-45: 0.02; 2045-46: 0.02; 2046-47: 0.02; 2047-48: 0.02; 2048-49: 0.02; 2049-50: 0.02
14FP | Water delivered measured household | 14BL + 14.1FP | Ml/d | 2 | 2019-20: 8.97; 2020-21: 9.11; 2021-22: 9.23; 2022-23: 9.51; 2023-24: 9.51; 2024-25: 9.71; 2025-26: 9.83; 2026-27: 9.97; 2027-28: 10.11; 2028-29: 10.2; 2029-30: 10.26; 2030-31: 10.33; 2031-32: 10.4; 2032-33: 10.54; 2033-34: 10.66; 2034-35: 10.72; 2035-36: 10.74; 2036-37: 10.77; 2037-38: 10.83; 2038-39: 10.87; 2039-40: 10.9; 2040-41: 10.93; 2041-42: 10.94; 2042-43: 10.96; 2043-44: 10.97; 2044-45: 11.05; 2045-46: 11.1; 2046-47: 11.13; 2047-48: 11.17; 2048-49: 11.2; 2049-50: 11.22
15FP | Water delivered unmeasured household | 15BL + 15.1FP | Ml/d | 2 | 2019-20: 6.16; 2020-21: 5.93; 2021-22: 5.73; 2022-23: 5.49; 2023-24: 5.27; 2024-25: 5.05; 2025-26: 4.87; 2026-27: 4.71; 2027-28: 4.54; 2028-29: 4.39; 2029-30: 4.23; 2030-31: 4.1; 2031-32: 3.96; 2032-33: 3.83; 2033-34: 3.72; 2034-35: 3.6; 2035-36: 3.48; 2036-37: 3.38; 2037-38: 3.28; 2038-39: 3.17; 2039-40: 3.08; 2040-41: 2.98; 2041-42: 2.9; 2042-43: 2.82; 2043-44: 2.73; 2044-45: 2.65; 2045-46: 2.63; 2046-47: 2.59; 2047-48: 2.57; 2048-49: 2.54; 2049-50: 2.54
16FP | Percentage of consumption driven by climate change | 16BL | % | 1 | 2019-20: 0%; 2020-21: 0%; 2021-22: 0%; 2022-23: 0.1%; 2023-24: 0.1%; 2024-25: 0.1%; 2025-26: 0.1%; 2026-27: 0.1%; 2027-28: 0.1%; 2028-29: 0.2%; 2029-30: 0.2%; 2030-31: 0.2%; 2031-32: 0.2%; 2032-33: 0.3%; 2033-34: 0.3%; 2034-35: 0.3%; 2035-36: 0.4%; 2036-37: 0.4%; 2037-38: 0.4%; 2038-39: 0.5%; 2039-40: 0.5%; 2040-41: 0.6%; 2041-42: 0.6%; 2042-43: 0.6%; 2043-44: 0.7%; 2044-45: 0.7%; 2045-46: 0.8%; 2046-47: 0.8%; 2047-48: 0.8%; 2048-49: 0.8%; 2049-50: 0.9%
17FP | Volume of consumption driven by climate change | 16FP * (12FP + sum(13FP:15FP) - sum (23FP:26FP)) | Ml/d | 2 | 2019-20: 0; 2020-21: 0; 2021-22: 0; 2022-23: 0.02025; 2023-24: 0.02002; 2024-25: 0.01998; 2025-26: 0.01983; 2026-27: 0.01973; 2027-28: 0.01963; 2028-29: 0.039; 2029-30: 0.03866; 2030-31: 0.03838; 2031-32: 0.0381; 2032-33: 0.05697; 2033-34: 0.05673; 2034-35: 0.05634; 2035-36: 0.07444; 2036-37: 0.07384; 2037-38: 0.07336; 2038-39: 0.09095; 2039-40: 0.09035; 2040-41: 0.10752; 2041-42: 0.1068; 2042-43: 0.10596; 2043-44: 0.12271; 2044-45: 0.12222; 2045-46: 0.13944; 2046-47: 0.13888; 2047-48: 0.13856; 2048-49: 0.13792; 2049-50: 0.1548
18FP | Measured Household - PCC | ((14FP - 25FP) * 1,000,000) / (39FP * 1000) | l/h/d | 1 | 2019-20: 173.313; 2020-21: 170.4744; 2021-22: 168.194; 2022-23: 167.4014; 2023-24: 162.9339; 2024-25: 161.9482; 2025-26: 160.1089; 2026-27: 158.9856; 2027-28: 158.2243; 2028-29: 156.6398; 2029-30: 155.1989; 2030-31: 154.0745; 2031-32: 153.0205; 2032-33: 152.7693; 2033-34: 152.5083; 2034-35: 151.3681; 2035-36: 150.2207; 2036-37: 148.9446; 2037-38: 148.2584; 2038-39: 147.1651; 2039-40: 146.0697; 2040-41: 145.0164; 2041-42: 144.0035; 2042-43: 142.8839; 2043-44: 141.7912; 2044-45: 141.533; 2045-46: 141.402; 2046-47: 141.0377; 2047-48: 140.7976; 2048-49: 140.3079; 2049-50: 140.0729
19FP | Unmeasured Household - PCC | ((15FP - 26FP) * 1,000,000) / (40FP * 1000) | l/h/d | 1 | 2019-20: 259.2772; 2020-21: 259.0579; 2021-22: 258.9425; 2022-23: 258.4679; 2023-24: 258.4881; 2024-25: 258.068; 2025-26: 257.9003; 2026-27: 258.4231; 2027-28: 257.4293; 2028-29: 257.9377; 2029-30: 257.5517; 2030-31: 258.2685; 2031-32: 258.6501; 2032-33: 259.4373; 2033-34: 260.6913; 2034-35: 261.661; 2035-36: 261.6279; 2036-37: 263.7363; 2037-38: 264.8001; 2038-39: 265.6414; 2039-40: 266.9442; 2040-41: 268.0412; 2041-42: 269.8767; 2042-43: 272.4987; 2043-44: 272.8882; 2044-45: 275.1997; 2045-46: 277.4123; 2046-47: 277.3446; 2047-48: 279.3802; 2048-49: 279.0217; 2049-50: 279.0537
20FP | Average Household - PCC | (((14FP - 25FP) + (15FP - 26FP)) * 1,000,000)/ ((39FP + 40FP) * 1,000) | l/h/d | 1 | 2019-20: 200.2232; 2020-21: 196.8713; 2021-22: 194.0779; 2022-23: 191.9957; 2023-24: 187.4408; 2024-25: 185.366; 2025-26: 182.882; 2026-27: 181.1381; 2027-28: 179.3989; 2028-29: 177.358; 2029-30: 175.294; 2030-31: 173.7111; 2031-32: 172.1328; 2032-33: 171.2981; 2033-34: 170.558; 2034-35: 169.0545; 2035-36: 167.4102; 2036-37: 165.9801; 2037-38: 164.8914; 2038-39: 163.4214; 2039-40: 162.0182; 2040-41: 160.6359; 2041-42: 159.3796; 2042-43: 158.1168; 2043-44: 156.6125; 2044-45: 156.0667; 2045-46: 155.9101; 2046-47: 155.3063; 2047-48: 155.037; 2048-49: 154.3024; 2049-50: 154.0487
21FP | Water taken unbilled | 21BL + 21.1FP | Ml/d | 2 | 2019-20: 0.4; 2020-21: 0.4; 2021-22: 0.4; 2022-23: 0.4; 2023-24: 0.39; 2024-25: 0.4; 2025-26: 0.4; 2026-27: 0.4; 2027-28: 0.4; 2028-29: 0.4; 2029-30: 0.39; 2030-31: 0.39; 2031-32: 0.41; 2032-33: 0.4; 2033-34: 0.4; 2034-35: 0.41; 2035-36: 0.41; 2036-37: 0.4; 2037-38: 0.4; 2038-39: 0.39; 2039-40: 0.4; 2040-41: 0.4; 2041-42: 0.4; 2042-43: 0.4; 2043-44: 0.39; 2044-45: 0.39; 2045-46: 0.39; 2046-47: 0.39; 2047-48: 0.38; 2048-49: 0.38; 2049-50: 0.38
22FP | Distribution system operational use | 22BL + 22.1FP | Ml/d | 2 | 2019-20: 0.09; 2020-21: 0.09; 2021-22: 0.09; 2022-23: 0.09; 2023-24: 0.09; 2024-25: 0.09; 2025-26: 0.09; 2026-27: 0.09; 2027-28: 0.09; 2028-29: 0.09; 2029-30: 0.09; 2030-31: 0.09; 2031-32: 0.09; 2032-33: 0.09; 2033-34: 0.09; 2034-35: 0.09; 2035-36: 0.09; 2036-37: 0.09; 2037-38: 0.09; 2038-39: 0.09; 2039-40: 0.09; 2040-41: 0.09; 2041-42: 0.09; 2042-43: 0.09; 2043-44: 0.09; 2044-45: 0.09; 2045-46: 0.09; 2046-47: 0.09; 2047-48: 0.09; 2048-49: 0.09; 2049-50: 0.09
23FP | Measured Non Household - USPL | 23BL + 23.1FP | Ml/d | 2 | 2019-20: 0.02; 2020-21: 0.02; 2021-22: 0.02; 2022-23: 0.02; 2023-24: 0.02; 2024-25: 0.02; 2025-26: 0.02; 2026-27: 0.02; 2027-28: 0.02; 2028-29: 0.02; 2029-30: 0.02; 2030-31: 0.02; 2031-32: 0.02; 2032-33: 0.02; 2033-34: 0.02; 2034-35: 0.01; 2035-36: 0.01; 2036-37: 0.01; 2037-38: 0.01; 2038-39: 0.01; 2039-40: 0.01; 2040-41: 0.01; 2041-42: 0.01; 2042-43: 0.01; 2043-44: 0.01; 2044-45: 0.01; 2045-46: 0.01; 2046-47: 0.01; 2047-48: 0.01; 2048-49: 0.01; 2049-50: 0.01
24FP | Unmeasured Non Household - USPL | 24BL + 24.1FP | Ml/d | 2 | 2019-20: 0; 2020-21: 0; 2021-22: 0; 2022-23: 0; 2023-24: 0; 2024-25: 0; 2025-26: 0; 2026-27: 0; 2027-28: 0; 2028-29: 0; 2029-30: 0; 2030-31: 0; 2031-32: 0; 2032-33: 0; 2033-34: 0; 2034-35: 0; 2035-36: 0; 2036-37: 0; 2037-38: 0; 2038-39: 0; 2039-40: 0; 2040-41: 0; 2041-42: 0; 2042-43: 0; 2043-44: 0; 2044-45: 0; 2045-46: 0; 2046-47: 0; 2047-48: 0; 2048-49: 0; 2049-50: 0
25FP | Measured Household - USPL | 25BL + 25.1FP | Ml/d | 2 | 2019-20: 0.33; 2020-21: 0.32; 2021-22: 0.31; 2022-23: 0.32; 2023-24: 0.3; 2024-25: 0.3; 2025-26: 0.3; 2026-27: 0.29; 2027-28: 0.28; 2028-29: 0.28; 2029-30: 0.27; 2030-31: 0.26; 2031-32: 0.25; 2032-33: 0.26; 2033-34: 0.26; 2034-35: 0.27; 2035-36: 0.26; 2036-37: 0.27; 2037-38: 0.27; 2038-39: 0.28; 2039-40: 0.28; 2040-41: 0.29; 2041-42: 0.28; 2042-43: 0.29; 2043-44: 0.29; 2044-45: 0.3; 2045-46: 0.3; 2046-47: 0.3; 2047-48: 0.3; 2048-49: 0.31; 2049-50: 0.31
26FP | Unmeasured Household - USPL | 26BL + 26.1BL | Ml/d | 2 | 2019-20: 0.27; 2020-21: 0.26; 2021-22: 0.25; 2022-23: 0.24; 2023-24: 0.23; 2024-25: 0.22; 2025-26: 0.21; 2026-27: 0.2; 2027-28: 0.2; 2028-29: 0.19; 2029-30: 0.18; 2030-31: 0.18; 2031-32: 0.17; 2032-33: 0.16; 2033-34: 0.16; 2034-35: 0.15; 2035-36: 0.15; 2036-37: 0.14; 2037-38: 0.14; 2038-39: 0.13; 2039-40: 0.13; 2040-41: 0.12; 2041-42: 0.12; 2042-43: 0.11; 2043-44: 0.11; 2044-45: 0.1; 2045-46: 0.1; 2046-47: 0.1; 2047-48: 0.1; 2048-49: 0.11; 2049-50: 0.11
27FP | Void Properties - USPL | 27BL + 27.1FP | Ml/d | 2 | 2019-20: 0.04; 2020-21: 0.04; 2021-22: 0.04; 2022-23: 0.04; 2023-24: 0.04; 2024-25: 0.04; 2025-26: 0.04; 2026-27: 0.04; 2027-28: 0.04; 2028-29: 0.04; 2029-30: 0.04; 2030-31: 0.04; 2031-32: 0.04; 2032-33: 0.04; 2033-34: 0.04; 2034-35: 0.04; 2035-36: 0.04; 2036-37: 0.04; 2037-38: 0.05; 2038-39: 0.05; 2039-40: 0.05; 2040-41: 0.05; 2041-42: 0.05; 2042-43: 0.05; 2043-44: 0.05; 2044-45: 0.05; 2045-46: 0.05; 2046-47: 0.05; 2047-48: 0.05; 2048-49: 0.05; 2049-50: 0.05
28FP | Distribution losses | 28BL + 28.1FP | Ml/d | 2 | 2019-20: 2.84; 2020-21: 2.78; 2021-22: 2.75; 2022-23: 2.69; 2023-24: 2.64; 2024-25: 2.58; 2025-26: 2.58; 2026-27: 2.58; 2027-28: 2.57; 2028-29: 2.57; 2029-30: 2.57; 2030-31: 2.57; 2031-32: 2.54; 2032-33: 2.54; 2033-34: 2.54; 2034-35: 2.51; 2035-36: 2.51; 2036-37: 2.51; 2037-38: 2.51; 2038-39: 2.51; 2039-40: 2.5; 2040-41: 2.49; 2041-42: 2.44; 2042-43: 2.44; 2043-44: 2.38; 2044-45: 2.31; 2045-46: 2.24; 2046-47: 2.14; 2047-48: 2.11; 2048-49: 2.07; 2049-50: 2.07
29FP | Total Leakage | sum (23FP:28FP) | Ml/d | 2 | 2019-20: 3.5; 2020-21: 3.42; 2021-22: 3.37; 2022-23: 3.31; 2023-24: 3.23; 2024-25: 3.16; 2025-26: 3.15; 2026-27: 3.13; 2027-28: 3.11; 2028-29: 3.1; 2029-30: 3.08; 2030-31: 3.07; 2031-32: 3.02; 2032-33: 3.02; 2033-34: 3.02; 2034-35: 2.98; 2035-36: 2.97; 2036-37: 2.97; 2037-38: 2.98; 2038-39: 2.98; 2039-40: 2.97; 2040-41: 2.96; 2041-42: 2.9; 2042-43: 2.9; 2043-44: 2.84; 2044-45: 2.77; 2045-46: 2.7; 2046-47: 2.6; 2047-48: 2.57; 2048-49: 2.55; 2049-50: 2.55
30FP | Leakage/property | (29FP * 1,000,000) / (36FP * 1,000) | l/prop/d | 2 | 2019-20: 92.595; 2020-21: 88.9028; 2021-22: 86.1254; 2022-23: 83.3291; 2023-24: 80.3223; 2024-25: 77.6127; 2025-26: 76.4155; 2026-27: 75.0582; 2027-28: 73.8647; 2028-29: 72.9274; 2029-30: 71.882; 2030-31: 71.0846; 2031-32: 69.3902; 2032-33: 68.8429; 2033-34: 68.3366; 2034-35: 66.9708; 2035-36: 66.3598; 2036-37: 65.956; 2037-38: 65.7851; 2038-39: 65.381; 2039-40: 64.7821; 2040-41: 64.2626; 2041-42: 62.677; 2042-43: 62.4018; 2043-44: 60.8567; 2044-45: 59.1236; 2045-46: 57.4102; 2046-47: 55.0836; 2047-48: 54.2606; 2048-49: 53.6582; 2049-50: 53.486
31FP | Measured Non Household - properties | Input | 000's | 2 | 2019-20: 2.512; 2020-21: 2.535; 2021-22: 2.557; 2022-23: 2.583; 2023-24: 2.604; 2024-25: 2.626; 2025-26: 2.652; 2026-27: 2.673; 2027-28: 2.691; 2028-29: 2.707; 2029-30: 2.72; 2030-31: 2.733; 2031-32: 2.746; 2032-33: 2.756; 2033-34: 2.764; 2034-35: 2.772; 2035-36: 2.78; 2036-37: 2.788; 2037-38: 2.795; 2038-39: 2.802; 2039-40: 2.809; 2040-41: 2.815; 2041-42: 2.821; 2042-43: 2.827; 2043-44: 2.833; 2044-45: 2.838; 2045-46: 2.844; 2046-47: 2.849; 2047-48: 2.853; 2048-49: 2.858; 2049-50: 2.862
32FP | Unmeasured Non Household - properties | Input | 000's | 2 | 2019-20: 0.01; 2020-21: 0.01; 2021-22: 0.01; 2022-23: 0.01; 2023-24: 0.01; 2024-25: 0.011; 2025-26: 0.011; 2026-27: 0.011; 2027-28: 0.011; 2028-29: 0.011; 2029-30: 0.011; 2030-31: 0.011; 2031-32: 0.011; 2032-33: 0.011; 2033-34: 0.011; 2034-35: 0.011; 2035-36: 0.011; 2036-37: 0.011; 2037-38: 0.011; 2038-39: 0.011; 2039-40: 0.011; 2040-41: 0.011; 2041-42: 0.011; 2042-43: 0.011; 2043-44: 0.011; 2044-45: 0.011; 2045-46: 0.011; 2046-47: 0.011; 2047-48: 0.011; 2048-49: 0.011; 2049-50: 0.011
33FP | All void non-households - properties | Input | 000's | 2 | 2019-20: 0; 2020-21: 0; 2021-22: 0; 2022-23: 0; 2023-24: 0; 2024-25: 0; 2025-26: 0; 2026-27: 0; 2027-28: 0; 2028-29: 0; 2029-30: 0; 2030-31: 0; 2031-32: 0; 2032-33: 0; 2033-34: 0; 2034-35: 0; 2035-36: 0; 2036-37: 0; 2037-38: 0; 2038-39: 0; 2039-40: 0; 2040-41: 0; 2041-42: 0; 2042-43: 0; 2043-44: 0; 2044-45: 0; 2045-46: 0; 2046-47: 0; 2047-48: 0; 2048-49: 0; 2049-50: 0
34FP | Measured households - properties (excl. void) | Year before + sum (34.1BL:34.6BL) | 000's | 2 | 2019-20: 24.98; 2020-21: 25.957; 2021-22: 26.88; 2022-23: 27.783; 2023-24: 28.577; 2024-25: 29.366; 2025-26: 30.099; 2026-27: 30.8; 2027-28: 31.419; 2028-29: 32.033; 2029-30: 32.579; 2030-31: 33.116; 2031-32: 33.641; 2032-33: 34.171; 2033-34: 34.676; 2034-35: 35.155; 2035-36: 35.58; 2036-37: 36.015; 2037-38: 36.44; 2038-39: 36.869; 2039-40: 37.28; 2040-41: 37.635; 2041-42: 37.978; 2042-43: 38.31; 2043-44: 38.629; 2044-45: 38.933; 2045-46: 39.152; 2046-47: 39.362; 2047-48: 39.563; 2048-49: 39.757; 2049-50: 39.902
34.1FP | New build properties - properties | Input (new builds in each year) | 000's | 2 | 2019-20: 0.599; 2020-21: 0.565; 2021-22: 0.539; 2022-23: 0.553; 2023-24: 0.459; 2024-25: 0.468; 2025-26: 0.47; 2026-27: 0.448; 2027-28: 0.375; 2028-29: 0.379; 2029-30: 0.319; 2030-31: 0.318; 2031-32: 0.315; 2032-33: 0.327; 2033-34: 0.31; 2034-35: 0.29; 2035-36: 0.243; 2036-37: 0.259; 2037-38: 0.256; 2038-39: 0.267; 2039-40: 0.255; 2040-41: 0.204; 2041-42: 0.198; 2042-43: 0.191; 2043-44: 0.183; 2044-45: 0.175; 2045-46: 0.169; 2046-47: 0.162; 2047-48: 0.155; 2048-49: 0.15; 2049-50: 0.145
34.2FP | Meter optants - properties | Input (meter optants in each year) | 000's | 2 | 2019-20: 0.277; 2020-21: 0.265; 2021-22: 0.242; 2022-23: 0.213; 2023-24: 0.204; 2024-25: 0.195; 2025-26: 0.142; 2026-27: 0.137; 2027-28: 0.133; 2028-29: 0.128; 2029-30: 0.124; 2030-31: 0.12; 2031-32: 0.116; 2032-33: 0.112; 2033-34: 0.108; 2034-35: 0.105; 2035-36: 0.101; 2036-37: 0.098; 2037-38: 0.095; 2038-39: 0.091; 2039-40: 0.088; 2040-41: 0.085; 2041-42: 0.082; 2042-43: 0.08; 2043-44: 0.077; 2044-45: 0.074; 2045-46: 0; 2046-47: 0; 2047-48: 0; 2048-49: 0; 2049-50: 0
34.3FP | Compulsory metering - properties | Input (compulsory meters in each year) | 000's | 2 | 2019-20: 0; 2020-21: 0; 2021-22: 0; 2022-23: 0; 2023-24: 0; 2024-25: 0; 2025-26: 0; 2026-27: 0; 2027-28: 0; 2028-29: 0; 2029-30: 0; 2030-31: 0; 2031-32: 0; 2032-33: 0; 2033-34: 0; 2034-35: 0; 2035-36: 0; 2036-37: 0; 2037-38: 0; 2038-39: 0; 2039-40: 0; 2040-41: 0; 2041-42: 0; 2042-43: 0; 2043-44: 0; 2044-45: 0; 2045-46: 0; 2046-47: 0; 2047-48: 0; 2048-49: 0; 2049-50: 0
34.4FP | Metering on change of occupancy - properties | Input (change of occupancy meters in each year) | 000's | 2 | 2019-20: 0.144; 2020-21: 0.139; 2021-22: 0.134; 2022-23: 0.129; 2023-24: 0.124; 2024-25: 0.119; 2025-26: 0.114; 2026-27: 0.11; 2027-28: 0.105; 2028-29: 0.101; 2029-30: 0.097; 2030-31: 0.093; 2031-32: 0.089; 2032-33: 0.086; 2033-34: 0.082; 2034-35: 0.079; 2035-36: 0.076; 2036-37: 0.073; 2037-38: 0.07; 2038-39: 0.067; 2039-40: 0.064; 2040-41: 0.062; 2041-42: 0.059; 2042-43: 0.057; 2043-44: 0.055; 2044-45: 0.052; 2045-46: 0.05; 2046-47: 0.048; 2047-48: 0.046; 2048-49: 0.044; 2049-50: 0
34.5FP | Selective metering - properties | Input (selective meters in each year) | 000's | 2 | 2019-20: 0.009; 2020-21: 0.008; 2021-22: 0.008; 2022-23: 0.008; 2023-24: 0.007; 2024-25: 0.007; 2025-26: 0.007; 2026-27: 0.006; 2027-28: 0.006; 2028-29: 0.006; 2029-30: 0.006; 2030-31: 0.006; 2031-32: 0.005; 2032-33: 0.005; 2033-34: 0.005; 2034-35: 0.005; 2035-36: 0.005; 2036-37: 0.005; 2037-38: 0.004; 2038-39: 0.004; 2039-40: 0.004; 2040-41: 0.004; 2041-42: 0.004; 2042-43: 0.004; 2043-44: 0.004; 2044-45: 0.003; 2045-46: 0; 2046-47: 0; 2047-48: 0; 2048-49: 0; 2049-50: 0
34.6FP | Other changes to existing metering - properties | Input (other changes to meters in each year) | 000's | 2 | 2019-20: 0; 2020-21: 0; 2021-22: 0; 2022-23: 0; 2023-24: 0; 2024-25: 0; 2025-26: 0; 2026-27: 0; 2027-28: 0; 2028-29: 0; 2029-30: 0; 2030-31: 0; 2031-32: 0; 2032-33: 0; 2033-34: 0; 2034-35: 0; 2035-36: 0; 2036-37: 0; 2037-38: 0; 2038-39: 0; 2039-40: 0; 2040-41: 0; 2041-42: 0; 2042-43: 0; 2043-44: 0; 2044-45: 0; 2045-46: 0; 2046-47: 0; 2047-48: 0; 2048-49: 0; 2049-50: 0
34.7FP | Measured household void properties | Input | 000's | 2 | 2019-20: 0.68; 2020-21: 0.701; 2021-22: 0.72; 2022-23: 0.743; 2023-24: 0.763; 2024-25: 0.783; 2025-26: 0.801; 2026-27: 0.818; 2027-28: 0.834; 2028-29: 0.85; 2029-30: 0.863; 2030-31: 0.877; 2031-32: 0.89; 2032-33: 0.904; 2033-34: 0.917; 2034-35: 0.928; 2035-36: 0.94; 2036-37: 0.951; 2037-38: 0.961; 2038-39: 0.972; 2039-40: 0.982; 2040-41: 0.991; 2041-42: 1; 2042-43: 1.009; 2043-44: 1.018; 2044-45: 1.026; 2045-46: 1.032; 2046-47: 1.037; 2047-48: 1.043; 2048-49: 1.048; 2049-50: 1.052
35FP | Unmeasured households - properties (excl. void) | Input | 000's | 2 | 2019-20: 9.376; 2020-21: 9.034; 2021-22: 8.738; 2022-23: 8.388; 2023-24: 8.053; 2024-25: 7.732; 2025-26: 7.469; 2026-27: 7.215; 2027-28: 6.971; 2028-29: 6.735; 2029-30: 6.509; 2030-31: 6.29; 2031-32: 6.079; 2032-33: 5.876; 2033-34: 5.681; 2034-35: 5.492; 2035-36: 5.31; 2036-37: 5.135; 2037-38: 4.966; 2038-39: 4.804; 2039-40: 4.647; 2040-41: 4.496; 2041-42: 4.35; 2042-43: 4.21; 2043-44: 4.074; 2044-45: 3.944; 2045-46: 3.894; 2046-47: 3.846; 2047-48: 3.799; 2048-49: 3.755; 2049-50: 3.755
35.1FP | Unmeasured household void properties | Input | 000's | 2 | 2019-20: 0.241; 2020-21: 0.232; 2021-22: 0.224; 2022-23: 0.215; 2023-24: 0.206; 2024-25: 0.197; 2025-26: 0.19; 2026-27: 0.184; 2027-28: 0.178; 2028-29: 0.172; 2029-30: 0.166; 2030-31: 0.161; 2031-32: 0.155; 2032-33: 0.15; 2033-34: 0.144; 2034-35: 0.139; 2035-36: 0.135; 2036-37: 0.13; 2037-38: 0.126; 2038-39: 0.121; 2039-40: 0.117; 2040-41: 0.113; 2041-42: 0.109; 2042-43: 0.106; 2043-44: 0.102; 2044-45: 0.099; 2045-46: 0.097; 2046-47: 0.096; 2047-48: 0.095; 2048-49: 0.094; 2049-50: 0.094
36FP | Total Resource Zone Properties (incl. voids) | sum (31FP:34FP) + 34.7FP + 35BL + 35.1BL | 000's | 2 | 2019-20: 37.799; 2020-21: 38.469; 2021-22: 39.129; 2022-23: 39.722; 2023-24: 40.213; 2024-25: 40.715; 2025-26: 41.222; 2026-27: 41.701; 2027-28: 42.104; 2028-29: 42.508; 2029-30: 42.848; 2030-31: 43.188; 2031-32: 43.522; 2032-33: 43.868; 2033-34: 44.193; 2034-35: 44.497; 2035-36: 44.756; 2036-37: 45.03; 2037-38: 45.299; 2038-39: 45.579; 2039-40: 45.846; 2040-41: 46.061; 2041-42: 46.269; 2042-43: 46.473; 2043-44: 46.667; 2044-45: 46.851; 2045-46: 47.03; 2046-47: 47.201; 2047-48: 47.364; 2048-49: 47.523; 2049-50: 47.676
37FP | Measured Non Household - Population | Input | 000's | 2 | 2019-20: 2.085; 2020-21: 2.105; 2021-22: 2.122; 2022-23: 2.142; 2023-24: 2.164; 2024-25: 2.18; 2025-26: 2.195; 2026-27: 2.218; 2027-28: 2.245; 2028-29: 2.27; 2029-30: 2.29; 2030-31: 2.311; 2031-32: 2.341; 2032-33: 2.371; 2033-34: 2.392; 2034-35: 2.413; 2035-36: 2.427; 2036-37: 2.442; 2037-38: 2.458; 2038-39: 2.477; 2039-40: 2.494; 2040-41: 2.511; 2041-42: 2.533; 2042-43: 2.555; 2043-44: 2.581; 2044-45: 2.606; 2045-46: 2.634; 2046-47: 2.662; 2047-48: 2.687; 2048-49: 2.712; 2049-50: 2.735
38FP | Unmeasured Non Household - Population | Input | 000's | 2 | 2019-20: 0.009; 2020-21: 0.009; 2021-22: 0.009; 2022-23: 0.009; 2023-24: 0.009; 2024-25: 0.009; 2025-26: 0.009; 2026-27: 0.009; 2027-28: 0.009; 2028-29: 0.009; 2029-30: 0.009; 2030-31: 0.009; 2031-32: 0.009; 2032-33: 0.01; 2033-34: 0.01; 2034-35: 0.01; 2035-36: 0.01; 2036-37: 0.01; 2037-38: 0.01; 2038-39: 0.01; 2039-40: 0.01; 2040-41: 0.01; 2041-42: 0.01; 2042-43: 0.01; 2043-44: 0.01; 2044-45: 0.01; 2045-46: 0.011; 2046-47: 0.011; 2047-48: 0.011; 2048-49: 0.011; 2049-50: 0.011
39FP | Measured Household - Population | Input | 000's | 2 | 2019-20: 49.852; 2020-21: 51.562; 2021-22: 53.034; 2022-23: 54.898; 2023-24: 56.526; 2024-25: 58.105; 2025-26: 59.522; 2026-27: 60.886; 2027-28: 62.127; 2028-29: 63.33; 2029-30: 64.369; 2030-31: 65.358; 2031-32: 66.331; 2032-33: 67.291; 2033-34: 68.193; 2034-35: 69.037; 2035-36: 69.764; 2036-37: 70.496; 2037-38: 71.227; 2038-39: 71.96; 2039-40: 72.705; 2040-41: 73.371; 2041-42: 74.026; 2042-43: 74.676; 2043-44: 75.322; 2044-45: 75.954; 2045-46: 76.378; 2046-47: 76.788; 2047-48: 77.203; 2048-49: 77.615; 2049-50: 77.888
40FP | Unmeasured Household - Population | Input | 000's | 2 | 2019-20: 22.717; 2020-21: 21.887; 2021-22: 21.163; 2022-23: 20.312; 2023-24: 19.498; 2024-25: 18.716; 2025-26: 18.069; 2026-27: 17.452; 2027-28: 16.859; 2028-29: 16.283; 2029-30: 15.725; 2030-31: 15.178; 2031-32: 14.653; 2032-33: 14.146; 2033-34: 13.656; 2034-35: 13.185; 2035-36: 12.728; 2036-37: 12.285; 2037-38: 11.858; 2038-39: 11.444; 2039-40: 11.051; 2040-41: 10.67; 2041-42: 10.301; 2042-43: 9.945; 2043-44: 9.601; 2044-45: 9.266; 2045-46: 9.12; 2046-47: 8.978; 2047-48: 8.841; 2048-49: 8.709; 2049-50: 8.708
41FP | Total Resource Zone Population | sum (37FP:40FP) | 000's | 2 | 2019-20: 74.663; 2020-21: 75.563; 2021-22: 76.328; 2022-23: 77.361; 2023-24: 78.197; 2024-25: 79.01; 2025-26: 79.795; 2026-27: 80.565; 2027-28: 81.24; 2028-29: 81.892; 2029-30: 82.393; 2030-31: 82.856; 2031-32: 83.334; 2032-33: 83.818; 2033-34: 84.251; 2034-35: 84.645; 2035-36: 84.929; 2036-37: 85.233; 2037-38: 85.553; 2038-39: 85.891; 2039-40: 86.26; 2040-41: 86.562; 2041-42: 86.87; 2042-43: 87.186; 2043-44: 87.514; 2044-45: 87.836; 2045-46: 88.143; 2046-47: 88.439; 2047-48: 88.742; 2048-49: 89.047; 2049-50: 89.342
42FP | Average household occupancy rate (excl. voids) | (39FP + 40FP) / (34FP + 35FP) | h/prop | 1 | 2019-20: 2.1123; 2020-21: 2.0991; 2021-22: 2.0831; 2022-23: 2.0793; 2023-24: 2.0755; 2024-25: 2.0708; 2025-26: 2.0653; 2026-27: 2.0607; 2027-28: 2.0575; 2028-29: 2.0536; 2029-30: 2.0491; 2030-31: 2.0437; 2031-32: 2.0389; 2032-33: 2.0335; 2033-34: 2.0281; 2034-35: 2.0228; 2035-36: 2.0174; 2036-37: 2.0117; 2037-38: 2.0066; 2038-39: 2.0014; 2039-40: 1.9977; 2040-41: 1.9948; 2041-42: 1.9922; 2042-43: 1.9901; 2043-44: 1.9887; 2044-45: 1.9875; 2045-46: 1.9862; 2046-47: 1.985; 2047-48: 1.9843; 2048-49: 1.9839; 2049-50: 1.9836
43FP | Total Household Metering penetration (excl. voids) | 34FP / (34FP + 35FP) | % | 1 | 2019-20: 72.71%; 2020-21: 74.18%; 2021-22: 75.47%; 2022-23: 76.81%; 2023-24: 78.02%; 2024-25: 79.16%; 2025-26: 80.12%; 2026-27: 81.02%; 2027-28: 81.84%; 2028-29: 82.63%; 2029-30: 83.35%; 2030-31: 84.04%; 2031-32: 84.7%; 2032-33: 85.33%; 2033-34: 85.92%; 2034-35: 86.49%; 2035-36: 87.01%; 2036-37: 87.52%; 2037-38: 88.01%; 2038-39: 88.47%; 2039-40: 88.92%; 2040-41: 89.33%; 2041-42: 89.72%; 2042-43: 90.1%; 2043-44: 90.46%; 2044-45: 90.8%; 2045-46: 90.95%; 2046-47: 91.1%; 2047-48: 91.24%; 2048-49: 91.37%; 2049-50: 91.4%
44FP | Total Household Metering penetration (incl. voids) | (34FP) / (34FP + 34.7FP + 35FP + 35.1FP) | % | 1 | 2019-20: 70.81%; 2020-21: 72.26%; 2021-22: 73.52%; 2022-23: 74.83%; 2023-24: 76%; 2024-25: 77.12%; 2025-26: 78.06%; 2026-27: 78.94%; 2027-28: 79.74%; 2028-29: 80.51%; 2029-30: 81.21%; 2030-31: 81.88%; 2031-32: 82.52%; 2032-33: 83.14%; 2033-34: 83.72%; 2034-35: 84.28%; 2035-36: 84.78%; 2036-37: 85.28%; 2037-38: 85.76%; 2038-39: 86.21%; 2039-40: 86.65%; 2040-41: 87.05%; 2041-42: 87.43%; 2042-43: 87.8%; 2043-44: 88.15%; 2044-45: 88.48%; 2045-46: 88.63%; 2046-47: 88.77%; 2047-48: 88.91%; 2048-49: 89.03%; 2049-50: 89.06%
45FP | Distribution input | sum (12FP:15FP) + 21FP + 22FP + 27FP + 28FP | Ml/d | 2 | 2019-20: 24.45; 2020-21: 24.26; 2021-22: 24.11; 2022-23: 24.05; 2023-24: 23.73; 2024-25: 23.63; 2025-26: 23.47; 2026-27: 23.35; 2027-28: 23.23; 2028-29: 23.09; 2029-30: 22.89; 2030-31: 22.74; 2031-32: 22.57; 2032-33: 22.5; 2033-34: 22.42; 2034-35: 22.26; 2035-36: 22.08; 2036-37: 21.92; 2037-38: 21.81; 2038-39: 21.65; 2039-40: 21.53; 2040-41: 21.37; 2041-42: 21.19; 2042-43: 21.05; 2043-44: 20.85; 2044-45: 20.71; 2045-46: 20.61; 2046-47: 20.44; 2047-48: 20.36; 2048-49: 20.26; 2049-50: 20.22
46FP | Target headroom (climate change component) | Input | Ml/d | 2 | 2019-20: 0.0020497; 2020-21: 0.0020497; 2021-22: 0.0020497; 2022-23: 0.0020497; 2023-24: 0.0020497; 2024-25: 0.0020497; 2025-26: 0.0020497; 2026-27: 0.0021105; 2027-28: 0.002946; 2028-29: 0.0018472; 2029-30: 0.0027096; 2030-31: 0.0035496; 2031-32: 0.0049264; 2032-33: 0.0045566; 2033-34: 0.0035282; 2034-35: 0.0044574; 2035-36: 0.0085852; 2036-37: 0.0065577; 2037-38: 0.0056904; 2038-39: 0.0074318; 2039-40: 0; 2040-41: 0; 2041-42: 0; 2042-43: 0; 2043-44: 0; 2044-45: 0; 2045-46: 0; 2046-47: 0; 2047-48: 0; 2048-49: 0; 2049-50: 0
47FP | Target headroom (All other components) | Input | Ml/d | 2 | 2019-20: 1.0111; 2020-21: 1.0111; 2021-22: 1.0111; 2022-23: 1.0111; 2023-24: 1.0111; 2024-25: 1.0111; 2025-26: 1.0111; 2026-27: 0.99749; 2027-28: 0.98722; 2028-29: 0.99167; 2029-30: 1.0054; 2030-31: 0.91265; 2031-32: 0.93405; 2032-33: 0.95871; 2033-34: 0.96809; 2034-35: 1.0141; 2035-36: 0.80993; 2036-37: 0.70926; 2037-38: 0.73437; 2038-39: 0.78542; 2039-40: 0.56203; 2040-41: 0.59197; 2041-42: 0.61707; 2042-43: 0.64751; 2043-44: 0.68514; 2044-45: 0.69448; 2045-46: 0.55003; 2046-47: 0.55012; 2047-48: 0.54582; 2048-49: 0.54137; 2049-50: 0.54935
48FP | Target Headroom | 46FP + 47FP | Ml/d | 2 | 2019-20: 1.0132; 2020-21: 1.0132; 2021-22: 1.0132; 2022-23: 1.0132; 2023-24: 1.0132; 2024-25: 1.0132; 2025-26: 1.0132; 2026-27: 0.9996; 2027-28: 0.99017; 2028-29: 0.99352; 2029-30: 1.0081; 2030-31: 0.91619; 2031-32: 0.93897; 2032-33: 0.96327; 2033-34: 0.97162; 2034-35: 1.0185; 2035-36: 0.81852; 2036-37: 0.71582; 2037-38: 0.74006; 2038-39: 0.79285; 2039-40: 0.56203; 2040-41: 0.59197; 2041-42: 0.61707; 2042-43: 0.64751; 2043-44: 0.68514; 2044-45: 0.69448; 2045-46: 0.55003; 2046-47: 0.55012; 2047-48: 0.54582; 2048-49: 0.54137; 2049-50: 0.54935
49FP | Available Headroom | 11FP - 45FP | Ml/d | 2 | 2019-20: 2.77; 2020-21: 2.96; 2021-22: 3.11; 2022-23: 3.17; 2023-24: 3.49; 2024-25: 3.59; 2025-26: 3.751; 2026-27: 3.871; 2027-28: 3.991; 2028-29: 4.131; 2029-30: 4.331; 2030-31: 5.201; 2031-32: 5.371; 2032-33: 5.441; 2033-34: 5.521; 2034-35: 5.681; 2035-36: 6.101; 2036-37: 6.261; 2037-38: 6.371; 2038-39: 6.531; 2039-40: 6.651; 2040-41: 6.811; 2041-42: 6.991; 2042-43: 7.131; 2043-44: 7.331; 2044-45: 7.471; 2045-46: 7.571; 2046-47: 7.741; 2047-48: 7.821; 2048-49: 7.921; 2049-50: 7.961
49.1FP | Available non-potable balance (if applicable) | 1.1FP - 12.1FP | Ml/d | 2 | 2019-20: 0; 2020-21: 0; 2021-22: 0; 2022-23: 0; 2023-24: 0; 2024-25: 0; 2025-26: 0; 2026-27: 0; 2027-28: 0; 2028-29: 0; 2029-30: 0; 2030-31: 0; 2031-32: 0; 2032-33: 0; 2033-34: 0; 2034-35: 0; 2035-36: 0; 2036-37: 0; 2037-38: 0; 2038-39: 0; 2039-40: 0; 2040-41: 0; 2041-42: 0; 2042-43: 0; 2043-44: 0; 2044-45: 0; 2045-46: 0; 2046-47: 0; 2047-48: 0; 2048-49: 0; 2049-50: 0
50FP | Supply Demand Balance | 49FP - 48FP | Ml/d | 2 | 2019-20: 1.7568; 2020-21: 1.9468; 2021-22: 2.0968; 2022-23: 2.1568; 2023-24: 2.4768; 2024-25: 2.5768; 2025-26: 2.7378; 2026-27: 2.8714; 2027-28: 3.0008; 2028-29: 3.1375; 2029-30: 3.3229; 2030-31: 4.2848; 2031-32: 4.432; 2032-33: 4.4777; 2033-34: 4.5494; 2034-35: 4.6625; 2035-36: 5.2825; 2036-37: 5.5452; 2037-38: 5.6309; 2038-39: 5.7381; 2039-40: 6.089; 2040-41: 6.219; 2041-42: 6.3739; 2042-43: 6.4835; 2043-44: 6.6459; 2044-45: 6.7765; 2045-46: 7.021; 2046-47: 7.1909; 2047-48: 7.2752; 2048-49: 7.3796; 2049-50: 7.4116
Data for Charts
DYAA Baseline |  |  |  |  | 2019-20 | 2020-21 | 2021-22 | 2022-23 | 2023-24 | 2024-25 | 2025-26 | 2026-27 | 2027-28 | 2028-29 | 2029-30 | 2030-31 | 2031-32 | 2032-33 | 2033-34 | 2034-35 | 2035-36 | 2036-37 | 2037-38 | 2038-39 | 2039-40 | 2040-41 | 2041-42 | 2042-43 | 2043-44 | 2044-45 | 2045-46 | 2046-47 | 2047-48 | 2048-49 | 2049-50 | 2050-51 | 2051-52 | 2052-53 | 2053-54 | 2054-55 | 2055-56 | 2056-57 | 2057-58 | 2058-59 | 2059-60 | 2060-61 | 2061-62 | 2062-63 | 2063-64 | 2064-65 | 2065-66 | 2066-67 | 2067-68 | 2068-69 | 2069-70 | 2070-71 | 2071-72 | 2072-73 | 2073-74 | 2074-75 | 2075-76 | 2076-77 | 2077-78 | 2078-79 | 2079-80 | 2080-81 | 2081-82 | 2082-83 | 2083-84 | 2084-85 | 2085-86 | 2086-87 | 2087-88 | 2088-89 | 2089-90 | 2090-91 | 2091-92 | 2092-93 | 2093-94 | 2094-95 | 2095-96 | 2096-97 | 2097-98 | 2098-99 | 2099-100
| Measured HH consumption |  | Ml/d | 2 | 7.29 | 7.41 | 7.52 | 7.74 | 7.76 | 7.92 | 8.08 | 8.25 | 8.39 | 8.53 | 8.65 | 8.77 | 8.89 | 9.04 | 9.19 | 9.32 | 9.44 | 9.55 | 9.7 | 9.82 | 9.95 | 10.05 | 10.16 | 10.26 | 10.37 | 10.47 | 10.54 | 10.62 | 10.69 | 10.76 | 10.8 | 0 | 0 | 0 | 0 | 0 | 0 | 0 | 0 | 0 | 0 | 0 | 0 | 0 | 0 | 0 | 0 | 0 | 0 | 0 | 0 | 0 | 0 | 0 | 0 | 0 | 0 | 0 | 0 | 0 | 0 | 0 | 0 | 0 | 0 | 0 | 0 | 0 | 0 | 0 | 0 | 0 | 0 | 0 | 0 | 0 | 0 | 0 | 0 | 0 | 0
| Unmeasured HH consumption |  | Ml/d | 2 | 4.72 | 4.54 | 4.39 | 4.21 | 4.03 | 3.87 | 3.73 | 3.6 | 3.46 | 3.34 | 3.22 | 3.1 | 3 | 2.91 | 2.8 | 2.72 | 2.62 | 2.54 | 2.45 | 2.38 | 2.3 | 2.23 | 2.16 | 2.1 | 2.03 | 1.97 | 1.93 | 1.89 | 1.86 | 1.82 | 1.82 | 0 | 0 | 0 | 0 | 0 | 0 | 0 | 0 | 0 | 0 | 0 | 0 | 0 | 0 | 0 | 0 | 0 | 0 | 0 | 0 | 0 | 0 | 0 | 0 | 0 | 0 | 0 | 0 | 0 | 0 | 0 | 0 | 0 | 0 | 0 | 0 | 0 | 0 | 0 | 0 | 0 | 0 | 0 | 0 | 0 | 0 | 0 | 0 | 0 | 0
| Non-HH consumption |  | Ml/d | 2 | 5.21 | 5.18 | 5.14 | 5.11 | 5.08 | 5.04 | 5.01 | 4.98 | 4.95 | 4.92 | 4.88 | 4.85 | 4.81 | 4.78 | 4.75 | 4.72 | 4.69 | 4.66 | 4.63 | 4.6 | 4.58 | 4.55 | 4.53 | 4.51 | 4.5 | 4.48 | 4.47 | 4.45 | 4.44 | 4.43 | 4.42 | 0 | 0 | 0 | 0 | 0 | 0 | 0 | 0 | 0 | 0 | 0 | 0 | 0 | 0 | 0 | 0 | 0 | 0 | 0 | 0 | 0 | 0 | 0 | 0 | 0 | 0 | 0 | 0 | 0 | 0 | 0 | 0 | 0 | 0 | 0 | 0 | 0 | 0 | 0 | 0 | 0 | 0 | 0 | 0 | 0 | 0 | 0 | 0 | 0 | 0
| Total Leakage |  | Ml/d | 2 | 3.5 | 3.42 | 3.37 | 3.31 | 3.23 | 3.16 | 3.15 | 3.13 | 3.13 | 3.12 | 3.1 | 3.09 | 3.08 | 3.08 | 3.08 | 3.08 | 3.08 | 3.08 | 3.09 | 3.09 | 3.09 | 3.09 | 3.09 | 3.09 | 3.09 | 3.09 | 3.09 | 3.09 | 3.09 | 3.1 | 3.1 | 0 | 0 | 0 | 0 | 0 | 0 | 0 | 0 | 0 | 0 | 0 | 0 | 0 | 0 | 0 | 0 | 0 | 0 | 0 | 0 | 0 | 0 | 0 | 0 | 0 | 0 | 0 | 0 | 0 | 0 | 0 | 0 | 0 | 0 | 0 | 0 | 0 | 0 | 0 | 0 | 0 | 0 | 0 | 0 | 0 | 0 | 0 | 0 | 0 | 0
| Other demand components |  | Ml/d | 2 | 0.49 | 0.49 | 0.49 | 0.49 | 0.48 | 0.49 | 0.49 | 0.49 | 0.49 | 0.49 | 0.48 | 0.48 | 0.5 | 0.49 | 0.49 | 0.5 | 0.5 | 0.49 | 0.49 | 0.48 | 0.49 | 0.49 | 0.49 | 0.49 | 0.48 | 0.48 | 0.48 | 0.48 | 0.47 | 0.47 | 0.47 | 0 | 0 | 0 | 0 | 0 | 0 | 0 | 0 | 0 | 0 | 0 | 0 | 0 | 0 | 0 | 0 | 0 | 0 | 0 | 0 | 0 | 0 | 0 | 0 | 0 | 0 | 0 | 0 | 0 | 0 | 0 | 0 | 0 | 0 | 0 | 0 | 0 | 0 | 0 | 0 | 0 | 0 | 0 | 0 | 0 | 0 | 0 | 0 | 0 | 0
| Total Water Available for use |  | Ml/d | 2 | 23.93 | 23.93 | 23.93 | 23.93 | 23.93 | 23.93 | 19.58 | 19.58 | 19.58 | 19.58 | 19.58 | 16.93 | 16.93 | 16.93 | 16.93 | 16.93 | 16.95 | 16.95 | 16.95 | 16.95 | 16.95 | 16.95 | 16.95 | 16.95 | 16.95 | 16.95 | 16.95 | 16.95 | 16.95 | 16.95 | 16.95 | 0 | 0 | 0 | 0 | 0 | 0 | 0 | 0 | 0 | 0 | 0 | 0 | 0 | 0 | 0 | 0 | 0 | 0 | 0 | 0 | 0 | 0 | 0 | 0 | 0 | 0 | 0 | 0 | 0 | 0 | 0 | 0 | 0 | 0 | 0 | 0 | 0 | 0 | 0 | 0 | 0 | 0 | 0 | 0 | 0 | 0 | 0 | 0 | 0 | 0
| Total Demand + Target Headroom |  | Ml/d | 2 | 22.0888 | 21.9188 | 21.7888 | 21.7388 | 21.4588 | 21.3588 | 21.3388 | 21.3168 | 21.2785 | 21.2614 | 21.2042 | 21.0845 | 21.0937 | 21.1348 | 21.152 | 21.2225 | 21.0391 | 20.9401 | 21.0009 | 21.0563 | 20.8963 | 20.9221 | 20.9634 | 21.0098 | 21.0618 | 21.0892 | 20.9842 | 21.0037 | 21.0196 | 21.0452 | 21.0819 | 0 | 0 | 0 | 0 | 0 | 0 | 0 | 0 | 0 | 0 | 0 | 0 | 0 | 0 | 0 | 0 | 0 | 0 | 0 | 0 | 0 | 0 | 0 | 0 | 0 | 0 | 0 | 0 | 0 | 0 | 0 | 0 | 0 | 0 | 0 | 0 | 0 | 0 | 0 | 0 | 0 | 0 | 0 | 0 | 0 | 0 | 0 | 0 | 0 | 0
DYAA Final Plan |  |  |  |  | 2019-20 | 2020-21 | 2021-22 | 2022-23 | 2023-24 | 2024-25 | 2025-26 | 2026-27 | 2027-28 | 2028-29 | 2029-30 | 2030-31 | 2031-32 | 2032-33 | 2033-34 | 2034-35 | 2035-36 | 2036-37 | 2037-38 | 2038-39 | 2039-40 | 2040-41 | 2041-42 | 2042-43 | 2043-44 | 2044-45 | 2045-46 | 2046-47 | 2047-48 | 2048-49 | 2049-50 | 2050-51 | 2051-52 | 2052-53 | 2053-54 | 2054-55 | 2055-56 | 2056-57 | 2057-58 | 2058-59 | 2059-60 | 2060-61 | 2061-62 | 2062-63 | 2063-64 | 2064-65 | 2065-66 | 2066-67 | 2067-68 | 2068-69 | 2069-70 | 2070-71 | 2071-72 | 2072-73 | 2073-74 | 2074-75 | 2075-76 | 2076-77 | 2077-78 | 2078-79 | 2079-80 | 2080-81 | 2081-82 | 2082-83 | 2083-84 | 2084-85 | 2085-86 | 2086-87 | 2087-88 | 2088-89 | 2089-90 | 2090-91 | 2091-92 | 2092-93 | 2093-94 | 2094-95 | 2095-96 | 2096-97 | 2097-98 | 2098-99 | 2099-100
| Measured HH consumption |  | Ml/d | 2 | 7.29 | 7.41 | 7.52 | 7.74 | 7.76 | 7.92 | 8.02 | 8.15 | 8.27 | 8.34 | 8.4 | 8.46 | 8.52 | 8.62 | 8.73 | 8.75 | 8.78 | 8.79 | 8.83 | 8.85 | 8.87 | 8.87 | 8.89 | 8.88 | 8.89 | 8.95 | 8.97 | 9 | 9.02 | 9.04 | 9.04 | 0 | 0 | 0 | 0 | 0 | 0 | 0 | 0 | 0 | 0 | 0 | 0 | 0 | 0 | 0 | 0 | 0 | 0 | 0 | 0 | 0 | 0 | 0 | 0 | 0 | 0 | 0 | 0 | 0 | 0 | 0 | 0 | 0 | 0 | 0 | 0 | 0 | 0 | 0 | 0 | 0 | 0 | 0 | 0 | 0 | 0 | 0 | 0 | 0 | 0
| Unmeasured HH consumption |  | Ml/d | 2 | 4.72 | 4.54 | 4.39 | 4.21 | 4.03 | 3.87 | 3.73 | 3.6 | 3.47 | 3.35 | 3.24 | 3.12 | 3.02 | 2.94 | 2.83 | 2.75 | 2.65 | 2.58 | 2.49 | 2.42 | 2.34 | 2.27 | 2.2 | 2.15 | 2.08 | 2.02 | 1.99 | 1.96 | 1.95 | 1.91 | 1.91 | 0 | 0 | 0 | 0 | 0 | 0 | 0 | 0 | 0 | 0 | 0 | 0 | 0 | 0 | 0 | 0 | 0 | 0 | 0 | 0 | 0 | 0 | 0 | 0 | 0 | 0 | 0 | 0 | 0 | 0 | 0 | 0 | 0 | 0 | 0 | 0 | 0 | 0 | 0 | 0 | 0 | 0 | 0 | 0 | 0 | 0 | 0 | 0 | 0 | 0
| Non-HH consumption |  | Ml/d | 2 | 5.21 | 5.18 | 5.14 | 5.11 | 5.08 | 5.04 | 4.95 | 4.87 | 4.8 | 4.73 | 4.65 | 4.58 | 4.49 | 4.42 | 4.35 | 4.29 | 4.22 | 4.15 | 4.08 | 4.01 | 3.95 | 3.88 | 3.82 | 3.76 | 3.71 | 3.65 | 3.61 | 3.55 | 3.5 | 3.45 | 3.4 | 0 | 0 | 0 | 0 | 0 | 0 | 0 | 0 | 0 | 0 | 0 | 0 | 0 | 0 | 0 | 0 | 0 | 0 | 0 | 0 | 0 | 0 | 0 | 0 | 0 | 0 | 0 | 0 | 0 | 0 | 0 | 0 | 0 | 0 | 0 | 0 | 0 | 0 | 0 | 0 | 0 | 0 | 0 | 0 | 0 | 0 | 0 | 0 | 0 | 0
| Total Leakage |  | Ml/d | 2 | 3.5 | 3.42 | 3.37 | 3.31 | 3.23 | 3.16 | 3.15 | 3.13 | 3.11 | 3.1 | 3.08 | 3.07 | 3.02 | 3.02 | 3.02 | 2.98 | 2.97 | 2.97 | 2.98 | 2.98 | 2.97 | 2.96 | 2.9 | 2.9 | 2.84 | 2.77 | 2.7 | 2.6 | 2.57 | 2.55 | 2.55 | 0 | 0 | 0 | 0 | 0 | 0 | 0 | 0 | 0 | 0 | 0 | 0 | 0 | 0 | 0 | 0 | 0 | 0 | 0 | 0 | 0 | 0 | 0 | 0 | 0 | 0 | 0 | 0 | 0 | 0 | 0 | 0 | 0 | 0 | 0 | 0 | 0 | 0 | 0 | 0 | 0 | 0 | 0 | 0 | 0 | 0 | 0 | 0 | 0 | 0
| Other demand components |  | Ml/d | 2 | 0.49 | 0.49 | 0.49 | 0.49 | 0.48 | 0.49 | 0.49 | 0.49 | 0.49 | 0.49 | 0.48 | 0.48 | 0.5 | 0.49 | 0.49 | 0.5 | 0.5 | 0.49 | 0.49 | 0.48 | 0.49 | 0.49 | 0.49 | 0.49 | 0.48 | 0.48 | 0.48 | 0.48 | 0.47 | 0.47 | 0.47 | 0 | 0 | 0 | 0 | 0 | 0 | 0 | 0 | 0 | 0 | 0 | 0 | 0 | 0 | 0 | 0 | 0 | 0 | 0 | 0 | 0 | 0 | 0 | 0 | 0 | 0 | 0 | 0 | 0 | 0 | 0 | 0 | 0 | 0 | 0 | 0 | 0 | 0 | 0 | 0 | 0 | 0 | 0 | 0 | 0 | 0 | 0 | 0 | 0 | 0
| Total Water Available for use |  | Ml/d | 2 | 23.93 | 23.93 | 23.93 | 23.93 | 23.93 | 23.93 | 23.211 | 23.211 | 23.211 | 23.211 | 23.211 | 20.5 | 20.36 | 20.321 | 20.321 | 20.321 | 19.83 | 19.6 | 19.51 | 19.43 | 19.11 | 18.98 | 18.83 | 18.74 | 18.59 | 18.47 | 18.22 | 18.06 | 17.98 | 17.911 | 17.911 | 0 | 0 | 0 | 0 | 0 | 0 | 0 | 0 | 0 | 0 | 0 | 0 | 0 | 0 | 0 | 0 | 0 | 0 | 0 | 0 | 0 | 0 | 0 | 0 | 0 | 0 | 0 | 0 | 0 | 0 | 0 | 0 | 0 | 0 | 0 | 0 | 0 | 0 | 0 | 0 | 0 | 0 | 0 | 0 | 0 | 0 | 0 | 0 | 0 | 0
| Total Demand + Target Headroom |  | Ml/d | 2 | 22.0888 | 21.9188 | 21.7888 | 21.7388 | 21.4588 | 21.3588 | 21.2188 | 21.1068 | 20.9985 | 20.8714 | 20.7242 | 20.5045 | 20.3637 | 20.3248 | 20.262 | 20.1525 | 19.8291 | 19.6001 | 19.5109 | 19.4263 | 19.1063 | 18.9821 | 18.8334 | 18.7398 | 18.5918 | 18.4692 | 18.2242 | 18.0637 | 17.9796 | 17.8852 | 17.8419 | 0 | 0 | 0 | 0 | 0 | 0 | 0 | 0 | 0 | 0 | 0 | 0 | 0 | 0 | 0 | 0 | 0 | 0 | 0 | 0 | 0 | 0 | 0 | 0 | 0 | 0 | 0 | 0 | 0 | 0 | 0 | 0 | 0 | 0 | 0 | 0 | 0 | 0 | 0 | 0 | 0 | 0 | 0 | 0 | 0 | 0 | 0 | 0 | 0 | 0
DYCP Baseline |  |  |  |  | 2019-20 | 2020-21 | 2021-22 | 2022-23 | 2023-24 | 2024-25 | 2025-26 | 2026-27 | 2027-28 | 2028-29 | 2029-30 | 2030-31 | 2031-32 | 2032-33 | 2033-34 | 2034-35 | 2035-36 | 2036-37 | 2037-38 | 2038-39 | 2039-40 | 2040-41 | 2041-42 | 2042-43 | 2043-44 | 2044-45 | 2045-46 | 2046-47 | 2047-48 | 2048-49 | 2049-50 | 2050-51 | 2051-52 | 2052-53 | 2053-54 | 2054-55 | 2055-56 | 2056-57 | 2057-58 | 2058-59 | 2059-60 | 2060-61 | 2061-62 | 2062-63 | 2063-64 | 2064-65 | 2065-66 | 2066-67 | 2067-68 | 2068-69 | 2069-70 | 2070-71 | 2071-72 | 2072-73 | 2073-74 | 2074-75 | 2075-76 | 2076-77 | 2077-78 | 2078-79 | 2079-80 | 2080-81 | 2081-82 | 2082-83 | 2083-84 | 2084-85 | 2085-86 | 2086-87 | 2087-88 | 2088-89 | 2089-90 | 2090-91 | 2091-92 | 2092-93 | 2093-94 | 2094-95 | 2095-96 | 2096-97 | 2097-98 | 2098-99 | 2099-100
| Measured HH consumption |  | Ml/d | 2 | 8.64 | 8.79 | 8.92 | 9.19 | 9.21 | 9.41 | 9.6 | 9.8 | 9.98 | 10.15 | 10.29 | 10.44 | 10.59 | 10.77 | 10.95 | 11.12 | 11.27 | 11.41 | 11.6 | 11.75 | 11.91 | 12.05 | 12.19 | 12.32 | 12.46 | 12.58 | 12.69 | 12.79 | 12.89 | 12.97 | 13.04 | 0 | 0 | 0 | 0 | 0 | 0 | 0 | 0 | 0 | 0 | 0 | 0 | 0 | 0 | 0 | 0 | 0 | 0 | 0 | 0 | 0 | 0 | 0 | 0 | 0 | 0 | 0 | 0 | 0 | 0 | 0 | 0 | 0 | 0 | 0 | 0 | 0 | 0 | 0 | 0 | 0 | 0 | 0 | 0 | 0 | 0 | 0 | 0 | 0 | 0
| Unmeasured HH consumption |  | Ml/d | 2 | 5.89 | 5.67 | 5.48 | 5.25 | 5.04 | 4.83 | 4.66 | 4.5 | 4.33 | 4.18 | 4.03 | 3.89 | 3.76 | 3.64 | 3.52 | 3.41 | 3.29 | 3.19 | 3.09 | 2.99 | 2.9 | 2.81 | 2.72 | 2.65 | 2.56 | 2.49 | 2.45 | 2.4 | 2.36 | 2.32 | 2.32 | 0 | 0 | 0 | 0 | 0 | 0 | 0 | 0 | 0 | 0 | 0 | 0 | 0 | 0 | 0 | 0 | 0 | 0 | 0 | 0 | 0 | 0 | 0 | 0 | 0 | 0 | 0 | 0 | 0 | 0 | 0 | 0 | 0 | 0 | 0 | 0 | 0 | 0 | 0 | 0 | 0 | 0 | 0 | 0 | 0 | 0 | 0 | 0 | 0 | 0
| Non-HH consumption |  | Ml/d | 2 | 5.93 | 5.89 | 5.85 | 5.81 | 5.77 | 5.74 | 5.7 | 5.66 | 5.63 | 5.6 | 5.56 | 5.51 | 5.47 | 5.44 | 5.4 | 5.37 | 5.33 | 5.3 | 5.26 | 5.23 | 5.21 | 5.18 | 5.16 | 5.13 | 5.12 | 5.1 | 5.08 | 5.07 | 5.05 | 5.04 | 5.02 | 0 | 0 | 0 | 0 | 0 | 0 | 0 | 0 | 0 | 0 | 0 | 0 | 0 | 0 | 0 | 0 | 0 | 0 | 0 | 0 | 0 | 0 | 0 | 0 | 0 | 0 | 0 | 0 | 0 | 0 | 0 | 0 | 0 | 0 | 0 | 0 | 0 | 0 | 0 | 0 | 0 | 0 | 0 | 0 | 0 | 0 | 0 | 0 | 0 | 0
| Total Leakage |  | Ml/d | 2 | 3.5 | 3.42 | 3.37 | 3.31 | 3.23 | 3.16 | 3.15 | 3.13 | 3.13 | 3.12 | 3.1 | 3.09 | 3.08 | 3.08 | 3.08 | 3.08 | 3.08 | 3.08 | 3.09 | 3.09 | 3.09 | 3.09 | 3.09 | 3.09 | 3.09 | 3.09 | 3.09 | 3.09 | 3.09 | 3.1 | 3.1 | 0 | 0 | 0 | 0 | 0 | 0 | 0 | 0 | 0 | 0 | 0 | 0 | 0 | 0 | 0 | 0 | 0 | 0 | 0 | 0 | 0 | 0 | 0 | 0 | 0 | 0 | 0 | 0 | 0 | 0 | 0 | 0 | 0 | 0 | 0 | 0 | 0 | 0 | 0 | 0 | 0 | 0 | 0 | 0 | 0 | 0 | 0 | 0 | 0 | 0
| Other demand components |  | Ml/d | 2 | 0.49 | 0.49 | 0.49 | 0.49 | 0.48 | 0.49 | 0.49 | 0.49 | 0.49 | 0.49 | 0.48 | 0.48 | 0.5 | 0.49 | 0.49 | 0.5 | 0.5 | 0.49 | 0.49 | 0.48 | 0.49 | 0.49 | 0.49 | 0.49 | 0.48 | 0.48 | 0.48 | 0.48 | 0.47 | 0.47 | 0.47 | 0 | 0 | 0 | 0 | 0 | 0 | 0 | 0 | 0 | 0 | 0 | 0 | 0 | 0 | 0 | 0 | 0 | 0 | 0 | 0 | 0 | 0 | 0 | 0 | 0 | 0 | 0 | 0 | 0 | 0 | 0 | 0 | 0 | 0 | 0 | 0 | 0 | 0 | 0 | 0 | 0 | 0 | 0 | 0 | 0 | 0 | 0 | 0 | 0 | 0
| Total Water Available for use |  | Ml/d | 2 | 27.22 | 27.22 | 27.22 | 27.22 | 27.22 | 27.22 | 27.22 | 27.22 | 27.22 | 27.22 | 27.22 | 27.22 | 27.22 | 27.22 | 27.22 | 27.22 | 27.22 | 27.22 | 27.22 | 27.22 | 27.22 | 27.22 | 27.22 | 27.22 | 27.22 | 27.22 | 27.22 | 27.22 | 27.22 | 27.22 | 27.22 | 0 | 0 | 0 | 0 | 0 | 0 | 0 | 0 | 0 | 0 | 0 | 0 | 0 | 0 | 0 | 0 | 0 | 0 | 0 | 0 | 0 | 0 | 0 | 0 | 0 | 0 | 0 | 0 | 0 | 0 | 0 | 0 | 0 | 0 | 0 | 0 | 0 | 0 | 0 | 0 | 0 | 0 | 0 | 0 | 0 | 0 | 0 | 0 | 0 | 0
| Total Demand + Target Headroom |  | Ml/d | 2 | 25.4632 | 25.2732 | 25.1232 | 25.0632 | 24.7432 | 24.6432 | 24.6132 | 24.5796 | 24.5502 | 24.5335 | 24.4681 | 24.3262 | 24.339 | 24.3833 | 24.4116 | 24.4985 | 24.2885 | 24.1858 | 24.2701 | 24.3329 | 24.162 | 24.212 | 24.2671 | 24.3275 | 24.3951 | 24.4345 | 24.34 | 24.3801 | 24.4058 | 24.4414 | 24.4994 | 0 | 0 | 0 | 0 | 0 | 0 | 0 | 0 | 0 | 0 | 0 | 0 | 0 | 0 | 0 | 0 | 0 | 0 | 0 | 0 | 0 | 0 | 0 | 0 | 0 | 0 | 0 | 0 | 0 | 0 | 0 | 0 | 0 | 0 | 0 | 0 | 0 | 0 | 0 | 0 | 0 | 0 | 0 | 0 | 0 | 0 | 0 | 0 | 0 | 0
DYCP Final Plan |  |  |  |  | 2019-20 | 2020-21 | 2021-22 | 2022-23 | 2023-24 | 2024-25 | 2025-26 | 2026-27 | 2027-28 | 2028-29 | 2029-30 | 2030-31 | 2031-32 | 2032-33 | 2033-34 | 2034-35 | 2035-36 | 2036-37 | 2037-38 | 2038-39 | 2039-40 | 2040-41 | 2041-42 | 2042-43 | 2043-44 | 2044-45 | 2045-46 | 2046-47 | 2047-48 | 2048-49 | 2049-50 | 2050-51 | 2051-52 | 2052-53 | 2053-54 | 2054-55 | 2055-56 | 2056-57 | 2057-58 | 2058-59 | 2059-60 | 2060-61 | 2061-62 | 2062-63 | 2063-64 | 2064-65 | 2065-66 | 2066-67 | 2067-68 | 2068-69 | 2069-70 | 2070-71 | 2071-72 | 2072-73 | 2073-74 | 2074-75 | 2075-76 | 2076-77 | 2077-78 | 2078-79 | 2079-80 | 2080-81 | 2081-82 | 2082-83 | 2083-84 | 2084-85 | 2085-86 | 2086-87 | 2087-88 | 2088-89 | 2089-90 | 2090-91 | 2091-92 | 2092-93 | 2093-94 | 2094-95 | 2095-96 | 2096-97 | 2097-98 | 2098-99 | 2099-100
| Measured HH consumption |  | Ml/d | 2 | 8.64 | 8.79 | 8.92 | 9.19 | 9.21 | 9.41 | 9.53 | 9.68 | 9.83 | 9.92 | 9.99 | 10.07 | 10.15 | 10.28 | 10.4 | 10.45 | 10.48 | 10.5 | 10.56 | 10.59 | 10.62 | 10.64 | 10.66 | 10.67 | 10.68 | 10.75 | 10.8 | 10.83 | 10.87 | 10.89 | 10.91 | 0 | 0 | 0 | 0 | 0 | 0 | 0 | 0 | 0 | 0 | 0 | 0 | 0 | 0 | 0 | 0 | 0 | 0 | 0 | 0 | 0 | 0 | 0 | 0 | 0 | 0 | 0 | 0 | 0 | 0 | 0 | 0 | 0 | 0 | 0 | 0 | 0 | 0 | 0 | 0 | 0 | 0 | 0 | 0 | 0 | 0 | 0 | 0 | 0 | 0
| Unmeasured HH consumption |  | Ml/d | 2 | 5.89 | 5.67 | 5.48 | 5.25 | 5.04 | 4.83 | 4.66 | 4.51 | 4.34 | 4.2 | 4.05 | 3.92 | 3.79 | 3.67 | 3.56 | 3.45 | 3.33 | 3.24 | 3.14 | 3.04 | 2.95 | 2.86 | 2.78 | 2.71 | 2.62 | 2.55 | 2.53 | 2.49 | 2.47 | 2.43 | 2.43 | 0 | 0 | 0 | 0 | 0 | 0 | 0 | 0 | 0 | 0 | 0 | 0 | 0 | 0 | 0 | 0 | 0 | 0 | 0 | 0 | 0 | 0 | 0 | 0 | 0 | 0 | 0 | 0 | 0 | 0 | 0 | 0 | 0 | 0 | 0 | 0 | 0 | 0 | 0 | 0 | 0 | 0 | 0 | 0 | 0 | 0 | 0 | 0 | 0 | 0
| Non-HH consumption |  | Ml/d | 2 | 5.93 | 5.89 | 5.85 | 5.81 | 5.77 | 5.74 | 5.64 | 5.54 | 5.46 | 5.38 | 5.29 | 5.2 | 5.11 | 5.04 | 4.95 | 4.88 | 4.8 | 4.72 | 4.64 | 4.56 | 4.5 | 4.42 | 4.36 | 4.28 | 4.23 | 4.16 | 4.1 | 4.04 | 3.98 | 3.92 | 3.86 | 0 | 0 | 0 | 0 | 0 | 0 | 0 | 0 | 0 | 0 | 0 | 0 | 0 | 0 | 0 | 0 | 0 | 0 | 0 | 0 | 0 | 0 | 0 | 0 | 0 | 0 | 0 | 0 | 0 | 0 | 0 | 0 | 0 | 0 | 0 | 0 | 0 | 0 | 0 | 0 | 0 | 0 | 0 | 0 | 0 | 0 | 0 | 0 | 0 | 0
| Total Leakage |  | Ml/d | 2 | 3.5 | 3.42 | 3.37 | 3.31 | 3.23 | 3.16 | 3.15 | 3.13 | 3.11 | 3.1 | 3.08 | 3.07 | 3.02 | 3.02 | 3.02 | 2.98 | 2.97 | 2.97 | 2.98 | 2.98 | 2.97 | 2.96 | 2.9 | 2.9 | 2.84 | 2.77 | 2.7 | 2.6 | 2.57 | 2.55 | 2.55 | 0 | 0 | 0 | 0 | 0 | 0 | 0 | 0 | 0 | 0 | 0 | 0 | 0 | 0 | 0 | 0 | 0 | 0 | 0 | 0 | 0 | 0 | 0 | 0 | 0 | 0 | 0 | 0 | 0 | 0 | 0 | 0 | 0 | 0 | 0 | 0 | 0 | 0 | 0 | 0 | 0 | 0 | 0 | 0 | 0 | 0 | 0 | 0 | 0 | 0
| Other demand components |  | Ml/d | 2 | 0.49 | 0.49 | 0.49 | 0.49 | 0.48 | 0.49 | 0.49 | 0.49 | 0.49 | 0.49 | 0.48 | 0.48 | 0.5 | 0.49 | 0.49 | 0.5 | 0.5 | 0.49 | 0.49 | 0.48 | 0.49 | 0.49 | 0.49 | 0.49 | 0.48 | 0.48 | 0.48 | 0.48 | 0.47 | 0.47 | 0.47 | 0 | 0 | 0 | 0 | 0 | 0 | 0 | 0 | 0 | 0 | 0 | 0 | 0 | 0 | 0 | 0 | 0 | 0 | 0 | 0 | 0 | 0 | 0 | 0 | 0 | 0 | 0 | 0 | 0 | 0 | 0 | 0 | 0 | 0 | 0 | 0 | 0 | 0 | 0 | 0 | 0 | 0 | 0 | 0 | 0 | 0 | 0 | 0 | 0 | 0
| Total Water Available for use |  | Ml/d | 2 | 27.22 | 27.22 | 27.22 | 27.22 | 27.22 | 27.22 | 27.221 | 27.221 | 27.221 | 27.221 | 27.221 | 27.941 | 27.941 | 27.941 | 27.941 | 27.941 | 28.181 | 28.181 | 28.181 | 28.181 | 28.181 | 28.181 | 28.181 | 28.181 | 28.181 | 28.181 | 28.181 | 28.181 | 28.181 | 28.181 | 28.181 | 0 | 0 | 0 | 0 | 0 | 0 | 0 | 0 | 0 | 0 | 0 | 0 | 0 | 0 | 0 | 0 | 0 | 0 | 0 | 0 | 0 | 0 | 0 | 0 | 0 | 0 | 0 | 0 | 0 | 0 | 0 | 0 | 0 | 0 | 0 | 0 | 0 | 0 | 0 | 0 | 0 | 0 | 0 | 0 | 0 | 0 | 0 | 0 | 0 | 0
| Total Demand + Target Headroom |  | Ml/d | 2 | 25.4632 | 25.2732 | 25.1232 | 25.0632 | 24.7432 | 24.6432 | 24.4832 | 24.3496 | 24.2202 | 24.0835 | 23.8981 | 23.6562 | 23.509 | 23.4633 | 23.3916 | 23.2785 | 22.8985 | 22.6358 | 22.5501 | 22.4429 | 22.092 | 21.962 | 21.8071 | 21.6975 | 21.5351 | 21.4045 | 21.16 | 20.9901 | 20.9058 | 20.8014 | 20.7694 | 0 | 0 | 0 | 0 | 0 | 0 | 0 | 0 | 0 | 0 | 0 | 0 | 0 | 0 | 0 | 0 | 0 | 0 | 0 | 0 | 0 | 0 | 0 | 0 | 0 | 0 | 0 | 0 | 0 | 0 | 0 | 0 | 0 | 0 | 0 | 0 | 0 | 0 | 0 | 0 | 0 | 0 | 0 | 0 | 0 | 0 | 0 | 0 | 0 | 0

## AWSNAY
Back to title page
Table 3a: DYAA - Baseline
Table 3b: DYAA - Final plan Options
Table 3c: DYAA - Final plan
Table 3d: DYCP - Baseline
Table 3e: DYCP - Final plan Options
Table 3f: DYCP - Final plan
Water Company | Anglian Water | Version | V3.1
WRZ | AWSNAY | Planning Scenario | DYAA
Table 3a: DYAA - Baseline | Back to top of sheet
WRMP24 reference | Component | Derivation | Unit | Decimal places | 2019-20 | 2020-21 | 2021-22 | 2022-23 | 2023-24 | 2024-25 | 2025-26 | 2026-27 | 2027-28 | 2028-29 | 2029-30 | 2030-31 | 2031-32 | 2032-33 | 2033-34 | 2034-35 | 2035-36 | 2036-37 | 2037-38 | 2038-39 | 2039-40 | 2040-41 | 2041-42 | 2042-43 | 2043-44 | 2044-45 | 2045-46 | 2046-47 | 2047-48 | 2048-49 | 2049-50 | 2050-51 | 2051-52 | 2052-53 | 2053-54 | 2054-55 | 2055-56 | 2056-57 | 2057-58 | 2058-59 | 2059-60 | 2060-61 | 2061-62 | 2062-63 | 2063-64 | 2064-65 | 2065-66 | 2066-67 | 2067-68 | 2068-69 | 2069-70 | 2070-71 | 2071-72 | 2072-73 | 2073-74 | 2074-75 | 2075-76 | 2076-77 | 2077-78 | 2078-79 | 2079-80 | 2080-81 | 2081-82 | 2082-83 | 2083-84 | 2084-85 | 2085-86 | 2086-87 | 2087-88 | 2088-89 | 2089-90 | 2090-91 | 2091-92 | 2092-93 | 2093-94 | 2094-95 | 2095-96 | 2096-97 | 2097-98 | 2098-99 | 2099-100
1BL | Raw water abstracted | Input | Ml/d | 2 | 2019-20: 0; 2020-21: 0; 2021-22: 0; 2022-23: 0; 2023-24: 0; 2024-25: 0; 2025-26: 0; 2026-27: 0; 2027-28: 0; 2028-29: 0; 2029-30: 0; 2030-31: 0; 2031-32: 0; 2032-33: 0; 2033-34: 0; 2034-35: 0; 2035-36: 0; 2036-37: 0; 2037-38: 0; 2038-39: 0; 2039-40: 0; 2040-41: 0; 2041-42: 0; 2042-43: 0; 2043-44: 0; 2044-45: 0; 2045-46: 0; 2046-47: 0; 2047-48: 0; 2048-49: 0; 2049-50: 0
1.1BL | Non-potable water supplies (if applicable) | Input | Ml/d | 2 | 2019-20: 0; 2020-21: 0; 2021-22: 0; 2022-23: 0; 2023-24: 0; 2024-25: 0; 2025-26: 0; 2026-27: 0; 2027-28: 0; 2028-29: 0; 2029-30: 0; 2030-31: 0; 2031-32: 0; 2032-33: 0; 2033-34: 0; 2034-35: 0; 2035-36: 0; 2036-37: 0; 2037-38: 0; 2038-39: 0; 2039-40: 0; 2040-41: 0; 2041-42: 0; 2042-43: 0; 2043-44: 0; 2044-45: 0; 2045-46: 0; 2046-47: 0; 2047-48: 0; 2048-49: 0; 2049-50: 0
2BL | Raw water imported | Input | Ml/d | 2 | 2019-20: 0; 2020-21: 0; 2021-22: 0; 2022-23: 0; 2023-24: 0; 2024-25: 0; 2025-26: 0; 2026-27: 0; 2027-28: 0; 2028-29: 0; 2029-30: 0; 2030-31: 0; 2031-32: 0; 2032-33: 0; 2033-34: 0; 2034-35: 0; 2035-36: 0; 2036-37: 0; 2037-38: 0; 2038-39: 0; 2039-40: 0; 2040-41: 0; 2041-42: 0; 2042-43: 0; 2043-44: 0; 2044-45: 0; 2045-46: 0; 2046-47: 0; 2047-48: 0; 2048-49: 0; 2049-50: 0
3BL | Potable water imported | Input | Ml/d | 2 | 2019-20: 0; 2020-21: 0; 2021-22: 0; 2022-23: 0; 2023-24: 0; 2024-25: 0; 2025-26: 0.001; 2026-27: 0.001; 2027-28: 0.001; 2028-29: 0.06; 2029-30: 0.11; 2030-31: 0.27; 2031-32: 0.3; 2032-33: 0.3; 2033-34: 0.3; 2034-35: 0.3; 2035-36: 0.3; 2036-37: 0.3; 2037-38: 0.3; 2038-39: 0.3; 2039-40: 0.3; 2040-41: 0.3; 2041-42: 0.3; 2042-43: 0.3; 2043-44: 0.3; 2044-45: 0.3; 2045-46: 0.3; 2046-47: 0.3; 2047-48: 0.3; 2048-49: 0.3; 2049-50: 0.3
4BL | Raw water exported enter as -ve | Input | Ml/d | 2 | 2019-20: 0; 2020-21: 0; 2021-22: 0; 2022-23: 0; 2023-24: 0; 2024-25: 0; 2025-26: 0; 2026-27: 0; 2027-28: 0; 2028-29: 0; 2029-30: 0; 2030-31: 0; 2031-32: 0; 2032-33: 0; 2033-34: 0; 2034-35: 0; 2035-36: 0; 2036-37: 0; 2037-38: 0; 2038-39: 0; 2039-40: 0; 2040-41: 0; 2041-42: 0; 2042-43: 0; 2043-44: 0; 2044-45: 0; 2045-46: 0; 2046-47: 0; 2047-48: 0; 2048-49: 0; 2049-50: 0
5BL | Potable water exported enter as -ve | Input | Ml/d | 2 | 2019-20: 0; 2020-21: 0; 2021-22: 0; 2022-23: 0; 2023-24: 0; 2024-25: 0; 2025-26: 0; 2026-27: 0; 2027-28: 0; 2028-29: 0; 2029-30: 0; 2030-31: 0; 2031-32: 0; 2032-33: 0; 2033-34: 0; 2034-35: 0; 2035-36: 0; 2036-37: 0; 2037-38: 0; 2038-39: 0; 2039-40: 0; 2040-41: 0; 2041-42: 0; 2042-43: 0; 2043-44: 0; 2044-45: 0; 2045-46: 0; 2046-47: 0; 2047-48: 0; 2048-49: 0; 2049-50: 0
6BL | Deployable Output before forecast changes | Input | Ml/d | 2 | 2019-20: 5.54; 2020-21: 5.54; 2021-22: 5.54; 2022-23: 5.54; 2023-24: 5.54; 2024-25: 5.54; 2025-26: 5.08; 2026-27: 5.08; 2027-28: 5.08; 2028-29: 5.08; 2029-30: 5.08; 2030-31: 5.08; 2031-32: 5.08; 2032-33: 5.08; 2033-34: 5.08; 2034-35: 5.08; 2035-36: 5.08; 2036-37: 5.08; 2037-38: 5.08; 2038-39: 5.08; 2039-40: 5.08; 2040-41: 5.08; 2041-42: 5.08; 2042-43: 5.08; 2043-44: 5.08; 2044-45: 5.08; 2045-46: 5.08; 2046-47: 5.08; 2047-48: 5.08; 2048-49: 5.08; 2049-50: 5.08
6.1BL | Deployable Output post forecast changes | 6BL + 7BL | Ml/d | 2 | 2019-20: 5.54; 2020-21: 5.54; 2021-22: 5.54; 2022-23: 5.54; 2023-24: 5.54; 2024-25: 5.54; 2025-26: 5.08; 2026-27: 5.08; 2027-28: 5.08; 2028-29: 5.08; 2029-30: 5.08; 2030-31: 4.96; 2031-32: 4.96; 2032-33: 4.96; 2033-34: 4.96; 2034-35: 4.96; 2035-36: 4.96; 2036-37: 4.96; 2037-38: 4.96; 2038-39: 4.96; 2039-40: 4.96; 2040-41: 4.96; 2041-42: 4.96; 2042-43: 4.96; 2043-44: 4.96; 2044-45: 4.96; 2045-46: 4.96; 2046-47: 4.96; 2047-48: 4.96; 2048-49: 4.96; 2049-50: 4.96
7BL | Baseline forecast changes to Deployable Output | sum (7.1BL:7.6BL) | Ml/d | 2 | 2019-20: 0; 2020-21: 0; 2021-22: 0; 2022-23: 0; 2023-24: 0; 2024-25: 0; 2025-26: 0; 2026-27: 0; 2027-28: 0; 2028-29: 0; 2029-30: 0; 2030-31: -0.12; 2031-32: -0.12; 2032-33: -0.12; 2033-34: -0.12; 2034-35: -0.12; 2035-36: -0.12; 2036-37: -0.12; 2037-38: -0.12; 2038-39: -0.12; 2039-40: -0.12; 2040-41: -0.12; 2041-42: -0.12; 2042-43: -0.12; 2043-44: -0.12; 2044-45: -0.12; 2045-46: -0.12; 2046-47: -0.12; 2047-48: -0.12; 2048-49: -0.12; 2049-50: -0.12
7.1BL | Change in DO due to climate change | Input | Ml/d | 2 | 2019-20: 0; 2020-21: 0; 2021-22: 0; 2022-23: 0; 2023-24: 0; 2024-25: 0; 2025-26: 0; 2026-27: 0; 2027-28: 0; 2028-29: 0; 2029-30: 0; 2030-31: 0; 2031-32: 0; 2032-33: 0; 2033-34: 0; 2034-35: 0; 2035-36: 0; 2036-37: 0; 2037-38: 0; 2038-39: 0; 2039-40: 0; 2040-41: 0; 2041-42: 0; 2042-43: 0; 2043-44: 0; 2044-45: 0; 2045-46: 0; 2046-47: 0; 2047-48: 0; 2048-49: 0; 2049-50: 0
7.2BL | Total confirmed DO reductions to restore sustainable abstraction enter as -ve | Input | Ml/d | 2 | 2019-20: 0; 2020-21: 0; 2021-22: 0; 2022-23: 0; 2023-24: 0; 2024-25: 0; 2025-26: 0; 2026-27: 0; 2027-28: 0; 2028-29: 0; 2029-30: 0; 2030-31: -0.08; 2031-32: -0.08; 2032-33: -0.08; 2033-34: -0.08; 2034-35: -0.08; 2035-36: -0.08; 2036-37: -0.08; 2037-38: -0.08; 2038-39: -0.08; 2039-40: -0.08; 2040-41: -0.08; 2041-42: -0.08; 2042-43: -0.08; 2043-44: -0.08; 2044-45: -0.08; 2045-46: -0.08; 2046-47: -0.08; 2047-48: -0.08; 2048-49: -0.08; 2049-50: -0.08
7.3BL | Total additional DO reductions for Environmental Destination (excl. any confirmed reductions) enter as -ve | Input | Ml/d | 2 | 2019-20: 0; 2020-21: 0; 2021-22: 0; 2022-23: 0; 2023-24: 0; 2024-25: 0; 2025-26: 0; 2026-27: 0; 2027-28: 0; 2028-29: 0; 2029-30: 0; 2030-31: -0.04; 2031-32: -0.04; 2032-33: -0.04; 2033-34: -0.04; 2034-35: -0.04; 2035-36: -0.04; 2036-37: -0.04; 2037-38: -0.04; 2038-39: -0.04; 2039-40: -0.04; 2040-41: -0.04; 2041-42: -0.04; 2042-43: -0.04; 2043-44: -0.04; 2044-45: -0.04; 2045-46: -0.04; 2046-47: -0.04; 2047-48: -0.04; 2048-49: -0.04; 2049-50: -0.04
7.4BL | Change in DO from prolonged Outage reduction enter as -ve | Input | Ml/d | 2 | 2019-20: 0; 2020-21: 0; 2021-22: 0; 2022-23: 0; 2023-24: 0; 2024-25: 0; 2025-26: 0; 2026-27: 0; 2027-28: 0; 2028-29: 0; 2029-30: 0; 2030-31: 0; 2031-32: 0; 2032-33: 0; 2033-34: 0; 2034-35: 0; 2035-36: 0; 2036-37: 0; 2037-38: 0; 2038-39: 0; 2039-40: 0; 2040-41: 0; 2041-42: 0; 2042-43: 0; 2043-44: 0; 2044-45: 0; 2045-46: 0; 2046-47: 0; 2047-48: 0; 2048-49: 0; 2049-50: 0
7.5BL | Change in DO from drought measures | Zero for baseline | Ml/d | 2 | 2019-20: 0; 2020-21: 0; 2021-22: 0; 2022-23: 0; 2023-24: 0; 2024-25: 0; 2025-26: 0; 2026-27: 0; 2027-28: 0; 2028-29: 0; 2029-30: 0; 2030-31: 0; 2031-32: 0; 2032-33: 0; 2033-34: 0; 2034-35: 0; 2035-36: 0; 2036-37: 0; 2037-38: 0; 2038-39: 0; 2039-40: 0; 2040-41: 0; 2041-42: 0; 2042-43: 0; 2043-44: 0; 2044-45: 0; 2045-46: 0; 2046-47: 0; 2047-48: 0; 2048-49: 0; 2049-50: 0
7.6BL | Total other changes to DO (e.g. nitrates/operational decline) | Input | Ml/d | 2 | 2019-20: 0; 2020-21: 0; 2021-22: 0; 2022-23: 0; 2023-24: 0; 2024-25: 0; 2025-26: 0; 2026-27: 0; 2027-28: 0; 2028-29: 0; 2029-30: 0; 2030-31: 0; 2031-32: 0; 2032-33: 0; 2033-34: 0; 2034-35: 0; 2035-36: 0; 2036-37: 0; 2037-38: 0; 2038-39: 0; 2039-40: 0; 2040-41: 0; 2041-42: 0; 2042-43: 0; 2043-44: 0; 2044-45: 0; 2045-46: 0; 2046-47: 0; 2047-48: 0; 2048-49: 0; 2049-50: 0
8BL | Raw water losses, treatment works losses and operational use | Input | Ml/d | 2 | 2019-20: 0.21; 2020-21: 0.21; 2021-22: 0.21; 2022-23: 0.21; 2023-24: 0.21; 2024-25: 0.21; 2025-26: 0.21; 2026-27: 0.21; 2027-28: 0.21; 2028-29: 0.21; 2029-30: 0.21; 2030-31: 0.21; 2031-32: 0.21; 2032-33: 0.21; 2033-34: 0.21; 2034-35: 0.21; 2035-36: 0.21; 2036-37: 0.21; 2037-38: 0.21; 2038-39: 0.21; 2039-40: 0.21; 2040-41: 0.21; 2041-42: 0.21; 2042-43: 0.21; 2043-44: 0.21; 2044-45: 0.21; 2045-46: 0.21; 2046-47: 0.21; 2047-48: 0.21; 2048-49: 0.21; 2049-50: 0.21
9BL | Total Outage Allowance | Input | Ml/d | 2 | 2019-20: 0.03; 2020-21: 0.03; 2021-22: 0.03; 2022-23: 0.03; 2023-24: 0.03; 2024-25: 0.03; 2025-26: 0.03; 2026-27: 0.03; 2027-28: 0.03; 2028-29: 0.03; 2029-30: 0.03; 2030-31: 0.03; 2031-32: 0.03; 2032-33: 0.03; 2033-34: 0.03; 2034-35: 0.03; 2035-36: 0.03; 2036-37: 0.03; 2037-38: 0.03; 2038-39: 0.03; 2039-40: 0.03; 2040-41: 0.03; 2041-42: 0.03; 2042-43: 0.03; 2043-44: 0.03; 2044-45: 0.03; 2045-46: 0.03; 2046-47: 0.03; 2047-48: 0.03; 2048-49: 0.03; 2049-50: 0.03
10BL | Water Available For Use (own sources) | (6BL + 7BL) - (8BL + 9BL) | Ml/d | 2 | 2019-20: 5.3; 2020-21: 5.3; 2021-22: 5.3; 2022-23: 5.3; 2023-24: 5.3; 2024-25: 5.3; 2025-26: 4.84; 2026-27: 4.84; 2027-28: 4.84; 2028-29: 4.84; 2029-30: 4.84; 2030-31: 4.72; 2031-32: 4.72; 2032-33: 4.72; 2033-34: 4.72; 2034-35: 4.72; 2035-36: 4.72; 2036-37: 4.72; 2037-38: 4.72; 2038-39: 4.72; 2039-40: 4.72; 2040-41: 4.72; 2041-42: 4.72; 2042-43: 4.72; 2043-44: 4.72; 2044-45: 4.72; 2045-46: 4.72; 2046-47: 4.72; 2047-48: 4.72; 2048-49: 4.72; 2049-50: 4.72
11BL | Total Water Available For Use | 10BL + sum (2BL:5BL) | Ml/d | 2 | 2019-20: 5.3; 2020-21: 5.3; 2021-22: 5.3; 2022-23: 5.3; 2023-24: 5.3; 2024-25: 5.3; 2025-26: 4.841; 2026-27: 4.841; 2027-28: 4.841; 2028-29: 4.9; 2029-30: 4.95; 2030-31: 4.99; 2031-32: 5.02; 2032-33: 5.02; 2033-34: 5.02; 2034-35: 5.02; 2035-36: 5.02; 2036-37: 5.02; 2037-38: 5.02; 2038-39: 5.02; 2039-40: 5.02; 2040-41: 5.02; 2041-42: 5.02; 2042-43: 5.02; 2043-44: 5.02; 2044-45: 5.02; 2045-46: 5.02; 2046-47: 5.02; 2047-48: 5.02; 2048-49: 5.02; 2049-50: 5.02
12BL | Water delivered measured non-household | Input | Ml/d | 2 | 2019-20: 0.81; 2020-21: 0.81; 2021-22: 0.81; 2022-23: 0.81; 2023-24: 0.81; 2024-25: 0.81; 2025-26: 0.81; 2026-27: 0.81; 2027-28: 0.81; 2028-29: 0.81; 2029-30: 0.82; 2030-31: 0.82; 2031-32: 0.82; 2032-33: 0.82; 2033-34: 0.82; 2034-35: 0.82; 2035-36: 0.82; 2036-37: 0.82; 2037-38: 0.82; 2038-39: 0.82; 2039-40: 0.83; 2040-41: 0.83; 2041-42: 0.83; 2042-43: 0.83; 2043-44: 0.83; 2044-45: 0.83; 2045-46: 0.83; 2046-47: 0.83; 2047-48: 0.84; 2048-49: 0.84; 2049-50: 0.84
12.1BL | Non-potable water consumption (if applicable) | Input | Ml/d | 2 | 2019-20: 0; 2020-21: 0; 2021-22: 0; 2022-23: 0; 2023-24: 0; 2024-25: 0; 2025-26: 0; 2026-27: 0; 2027-28: 0; 2028-29: 0; 2029-30: 0; 2030-31: 0; 2031-32: 0; 2032-33: 0; 2033-34: 0; 2034-35: 0; 2035-36: 0; 2036-37: 0; 2037-38: 0; 2038-39: 0; 2039-40: 0; 2040-41: 0; 2041-42: 0; 2042-43: 0; 2043-44: 0; 2044-45: 0; 2045-46: 0; 2046-47: 0; 2047-48: 0; 2048-49: 0; 2049-50: 0
13BL | Water delivered unmeasured non-household | Input | Ml/d | 2 | 2019-20: 0; 2020-21: 0; 2021-22: 0; 2022-23: 0; 2023-24: 0; 2024-25: 0; 2025-26: 0; 2026-27: 0; 2027-28: 0; 2028-29: 0; 2029-30: 0; 2030-31: 0; 2031-32: 0; 2032-33: 0; 2033-34: 0; 2034-35: 0; 2035-36: 0; 2036-37: 0; 2037-38: 0; 2038-39: 0; 2039-40: 0; 2040-41: 0; 2041-42: 0; 2042-43: 0; 2043-44: 0; 2044-45: 0; 2045-46: 0; 2046-47: 0; 2047-48: 0; 2048-49: 0; 2049-50: 0
14BL | Water delivered measured household | Input | Ml/d | 2 | 2019-20: 2.55; 2020-21: 2.58; 2021-22: 2.62; 2022-23: 2.66; 2023-24: 2.69; 2024-25: 2.73; 2025-26: 2.78; 2026-27: 2.83; 2027-28: 2.89; 2028-29: 2.95; 2029-30: 3.02; 2030-31: 3.08; 2031-32: 3.13; 2032-33: 3.19; 2033-34: 3.24; 2034-35: 3.28; 2035-36: 3.33; 2036-37: 3.37; 2037-38: 3.41; 2038-39: 3.46; 2039-40: 3.5; 2040-41: 3.54; 2041-42: 3.57; 2042-43: 3.6; 2043-44: 3.62; 2044-45: 3.64; 2045-46: 3.66; 2046-47: 3.67; 2047-48: 3.69; 2048-49: 3.71; 2049-50: 3.72
15BL | Water delivered unmeasured household | Input | Ml/d | 2 | 2019-20: 0.56; 2020-21: 0.52; 2021-22: 0.49; 2022-23: 0.45; 2023-24: 0.41; 2024-25: 0.37; 2025-26: 0.35; 2026-27: 0.32; 2027-28: 0.29; 2028-29: 0.26; 2029-30: 0.24; 2030-31: 0.21; 2031-32: 0.19; 2032-33: 0.17; 2033-34: 0.15; 2034-35: 0.13; 2035-36: 0.11; 2036-37: 0.09; 2037-38: 0.08; 2038-39: 0.06; 2039-40: 0.04; 2040-41: 0.03; 2041-42: 0.02; 2042-43: 0; 2043-44: 0; 2044-45: 0; 2045-46: 0; 2046-47: 0; 2047-48: 0; 2048-49: 0; 2049-50: 0
16BL | Percentage of consumption driven by climate change | Input | % | 1 | 2019-20: 0%; 2020-21: 0%; 2021-22: 0%; 2022-23: 0.1%; 2023-24: 0.1%; 2024-25: 0.1%; 2025-26: 0.1%; 2026-27: 0.1%; 2027-28: 0.1%; 2028-29: 0.2%; 2029-30: 0.2%; 2030-31: 0.2%; 2031-32: 0.2%; 2032-33: 0.3%; 2033-34: 0.3%; 2034-35: 0.3%; 2035-36: 0.4%; 2036-37: 0.4%; 2037-38: 0.4%; 2038-39: 0.5%; 2039-40: 0.5%; 2040-41: 0.6%; 2041-42: 0.6%; 2042-43: 0.6%; 2043-44: 0.7%; 2044-45: 0.7%; 2045-46: 0.8%; 2046-47: 0.8%; 2047-48: 0.8%; 2048-49: 0.8%; 2049-50: 0.9%
17BL | Volume of consumption driven by climate change | 16BL * (12BL + sum(13BL:15BL) - sum (23BL:26BL)) | Ml/d | 2 | 2019-20: 0; 2020-21: 0; 2021-22: 0; 2022-23: 0.00374; 2023-24: 0.00372; 2024-25: 0.00372; 2025-26: 0.00376; 2026-27: 0.00377; 2027-28: 0.0038; 2028-29: 0.00764; 2029-30: 0.00778; 2030-31: 0.00784; 2031-32: 0.00788; 2032-33: 0.01194; 2033-34: 0.01203; 2034-35: 0.01209; 2035-36: 0.01624; 2036-37: 0.01632; 2037-38: 0.01644; 2038-39: 0.02065; 2039-40: 0.02085; 2040-41: 0.0252; 2041-42: 0.02532; 2042-43: 0.02538; 2043-44: 0.02975; 2044-45: 0.02982; 2045-46: 0.03424; 2046-47: 0.03432; 2047-48: 0.03456; 2048-49: 0.03472; 2049-50: 0.03915
18BL | Measured Household - PCC | ((14BL - 25BL) * 1,000,000) / (39BL *1,000) | l/h/d | 1 | 2019-20: 125.3821; 2020-21: 124.4855; 2021-22: 124.1771; 2022-23: 123.9224; 2023-24: 122.5903; 2024-25: 122.2736; 2025-26: 122.6367; 2026-27: 122.0734; 2027-28: 122.4362; 2028-29: 122.0259; 2029-30: 122.2431; 2030-31: 122.7561; 2031-32: 122.613; 2032-33: 122.9492; 2033-34: 123.581; 2034-35: 123.3978; 2035-36: 123.6701; 2036-37: 124.1583; 2037-38: 124.6334; 2038-39: 125.1244; 2039-40: 125.5214; 2040-41: 125.9825; 2041-42: 126.11; 2042-43: 126.2729; 2043-44: 126.3445; 2044-45: 126.0812; 2045-46: 126.2451; 2046-47: 126.0764; 2047-48: 126.2663; 2048-49: 126.4683; 2049-50: 126.3188
19BL | Unmeasured Household - PCC | ((15BL - 26BL) * 1,000,000) / (40BL *1,000) | l/h/d | 1 | 2019-20: 210.396; 2020-21: 208.5182; 2021-22: 208.5308; 2022-23: 211.8863; 2023-24: 209.1577; 2024-25: 204.8417; 2025-26: 215.3432; 2026-27: 212.2987; 2027-28: 208; 2028-29: 202.8219; 2029-30: 215.475; 2030-31: 207.1974; 2031-32: 208.0783; 2032-33: 207.7562; 2033-34: 205.3712; 2034-35: 218.1818; 2035-36: 213.2196; 2036-37: 202.5316; 2037-38: 216.7183; 2038-39: 196.0784; 2039-40: 209.4241; 2040-41: 232.5581; 2041-42: 285.7143; 2042-43: 0; 2043-44: 0; 2044-45: 0; 2045-46: 0; 2046-47: 0; 2047-48: 0; 2048-49: 0; 2049-50: 0
20BL | Average Household - PCC | (((14BL - 25BL) + (15BL - 26BL)) * 1,000,000) / ((39BL + 40BL) *1,000) | l/h/d | 1 | 2019-20: 134.8677; 2020-21: 133.1206; 2021-22: 132.2083; 2022-23: 131.5377; 2023-24: 129.3753; 2024-25: 128.1095; 2025-26: 128.623; 2026-27: 127.3585; 2027-28: 126.9626; 2028-29: 125.8438; 2029-30: 126.1416; 2030-31: 125.8905; 2031-32: 125.4107; 2032-33: 125.3708; 2033-34: 125.6133; 2034-35: 125.4285; 2035-36: 125.2891; 2036-37: 125.345; 2037-38: 125.767; 2038-39: 125.81; 2039-40: 126.1248; 2040-41: 126.497; 2041-42: 126.5258; 2042-43: 126.2028; 2043-44: 126.2747; 2044-45: 126.0119; 2045-46: 126.1761; 2046-47: 126.0077; 2047-48: 126.1978; 2048-49: 126.3999; 2049-50: 126.2509
21BL | Water taken unbilled | Input | Ml/d | 2 | 2019-20: 0.16; 2020-21: 0.16; 2021-22: 0.17; 2022-23: 0.16; 2023-24: 0.17; 2024-25: 0.18; 2025-26: 0.16; 2026-27: 0.17; 2027-28: 0.17; 2028-29: 0.17; 2029-30: 0.15; 2030-31: 0.16; 2031-32: 0.16; 2032-33: 0.16; 2033-34: 0.16; 2034-35: 0.16; 2035-36: 0.17; 2036-37: 0.16; 2037-38: 0.16; 2038-39: 0.15; 2039-40: 0.16; 2040-41: 0.15; 2041-42: 0.17; 2042-43: 0.17; 2043-44: 0.18; 2044-45: 0.17; 2045-46: 0.17; 2046-47: 0.18; 2047-48: 0.17; 2048-49: 0.16; 2049-50: 0.18
22BL | Distribution system operational use | Input | Ml/d | 2 | 2019-20: 0.05; 2020-21: 0.05; 2021-22: 0.05; 2022-23: 0.05; 2023-24: 0.05; 2024-25: 0.05; 2025-26: 0.05; 2026-27: 0.05; 2027-28: 0.05; 2028-29: 0.05; 2029-30: 0.05; 2030-31: 0.05; 2031-32: 0.05; 2032-33: 0.05; 2033-34: 0.05; 2034-35: 0.05; 2035-36: 0.05; 2036-37: 0.05; 2037-38: 0.05; 2038-39: 0.05; 2039-40: 0.05; 2040-41: 0.05; 2041-42: 0.05; 2042-43: 0.05; 2043-44: 0.05; 2044-45: 0.05; 2045-46: 0.05; 2046-47: 0.05; 2047-48: 0.05; 2048-49: 0.05; 2049-50: 0.05
23BL | Measured Non Household - USPL | Input | Ml/d | 2 | 2019-20: 0.01; 2020-21: 0.01; 2021-22: 0.01; 2022-23: 0.01; 2023-24: 0.01; 2024-25: 0.01; 2025-26: 0.01; 2026-27: 0.01; 2027-28: 0.01; 2028-29: 0.01; 2029-30: 0.01; 2030-31: 0.01; 2031-32: 0.01; 2032-33: 0.01; 2033-34: 0.01; 2034-35: 0.01; 2035-36: 0.01; 2036-37: 0.01; 2037-38: 0.01; 2038-39: 0.01; 2039-40: 0.01; 2040-41: 0.01; 2041-42: 0.01; 2042-43: 0.01; 2043-44: 0.01; 2044-45: 0.01; 2045-46: 0.01; 2046-47: 0.01; 2047-48: 0.01; 2048-49: 0.01; 2049-50: 0.01
24BL | Unmeasured Non Household - USPL | Input | Ml/d | 2 | 2019-20: 0; 2020-21: 0; 2021-22: 0; 2022-23: 0; 2023-24: 0; 2024-25: 0; 2025-26: 0; 2026-27: 0; 2027-28: 0; 2028-29: 0; 2029-30: 0; 2030-31: 0; 2031-32: 0; 2032-33: 0; 2033-34: 0; 2034-35: 0; 2035-36: 0; 2036-37: 0; 2037-38: 0; 2038-39: 0; 2039-40: 0; 2040-41: 0; 2041-42: 0; 2042-43: 0; 2043-44: 0; 2044-45: 0; 2045-46: 0; 2046-47: 0; 2047-48: 0; 2048-49: 0; 2049-50: 0
25BL | Measured Household - USPL | Input | Ml/d | 2 | 2019-20: 0.13; 2020-21: 0.13; 2021-22: 0.13; 2022-23: 0.13; 2023-24: 0.14; 2024-25: 0.14; 2025-26: 0.14; 2026-27: 0.15; 2027-28: 0.15; 2028-29: 0.16; 2029-30: 0.16; 2030-31: 0.16; 2031-32: 0.17; 2032-33: 0.17; 2033-34: 0.17; 2034-35: 0.18; 2035-36: 0.18; 2036-37: 0.18; 2037-38: 0.18; 2038-39: 0.19; 2039-40: 0.19; 2040-41: 0.19; 2041-42: 0.19; 2042-43: 0.19; 2043-44: 0.19; 2044-45: 0.2; 2045-46: 0.2; 2046-47: 0.2; 2047-48: 0.2; 2048-49: 0.2; 2049-50: 0.2
26BL | Unmeasured Household - USPL | Input | Ml/d | 2 | 2019-20: 0.05; 2020-21: 0.05; 2021-22: 0.05; 2022-23: 0.04; 2023-24: 0.04; 2024-25: 0.04; 2025-26: 0.03; 2026-27: 0.03; 2027-28: 0.03; 2028-29: 0.03; 2029-30: 0.02; 2030-31: 0.02; 2031-32: 0.02; 2032-33: 0.02; 2033-34: 0.02; 2034-35: 0.01; 2035-36: 0.01; 2036-37: 0.01; 2037-38: 0.01; 2038-39: 0.01; 2039-40: 0; 2040-41: 0; 2041-42: 0; 2042-43: 0; 2043-44: 0; 2044-45: 0; 2045-46: 0; 2046-47: 0; 2047-48: 0; 2048-49: 0; 2049-50: 0
27BL | Void Properties - USPL | Input | Ml/d | 2 | 2019-20: 0.01; 2020-21: 0.01; 2021-22: 0.01; 2022-23: 0.01; 2023-24: 0.01; 2024-25: 0.01; 2025-26: 0.01; 2026-27: 0.01; 2027-28: 0.01; 2028-29: 0.01; 2029-30: 0.01; 2030-31: 0.01; 2031-32: 0.01; 2032-33: 0.01; 2033-34: 0.01; 2034-35: 0.01; 2035-36: 0.01; 2036-37: 0.01; 2037-38: 0.01; 2038-39: 0.01; 2039-40: 0.01; 2040-41: 0.01; 2041-42: 0.01; 2042-43: 0.01; 2043-44: 0.01; 2044-45: 0.01; 2045-46: 0.01; 2046-47: 0.01; 2047-48: 0.01; 2048-49: 0.01; 2049-50: 0.01
28BL | Distribution losses | Input | Ml/d | 2 | 2019-20: 0.43; 2020-21: 0.42; 2021-22: 0.41; 2022-23: 0.41; 2023-24: 0.4; 2024-25: 0.39; 2025-26: 0.39; 2026-27: 0.39; 2027-28: 0.39; 2028-29: 0.39; 2029-30: 0.39; 2030-31: 0.39; 2031-32: 0.39; 2032-33: 0.39; 2033-34: 0.39; 2034-35: 0.39; 2035-36: 0.39; 2036-37: 0.39; 2037-38: 0.39; 2038-39: 0.39; 2039-40: 0.39; 2040-41: 0.39; 2041-42: 0.39; 2042-43: 0.39; 2043-44: 0.39; 2044-45: 0.39; 2045-46: 0.39; 2046-47: 0.39; 2047-48: 0.39; 2048-49: 0.39; 2049-50: 0.39
29BL | Total Leakage | sum (23BL:28BL) | Ml/d | 2 | 2019-20: 0.63; 2020-21: 0.62; 2021-22: 0.61; 2022-23: 0.6; 2023-24: 0.6; 2024-25: 0.59; 2025-26: 0.58; 2026-27: 0.59; 2027-28: 0.59; 2028-29: 0.6; 2029-30: 0.59; 2030-31: 0.59; 2031-32: 0.6; 2032-33: 0.6; 2033-34: 0.6; 2034-35: 0.6; 2035-36: 0.6; 2036-37: 0.6; 2037-38: 0.6; 2038-39: 0.61; 2039-40: 0.6; 2040-41: 0.6; 2041-42: 0.6; 2042-43: 0.6; 2043-44: 0.6; 2044-45: 0.61; 2045-46: 0.61; 2046-47: 0.61; 2047-48: 0.61; 2048-49: 0.61; 2049-50: 0.61
30BL | Leakage/property | (29BL * 1,000,000) / (36BL * 1,000) | l/prop/d | 2 | 2019-20: 57.9044; 2020-21: 56.2664; 2021-22: 54.6448; 2022-23: 53.0833; 2023-24: 52.4155; 2024-25: 50.8533; 2025-26: 49.3617; 2026-27: 49.422; 2027-28: 48.5997; 2028-29: 48.3559; 2029-30: 46.3545; 2030-31: 45.5282; 2031-32: 45.5166; 2032-33: 44.5831; 2033-34: 44.027; 2034-35: 43.5035; 2035-36: 42.8296; 2036-37: 42.4839; 2037-38: 42.1526; 2038-39: 42.5413; 2039-40: 41.5426; 2040-41: 41.2626; 2041-42: 40.9864; 2042-43: 40.7277; 2043-44: 40.4776; 2044-45: 40.9176; 2045-46: 40.6938; 2046-47: 40.4805; 2047-48: 40.2773; 2048-49: 40.0788; 2049-50: 39.8927
31BL | Measured Non Household - properties | Input | 000's | 2 | 2019-20: 0.677; 2020-21: 0.684; 2021-22: 0.69; 2022-23: 0.698; 2023-24: 0.705; 2024-25: 0.712; 2025-26: 0.716; 2026-27: 0.721; 2027-28: 0.725; 2028-29: 0.729; 2029-30: 0.733; 2030-31: 0.737; 2031-32: 0.741; 2032-33: 0.744; 2033-34: 0.746; 2034-35: 0.748; 2035-36: 0.75; 2036-37: 0.752; 2037-38: 0.754; 2038-39: 0.755; 2039-40: 0.757; 2040-41: 0.759; 2041-42: 0.761; 2042-43: 0.763; 2043-44: 0.765; 2044-45: 0.767; 2045-46: 0.769; 2046-47: 0.771; 2047-48: 0.773; 2048-49: 0.775; 2049-50: 0.777
32BL | Unmeasured Non Household - properties | Input | 000's | 2 | 2019-20: 0.003; 2020-21: 0.003; 2021-22: 0.003; 2022-23: 0.003; 2023-24: 0.003; 2024-25: 0.003; 2025-26: 0.003; 2026-27: 0.003; 2027-28: 0.003; 2028-29: 0.003; 2029-30: 0.003; 2030-31: 0.003; 2031-32: 0.003; 2032-33: 0.003; 2033-34: 0.003; 2034-35: 0.003; 2035-36: 0.003; 2036-37: 0.003; 2037-38: 0.003; 2038-39: 0.003; 2039-40: 0.003; 2040-41: 0.003; 2041-42: 0.003; 2042-43: 0.003; 2043-44: 0.003; 2044-45: 0.003; 2045-46: 0.003; 2046-47: 0.003; 2047-48: 0.003; 2048-49: 0.003; 2049-50: 0.003
33BL | All void non-households - properties | Input | 000's | 2 | 2019-20: 0; 2020-21: 0; 2021-22: 0; 2022-23: 0; 2023-24: 0; 2024-25: 0; 2025-26: 0; 2026-27: 0; 2027-28: 0; 2028-29: 0; 2029-30: 0; 2030-31: 0; 2031-32: 0; 2032-33: 0; 2033-34: 0; 2034-35: 0; 2035-36: 0; 2036-37: 0; 2037-38: 0; 2038-39: 0; 2039-40: 0; 2040-41: 0; 2041-42: 0; 2042-43: 0; 2043-44: 0; 2044-45: 0; 2045-46: 0; 2046-47: 0; 2047-48: 0; 2048-49: 0; 2049-50: 0
34BL | Measured households - properties (excl. void) | Year before + sum (34.1BL:34.6BL) | 000's | 2 | 2019-20: 8.868; 2020-21: 9.075; 2021-22: 9.277; 2022-23: 9.485; 2023-24: 9.696; 2024-25: 9.913; 2025-26: 10.112; 2026-27: 10.347; 2027-28: 10.596; 2028-29: 10.909; 2029-30: 11.273; 2030-31: 11.546; 2031-32: 11.81; 2032-33: 12.125; 2033-34: 12.334; 2034-35: 12.535; 2035-36: 12.789; 2036-37: 12.937; 2037-38: 13.082; 2038-39: 13.221; 2039-40: 13.355; 2040-41: 13.484; 2041-42: 13.61; 2042-43: 13.731; 2043-44: 13.818; 2044-45: 13.9; 2045-46: 13.979; 2046-47: 14.055; 2047-48: 14.128; 2048-49: 14.199; 2049-50: 14.267
34.1BL | New build properties - properties | Input (new builds in each year) | 000's | 2 | 2019-20: 0.101; 2020-21: 0.112; 2021-22: 0.114; 2022-23: 0.129; 2023-24: 0.136; 2024-25: 0.145; 2025-26: 0.141; 2026-27: 0.18; 2027-28: 0.196; 2028-29: 0.262; 2029-30: 0.314; 2030-31: 0.226; 2031-32: 0.218; 2032-33: 0.271; 2033-34: 0.166; 2034-35: 0.16; 2035-36: 0.214; 2036-37: 0.11; 2037-38: 0.108; 2038-39: 0.104; 2039-40: 0.1; 2040-41: 0.096; 2041-42: 0.094; 2042-43: 0.09; 2043-44: 0.087; 2044-45: 0.082; 2045-46: 0.079; 2046-47: 0.076; 2047-48: 0.073; 2048-49: 0.071; 2049-50: 0.068
34.2BL | Meter optants - properties | Input (meter optants in each year) | 000's | 2 | 2019-20: 0.075; 2020-21: 0.071; 2021-22: 0.065; 2022-23: 0.057; 2023-24: 0.054; 2024-25: 0.052; 2025-26: 0.038; 2026-27: 0.036; 2027-28: 0.035; 2028-29: 0.034; 2029-30: 0.033; 2030-31: 0.032; 2031-32: 0.031; 2032-33: 0.03; 2033-34: 0.029; 2034-35: 0.028; 2035-36: 0.027; 2036-37: 0.026; 2037-38: 0.025; 2038-39: 0.024; 2039-40: 0.023; 2040-41: 0.023; 2041-42: 0.022; 2042-43: 0.021; 2043-44: 0; 2044-45: 0; 2045-46: 0; 2046-47: 0; 2047-48: 0; 2048-49: 0; 2049-50: 0
34.3BL | Compulsory metering - properties | Input (compulsory meters in each year) | 000's | 2 | 2019-20: 0; 2020-21: 0; 2021-22: 0; 2022-23: 0; 2023-24: 0; 2024-25: 0; 2025-26: 0; 2026-27: 0; 2027-28: 0; 2028-29: 0; 2029-30: 0; 2030-31: 0; 2031-32: 0; 2032-33: 0; 2033-34: 0; 2034-35: 0; 2035-36: 0; 2036-37: 0; 2037-38: 0; 2038-39: 0; 2039-40: 0; 2040-41: 0; 2041-42: 0; 2042-43: 0; 2043-44: 0; 2044-45: 0; 2045-46: 0; 2046-47: 0; 2047-48: 0; 2048-49: 0; 2049-50: 0
34.4BL | Metering on change of occupancy - properties | Input (change of occupancy meters in each year) | 000's | 2 | 2019-20: 0.023; 2020-21: 0.022; 2021-22: 0.021; 2022-23: 0.02; 2023-24: 0.019; 2024-25: 0.018; 2025-26: 0.018; 2026-27: 0.017; 2027-28: 0.016; 2028-29: 0.015; 2029-30: 0.015; 2030-31: 0.014; 2031-32: 0.014; 2032-33: 0.013; 2033-34: 0.013; 2034-35: 0.012; 2035-36: 0.012; 2036-37: 0.011; 2037-38: 0.011; 2038-39: 0.01; 2039-40: 0.01; 2040-41: 0.009; 2041-42: 0.009; 2042-43: 0.009; 2043-44: 0; 2044-45: 0; 2045-46: 0; 2046-47: 0; 2047-48: 0; 2048-49: 0; 2049-50: 0
34.5BL | Selective metering - properties | Input (selective meters in each year) | 000's | 2 | 2019-20: 0.002; 2020-21: 0.002; 2021-22: 0.002; 2022-23: 0.002; 2023-24: 0.002; 2024-25: 0.002; 2025-26: 0.002; 2026-27: 0.002; 2027-28: 0.002; 2028-29: 0.002; 2029-30: 0.002; 2030-31: 0.001; 2031-32: 0.001; 2032-33: 0.001; 2033-34: 0.001; 2034-35: 0.001; 2035-36: 0.001; 2036-37: 0.001; 2037-38: 0.001; 2038-39: 0.001; 2039-40: 0.001; 2040-41: 0.001; 2041-42: 0.001; 2042-43: 0.001; 2043-44: 0; 2044-45: 0; 2045-46: 0; 2046-47: 0; 2047-48: 0; 2048-49: 0; 2049-50: 0
34.6BL | Other changes to existing metering - properties | Input (other changes to meters in each year) | 000's | 2 | 2019-20: 0; 2020-21: 0; 2021-22: 0; 2022-23: 0; 2023-24: 0; 2024-25: 0; 2025-26: 0; 2026-27: 0; 2027-28: 0; 2028-29: 0; 2029-30: 0; 2030-31: 0; 2031-32: 0; 2032-33: 0; 2033-34: 0; 2034-35: 0; 2035-36: 0; 2036-37: 0; 2037-38: 0; 2038-39: 0; 2039-40: 0; 2040-41: 0; 2041-42: 0; 2042-43: 0; 2043-44: 0; 2044-45: 0; 2045-46: 0; 2046-47: 0; 2047-48: 0; 2048-49: 0; 2049-50: 0
34.7BL | Measured household void properties | Input | 000's | 2 | 2019-20: 0.16; 2020-21: 0.164; 2021-22: 0.167; 2022-23: 0.171; 2023-24: 0.174; 2024-25: 0.178; 2025-26: 0.181; 2026-27: 0.185; 2027-28: 0.188; 2028-29: 0.191; 2029-30: 0.193; 2030-31: 0.196; 2031-32: 0.198; 2032-33: 0.201; 2033-34: 0.203; 2034-35: 0.206; 2035-36: 0.208; 2036-37: 0.21; 2037-38: 0.212; 2038-39: 0.214; 2039-40: 0.216; 2040-41: 0.218; 2041-42: 0.22; 2042-43: 0.221; 2043-44: 0.223; 2044-45: 0.224; 2045-46: 0.225; 2046-47: 0.226; 2047-48: 0.227; 2048-49: 0.229; 2049-50: 0.23
35BL | Unmeasured households - properties (excl. void) | Input | 000's | 2 | 2019-20: 1.151; 2020-21: 1.074; 2021-22: 1.008; 2022-23: 0.929; 2023-24: 0.854; 2024-25: 0.782; 2025-26: 0.725; 2026-27: 0.67; 2027-28: 0.617; 2028-29: 0.566; 2029-30: 0.517; 2030-31: 0.469; 2031-32: 0.423; 2032-33: 0.379; 2033-34: 0.336; 2034-35: 0.295; 2035-36: 0.255; 2036-37: 0.217; 2037-38: 0.18; 2038-39: 0.144; 2039-40: 0.11; 2040-41: 0.076; 2041-42: 0.044; 2042-43: 0.014; 2043-44: 0.014; 2044-45: 0.014; 2045-46: 0.014; 2046-47: 0.014; 2047-48: 0.014; 2048-49: 0.014; 2049-50: 0.014
35.1BL | Unmeasured household void properties | Input | 000's | 2 | 2019-20: 0.021; 2020-21: 0.019; 2021-22: 0.018; 2022-23: 0.017; 2023-24: 0.015; 2024-25: 0.014; 2025-26: 0.013; 2026-27: 0.012; 2027-28: 0.011; 2028-29: 0.01; 2029-30: 0.009; 2030-31: 0.008; 2031-32: 0.007; 2032-33: 0.006; 2033-34: 0.006; 2034-35: 0.005; 2035-36: 0.004; 2036-37: 0.004; 2037-38: 0.003; 2038-39: 0.002; 2039-40: 0.002; 2040-41: 0.001; 2041-42: 0.001; 2042-43: 0; 2043-44: 0; 2044-45: 0; 2045-46: 0; 2046-47: 0; 2047-48: 0; 2048-49: 0; 2049-50: 0
36BL | Total Resource Zone Properties (incl. voids) | sum (31BL:34BL) + 34.7BL + 35BL + 35.1BL | 000's | 2 | 2019-20: 10.88; 2020-21: 11.019; 2021-22: 11.163; 2022-23: 11.303; 2023-24: 11.447; 2024-25: 11.602; 2025-26: 11.75; 2026-27: 11.938; 2027-28: 12.14; 2028-29: 12.408; 2029-30: 12.728; 2030-31: 12.959; 2031-32: 13.182; 2032-33: 13.458; 2033-34: 13.628; 2034-35: 13.792; 2035-36: 14.009; 2036-37: 14.123; 2037-38: 14.234; 2038-39: 14.339; 2039-40: 14.443; 2040-41: 14.541; 2041-42: 14.639; 2042-43: 14.732; 2043-44: 14.823; 2044-45: 14.908; 2045-46: 14.99; 2046-47: 15.069; 2047-48: 15.145; 2048-49: 15.22; 2049-50: 15.291
37BL | Measured Non Household - Population | Input | 000's | 2 | 2019-20: 0.388; 2020-21: 0.394; 2021-22: 0.398; 2022-23: 0.405; 2023-24: 0.41; 2024-25: 0.415; 2025-26: 0.419; 2026-27: 0.429; 2027-28: 0.438; 2028-29: 0.449; 2029-30: 0.455; 2030-31: 0.465; 2031-32: 0.482; 2032-33: 0.493; 2033-34: 0.501; 2034-35: 0.508; 2035-36: 0.515; 2036-37: 0.52; 2037-38: 0.526; 2038-39: 0.533; 2039-40: 0.539; 2040-41: 0.545; 2041-42: 0.554; 2042-43: 0.562; 2043-44: 0.572; 2044-45: 0.583; 2045-46: 0.594; 2046-47: 0.605; 2047-48: 0.616; 2048-49: 0.627; 2049-50: 0.638
38BL | Unmeasured Non Household - Population | Input | 000's | 2 | 2019-20: 0.002; 2020-21: 0.002; 2021-22: 0.002; 2022-23: 0.002; 2023-24: 0.002; 2024-25: 0.002; 2025-26: 0.002; 2026-27: 0.002; 2027-28: 0.002; 2028-29: 0.002; 2029-30: 0.002; 2030-31: 0.002; 2031-32: 0.002; 2032-33: 0.002; 2033-34: 0.002; 2034-35: 0.002; 2035-36: 0.002; 2036-37: 0.002; 2037-38: 0.002; 2038-39: 0.002; 2039-40: 0.002; 2040-41: 0.002; 2041-42: 0.002; 2042-43: 0.002; 2043-44: 0.002; 2044-45: 0.002; 2045-46: 0.002; 2046-47: 0.002; 2047-48: 0.002; 2048-49: 0.003; 2049-50: 0.003
39BL | Measured Household - Population | Input | 000's | 2 | 2019-20: 19.301; 2020-21: 19.681; 2021-22: 20.052; 2022-23: 20.416; 2023-24: 20.801; 2024-25: 21.182; 2025-26: 21.527; 2026-27: 21.954; 2027-28: 22.379; 2028-29: 22.864; 2029-30: 23.396; 2030-31: 23.787; 2031-32: 24.141; 2032-33: 24.563; 2033-34: 24.842; 2034-35: 25.122; 2035-36: 25.471; 2036-37: 25.693; 2037-38: 25.916; 2038-39: 26.134; 2039-40: 26.37; 2040-41: 26.591; 2041-42: 26.802; 2042-43: 27.005; 2043-44: 27.148; 2044-45: 27.284; 2045-46: 27.407; 2046-47: 27.523; 2047-48: 27.64; 2048-49: 27.754; 2049-50: 27.866
40BL | Unmeasured Household - Population | Input | 000's | 2 | 2019-20: 2.424; 2020-21: 2.254; 2021-22: 2.11; 2022-23: 1.935; 2023-24: 1.769; 2024-25: 1.611; 2025-26: 1.486; 2026-27: 1.366; 2027-28: 1.25; 2028-29: 1.134; 2029-30: 1.021; 2030-31: 0.917; 2031-32: 0.817; 2032-33: 0.722; 2033-34: 0.633; 2034-35: 0.55; 2035-36: 0.469; 2036-37: 0.395; 2037-38: 0.323; 2038-39: 0.255; 2039-40: 0.191; 2040-41: 0.129; 2041-42: 0.07; 2042-43: 0.015; 2043-44: 0.015; 2044-45: 0.015; 2045-46: 0.015; 2046-47: 0.015; 2047-48: 0.015; 2048-49: 0.015; 2049-50: 0.015
41BL | Total Resource Zone Population | sum (37BL:40BL) | 000's | 2 | 2019-20: 22.115; 2020-21: 22.331; 2021-22: 22.562; 2022-23: 22.758; 2023-24: 22.982; 2024-25: 23.21; 2025-26: 23.434; 2026-27: 23.751; 2027-28: 24.069; 2028-29: 24.449; 2029-30: 24.874; 2030-31: 25.171; 2031-32: 25.442; 2032-33: 25.78; 2033-34: 25.978; 2034-35: 26.182; 2035-36: 26.457; 2036-37: 26.61; 2037-38: 26.767; 2038-39: 26.924; 2039-40: 27.102; 2040-41: 27.267; 2041-42: 27.428; 2042-43: 27.584; 2043-44: 27.737; 2044-45: 27.884; 2045-46: 28.018; 2046-47: 28.145; 2047-48: 28.273; 2048-49: 28.399; 2049-50: 28.522
42BL | Average household occupancy rate (excl. voids) | (39BL + 40BL) / (34BL + 35BL) | h/prop | 1 | 2019-20: 2.1684; 2020-21: 2.1613; 2021-22: 2.1548; 2022-23: 2.1462; 2023-24: 2.1393; 2024-25: 2.1312; 2025-26: 2.1236; 2026-27: 2.1167; 2027-28: 2.1073; 2028-29: 2.0913; 2029-30: 2.071; 2030-31: 2.0561; 2031-32: 2.0402; 2032-33: 2.0222; 2033-34: 2.0107; 2034-35: 2.0009; 2035-36: 1.9887; 2036-37: 1.9833; 2037-38: 1.9785; 2038-39: 1.9745; 2039-40: 1.9726; 2040-41: 1.9705; 2041-42: 1.9681; 2042-43: 1.9658; 2043-44: 1.9638; 2044-45: 1.962; 2045-46: 1.9597; 2046-47: 1.9574; 2047-48: 1.9555; 2048-49: 1.9538; 2049-50: 1.9523
43BL | Total Household Metering penetration (excl. voids) | 34BL / (34BL + 35BL) | % | 1 | 2019-20: 88.51%; 2020-21: 89.42%; 2021-22: 90.2%; 2022-23: 91.08%; 2023-24: 91.91%; 2024-25: 92.69%; 2025-26: 93.31%; 2026-27: 93.92%; 2027-28: 94.5%; 2028-29: 95.07%; 2029-30: 95.61%; 2030-31: 96.1%; 2031-32: 96.54%; 2032-33: 96.97%; 2033-34: 97.35%; 2034-35: 97.7%; 2035-36: 98.05%; 2036-37: 98.35%; 2037-38: 98.64%; 2038-39: 98.92%; 2039-40: 99.18%; 2040-41: 99.44%; 2041-42: 99.68%; 2042-43: 99.9%; 2043-44: 99.9%; 2044-45: 99.9%; 2045-46: 99.9%; 2046-47: 99.9%; 2047-48: 99.9%; 2048-49: 99.9%; 2049-50: 99.9%
44BL | Total Household Metering penetration (incl. voids) | (34BL) / (34BL + 34.7BL + 35BL + 35.1BL) | % | 1 | 2019-20: 86.94%; 2020-21: 87.83%; 2021-22: 88.61%; 2022-23: 89.46%; 2023-24: 90.29%; 2024-25: 91.05%; 2025-26: 91.67%; 2026-27: 92.27%; 2027-28: 92.85%; 2028-29: 93.43%; 2029-30: 94%; 2030-31: 94.49%; 2031-32: 94.95%; 2032-33: 95.39%; 2033-34: 95.77%; 2034-35: 96.12%; 2035-36: 96.48%; 2036-37: 96.78%; 2037-38: 97.07%; 2038-39: 97.35%; 2039-40: 97.6%; 2040-41: 97.86%; 2041-42: 98.09%; 2042-43: 98.32%; 2043-44: 98.31%; 2044-45: 98.32%; 2045-46: 98.32%; 2046-47: 98.32%; 2047-48: 98.32%; 2048-49: 98.32%; 2049-50: 98.32%
45BL | Distribution input | sum (12BL:15BL) +21BL + 22BL + 27BL + 28BL | Ml/d | 2 | 2019-20: 4.57; 2020-21: 4.55; 2021-22: 4.56; 2022-23: 4.55; 2023-24: 4.54; 2024-25: 4.54; 2025-26: 4.55; 2026-27: 4.58; 2027-28: 4.61; 2028-29: 4.64; 2029-30: 4.68; 2030-31: 4.72; 2031-32: 4.75; 2032-33: 4.79; 2033-34: 4.82; 2034-35: 4.84; 2035-36: 4.88; 2036-37: 4.89; 2037-38: 4.92; 2038-39: 4.94; 2039-40: 4.98; 2040-41: 5; 2041-42: 5.04; 2042-43: 5.05; 2043-44: 5.08; 2044-45: 5.09; 2045-46: 5.11; 2046-47: 5.13; 2047-48: 5.15; 2048-49: 5.16; 2049-50: 5.19
46BL | Target headroom (climate change component) | Input | Ml/d | 2 | 2019-20: 0.00029885; 2020-21: 0.00029885; 2021-22: 0.00029885; 2022-23: 0.00029885; 2023-24: 0.00029885; 2024-25: 0.00029885; 2025-26: 0.00029885; 2026-27: 0.00033908; 2027-28: 0.00019465; 2028-29: 0.00081107; 2029-30: 0.00028975; 2030-31: 0.00037544; 2031-32: 0.00068746; 2032-33: 0.0003489; 2033-34: 0.00085919; 2034-35: 0.00053818; 2035-36: 0.0010092; 2036-37: 0.0011916; 2037-38: 0.0012058; 2038-39: 0.0012083; 2039-40: 0; 2040-41: 0; 2041-42: 0; 2042-43: 0; 2043-44: 0; 2044-45: 0; 2045-46: 0; 2046-47: 0; 2047-48: 0; 2048-49: 0; 2049-50: 0
47BL | Target headroom (All other components) | Input | Ml/d | 2 | 2019-20: 0.1826; 2020-21: 0.1826; 2021-22: 0.1826; 2022-23: 0.1826; 2023-24: 0.1826; 2024-25: 0.1826; 2025-26: 0.1826; 2026-27: 0.17944; 2027-28: 0.17702; 2028-29: 0.24901; 2029-30: 0.26224; 2030-31: 0.27441; 2031-32: 0.289; 2032-33: 0.29771; 2033-34: 0.30654; 2034-35: 0.3231; 2035-36: 0.28911; 2036-37: 0.26592; 2037-38: 0.2776; 2038-39: 0.29295; 2039-40: 0.23352; 2040-41: 0.24082; 2041-42: 0.2492; 2042-43: 0.25676; 2043-44: 0.26716; 2044-45: 0.27043; 2045-46: 0.23403; 2046-47: 0.23704; 2047-48: 0.23446; 2048-49: 0.23168; 2049-50: 0.23628
48BL | Target Headroom | 46BL + 47BL | Ml/d | 2 | 2019-20: 0.1829; 2020-21: 0.1829; 2021-22: 0.1829; 2022-23: 0.1829; 2023-24: 0.1829; 2024-25: 0.1829; 2025-26: 0.1829; 2026-27: 0.17977; 2027-28: 0.17721; 2028-29: 0.24982; 2029-30: 0.26253; 2030-31: 0.27478; 2031-32: 0.28969; 2032-33: 0.29806; 2033-34: 0.3074; 2034-35: 0.32364; 2035-36: 0.29012; 2036-37: 0.26712; 2037-38: 0.27881; 2038-39: 0.29416; 2039-40: 0.23352; 2040-41: 0.24082; 2041-42: 0.2492; 2042-43: 0.25676; 2043-44: 0.26716; 2044-45: 0.27043; 2045-46: 0.23403; 2046-47: 0.23704; 2047-48: 0.23446; 2048-49: 0.23168; 2049-50: 0.23628
49BL | Available Headroom | 11BL - 45BL | Ml/d | 2 | 2019-20: 0.73; 2020-21: 0.75; 2021-22: 0.74; 2022-23: 0.75; 2023-24: 0.76; 2024-25: 0.76; 2025-26: 0.291; 2026-27: 0.261; 2027-28: 0.231; 2028-29: 0.26; 2029-30: 0.27; 2030-31: 0.27; 2031-32: 0.27; 2032-33: 0.23; 2033-34: 0.2; 2034-35: 0.18; 2035-36: 0.14; 2036-37: 0.13; 2037-38: 0.1; 2038-39: 0.08; 2039-40: 0.04; 2040-41: 0.02; 2041-42: -0.02; 2042-43: -0.03; 2043-44: -0.06; 2044-45: -0.07; 2045-46: -0.09; 2046-47: -0.11; 2047-48: -0.13; 2048-49: -0.14; 2049-50: -0.17
49.1BL | Available non-potable balance (if applicable) | 1.1BL -12.1BL | Ml/d | 2 | 2019-20: 0; 2020-21: 0; 2021-22: 0; 2022-23: 0; 2023-24: 0; 2024-25: 0; 2025-26: 0; 2026-27: 0; 2027-28: 0; 2028-29: 0; 2029-30: 0; 2030-31: 0; 2031-32: 0; 2032-33: 0; 2033-34: 0; 2034-35: 0; 2035-36: 0; 2036-37: 0; 2037-38: 0; 2038-39: 0; 2039-40: 0; 2040-41: 0; 2041-42: 0; 2042-43: 0; 2043-44: 0; 2044-45: 0; 2045-46: 0; 2046-47: 0; 2047-48: 0; 2048-49: 0; 2049-50: 0
50BL | Supply Demand Balance | 49BL - 48BL | Ml/d | 2 | 2019-20: 0.5471; 2020-21: 0.5671; 2021-22: 0.5571; 2022-23: 0.5671; 2023-24: 0.5771; 2024-25: 0.5771; 2025-26: 0.1081; 2026-27: 0.081226; 2027-28: 0.05379; 2028-29: 0.01018; 2029-30: 0.0074722; 2030-31: -0.0047828; 2031-32: -0.019691; 2032-33: -0.068062; 2033-34: -0.1074; 2034-35: -0.14364; 2035-36: -0.15012; 2036-37: -0.13712; 2037-38: -0.17881; 2038-39: -0.21416; 2039-40: -0.19352; 2040-41: -0.22082; 2041-42: -0.2692; 2042-43: -0.28676; 2043-44: -0.32716; 2044-45: -0.34043; 2045-46: -0.32403; 2046-47: -0.34704; 2047-48: -0.36446; 2048-49: -0.37168; 2049-50: -0.40628
Table 3b: DYAA - Final plan Options | Back to top of sheet |  |  |  | 2019-20: 0.1
WRMP24 reference | Option type | Cat ID | Unit | Decimal places | 2019-20 | 2020-21 | 2021-22 | 2022-23 | 2023-24 | 2024-25 | 2025-26 | 2026-27 | 2027-28 | 2028-29 | 2029-30 | 2030-31 | 2031-32 | 2032-33 | 2033-34 | 2034-35 | 2035-36 | 2036-37 | 2037-38 | 2038-39 | 2039-40 | 2040-41 | 2041-42 | 2042-43 | 2043-44 | 2044-45 | 2045-46 | 2046-47 | 2047-48 | 2048-49 | 2049-50 | 2050-51 | 2051-52 | 2052-53 | 2053-54 | 2054-55 | 2055-56 | 2056-57 | 2057-58 | 2058-59 | 2059-60 | 2060-61 | 2061-62 | 2062-63 | 2063-64 | 2064-65 | 2065-66 | 2066-67 | 2067-68 | 2068-69 | 2069-70 | 2070-71 | 2071-72 | 2072-73 | 2073-74 | 2074-75 | 2075-76 | 2076-77 | 2077-78 | 2078-79 | 2079-80 | 2080-81 | 2081-82 | 2082-83 | 2083-84 | 2084-85 | 2085-86 | 2086-87 | 2087-88 | 2088-89 | 2089-90 | 2090-91 | 2091-92 | 2092-93 | 2093-94 | 2094-95 | 2095-96 | 2096-97 | 2097-98 | 2098-99 | 2099-100
1.11FP | Non potable supplies input reductions as -ve and increases as +ve | RSNPS | Ml/d | 2 | 0.1 2019-20: 0; 0.1 2020-21: 0; 0.1 2021-22: 0; 0.1 2022-23: 0; 0.1 2023-24: 0; 0.1 2024-25: 0; 0.1 2025-26: 0; 0.1 2026-27: 0; 0.1 2027-28: 0; 0.1 2028-29: 0; 0.1 2029-30: 0; 0.1 2030-31: 0; 0.1 2031-32: 0; 0.1 2032-33: 0; 0.1 2033-34: 0; 0.1 2034-35: 0; 0.1 2035-36: 0; 0.1 2036-37: 0; 0.1 2037-38: 0; 0.1 2038-39: 0; 0.1 2039-40: 0; 0.1 2040-41: 0; 0.1 2041-42: 0; 0.1 2042-43: 0; 0.1 2043-44: 0; 0.1 2044-45: 0; 0.1 2045-46: 0; 0.1 2046-47: 0; 0.1 2047-48: 0; 0.1 2048-49: 0; 0.1 2049-50: 0
2.1FP | Raw water imports input reductions as -ve | RSRWI | Ml/d | 2 | 0.1 2019-20: 0; 0.1 2020-21: 0; 0.1 2021-22: 0; 0.1 2022-23: 0; 0.1 2023-24: 0; 0.1 2024-25: 0; 0.1 2025-26: 0; 0.1 2026-27: 0; 0.1 2027-28: 0; 0.1 2028-29: 0; 0.1 2029-30: 0; 0.1 2030-31: 0; 0.1 2031-32: 0; 0.1 2032-33: 0; 0.1 2033-34: 0; 0.1 2034-35: 0; 0.1 2035-36: 0; 0.1 2036-37: 0; 0.1 2037-38: 0; 0.1 2038-39: 0; 0.1 2039-40: 0; 0.1 2040-41: 0; 0.1 2041-42: 0; 0.1 2042-43: 0; 0.1 2043-44: 0; 0.1 2044-45: 0; 0.1 2045-46: 0; 0.1 2046-47: 0; 0.1 2047-48: 0; 0.1 2048-49: 0; 0.1 2049-50: 0
3.1FP | Potable water imports input reductions as -ve | RSPWI | Ml/d | 2 | 0.1 2019-20: 0; 0.1 2020-21: 0; 0.1 2021-22: 0; 0.1 2022-23: 0; 0.1 2023-24: 0; 0.1 2024-25: 0; 0.1 2025-26: -0.001; 0.1 2026-27: -0.001; 0.1 2027-28: -0.001; 0.1 2028-29: -0.06; 0.1 2029-30: -0.11; 0.1 2030-31: -0.02; 0.1 2031-32: -0.05; 0.1 2032-33: -0.05; 0.1 2033-34: -0.05; 0.1 2034-35: -0.05; 0.1 2035-36: -0.05; 0.1 2036-37: -0.05; 0.1 2037-38: -0.05; 0.1 2038-39: -0.05; 0.1 2039-40: -0.05; 0.1 2040-41: -0.05; 0.1 2041-42: -0.05; 0.1 2042-43: -0.05; 0.1 2043-44: -0.05; 0.1 2044-45: -0.05; 0.1 2045-46: -0.05; 0.1 2046-47: -0.05; 0.1 2047-48: -0.05; 0.1 2048-49: -0.05; 0.1 2049-50: -0.05
4.1FP | Raw water exports input reductions as +ve and increases as -ve | RSRWE | Ml/d | 2 | 0.1 2019-20: 0; 0.1 2020-21: 0; 0.1 2021-22: 0; 0.1 2022-23: 0; 0.1 2023-24: 0; 0.1 2024-25: 0; 0.1 2025-26: 0; 0.1 2026-27: 0; 0.1 2027-28: 0; 0.1 2028-29: 0; 0.1 2029-30: 0; 0.1 2030-31: 0; 0.1 2031-32: 0; 0.1 2032-33: 0; 0.1 2033-34: 0; 0.1 2034-35: 0; 0.1 2035-36: 0; 0.1 2036-37: 0; 0.1 2037-38: 0; 0.1 2038-39: 0; 0.1 2039-40: 0; 0.1 2040-41: 0; 0.1 2041-42: 0; 0.1 2042-43: 0; 0.1 2043-44: 0; 0.1 2044-45: 0; 0.1 2045-46: 0; 0.1 2046-47: 0; 0.1 2047-48: 0; 0.1 2048-49: 0; 0.1 2049-50: 0
5.1FP | Potable water exports input reductions as +ve and increases as -ve | RSPWE | Ml/d | 2 | 0.1 2019-20: 0; 0.1 2020-21: 0; 0.1 2021-22: 0; 0.1 2022-23: 0; 0.1 2023-24: 0; 0.1 2024-25: 0; 0.1 2025-26: 0; 0.1 2026-27: 0; 0.1 2027-28: 0; 0.1 2028-29: 0; 0.1 2029-30: 0; 0.1 2030-31: 0; 0.1 2031-32: 0; 0.1 2032-33: 0; 0.1 2033-34: 0; 0.1 2034-35: 0; 0.1 2035-36: 0; 0.1 2036-37: 0; 0.1 2037-38: 0; 0.1 2038-39: 0; 0.1 2039-40: 0; 0.1 2040-41: 0; 0.1 2041-42: 0; 0.1 2042-43: 0; 0.1 2043-44: 0; 0.1 2044-45: 0; 0.1 2045-46: 0; 0.1 2046-47: 0; 0.1 2047-48: 0; 0.1 2048-49: 0; 0.1 2049-50: 0
6.2FP | DO benefit from increase raw water abstractions | RSRWA | Ml/d | 2 | 0.1 2019-20: 0; 0.1 2020-21: 0; 0.1 2021-22: 0; 0.1 2022-23: 0; 0.1 2023-24: 0; 0.1 2024-25: 0; 0.1 2025-26: 0; 0.1 2026-27: 0; 0.1 2027-28: 0; 0.1 2028-29: 0; 0.1 2029-30: 0; 0.1 2030-31: 0; 0.1 2031-32: 0; 0.1 2032-33: 0; 0.1 2033-34: 0; 0.1 2034-35: 0; 0.1 2035-36: 0; 0.1 2036-37: 0; 0.1 2037-38: 0; 0.1 2038-39: 0; 0.1 2039-40: 0; 0.1 2040-41: 0; 0.1 2041-42: 0; 0.1 2042-43: 0; 0.1 2043-44: 0; 0.1 2044-45: 0; 0.1 2045-46: 0; 0.1 2046-47: 0; 0.1 2047-48: 0; 0.1 2048-49: 0; 0.1 2049-50: 0
6.3FP | Other options to increase deployable output | RSIPO | Ml/d | 2 | 0.1 2019-20: 0; 0.1 2020-21: 0; 0.1 2021-22: 0; 0.1 2022-23: 0; 0.1 2023-24: 0; 0.1 2024-25: 0; 0.1 2025-26: 0; 0.1 2026-27: 0; 0.1 2027-28: 0; 0.1 2028-29: 0; 0.1 2029-30: 0; 0.1 2030-31: 0.85; 0.1 2031-32: 0.85; 0.1 2032-33: 0.85; 0.1 2033-34: 0.85; 0.1 2034-35: 0.85; 0.1 2035-36: 0.85; 0.1 2036-37: 0.85; 0.1 2037-38: 0.85; 0.1 2038-39: 0.85; 0.1 2039-40: 0.85; 0.1 2040-41: 0.85; 0.1 2041-42: 0.85; 0.1 2042-43: 0.85; 0.1 2043-44: 0.85; 0.1 2044-45: 0.85; 0.1 2045-46: 0.85; 0.1 2046-47: 0.85; 0.1 2047-48: 0.85; 0.1 2048-49: 0.85; 0.1 2049-50: 0.85
7.01FP | DO benefit from supply side drought measures | RSDPS | Ml/d | 2 | 0.1 2019-20: 0; 0.1 2020-21: 0; 0.1 2021-22: 0; 0.1 2022-23: 0; 0.1 2023-24: 0; 0.1 2024-25: 0; 0.1 2025-26: 0; 0.1 2026-27: 0; 0.1 2027-28: 0; 0.1 2028-29: 0; 0.1 2029-30: 0; 0.1 2030-31: 0; 0.1 2031-32: 0; 0.1 2032-33: 0; 0.1 2033-34: 0; 0.1 2034-35: 0; 0.1 2035-36: 0; 0.1 2036-37: 0; 0.1 2037-38: 0; 0.1 2038-39: 0; 0.1 2039-40: 0; 0.1 2040-41: 0; 0.1 2041-42: 0; 0.1 2042-43: 0; 0.1 2043-44: 0; 0.1 2044-45: 0; 0.1 2045-46: 0; 0.1 2046-47: 0; 0.1 2047-48: 0; 0.1 2048-49: 0; 0.1 2049-50: 0
7.02FP | Benefit from demand side drought measures | RSDPD | Ml/d | 2 | 0.1 2019-20: 0; 0.1 2020-21: 0; 0.1 2021-22: 0; 0.1 2022-23: 0; 0.1 2023-24: 0; 0.1 2024-25: 0; 0.1 2025-26: 0; 0.1 2026-27: 0; 0.1 2027-28: 0; 0.1 2028-29: 0; 0.1 2029-30: 0; 0.1 2030-31: 0; 0.1 2031-32: 0; 0.1 2032-33: 0; 0.1 2033-34: 0; 0.1 2034-35: 0; 0.1 2035-36: 0; 0.1 2036-37: 0; 0.1 2037-38: 0; 0.1 2038-39: 0; 0.1 2039-40: 0; 0.1 2040-41: 0; 0.1 2041-42: 0; 0.1 2042-43: 0; 0.1 2043-44: 0; 0.1 2044-45: 0; 0.1 2045-46: 0; 0.1 2046-47: 0; 0.1 2047-48: 0; 0.1 2048-49: 0; 0.1 2049-50: 0
8.1FP | Reduce raw water losses and operational use input as -ve | RSLOU | Ml/d | 2 | 0.1 2019-20: 0; 0.1 2020-21: 0; 0.1 2021-22: 0; 0.1 2022-23: 0; 0.1 2023-24: 0; 0.1 2024-25: 0; 0.1 2025-26: 0; 0.1 2026-27: 0; 0.1 2027-28: 0; 0.1 2028-29: 0; 0.1 2029-30: 0; 0.1 2030-31: 0; 0.1 2031-32: 0; 0.1 2032-33: 0; 0.1 2033-34: 0; 0.1 2034-35: 0; 0.1 2035-36: 0; 0.1 2036-37: 0; 0.1 2037-38: 0; 0.1 2038-39: 0; 0.1 2039-40: 0; 0.1 2040-41: 0; 0.1 2041-42: 0; 0.1 2042-43: 0; 0.1 2043-44: 0; 0.1 2044-45: 0; 0.1 2045-46: 0; 0.1 2046-47: 0; 0.1 2047-48: 0; 0.1 2048-49: 0; 0.1 2049-50: 0
8.2FP | Reduce treatment works losses input as -ve | PSTWL | Ml/d | 2 | 0.1 2019-20: 0; 0.1 2020-21: 0; 0.1 2021-22: 0; 0.1 2022-23: 0; 0.1 2023-24: 0; 0.1 2024-25: 0; 0.1 2025-26: 0; 0.1 2026-27: 0; 0.1 2027-28: 0; 0.1 2028-29: 0; 0.1 2029-30: 0; 0.1 2030-31: 0; 0.1 2031-32: 0; 0.1 2032-33: 0; 0.1 2033-34: 0; 0.1 2034-35: 0; 0.1 2035-36: 0; 0.1 2036-37: 0; 0.1 2037-38: 0; 0.1 2038-39: 0; 0.1 2039-40: 0; 0.1 2040-41: 0; 0.1 2041-42: 0; 0.1 2042-43: 0; 0.1 2043-44: 0; 0.1 2044-45: 0; 0.1 2045-46: 0; 0.1 2046-47: 0; 0.1 2047-48: 0; 0.1 2048-49: 0; 0.1 2049-50: 0
9.1FP | Reduce outages input as -ve | PSROU | Ml/d | 2 | 0.1 2019-20: 0; 0.1 2020-21: 0; 0.1 2021-22: 0; 0.1 2022-23: 0; 0.1 2023-24: 0; 0.1 2024-25: 0; 0.1 2025-26: 0; 0.1 2026-27: 0; 0.1 2027-28: 0; 0.1 2028-29: 0; 0.1 2029-30: 0; 0.1 2030-31: 0; 0.1 2031-32: 0; 0.1 2032-33: 0; 0.1 2033-34: 0; 0.1 2034-35: 0; 0.1 2035-36: 0; 0.1 2036-37: 0; 0.1 2037-38: 0; 0.1 2038-39: 0; 0.1 2039-40: 0; 0.1 2040-41: 0; 0.1 2041-42: 0; 0.1 2042-43: 0; 0.1 2043-44: 0; 0.1 2044-45: 0; 0.1 2045-46: 0; 0.1 2046-47: 0; 0.1 2047-48: 0; 0.1 2048-49: 0; 0.1 2049-50: 0
12.2FP | Change volume delivered to measured non households input reductions as -ve, line to include both measured non-household consumption and USPL options | CVMNH | Ml/d | 2 | 0.1 2019-20: 0; 0.1 2020-21: 0; 0.1 2021-22: 0; 0.1 2022-23: 0; 0.1 2023-24: 0; 0.1 2024-25: 0; 0.1 2025-26: 0; 0.1 2026-27: 0; 0.1 2027-28: -0.01; 0.1 2028-29: -0.02; 0.1 2029-30: -0.03; 0.1 2030-31: -0.05; 0.1 2031-32: -0.06; 0.1 2032-33: -0.07; 0.1 2033-34: -0.08; 0.1 2034-35: -0.09; 0.1 2035-36: -0.1; 0.1 2036-37: -0.11; 0.1 2037-38: -0.12; 0.1 2038-39: -0.13; 0.1 2039-40: -0.14; 0.1 2040-41: -0.15; 0.1 2041-42: -0.17; 0.1 2042-43: -0.18; 0.1 2043-44: -0.19; 0.1 2044-45: -0.2; 0.1 2045-46: -0.21; 0.1 2046-47: -0.22; 0.1 2047-48: -0.23; 0.1 2048-49: -0.24; 0.1 2049-50: -0.25
13.1FP | Change volume delivered to unmeasured non households input reductions as -ve, line to include both unmeasured non-household consumption and USPL options | CVUNH | Ml/d | 2 | 0.1 2019-20: 0; 0.1 2020-21: 0; 0.1 2021-22: 0; 0.1 2022-23: 0; 0.1 2023-24: 0; 0.1 2024-25: 0; 0.1 2025-26: 0; 0.1 2026-27: 0; 0.1 2027-28: 0; 0.1 2028-29: 0; 0.1 2029-30: 0; 0.1 2030-31: 0; 0.1 2031-32: 0; 0.1 2032-33: 0; 0.1 2033-34: 0; 0.1 2034-35: 0; 0.1 2035-36: 0; 0.1 2036-37: 0; 0.1 2037-38: 0; 0.1 2038-39: 0; 0.1 2039-40: 0; 0.1 2040-41: 0; 0.1 2041-42: 0; 0.1 2042-43: 0; 0.1 2043-44: 0; 0.1 2044-45: 0; 0.1 2045-46: 0; 0.1 2046-47: 0; 0.1 2047-48: 0; 0.1 2048-49: 0; 0.1 2049-50: 0
14.1FP | Change volume delivered to measured households input reductions as -ve, line to include both measured household consumption and USPL options | CVMHH | Ml/d | 2 | 0.1 2019-20: 0; 0.1 2020-21: 0; 0.1 2021-22: 0; 0.1 2022-23: 0; 0.1 2023-24: 0; 0.1 2024-25: 0; 0.1 2025-26: -0.01; 0.1 2026-27: -0.02; 0.1 2027-28: -0.2; 0.1 2028-29: -0.25; 0.1 2029-30: -0.29; 0.1 2030-31: -0.33; 0.1 2031-32: -0.37; 0.1 2032-33: -0.39; 0.1 2033-34: -0.41; 0.1 2034-35: -0.44; 0.1 2035-36: -0.48; 0.1 2036-37: -0.51; 0.1 2037-38: -0.54; 0.1 2038-39: -0.57; 0.1 2039-40: -0.61; 0.1 2040-41: -0.63; 0.1 2041-42: -0.66; 0.1 2042-43: -0.69; 0.1 2043-44: -0.73; 0.1 2044-45: -0.74; 0.1 2045-46: -0.75; 0.1 2046-47: -0.77; 0.1 2047-48: -0.78; 0.1 2048-49: -0.79; 0.1 2049-50: -0.81
15.1FP | Change volume delivered to unmeasured households input reductions as -ve, line to include both unmeasured household consumption and USPL options | CVUHH | Ml/d | 2 | 0.1 2019-20: 0; 0.1 2020-21: 0; 0.1 2021-22: 0; 0.1 2022-23: 0; 0.1 2023-24: 0; 0.1 2024-25: 0; 0.1 2025-26: 0; 0.1 2026-27: 0; 0.1 2027-28: 0; 0.1 2028-29: 0; 0.1 2029-30: 0; 0.1 2030-31: 0; 0.1 2031-32: 0; 0.1 2032-33: 0; 0.1 2033-34: 0; 0.1 2034-35: 0; 0.1 2035-36: 0; 0.1 2036-37: 0; 0.1 2037-38: 0; 0.1 2038-39: 0; 0.1 2039-40: 0; 0.1 2040-41: 0; 0.1 2041-42: 0; 0.1 2042-43: 0; 0.1 2043-44: 0; 0.1 2044-45: 0; 0.1 2045-46: 0; 0.1 2046-47: 0; 0.1 2047-48: 0; 0.1 2048-49: 0; 0.1 2049-50: 0
21.1FP | Options to reduce water taken unbilled input as -ve | CSWTU | Ml/d | 2 | 0.1 2019-20: 0; 0.1 2020-21: 0; 0.1 2021-22: 0; 0.1 2022-23: 0; 0.1 2023-24: 0; 0.1 2024-25: 0; 0.1 2025-26: 0; 0.1 2026-27: 0; 0.1 2027-28: 0; 0.1 2028-29: 0; 0.1 2029-30: 0; 0.1 2030-31: 0; 0.1 2031-32: 0; 0.1 2032-33: 0; 0.1 2033-34: 0; 0.1 2034-35: 0; 0.1 2035-36: 0; 0.1 2036-37: 0; 0.1 2037-38: 0; 0.1 2038-39: 0; 0.1 2039-40: 0; 0.1 2040-41: 0; 0.1 2041-42: 0; 0.1 2042-43: 0; 0.1 2043-44: 0; 0.1 2044-45: 0; 0.1 2045-46: 0; 0.1 2046-47: 0; 0.1 2047-48: 0; 0.1 2048-49: 0; 0.1 2049-50: 0
22.1FP | Reduce distribution system operational use (DSOU) input as -ve | DSDOU | Ml/d | 2 | 0.1 2019-20: 0; 0.1 2020-21: 0; 0.1 2021-22: 0; 0.1 2022-23: 0; 0.1 2023-24: 0; 0.1 2024-25: 0; 0.1 2025-26: 0; 0.1 2026-27: 0; 0.1 2027-28: 0; 0.1 2028-29: 0; 0.1 2029-30: 0; 0.1 2030-31: 0; 0.1 2031-32: 0; 0.1 2032-33: 0; 0.1 2033-34: 0; 0.1 2034-35: 0; 0.1 2035-36: 0; 0.1 2036-37: 0; 0.1 2037-38: 0; 0.1 2038-39: 0; 0.1 2039-40: 0; 0.1 2040-41: 0; 0.1 2041-42: 0; 0.1 2042-43: 0; 0.1 2043-44: 0; 0.1 2044-45: 0; 0.1 2045-46: 0; 0.1 2046-47: 0; 0.1 2047-48: 0; 0.1 2048-49: 0; 0.1 2049-50: 0
23.1FP | Options impacting on measured Non Household - USPL input reductions as -ve | CUMNH | Ml/d | 2 | 0.1 2019-20: 0; 0.1 2020-21: 0; 0.1 2021-22: 0; 0.1 2022-23: 0; 0.1 2023-24: 0; 0.1 2024-25: 0; 0.1 2025-26: 0; 0.1 2026-27: 0; 0.1 2027-28: 0; 0.1 2028-29: 0; 0.1 2029-30: 0; 0.1 2030-31: 0; 0.1 2031-32: 0; 0.1 2032-33: 0; 0.1 2033-34: 0; 0.1 2034-35: 0; 0.1 2035-36: 0; 0.1 2036-37: 0; 0.1 2037-38: 0; 0.1 2038-39: 0; 0.1 2039-40: 0; 0.1 2040-41: 0; 0.1 2041-42: 0; 0.1 2042-43: 0; 0.1 2043-44: 0; 0.1 2044-45: 0; 0.1 2045-46: 0; 0.1 2046-47: 0; 0.1 2047-48: 0; 0.1 2048-49: 0; 0.1 2049-50: 0
24.1FP | Options impacting on unmeasured Non Household - USPL input reductions as -ve | CUUNH | Ml/d | 2 | 0.1 2019-20: 0; 0.1 2020-21: 0; 0.1 2021-22: 0; 0.1 2022-23: 0; 0.1 2023-24: 0; 0.1 2024-25: 0; 0.1 2025-26: 0; 0.1 2026-27: 0; 0.1 2027-28: 0; 0.1 2028-29: 0; 0.1 2029-30: 0; 0.1 2030-31: 0; 0.1 2031-32: 0; 0.1 2032-33: 0; 0.1 2033-34: 0; 0.1 2034-35: 0; 0.1 2035-36: 0; 0.1 2036-37: 0; 0.1 2037-38: 0; 0.1 2038-39: 0; 0.1 2039-40: 0; 0.1 2040-41: 0; 0.1 2041-42: 0; 0.1 2042-43: 0; 0.1 2043-44: 0; 0.1 2044-45: 0; 0.1 2045-46: 0; 0.1 2046-47: 0; 0.1 2047-48: 0; 0.1 2048-49: 0; 0.1 2049-50: 0
25.1FP | Options impacting on measured Household - USPL input reductions as -ve | CUMHH | Ml/d | 2 | 0.1 2019-20: 0; 0.1 2020-21: 0; 0.1 2021-22: 0; 0.1 2022-23: 0; 0.1 2023-24: 0; 0.1 2024-25: 0; 0.1 2025-26: 0; 0.1 2026-27: 0; 0.1 2027-28: -0.03; 0.1 2028-29: -0.06; 0.1 2029-30: -0.06; 0.1 2030-31: -0.07; 0.1 2031-32: -0.08; 0.1 2032-33: -0.08; 0.1 2033-34: -0.08; 0.1 2034-35: -0.08; 0.1 2035-36: -0.08; 0.1 2036-37: -0.08; 0.1 2037-38: -0.08; 0.1 2038-39: -0.08; 0.1 2039-40: -0.09; 0.1 2040-41: -0.09; 0.1 2041-42: -0.09; 0.1 2042-43: -0.09; 0.1 2043-44: -0.09; 0.1 2044-45: -0.09; 0.1 2045-46: -0.09; 0.1 2046-47: -0.09; 0.1 2047-48: -0.09; 0.1 2048-49: -0.09; 0.1 2049-50: -0.09
26.1FP | Options impacting on unmeasured Household - USPL input reductions as -ve | CUUHH | Ml/d | 2 | 0.1 2019-20: 0; 0.1 2020-21: 0; 0.1 2021-22: 0; 0.1 2022-23: 0; 0.1 2023-24: 0; 0.1 2024-25: 0; 0.1 2025-26: 0; 0.1 2026-27: 0; 0.1 2027-28: 0; 0.1 2028-29: 0; 0.1 2029-30: 0; 0.1 2030-31: 0; 0.1 2031-32: 0; 0.1 2032-33: 0; 0.1 2033-34: 0; 0.1 2034-35: 0; 0.1 2035-36: 0; 0.1 2036-37: 0; 0.1 2037-38: 0; 0.1 2038-39: 0; 0.1 2039-40: 0; 0.1 2040-41: 0; 0.1 2041-42: 0; 0.1 2042-43: 0; 0.1 2043-44: 0; 0.1 2044-45: 0; 0.1 2045-46: 0; 0.1 2046-47: 0; 0.1 2047-48: 0; 0.1 2048-49: 0; 0.1 2049-50: 0
27.1FP | Options impacting on Void properties - USPL input reductions as -ve | CUVPP | Ml/d | 2 | 0.1 2019-20: 0; 0.1 2020-21: 0; 0.1 2021-22: 0; 0.1 2022-23: 0; 0.1 2023-24: 0; 0.1 2024-25: 0; 0.1 2025-26: 0; 0.1 2026-27: 0; 0.1 2027-28: 0; 0.1 2028-29: 0; 0.1 2029-30: 0; 0.1 2030-31: 0; 0.1 2031-32: 0; 0.1 2032-33: 0; 0.1 2033-34: 0; 0.1 2034-35: 0; 0.1 2035-36: 0; 0.1 2036-37: 0; 0.1 2037-38: 0; 0.1 2038-39: 0; 0.1 2039-40: 0; 0.1 2040-41: 0; 0.1 2041-42: 0; 0.1 2042-43: 0; 0.1 2043-44: 0; 0.1 2044-45: 0; 0.1 2045-46: 0; 0.1 2046-47: 0; 0.1 2047-48: 0; 0.1 2048-49: 0; 0.1 2049-50: 0
28.1FP | Reduce distribution losses input as -ve | DSRDL | Ml/d | 2 | 0.1 2019-20: 0; 0.1 2020-21: 0; 0.1 2021-22: 0; 0.1 2022-23: 0; 0.1 2023-24: 0; 0.1 2024-25: 0; 0.1 2025-26: 0; 0.1 2026-27: 0; 0.1 2027-28: 0; 0.1 2028-29: 0; 0.1 2029-30: 0; 0.1 2030-31: 0; 0.1 2031-32: 0; 0.1 2032-33: 0; 0.1 2033-34: 0; 0.1 2034-35: 0; 0.1 2035-36: 0; 0.1 2036-37: 0; 0.1 2037-38: 0; 0.1 2038-39: 0; 0.1 2039-40: 0; 0.1 2040-41: 0; 0.1 2041-42: -0.02; 0.1 2042-43: -0.02; 0.1 2043-44: -0.03; 0.1 2044-45: -0.03; 0.1 2045-46: -0.03; 0.1 2046-47: -0.04; 0.1 2047-48: -0.06; 0.1 2048-49: -0.07; 0.1 2049-50: -0.07
Table 3c: DYAA - Final plan | Back to top of sheet
WRMP24 reference | Component | Derivation | Unit | Decimal places | 2019-20 | 2020-21 | 2021-22 | 2022-23 | 2023-24 | 2024-25 | 2025-26 | 2026-27 | 2027-28 | 2028-29 | 2029-30 | 2030-31 | 2031-32 | 2032-33 | 2033-34 | 2034-35 | 2035-36 | 2036-37 | 2037-38 | 2038-39 | 2039-40 | 2040-41 | 2041-42 | 2042-43 | 2043-44 | 2044-45 | 2045-46 | 2046-47 | 2047-48 | 2048-49 | 2049-50 | 2050-51 | 2051-52 | 2052-53 | 2053-54 | 2054-55 | 2055-56 | 2056-57 | 2057-58 | 2058-59 | 2059-60 | 2060-61 | 2061-62 | 2062-63 | 2063-64 | 2064-65 | 2065-66 | 2066-67 | 2067-68 | 2068-69 | 2069-70 | 2070-71 | 2071-72 | 2072-73 | 2073-74 | 2074-75 | 2075-76 | 2076-77 | 2077-78 | 2078-79 | 2079-80 | 2080-81 | 2081-82 | 2082-83 | 2083-84 | 2084-85 | 2085-86 | 2086-87 | 2087-88 | 2088-89 | 2089-90 | 2090-91 | 2091-92 | 2092-93 | 2093-94 | 2094-95 | 2095-96 | 2096-97 | 2097-98 | 2098-99 | 2099-100
1FP | Raw water abstracted | Input | Ml/d | 2 | 2019-20: 0; 2020-21: 0; 2021-22: 0; 2022-23: 0; 2023-24: 0; 2024-25: 0; 2025-26: 0; 2026-27: 0; 2027-28: 0; 2028-29: 0; 2029-30: 0; 2030-31: 0; 2031-32: 0; 2032-33: 0; 2033-34: 0; 2034-35: 0; 2035-36: 0; 2036-37: 0; 2037-38: 0; 2038-39: 0; 2039-40: 0; 2040-41: 0; 2041-42: 0; 2042-43: 0; 2043-44: 0; 2044-45: 0; 2045-46: 0; 2046-47: 0; 2047-48: 0; 2048-49: 0; 2049-50: 0
1.1FP | Non-potable water supplies | 1.1BL + 1.11FP | Ml/d | 2 | 2019-20: 0; 2020-21: 0; 2021-22: 0; 2022-23: 0; 2023-24: 0; 2024-25: 0; 2025-26: 0; 2026-27: 0; 2027-28: 0; 2028-29: 0; 2029-30: 0; 2030-31: 0; 2031-32: 0; 2032-33: 0; 2033-34: 0; 2034-35: 0; 2035-36: 0; 2036-37: 0; 2037-38: 0; 2038-39: 0; 2039-40: 0; 2040-41: 0; 2041-42: 0; 2042-43: 0; 2043-44: 0; 2044-45: 0; 2045-46: 0; 2046-47: 0; 2047-48: 0; 2048-49: 0; 2049-50: 0
2FP | Raw water imported | 2BL + 2.1FP | Ml/d | 2 | 2019-20: 0; 2020-21: 0; 2021-22: 0; 2022-23: 0; 2023-24: 0; 2024-25: 0; 2025-26: 0; 2026-27: 0; 2027-28: 0; 2028-29: 0; 2029-30: 0; 2030-31: 0; 2031-32: 0; 2032-33: 0; 2033-34: 0; 2034-35: 0; 2035-36: 0; 2036-37: 0; 2037-38: 0; 2038-39: 0; 2039-40: 0; 2040-41: 0; 2041-42: 0; 2042-43: 0; 2043-44: 0; 2044-45: 0; 2045-46: 0; 2046-47: 0; 2047-48: 0; 2048-49: 0; 2049-50: 0
3FP | Potable water imported | 3BL + 3.1FP | Ml/d | 2 | 2019-20: 0; 2020-21: 0; 2021-22: 0; 2022-23: 0; 2023-24: 0; 2024-25: 0; 2025-26: 0; 2026-27: 0; 2027-28: 0; 2028-29: 0; 2029-30: 0; 2030-31: 0.25; 2031-32: 0.25; 2032-33: 0.25; 2033-34: 0.25; 2034-35: 0.25; 2035-36: 0.25; 2036-37: 0.25; 2037-38: 0.25; 2038-39: 0.25; 2039-40: 0.25; 2040-41: 0.25; 2041-42: 0.25; 2042-43: 0.25; 2043-44: 0.25; 2044-45: 0.25; 2045-46: 0.25; 2046-47: 0.25; 2047-48: 0.25; 2048-49: 0.25; 2049-50: 0.25
4FP | Raw water exported enter as -ve | 4BL + 4.1FP | Ml/d | 2 | 2019-20: 0; 2020-21: 0; 2021-22: 0; 2022-23: 0; 2023-24: 0; 2024-25: 0; 2025-26: 0; 2026-27: 0; 2027-28: 0; 2028-29: 0; 2029-30: 0; 2030-31: 0; 2031-32: 0; 2032-33: 0; 2033-34: 0; 2034-35: 0; 2035-36: 0; 2036-37: 0; 2037-38: 0; 2038-39: 0; 2039-40: 0; 2040-41: 0; 2041-42: 0; 2042-43: 0; 2043-44: 0; 2044-45: 0; 2045-46: 0; 2046-47: 0; 2047-48: 0; 2048-49: 0; 2049-50: 0
5FP | Potable water exported enter as -ve | 5BL + 5.1FP | Ml/d | 2 | 2019-20: 0; 2020-21: 0; 2021-22: 0; 2022-23: 0; 2023-24: 0; 2024-25: 0; 2025-26: 0; 2026-27: 0; 2027-28: 0; 2028-29: 0; 2029-30: 0; 2030-31: 0; 2031-32: 0; 2032-33: 0; 2033-34: 0; 2034-35: 0; 2035-36: 0; 2036-37: 0; 2037-38: 0; 2038-39: 0; 2039-40: 0; 2040-41: 0; 2041-42: 0; 2042-43: 0; 2043-44: 0; 2044-45: 0; 2045-46: 0; 2046-47: 0; 2047-48: 0; 2048-49: 0; 2049-50: 0
6.1FP | Deployable Output post forecast changes | 6.1BL + 6.2FP + 6.3FP +7.01FP +7.02FP | Ml/d | 2 | 2019-20: 5.54; 2020-21: 5.54; 2021-22: 5.54; 2022-23: 5.54; 2023-24: 5.54; 2024-25: 5.54; 2025-26: 5.08; 2026-27: 5.08; 2027-28: 5.08; 2028-29: 5.08; 2029-30: 5.08; 2030-31: 5.81; 2031-32: 5.81; 2032-33: 5.81; 2033-34: 5.81; 2034-35: 5.81; 2035-36: 5.81; 2036-37: 5.81; 2037-38: 5.81; 2038-39: 5.81; 2039-40: 5.81; 2040-41: 5.81; 2041-42: 5.81; 2042-43: 5.81; 2043-44: 5.81; 2044-45: 5.81; 2045-46: 5.81; 2046-47: 5.81; 2047-48: 5.81; 2048-49: 5.81; 2049-50: 5.81
8FP | Raw water losses, treatment works losses and operational use | 8BL + 8.1FP + 8.2FP | Ml/d | 2 | 2019-20: 0.21; 2020-21: 0.21; 2021-22: 0.21; 2022-23: 0.21; 2023-24: 0.21; 2024-25: 0.21; 2025-26: 0.21; 2026-27: 0.21; 2027-28: 0.21; 2028-29: 0.21; 2029-30: 0.21; 2030-31: 0.21; 2031-32: 0.21; 2032-33: 0.21; 2033-34: 0.21; 2034-35: 0.21; 2035-36: 0.21; 2036-37: 0.21; 2037-38: 0.21; 2038-39: 0.21; 2039-40: 0.21; 2040-41: 0.21; 2041-42: 0.21; 2042-43: 0.21; 2043-44: 0.21; 2044-45: 0.21; 2045-46: 0.21; 2046-47: 0.21; 2047-48: 0.21; 2048-49: 0.21; 2049-50: 0.21
9FP | Total Outage Allowance | 9BL + 9.1FP | Ml/d | 2 | 2019-20: 0.03; 2020-21: 0.03; 2021-22: 0.03; 2022-23: 0.03; 2023-24: 0.03; 2024-25: 0.03; 2025-26: 0.03; 2026-27: 0.03; 2027-28: 0.03; 2028-29: 0.03; 2029-30: 0.03; 2030-31: 0.03; 2031-32: 0.03; 2032-33: 0.03; 2033-34: 0.03; 2034-35: 0.03; 2035-36: 0.03; 2036-37: 0.03; 2037-38: 0.03; 2038-39: 0.03; 2039-40: 0.03; 2040-41: 0.03; 2041-42: 0.03; 2042-43: 0.03; 2043-44: 0.03; 2044-45: 0.03; 2045-46: 0.03; 2046-47: 0.03; 2047-48: 0.03; 2048-49: 0.03; 2049-50: 0.03
10FP | Water Available For Use (own sources) | (6.1FP) - (8FP + 9FP) | Ml/d | 2 | 2019-20: 5.3; 2020-21: 5.3; 2021-22: 5.3; 2022-23: 5.3; 2023-24: 5.3; 2024-25: 5.3; 2025-26: 4.84; 2026-27: 4.84; 2027-28: 4.84; 2028-29: 4.84; 2029-30: 4.84; 2030-31: 5.57; 2031-32: 5.57; 2032-33: 5.57; 2033-34: 5.57; 2034-35: 5.57; 2035-36: 5.57; 2036-37: 5.57; 2037-38: 5.57; 2038-39: 5.57; 2039-40: 5.57; 2040-41: 5.57; 2041-42: 5.57; 2042-43: 5.57; 2043-44: 5.57; 2044-45: 5.57; 2045-46: 5.57; 2046-47: 5.57; 2047-48: 5.57; 2048-49: 5.57; 2049-50: 5.57
11FP | Total Water Available For Use | 10FP + sum (2FP:5FP) | Ml/d | 2 | 2019-20: 5.3; 2020-21: 5.3; 2021-22: 5.3; 2022-23: 5.3; 2023-24: 5.3; 2024-25: 5.3; 2025-26: 4.84; 2026-27: 4.84; 2027-28: 4.84; 2028-29: 4.84; 2029-30: 4.84; 2030-31: 5.82; 2031-32: 5.82; 2032-33: 5.82; 2033-34: 5.82; 2034-35: 5.82; 2035-36: 5.82; 2036-37: 5.82; 2037-38: 5.82; 2038-39: 5.82; 2039-40: 5.82; 2040-41: 5.82; 2041-42: 5.82; 2042-43: 5.82; 2043-44: 5.82; 2044-45: 5.82; 2045-46: 5.82; 2046-47: 5.82; 2047-48: 5.82; 2048-49: 5.82; 2049-50: 5.82
12FP | Water delivered measured non-household | 12BL + 12.2FP | Ml/d | 2 | 2019-20: 0.81; 2020-21: 0.81; 2021-22: 0.81; 2022-23: 0.81; 2023-24: 0.81; 2024-25: 0.81; 2025-26: 0.81; 2026-27: 0.81; 2027-28: 0.8; 2028-29: 0.79; 2029-30: 0.79; 2030-31: 0.77; 2031-32: 0.76; 2032-33: 0.75; 2033-34: 0.74; 2034-35: 0.73; 2035-36: 0.72; 2036-37: 0.71; 2037-38: 0.7; 2038-39: 0.69; 2039-40: 0.69; 2040-41: 0.68; 2041-42: 0.66; 2042-43: 0.65; 2043-44: 0.64; 2044-45: 0.63; 2045-46: 0.62; 2046-47: 0.61; 2047-48: 0.61; 2048-49: 0.6; 2049-50: 0.59
12.1FP | Non-potable water consumption | Input | Ml/d | 2 | 2019-20: 0; 2020-21: 0; 2021-22: 0; 2022-23: 0; 2023-24: 0; 2024-25: 0; 2025-26: 0; 2026-27: 0; 2027-28: 0; 2028-29: 0; 2029-30: 0; 2030-31: 0; 2031-32: 0; 2032-33: 0; 2033-34: 0; 2034-35: 0; 2035-36: 0; 2036-37: 0; 2037-38: 0; 2038-39: 0; 2039-40: 0; 2040-41: 0; 2041-42: 0; 2042-43: 0; 2043-44: 0; 2044-45: 0; 2045-46: 0; 2046-47: 0; 2047-48: 0; 2048-49: 0; 2049-50: 0
13FP | Water delivered unmeasured non-household | 13BL + 13.1FP | Ml/d | 2 | 2019-20: 0; 2020-21: 0; 2021-22: 0; 2022-23: 0; 2023-24: 0; 2024-25: 0; 2025-26: 0; 2026-27: 0; 2027-28: 0; 2028-29: 0; 2029-30: 0; 2030-31: 0; 2031-32: 0; 2032-33: 0; 2033-34: 0; 2034-35: 0; 2035-36: 0; 2036-37: 0; 2037-38: 0; 2038-39: 0; 2039-40: 0; 2040-41: 0; 2041-42: 0; 2042-43: 0; 2043-44: 0; 2044-45: 0; 2045-46: 0; 2046-47: 0; 2047-48: 0; 2048-49: 0; 2049-50: 0
14FP | Water delivered measured household | 14BL + 14.1FP | Ml/d | 2 | 2019-20: 2.55; 2020-21: 2.58; 2021-22: 2.62; 2022-23: 2.66; 2023-24: 2.69; 2024-25: 2.73; 2025-26: 2.77; 2026-27: 2.81; 2027-28: 2.69; 2028-29: 2.7; 2029-30: 2.73; 2030-31: 2.75; 2031-32: 2.76; 2032-33: 2.8; 2033-34: 2.83; 2034-35: 2.84; 2035-36: 2.85; 2036-37: 2.86; 2037-38: 2.87; 2038-39: 2.89; 2039-40: 2.89; 2040-41: 2.91; 2041-42: 2.91; 2042-43: 2.91; 2043-44: 2.89; 2044-45: 2.9; 2045-46: 2.91; 2046-47: 2.9; 2047-48: 2.91; 2048-49: 2.92; 2049-50: 2.91
15FP | Water delivered unmeasured household | 15BL + 15.1FP | Ml/d | 2 | 2019-20: 0.56; 2020-21: 0.52; 2021-22: 0.49; 2022-23: 0.45; 2023-24: 0.41; 2024-25: 0.37; 2025-26: 0.35; 2026-27: 0.32; 2027-28: 0.29; 2028-29: 0.26; 2029-30: 0.24; 2030-31: 0.21; 2031-32: 0.19; 2032-33: 0.17; 2033-34: 0.15; 2034-35: 0.13; 2035-36: 0.11; 2036-37: 0.09; 2037-38: 0.08; 2038-39: 0.06; 2039-40: 0.04; 2040-41: 0.03; 2041-42: 0.02; 2042-43: 0; 2043-44: 0; 2044-45: 0; 2045-46: 0; 2046-47: 0; 2047-48: 0; 2048-49: 0; 2049-50: 0
16FP | Percentage of consumption driven by climate change | 16BL | % | 1 | 2019-20: 0%; 2020-21: 0%; 2021-22: 0%; 2022-23: 0.1%; 2023-24: 0.1%; 2024-25: 0.1%; 2025-26: 0.1%; 2026-27: 0.1%; 2027-28: 0.1%; 2028-29: 0.2%; 2029-30: 0.2%; 2030-31: 0.2%; 2031-32: 0.2%; 2032-33: 0.3%; 2033-34: 0.3%; 2034-35: 0.3%; 2035-36: 0.4%; 2036-37: 0.4%; 2037-38: 0.4%; 2038-39: 0.5%; 2039-40: 0.5%; 2040-41: 0.6%; 2041-42: 0.6%; 2042-43: 0.6%; 2043-44: 0.7%; 2044-45: 0.7%; 2045-46: 0.8%; 2046-47: 0.8%; 2047-48: 0.8%; 2048-49: 0.8%; 2049-50: 0.9%
17FP | Volume of consumption driven by climate change | 16FP * (12FP + sum(13FP:15FP) - sum (23FP:26FP)) | Ml/d | 2 | 2019-20: 0; 2020-21: 0; 2021-22: 0; 2022-23: 0.00374; 2023-24: 0.00372; 2024-25: 0.00372; 2025-26: 0.00375; 2026-27: 0.00375; 2027-28: 0.00362; 2028-29: 0.00722; 2029-30: 0.00726; 2030-31: 0.00722; 2031-32: 0.00718; 2032-33: 0.0108; 2033-34: 0.0108; 2034-35: 0.01074; 2035-36: 0.01424; 2036-37: 0.01416; 2037-38: 0.01412; 2038-39: 0.01755; 2039-40: 0.01755; 2040-41: 0.02106; 2041-42: 0.02088; 2042-43: 0.0207; 2043-44: 0.02394; 2044-45: 0.02387; 2045-46: 0.02728; 2046-47: 0.02712; 2047-48: 0.0272; 2048-49: 0.0272; 2049-50: 0.03042
18FP | Measured Household - PCC | ((14FP - 25FP) * 1,000,000) / (39FP * 1000) | l/h/d | 1 | 2019-20: 125.3821; 2020-21: 124.4855; 2021-22: 124.1771; 2022-23: 123.9224; 2023-24: 122.5903; 2024-25: 122.2736; 2025-26: 122.1722; 2026-27: 121.1624; 2027-28: 114.8398; 2028-29: 113.7159; 2029-30: 112.4124; 2030-31: 111.8258; 2031-32: 110.6002; 2032-33: 110.3285; 2033-34: 110.2971; 2034-35: 109.0677; 2035-36: 107.9659; 2036-37: 107.4223; 2037-38: 106.8838; 2038-39: 106.3748; 2039-40: 105.802; 2040-41: 105.6749; 2041-42: 104.8429; 2042-43: 104.0548; 2043-44: 102.77; 2044-45: 102.2577; 2045-46: 102.1637; 2046-47: 101.3698; 2047-48: 101.3025; 2048-49: 101.2467; 2049-50: 100.4809
19FP | Unmeasured Household - PCC | ((15FP - 26FP) * 1,000,000) / (40FP * 1000) | l/h/d | 1 | 2019-20: 210.396; 2020-21: 208.5182; 2021-22: 208.5308; 2022-23: 211.8863; 2023-24: 209.1577; 2024-25: 204.8417; 2025-26: 215.3432; 2026-27: 212.2987; 2027-28: 208; 2028-29: 202.8219; 2029-30: 215.475; 2030-31: 207.1974; 2031-32: 208.0783; 2032-33: 207.7562; 2033-34: 205.3712; 2034-35: 218.1818; 2035-36: 213.2196; 2036-37: 202.5316; 2037-38: 216.7183; 2038-39: 196.0784; 2039-40: 209.4241; 2040-41: 232.5581; 2041-42: 285.7143; 2042-43: 0; 2043-44: 0; 2044-45: 0; 2045-46: 0; 2046-47: 0; 2047-48: 0; 2048-49: 0; 2049-50: 0
20FP | Average Household - PCC | (((14FP - 25FP) + (15FP - 26FP)) * 1,000,000)/ ((39FP + 40FP) * 1,000) | l/h/d | 1 | 2019-20: 134.8677; 2020-21: 133.1206; 2021-22: 132.2083; 2022-23: 131.5377; 2023-24: 129.3753; 2024-25: 128.1095; 2025-26: 128.1884; 2026-27: 126.5009; 2027-28: 119.7681; 2028-29: 117.9265; 2029-30: 116.722; 2030-31: 115.3659; 2031-32: 113.7912; 2032-33: 113.1105; 2033-34: 112.6595; 2034-35: 111.4054; 2035-36: 109.8689; 2036-37: 108.8623; 2037-38: 108.2358; 2038-39: 107.2417; 2039-40: 106.5472; 2040-41: 106.2874; 2041-42: 105.3141; 2042-43: 103.997; 2043-44: 102.7132; 2044-45: 102.2015; 2045-46: 102.1078; 2046-47: 101.3145; 2047-48: 101.2475; 2048-49: 101.192; 2049-50: 100.4268
21FP | Water taken unbilled | 21BL + 21.1FP | Ml/d | 2 | 2019-20: 0.16; 2020-21: 0.16; 2021-22: 0.17; 2022-23: 0.16; 2023-24: 0.17; 2024-25: 0.18; 2025-26: 0.16; 2026-27: 0.17; 2027-28: 0.17; 2028-29: 0.17; 2029-30: 0.15; 2030-31: 0.16; 2031-32: 0.16; 2032-33: 0.16; 2033-34: 0.16; 2034-35: 0.16; 2035-36: 0.17; 2036-37: 0.16; 2037-38: 0.16; 2038-39: 0.15; 2039-40: 0.16; 2040-41: 0.15; 2041-42: 0.17; 2042-43: 0.17; 2043-44: 0.18; 2044-45: 0.17; 2045-46: 0.17; 2046-47: 0.18; 2047-48: 0.17; 2048-49: 0.16; 2049-50: 0.18
22FP | Distribution system operational use | 22BL + 22.1FP | Ml/d | 2 | 2019-20: 0.05; 2020-21: 0.05; 2021-22: 0.05; 2022-23: 0.05; 2023-24: 0.05; 2024-25: 0.05; 2025-26: 0.05; 2026-27: 0.05; 2027-28: 0.05; 2028-29: 0.05; 2029-30: 0.05; 2030-31: 0.05; 2031-32: 0.05; 2032-33: 0.05; 2033-34: 0.05; 2034-35: 0.05; 2035-36: 0.05; 2036-37: 0.05; 2037-38: 0.05; 2038-39: 0.05; 2039-40: 0.05; 2040-41: 0.05; 2041-42: 0.05; 2042-43: 0.05; 2043-44: 0.05; 2044-45: 0.05; 2045-46: 0.05; 2046-47: 0.05; 2047-48: 0.05; 2048-49: 0.05; 2049-50: 0.05
23FP | Measured Non Household - USPL | 23BL + 23.1FP | Ml/d | 2 | 2019-20: 0.01; 2020-21: 0.01; 2021-22: 0.01; 2022-23: 0.01; 2023-24: 0.01; 2024-25: 0.01; 2025-26: 0.01; 2026-27: 0.01; 2027-28: 0.01; 2028-29: 0.01; 2029-30: 0.01; 2030-31: 0.01; 2031-32: 0.01; 2032-33: 0.01; 2033-34: 0.01; 2034-35: 0.01; 2035-36: 0.01; 2036-37: 0.01; 2037-38: 0.01; 2038-39: 0.01; 2039-40: 0.01; 2040-41: 0.01; 2041-42: 0.01; 2042-43: 0.01; 2043-44: 0.01; 2044-45: 0.01; 2045-46: 0.01; 2046-47: 0.01; 2047-48: 0.01; 2048-49: 0.01; 2049-50: 0.01
24FP | Unmeasured Non Household - USPL | 24BL + 24.1FP | Ml/d | 2 | 2019-20: 0; 2020-21: 0; 2021-22: 0; 2022-23: 0; 2023-24: 0; 2024-25: 0; 2025-26: 0; 2026-27: 0; 2027-28: 0; 2028-29: 0; 2029-30: 0; 2030-31: 0; 2031-32: 0; 2032-33: 0; 2033-34: 0; 2034-35: 0; 2035-36: 0; 2036-37: 0; 2037-38: 0; 2038-39: 0; 2039-40: 0; 2040-41: 0; 2041-42: 0; 2042-43: 0; 2043-44: 0; 2044-45: 0; 2045-46: 0; 2046-47: 0; 2047-48: 0; 2048-49: 0; 2049-50: 0
25FP | Measured Household - USPL | 25BL + 25.1FP | Ml/d | 2 | 2019-20: 0.13; 2020-21: 0.13; 2021-22: 0.13; 2022-23: 0.13; 2023-24: 0.14; 2024-25: 0.14; 2025-26: 0.14; 2026-27: 0.15; 2027-28: 0.12; 2028-29: 0.1; 2029-30: 0.1; 2030-31: 0.09; 2031-32: 0.09; 2032-33: 0.09; 2033-34: 0.09; 2034-35: 0.1; 2035-36: 0.1; 2036-37: 0.1; 2037-38: 0.1; 2038-39: 0.11; 2039-40: 0.1; 2040-41: 0.1; 2041-42: 0.1; 2042-43: 0.1; 2043-44: 0.1; 2044-45: 0.11; 2045-46: 0.11; 2046-47: 0.11; 2047-48: 0.11; 2048-49: 0.11; 2049-50: 0.11
26FP | Unmeasured Household - USPL | 26BL + 26.1BL | Ml/d | 2 | 2019-20: 0.05; 2020-21: 0.05; 2021-22: 0.05; 2022-23: 0.04; 2023-24: 0.04; 2024-25: 0.04; 2025-26: 0.03; 2026-27: 0.03; 2027-28: 0.03; 2028-29: 0.03; 2029-30: 0.02; 2030-31: 0.02; 2031-32: 0.02; 2032-33: 0.02; 2033-34: 0.02; 2034-35: 0.01; 2035-36: 0.01; 2036-37: 0.01; 2037-38: 0.01; 2038-39: 0.01; 2039-40: 0; 2040-41: 0; 2041-42: 0; 2042-43: 0; 2043-44: 0; 2044-45: 0; 2045-46: 0; 2046-47: 0; 2047-48: 0; 2048-49: 0; 2049-50: 0
27FP | Void Properties - USPL | 27BL + 27.1FP | Ml/d | 2 | 2019-20: 0.01; 2020-21: 0.01; 2021-22: 0.01; 2022-23: 0.01; 2023-24: 0.01; 2024-25: 0.01; 2025-26: 0.01; 2026-27: 0.01; 2027-28: 0.01; 2028-29: 0.01; 2029-30: 0.01; 2030-31: 0.01; 2031-32: 0.01; 2032-33: 0.01; 2033-34: 0.01; 2034-35: 0.01; 2035-36: 0.01; 2036-37: 0.01; 2037-38: 0.01; 2038-39: 0.01; 2039-40: 0.01; 2040-41: 0.01; 2041-42: 0.01; 2042-43: 0.01; 2043-44: 0.01; 2044-45: 0.01; 2045-46: 0.01; 2046-47: 0.01; 2047-48: 0.01; 2048-49: 0.01; 2049-50: 0.01
28FP | Distribution losses | 28BL + 28.1FP | Ml/d | 2 | 2019-20: 0.43; 2020-21: 0.42; 2021-22: 0.41; 2022-23: 0.41; 2023-24: 0.4; 2024-25: 0.39; 2025-26: 0.39; 2026-27: 0.39; 2027-28: 0.39; 2028-29: 0.39; 2029-30: 0.39; 2030-31: 0.39; 2031-32: 0.39; 2032-33: 0.39; 2033-34: 0.39; 2034-35: 0.39; 2035-36: 0.39; 2036-37: 0.39; 2037-38: 0.39; 2038-39: 0.39; 2039-40: 0.39; 2040-41: 0.39; 2041-42: 0.37; 2042-43: 0.37; 2043-44: 0.36; 2044-45: 0.36; 2045-46: 0.36; 2046-47: 0.35; 2047-48: 0.33; 2048-49: 0.32; 2049-50: 0.32
29FP | Total Leakage | sum (23FP:28FP) | Ml/d | 2 | 2019-20: 0.63; 2020-21: 0.62; 2021-22: 0.61; 2022-23: 0.6; 2023-24: 0.6; 2024-25: 0.59; 2025-26: 0.58; 2026-27: 0.59; 2027-28: 0.56; 2028-29: 0.54; 2029-30: 0.53; 2030-31: 0.52; 2031-32: 0.52; 2032-33: 0.52; 2033-34: 0.52; 2034-35: 0.52; 2035-36: 0.52; 2036-37: 0.52; 2037-38: 0.52; 2038-39: 0.53; 2039-40: 0.51; 2040-41: 0.51; 2041-42: 0.49; 2042-43: 0.49; 2043-44: 0.48; 2044-45: 0.49; 2045-46: 0.49; 2046-47: 0.48; 2047-48: 0.46; 2048-49: 0.45; 2049-50: 0.45
30FP | Leakage/property | (29FP * 1,000,000) / (36FP * 1,000) | l/prop/d | 2 | 2019-20: 57.9044; 2020-21: 56.2664; 2021-22: 54.6448; 2022-23: 53.0833; 2023-24: 52.4155; 2024-25: 50.8533; 2025-26: 49.3617; 2026-27: 49.422; 2027-28: 46.1285; 2028-29: 43.5203; 2029-30: 41.6405; 2030-31: 40.1266; 2031-32: 39.4477; 2032-33: 38.6387; 2033-34: 38.1567; 2034-35: 37.703; 2035-36: 37.119; 2036-37: 36.8194; 2037-38: 36.5322; 2038-39: 36.9621; 2039-40: 35.3112; 2040-41: 35.0732; 2041-42: 33.4722; 2042-43: 33.2609; 2043-44: 32.3821; 2044-45: 32.8683; 2045-46: 32.6885; 2046-47: 31.8535; 2047-48: 30.3731; 2048-49: 29.5664; 2049-50: 29.4291
31FP | Measured Non Household - properties | Input | 000's | 2 | 2019-20: 0.677; 2020-21: 0.684; 2021-22: 0.69; 2022-23: 0.698; 2023-24: 0.705; 2024-25: 0.712; 2025-26: 0.716; 2026-27: 0.721; 2027-28: 0.725; 2028-29: 0.729; 2029-30: 0.733; 2030-31: 0.737; 2031-32: 0.741; 2032-33: 0.744; 2033-34: 0.746; 2034-35: 0.748; 2035-36: 0.75; 2036-37: 0.752; 2037-38: 0.754; 2038-39: 0.755; 2039-40: 0.757; 2040-41: 0.759; 2041-42: 0.761; 2042-43: 0.763; 2043-44: 0.765; 2044-45: 0.767; 2045-46: 0.769; 2046-47: 0.771; 2047-48: 0.773; 2048-49: 0.775; 2049-50: 0.777
32FP | Unmeasured Non Household - properties | Input | 000's | 2 | 2019-20: 0.003; 2020-21: 0.003; 2021-22: 0.003; 2022-23: 0.003; 2023-24: 0.003; 2024-25: 0.003; 2025-26: 0.003; 2026-27: 0.003; 2027-28: 0.003; 2028-29: 0.003; 2029-30: 0.003; 2030-31: 0.003; 2031-32: 0.003; 2032-33: 0.003; 2033-34: 0.003; 2034-35: 0.003; 2035-36: 0.003; 2036-37: 0.003; 2037-38: 0.003; 2038-39: 0.003; 2039-40: 0.003; 2040-41: 0.003; 2041-42: 0.003; 2042-43: 0.003; 2043-44: 0.003; 2044-45: 0.003; 2045-46: 0.003; 2046-47: 0.003; 2047-48: 0.003; 2048-49: 0.003; 2049-50: 0.003
33FP | All void non-households - properties | Input | 000's | 2 | 2019-20: 0; 2020-21: 0; 2021-22: 0; 2022-23: 0; 2023-24: 0; 2024-25: 0; 2025-26: 0; 2026-27: 0; 2027-28: 0; 2028-29: 0; 2029-30: 0; 2030-31: 0; 2031-32: 0; 2032-33: 0; 2033-34: 0; 2034-35: 0; 2035-36: 0; 2036-37: 0; 2037-38: 0; 2038-39: 0; 2039-40: 0; 2040-41: 0; 2041-42: 0; 2042-43: 0; 2043-44: 0; 2044-45: 0; 2045-46: 0; 2046-47: 0; 2047-48: 0; 2048-49: 0; 2049-50: 0
34FP | Measured households - properties (excl. void) | Year before + sum (34.1BL:34.6BL) | 000's | 2 | 2019-20: 8.868; 2020-21: 9.075; 2021-22: 9.277; 2022-23: 9.485; 2023-24: 9.696; 2024-25: 9.913; 2025-26: 10.112; 2026-27: 10.347; 2027-28: 10.596; 2028-29: 10.909; 2029-30: 11.273; 2030-31: 11.546; 2031-32: 11.81; 2032-33: 12.125; 2033-34: 12.334; 2034-35: 12.535; 2035-36: 12.789; 2036-37: 12.937; 2037-38: 13.082; 2038-39: 13.221; 2039-40: 13.355; 2040-41: 13.484; 2041-42: 13.61; 2042-43: 13.731; 2043-44: 13.818; 2044-45: 13.9; 2045-46: 13.979; 2046-47: 14.055; 2047-48: 14.128; 2048-49: 14.199; 2049-50: 14.267
34.1FP | New build properties - properties | Input (new builds in each year) | 000's | 2 | 2019-20: 0.101; 2020-21: 0.112; 2021-22: 0.114; 2022-23: 0.129; 2023-24: 0.136; 2024-25: 0.145; 2025-26: 0.141; 2026-27: 0.18; 2027-28: 0.196; 2028-29: 0.262; 2029-30: 0.314; 2030-31: 0.226; 2031-32: 0.218; 2032-33: 0.271; 2033-34: 0.166; 2034-35: 0.16; 2035-36: 0.214; 2036-37: 0.11; 2037-38: 0.108; 2038-39: 0.104; 2039-40: 0.1; 2040-41: 0.096; 2041-42: 0.094; 2042-43: 0.09; 2043-44: 0.087; 2044-45: 0.082; 2045-46: 0.079; 2046-47: 0.076; 2047-48: 0.073; 2048-49: 0.071; 2049-50: 0.068
34.2FP | Meter optants - properties | Input (meter optants in each year) | 000's | 2 | 2019-20: 0.075; 2020-21: 0.071; 2021-22: 0.065; 2022-23: 0.057; 2023-24: 0.054; 2024-25: 0.052; 2025-26: 0.038; 2026-27: 0.036; 2027-28: 0.035; 2028-29: 0.034; 2029-30: 0.033; 2030-31: 0.032; 2031-32: 0.031; 2032-33: 0.03; 2033-34: 0.029; 2034-35: 0.028; 2035-36: 0.027; 2036-37: 0.026; 2037-38: 0.025; 2038-39: 0.024; 2039-40: 0.023; 2040-41: 0.023; 2041-42: 0.022; 2042-43: 0.021; 2043-44: 0; 2044-45: 0; 2045-46: 0; 2046-47: 0; 2047-48: 0; 2048-49: 0; 2049-50: 0
34.3FP | Compulsory metering - properties | Input (compulsory meters in each year) | 000's | 2 | 2019-20: 0; 2020-21: 0; 2021-22: 0; 2022-23: 0; 2023-24: 0; 2024-25: 0; 2025-26: 0; 2026-27: 0; 2027-28: 0; 2028-29: 0; 2029-30: 0; 2030-31: 0; 2031-32: 0; 2032-33: 0; 2033-34: 0; 2034-35: 0; 2035-36: 0; 2036-37: 0; 2037-38: 0; 2038-39: 0; 2039-40: 0; 2040-41: 0; 2041-42: 0; 2042-43: 0; 2043-44: 0; 2044-45: 0; 2045-46: 0; 2046-47: 0; 2047-48: 0; 2048-49: 0; 2049-50: 0
34.4FP | Metering on change of occupancy - properties | Input (change of occupancy meters in each year) | 000's | 2 | 2019-20: 0.023; 2020-21: 0.022; 2021-22: 0.021; 2022-23: 0.02; 2023-24: 0.019; 2024-25: 0.018; 2025-26: 0.018; 2026-27: 0.017; 2027-28: 0.016; 2028-29: 0.015; 2029-30: 0.015; 2030-31: 0.014; 2031-32: 0.014; 2032-33: 0.013; 2033-34: 0.013; 2034-35: 0.012; 2035-36: 0.012; 2036-37: 0.011; 2037-38: 0.011; 2038-39: 0.01; 2039-40: 0.01; 2040-41: 0.009; 2041-42: 0.009; 2042-43: 0.009; 2043-44: 0; 2044-45: 0; 2045-46: 0; 2046-47: 0; 2047-48: 0; 2048-49: 0; 2049-50: 0
34.5FP | Selective metering - properties | Input (selective meters in each year) | 000's | 2 | 2019-20: 0.002; 2020-21: 0.002; 2021-22: 0.002; 2022-23: 0.002; 2023-24: 0.002; 2024-25: 0.002; 2025-26: 0.002; 2026-27: 0.002; 2027-28: 0.002; 2028-29: 0.002; 2029-30: 0.002; 2030-31: 0.001; 2031-32: 0.001; 2032-33: 0.001; 2033-34: 0.001; 2034-35: 0.001; 2035-36: 0.001; 2036-37: 0.001; 2037-38: 0.001; 2038-39: 0.001; 2039-40: 0.001; 2040-41: 0.001; 2041-42: 0.001; 2042-43: 0.001; 2043-44: 0; 2044-45: 0; 2045-46: 0; 2046-47: 0; 2047-48: 0; 2048-49: 0; 2049-50: 0
34.6FP | Other changes to existing metering - properties | Input (other changes to meters in each year) | 000's | 2 | 2019-20: 0; 2020-21: 0; 2021-22: 0; 2022-23: 0; 2023-24: 0; 2024-25: 0; 2025-26: 0; 2026-27: 0; 2027-28: 0; 2028-29: 0; 2029-30: 0; 2030-31: 0; 2031-32: 0; 2032-33: 0; 2033-34: 0; 2034-35: 0; 2035-36: 0; 2036-37: 0; 2037-38: 0; 2038-39: 0; 2039-40: 0; 2040-41: 0; 2041-42: 0; 2042-43: 0; 2043-44: 0; 2044-45: 0; 2045-46: 0; 2046-47: 0; 2047-48: 0; 2048-49: 0; 2049-50: 0
34.7FP | Measured household void properties | Input | 000's | 2 | 2019-20: 0.16; 2020-21: 0.164; 2021-22: 0.167; 2022-23: 0.171; 2023-24: 0.174; 2024-25: 0.178; 2025-26: 0.181; 2026-27: 0.185; 2027-28: 0.188; 2028-29: 0.191; 2029-30: 0.193; 2030-31: 0.196; 2031-32: 0.198; 2032-33: 0.201; 2033-34: 0.203; 2034-35: 0.206; 2035-36: 0.208; 2036-37: 0.21; 2037-38: 0.212; 2038-39: 0.214; 2039-40: 0.216; 2040-41: 0.218; 2041-42: 0.22; 2042-43: 0.221; 2043-44: 0.223; 2044-45: 0.224; 2045-46: 0.225; 2046-47: 0.226; 2047-48: 0.227; 2048-49: 0.229; 2049-50: 0.23
35FP | Unmeasured households - properties (excl. void) | Input | 000's | 2 | 2019-20: 1.151; 2020-21: 1.074; 2021-22: 1.008; 2022-23: 0.929; 2023-24: 0.854; 2024-25: 0.782; 2025-26: 0.725; 2026-27: 0.67; 2027-28: 0.617; 2028-29: 0.566; 2029-30: 0.517; 2030-31: 0.469; 2031-32: 0.423; 2032-33: 0.379; 2033-34: 0.336; 2034-35: 0.295; 2035-36: 0.255; 2036-37: 0.217; 2037-38: 0.18; 2038-39: 0.144; 2039-40: 0.11; 2040-41: 0.076; 2041-42: 0.044; 2042-43: 0.014; 2043-44: 0.014; 2044-45: 0.014; 2045-46: 0.014; 2046-47: 0.014; 2047-48: 0.014; 2048-49: 0.014; 2049-50: 0.014
35.1FP | Unmeasured household void properties | Input | 000's | 2 | 2019-20: 0.021; 2020-21: 0.019; 2021-22: 0.018; 2022-23: 0.017; 2023-24: 0.015; 2024-25: 0.014; 2025-26: 0.013; 2026-27: 0.012; 2027-28: 0.011; 2028-29: 0.01; 2029-30: 0.009; 2030-31: 0.008; 2031-32: 0.007; 2032-33: 0.006; 2033-34: 0.006; 2034-35: 0.005; 2035-36: 0.004; 2036-37: 0.004; 2037-38: 0.003; 2038-39: 0.002; 2039-40: 0.002; 2040-41: 0.001; 2041-42: 0.001; 2042-43: 0; 2043-44: 0; 2044-45: 0; 2045-46: 0; 2046-47: 0; 2047-48: 0; 2048-49: 0; 2049-50: 0
36FP | Total Resource Zone Properties (incl. voids) | sum (31FP:34FP) + 34.7FP + 35BL + 35.1BL | 000's | 2 | 2019-20: 10.88; 2020-21: 11.019; 2021-22: 11.163; 2022-23: 11.303; 2023-24: 11.447; 2024-25: 11.602; 2025-26: 11.75; 2026-27: 11.938; 2027-28: 12.14; 2028-29: 12.408; 2029-30: 12.728; 2030-31: 12.959; 2031-32: 13.182; 2032-33: 13.458; 2033-34: 13.628; 2034-35: 13.792; 2035-36: 14.009; 2036-37: 14.123; 2037-38: 14.234; 2038-39: 14.339; 2039-40: 14.443; 2040-41: 14.541; 2041-42: 14.639; 2042-43: 14.732; 2043-44: 14.823; 2044-45: 14.908; 2045-46: 14.99; 2046-47: 15.069; 2047-48: 15.145; 2048-49: 15.22; 2049-50: 15.291
37FP | Measured Non Household - Population | Input | 000's | 2 | 2019-20: 0.388; 2020-21: 0.394; 2021-22: 0.398; 2022-23: 0.405; 2023-24: 0.41; 2024-25: 0.415; 2025-26: 0.419; 2026-27: 0.429; 2027-28: 0.438; 2028-29: 0.449; 2029-30: 0.455; 2030-31: 0.465; 2031-32: 0.482; 2032-33: 0.493; 2033-34: 0.501; 2034-35: 0.508; 2035-36: 0.515; 2036-37: 0.52; 2037-38: 0.526; 2038-39: 0.533; 2039-40: 0.539; 2040-41: 0.545; 2041-42: 0.554; 2042-43: 0.562; 2043-44: 0.572; 2044-45: 0.583; 2045-46: 0.594; 2046-47: 0.605; 2047-48: 0.616; 2048-49: 0.627; 2049-50: 0.638
38FP | Unmeasured Non Household - Population | Input | 000's | 2 | 2019-20: 0.002; 2020-21: 0.002; 2021-22: 0.002; 2022-23: 0.002; 2023-24: 0.002; 2024-25: 0.002; 2025-26: 0.002; 2026-27: 0.002; 2027-28: 0.002; 2028-29: 0.002; 2029-30: 0.002; 2030-31: 0.002; 2031-32: 0.002; 2032-33: 0.002; 2033-34: 0.002; 2034-35: 0.002; 2035-36: 0.002; 2036-37: 0.002; 2037-38: 0.002; 2038-39: 0.002; 2039-40: 0.002; 2040-41: 0.002; 2041-42: 0.002; 2042-43: 0.002; 2043-44: 0.002; 2044-45: 0.002; 2045-46: 0.002; 2046-47: 0.002; 2047-48: 0.002; 2048-49: 0.003; 2049-50: 0.003
39FP | Measured Household - Population | Input | 000's | 2 | 2019-20: 19.301; 2020-21: 19.681; 2021-22: 20.052; 2022-23: 20.416; 2023-24: 20.801; 2024-25: 21.182; 2025-26: 21.527; 2026-27: 21.954; 2027-28: 22.379; 2028-29: 22.864; 2029-30: 23.396; 2030-31: 23.787; 2031-32: 24.141; 2032-33: 24.563; 2033-34: 24.842; 2034-35: 25.122; 2035-36: 25.471; 2036-37: 25.693; 2037-38: 25.916; 2038-39: 26.134; 2039-40: 26.37; 2040-41: 26.591; 2041-42: 26.802; 2042-43: 27.005; 2043-44: 27.148; 2044-45: 27.284; 2045-46: 27.407; 2046-47: 27.523; 2047-48: 27.64; 2048-49: 27.754; 2049-50: 27.866
40FP | Unmeasured Household - Population | Input | 000's | 2 | 2019-20: 2.424; 2020-21: 2.254; 2021-22: 2.11; 2022-23: 1.935; 2023-24: 1.769; 2024-25: 1.611; 2025-26: 1.486; 2026-27: 1.366; 2027-28: 1.25; 2028-29: 1.134; 2029-30: 1.021; 2030-31: 0.917; 2031-32: 0.817; 2032-33: 0.722; 2033-34: 0.633; 2034-35: 0.55; 2035-36: 0.469; 2036-37: 0.395; 2037-38: 0.323; 2038-39: 0.255; 2039-40: 0.191; 2040-41: 0.129; 2041-42: 0.07; 2042-43: 0.015; 2043-44: 0.015; 2044-45: 0.015; 2045-46: 0.015; 2046-47: 0.015; 2047-48: 0.015; 2048-49: 0.015; 2049-50: 0.015
41FP | Total Resource Zone Population | sum (37FP:40FP) | 000's | 2 | 2019-20: 22.115; 2020-21: 22.331; 2021-22: 22.562; 2022-23: 22.758; 2023-24: 22.982; 2024-25: 23.21; 2025-26: 23.434; 2026-27: 23.751; 2027-28: 24.069; 2028-29: 24.449; 2029-30: 24.874; 2030-31: 25.171; 2031-32: 25.442; 2032-33: 25.78; 2033-34: 25.978; 2034-35: 26.182; 2035-36: 26.457; 2036-37: 26.61; 2037-38: 26.767; 2038-39: 26.924; 2039-40: 27.102; 2040-41: 27.267; 2041-42: 27.428; 2042-43: 27.584; 2043-44: 27.737; 2044-45: 27.884; 2045-46: 28.018; 2046-47: 28.145; 2047-48: 28.273; 2048-49: 28.399; 2049-50: 28.522
42FP | Average household occupancy rate (excl. voids) | (39FP + 40FP) / (34FP + 35FP) | h/prop | 1 | 2019-20: 2.1684; 2020-21: 2.1613; 2021-22: 2.1548; 2022-23: 2.1462; 2023-24: 2.1393; 2024-25: 2.1312; 2025-26: 2.1236; 2026-27: 2.1167; 2027-28: 2.1073; 2028-29: 2.0913; 2029-30: 2.071; 2030-31: 2.0561; 2031-32: 2.0402; 2032-33: 2.0222; 2033-34: 2.0107; 2034-35: 2.0009; 2035-36: 1.9887; 2036-37: 1.9833; 2037-38: 1.9785; 2038-39: 1.9745; 2039-40: 1.9726; 2040-41: 1.9705; 2041-42: 1.9681; 2042-43: 1.9658; 2043-44: 1.9638; 2044-45: 1.962; 2045-46: 1.9597; 2046-47: 1.9574; 2047-48: 1.9555; 2048-49: 1.9538; 2049-50: 1.9523
43FP | Total Household Metering penetration (excl. voids) | 34FP / (34FP + 35FP) | % | 1 | 2019-20: 88.51%; 2020-21: 89.42%; 2021-22: 90.2%; 2022-23: 91.08%; 2023-24: 91.91%; 2024-25: 92.69%; 2025-26: 93.31%; 2026-27: 93.92%; 2027-28: 94.5%; 2028-29: 95.07%; 2029-30: 95.61%; 2030-31: 96.1%; 2031-32: 96.54%; 2032-33: 96.97%; 2033-34: 97.35%; 2034-35: 97.7%; 2035-36: 98.05%; 2036-37: 98.35%; 2037-38: 98.64%; 2038-39: 98.92%; 2039-40: 99.18%; 2040-41: 99.44%; 2041-42: 99.68%; 2042-43: 99.9%; 2043-44: 99.9%; 2044-45: 99.9%; 2045-46: 99.9%; 2046-47: 99.9%; 2047-48: 99.9%; 2048-49: 99.9%; 2049-50: 99.9%
44FP | Total Household Metering penetration (incl. voids) | (34FP) / (34FP + 34.7FP + 35FP + 35.1FP) | % | 1 | 2019-20: 86.94%; 2020-21: 87.83%; 2021-22: 88.61%; 2022-23: 89.46%; 2023-24: 90.29%; 2024-25: 91.05%; 2025-26: 91.67%; 2026-27: 92.27%; 2027-28: 92.85%; 2028-29: 93.43%; 2029-30: 94%; 2030-31: 94.49%; 2031-32: 94.95%; 2032-33: 95.39%; 2033-34: 95.77%; 2034-35: 96.12%; 2035-36: 96.48%; 2036-37: 96.78%; 2037-38: 97.07%; 2038-39: 97.35%; 2039-40: 97.6%; 2040-41: 97.86%; 2041-42: 98.09%; 2042-43: 98.32%; 2043-44: 98.31%; 2044-45: 98.32%; 2045-46: 98.32%; 2046-47: 98.32%; 2047-48: 98.32%; 2048-49: 98.32%; 2049-50: 98.32%
45FP | Distribution input | sum (12FP:15FP) + 21FP + 22FP + 27FP + 28FP | Ml/d | 2 | 2019-20: 4.57; 2020-21: 4.55; 2021-22: 4.56; 2022-23: 4.55; 2023-24: 4.54; 2024-25: 4.54; 2025-26: 4.54; 2026-27: 4.56; 2027-28: 4.4; 2028-29: 4.37; 2029-30: 4.36; 2030-31: 4.34; 2031-32: 4.32; 2032-33: 4.33; 2033-34: 4.33; 2034-35: 4.31; 2035-36: 4.3; 2036-37: 4.27; 2037-38: 4.26; 2038-39: 4.24; 2039-40: 4.23; 2040-41: 4.22; 2041-42: 4.19; 2042-43: 4.16; 2043-44: 4.13; 2044-45: 4.12; 2045-46: 4.12; 2046-47: 4.1; 2047-48: 4.08; 2048-49: 4.06; 2049-50: 4.06
46FP | Target headroom (climate change component) | Input | Ml/d | 2 | 2019-20: 0.00029885; 2020-21: 0.00029885; 2021-22: 0.00029885; 2022-23: 0.00029885; 2023-24: 0.00029885; 2024-25: 0.00029885; 2025-26: 0.00029885; 2026-27: 0.00033908; 2027-28: 0.00019465; 2028-29: 0.00081107; 2029-30: 0.00028975; 2030-31: 0.00037544; 2031-32: 0.00068746; 2032-33: 0.0003489; 2033-34: 0.00085919; 2034-35: 0.00053818; 2035-36: 0.0010092; 2036-37: 0.0011916; 2037-38: 0.0012058; 2038-39: 0.0012083; 2039-40: 0; 2040-41: 0; 2041-42: 0; 2042-43: 0; 2043-44: 0; 2044-45: 0; 2045-46: 0; 2046-47: 0; 2047-48: 0; 2048-49: 0; 2049-50: 0
47FP | Target headroom (All other components) | Input | Ml/d | 2 | 2019-20: 0.1826; 2020-21: 0.1826; 2021-22: 0.1826; 2022-23: 0.1826; 2023-24: 0.1826; 2024-25: 0.1826; 2025-26: 0.1826; 2026-27: 0.17944; 2027-28: 0.17702; 2028-29: 0.24901; 2029-30: 0.26224; 2030-31: 0.27441; 2031-32: 0.289; 2032-33: 0.29771; 2033-34: 0.30654; 2034-35: 0.3231; 2035-36: 0.28911; 2036-37: 0.26592; 2037-38: 0.2776; 2038-39: 0.29295; 2039-40: 0.23352; 2040-41: 0.24082; 2041-42: 0.2492; 2042-43: 0.25676; 2043-44: 0.26716; 2044-45: 0.27043; 2045-46: 0.23403; 2046-47: 0.23704; 2047-48: 0.23446; 2048-49: 0.23168; 2049-50: 0.23628
48FP | Target Headroom | 46FP + 47FP | Ml/d | 2 | 2019-20: 0.1829; 2020-21: 0.1829; 2021-22: 0.1829; 2022-23: 0.1829; 2023-24: 0.1829; 2024-25: 0.1829; 2025-26: 0.1829; 2026-27: 0.17977; 2027-28: 0.17721; 2028-29: 0.24982; 2029-30: 0.26253; 2030-31: 0.27478; 2031-32: 0.28969; 2032-33: 0.29806; 2033-34: 0.3074; 2034-35: 0.32364; 2035-36: 0.29012; 2036-37: 0.26712; 2037-38: 0.27881; 2038-39: 0.29416; 2039-40: 0.23352; 2040-41: 0.24082; 2041-42: 0.2492; 2042-43: 0.25676; 2043-44: 0.26716; 2044-45: 0.27043; 2045-46: 0.23403; 2046-47: 0.23704; 2047-48: 0.23446; 2048-49: 0.23168; 2049-50: 0.23628
49FP | Available Headroom | 11FP - 45FP | Ml/d | 2 | 2019-20: 0.73; 2020-21: 0.75; 2021-22: 0.74; 2022-23: 0.75; 2023-24: 0.76; 2024-25: 0.76; 2025-26: 0.3; 2026-27: 0.28; 2027-28: 0.44; 2028-29: 0.47; 2029-30: 0.48; 2030-31: 1.48; 2031-32: 1.5; 2032-33: 1.49; 2033-34: 1.49; 2034-35: 1.51; 2035-36: 1.52; 2036-37: 1.55; 2037-38: 1.56; 2038-39: 1.58; 2039-40: 1.59; 2040-41: 1.6; 2041-42: 1.63; 2042-43: 1.66; 2043-44: 1.69; 2044-45: 1.7; 2045-46: 1.7; 2046-47: 1.72; 2047-48: 1.74; 2048-49: 1.76; 2049-50: 1.76
49.1FP | Available non-potable balance (if applicable) | 1.1FP - 12.1FP | Ml/d | 2 | 2019-20: 0; 2020-21: 0; 2021-22: 0; 2022-23: 0; 2023-24: 0; 2024-25: 0; 2025-26: 0; 2026-27: 0; 2027-28: 0; 2028-29: 0; 2029-30: 0; 2030-31: 0; 2031-32: 0; 2032-33: 0; 2033-34: 0; 2034-35: 0; 2035-36: 0; 2036-37: 0; 2037-38: 0; 2038-39: 0; 2039-40: 0; 2040-41: 0; 2041-42: 0; 2042-43: 0; 2043-44: 0; 2044-45: 0; 2045-46: 0; 2046-47: 0; 2047-48: 0; 2048-49: 0; 2049-50: 0
50FP | Supply Demand Balance | 49FP - 48FP | Ml/d | 2 | 2019-20: 0.5471; 2020-21: 0.5671; 2021-22: 0.5571; 2022-23: 0.5671; 2023-24: 0.5771; 2024-25: 0.5771; 2025-26: 0.1171; 2026-27: 0.10023; 2027-28: 0.26279; 2028-29: 0.22018; 2029-30: 0.21747; 2030-31: 1.2052; 2031-32: 1.2103; 2032-33: 1.1919; 2033-34: 1.1826; 2034-35: 1.1864; 2035-36: 1.2299; 2036-37: 1.2829; 2037-38: 1.2812; 2038-39: 1.2858; 2039-40: 1.3565; 2040-41: 1.3592; 2041-42: 1.3808; 2042-43: 1.4032; 2043-44: 1.4228; 2044-45: 1.4296; 2045-46: 1.466; 2046-47: 1.483; 2047-48: 1.5055; 2048-49: 1.5283; 2049-50: 1.5237
Water Company | Anglian Water | Version | V3.1
WRZ | AWSNAY | Planning Scenario | DYCP
Table 3d: DYCP - Baseline | Back to top of sheet
WRMP24 reference | Component | Derivation | Unit | Decimal places | 2019-20 | 2020-21 | 2021-22 | 2022-23 | 2023-24 | 2024-25 | 2025-26 | 2026-27 | 2027-28 | 2028-29 | 2029-30 | 2030-31 | 2031-32 | 2032-33 | 2033-34 | 2034-35 | 2035-36 | 2036-37 | 2037-38 | 2038-39 | 2039-40 | 2040-41 | 2041-42 | 2042-43 | 2043-44 | 2044-45 | 2045-46 | 2046-47 | 2047-48 | 2048-49 | 2049-50 | 2050-51 | 2051-52 | 2052-53 | 2053-54 | 2054-55 | 2055-56 | 2056-57 | 2057-58 | 2058-59 | 2059-60 | 2060-61 | 2061-62 | 2062-63 | 2063-64 | 2064-65 | 2065-66 | 2066-67 | 2067-68 | 2068-69 | 2069-70 | 2070-71 | 2071-72 | 2072-73 | 2073-74 | 2074-75 | 2075-76 | 2076-77 | 2077-78 | 2078-79 | 2079-80 | 2080-81 | 2081-82 | 2082-83 | 2083-84 | 2084-85 | 2085-86 | 2086-87 | 2087-88 | 2088-89 | 2089-90 | 2090-91 | 2091-92 | 2092-93 | 2093-94 | 2094-95 | 2095-96 | 2096-97 | 2097-98 | 2098-99 | 2099-100
1BL | Raw water abstracted | Input | Ml/d | 2 | 2019-20: 0; 2020-21: 0; 2021-22: 0; 2022-23: 0; 2023-24: 0; 2024-25: 0; 2025-26: 0; 2026-27: 0; 2027-28: 0; 2028-29: 0; 2029-30: 0; 2030-31: 0; 2031-32: 0; 2032-33: 0; 2033-34: 0; 2034-35: 0; 2035-36: 0; 2036-37: 0; 2037-38: 0; 2038-39: 0; 2039-40: 0; 2040-41: 0; 2041-42: 0; 2042-43: 0; 2043-44: 0; 2044-45: 0; 2045-46: 0; 2046-47: 0; 2047-48: 0; 2048-49: 0; 2049-50: 0
1.1BL | Non-potable water supplies | Input | Ml/d | 2 | 2019-20: 0; 2020-21: 0; 2021-22: 0; 2022-23: 0; 2023-24: 0; 2024-25: 0; 2025-26: 0; 2026-27: 0; 2027-28: 0; 2028-29: 0; 2029-30: 0; 2030-31: 0; 2031-32: 0; 2032-33: 0; 2033-34: 0; 2034-35: 0; 2035-36: 0; 2036-37: 0; 2037-38: 0; 2038-39: 0; 2039-40: 0; 2040-41: 0; 2041-42: 0; 2042-43: 0; 2043-44: 0; 2044-45: 0; 2045-46: 0; 2046-47: 0; 2047-48: 0; 2048-49: 0; 2049-50: 0
2BL | Raw water imported | Input | Ml/d | 2 | 2019-20: 0; 2020-21: 0; 2021-22: 0; 2022-23: 0; 2023-24: 0; 2024-25: 0; 2025-26: 0; 2026-27: 0; 2027-28: 0; 2028-29: 0; 2029-30: 0; 2030-31: 0; 2031-32: 0; 2032-33: 0; 2033-34: 0; 2034-35: 0; 2035-36: 0; 2036-37: 0; 2037-38: 0; 2038-39: 0; 2039-40: 0; 2040-41: 0; 2041-42: 0; 2042-43: 0; 2043-44: 0; 2044-45: 0; 2045-46: 0; 2046-47: 0; 2047-48: 0; 2048-49: 0; 2049-50: 0
3BL | Potable water imported | Input | Ml/d | 2 | 2019-20: 0; 2020-21: 0; 2021-22: 0; 2022-23: 0; 2023-24: 0; 2024-25: 0; 2025-26: 0.18; 2026-27: 0.21; 2027-28: 0.26; 2028-29: 0.3; 2029-30: 0.3; 2030-31: 0.3; 2031-32: 0.3; 2032-33: 0.3; 2033-34: 0.3; 2034-35: 0.3; 2035-36: 0.3; 2036-37: 0.3; 2037-38: 0.3; 2038-39: 0.3; 2039-40: 0.3; 2040-41: 0.29; 2041-42: 0.22; 2042-43: 0.13; 2043-44: 0.05; 2044-45: 0.001; 2045-46: 0.001; 2046-47: 0.001; 2047-48: 0.001; 2048-49: 0.001; 2049-50: 0.001
4BL | Raw water exported enter as -ve | Input | Ml/d | 2 | 2019-20: 0; 2020-21: 0; 2021-22: 0; 2022-23: 0; 2023-24: 0; 2024-25: 0; 2025-26: 0; 2026-27: 0; 2027-28: 0; 2028-29: 0; 2029-30: 0; 2030-31: 0; 2031-32: 0; 2032-33: 0; 2033-34: 0; 2034-35: 0; 2035-36: 0; 2036-37: 0; 2037-38: 0; 2038-39: 0; 2039-40: 0; 2040-41: 0; 2041-42: 0; 2042-43: 0; 2043-44: 0; 2044-45: 0; 2045-46: 0; 2046-47: 0; 2047-48: 0; 2048-49: 0; 2049-50: 0
5BL | Potable water exported enter as -ve | Input | Ml/d | 2 | 2019-20: 0; 2020-21: 0; 2021-22: 0; 2022-23: 0; 2023-24: 0; 2024-25: 0; 2025-26: 0; 2026-27: 0; 2027-28: 0; 2028-29: 0; 2029-30: 0; 2030-31: 0; 2031-32: 0; 2032-33: 0; 2033-34: 0; 2034-35: 0; 2035-36: 0; 2036-37: 0; 2037-38: 0; 2038-39: 0; 2039-40: 0; 2040-41: 0; 2041-42: 0; 2042-43: 0; 2043-44: 0; 2044-45: 0; 2045-46: 0; 2046-47: 0; 2047-48: 0; 2048-49: 0; 2049-50: 0
6BL | Deployable Output before forecast changes | Input | Ml/d | 2 | 2019-20: 6.47; 2020-21: 6.47; 2021-22: 6.47; 2022-23: 6.47; 2023-24: 6.47; 2024-25: 6.47; 2025-26: 6.47; 2026-27: 6.47; 2027-28: 6.47; 2028-29: 6.47; 2029-30: 6.47; 2030-31: 6.47; 2031-32: 6.47; 2032-33: 6.47; 2033-34: 6.47; 2034-35: 6.47; 2035-36: 6.47; 2036-37: 6.47; 2037-38: 6.47; 2038-39: 6.47; 2039-40: 6.47; 2040-41: 6.47; 2041-42: 6.47; 2042-43: 6.47; 2043-44: 6.47; 2044-45: 6.47; 2045-46: 6.47; 2046-47: 6.47; 2047-48: 6.47; 2048-49: 6.47; 2049-50: 6.47
6.1BL | Deployable Output post forecast changes | 6BL + 7BL | Ml/d | 2 | 2019-20: 6.47; 2020-21: 6.47; 2021-22: 6.47; 2022-23: 6.47; 2023-24: 6.47; 2024-25: 6.47; 2025-26: 6.47; 2026-27: 6.47; 2027-28: 6.47; 2028-29: 6.47; 2029-30: 6.47; 2030-31: 6.47; 2031-32: 6.47; 2032-33: 6.47; 2033-34: 6.47; 2034-35: 6.47; 2035-36: 6.47; 2036-37: 6.47; 2037-38: 6.47; 2038-39: 6.47; 2039-40: 6.47; 2040-41: 6.47; 2041-42: 6.47; 2042-43: 6.47; 2043-44: 6.47; 2044-45: 6.47; 2045-46: 6.47; 2046-47: 6.47; 2047-48: 6.47; 2048-49: 6.47; 2049-50: 6.47
7BL | Baseline forecast changes to Deployable Output | sum (7.1BL:7.6BL) | Ml/d | 2 | 2019-20: 0; 2020-21: 0; 2021-22: 0; 2022-23: 0; 2023-24: 0; 2024-25: 0; 2025-26: 0; 2026-27: 0; 2027-28: 0; 2028-29: 0; 2029-30: 0; 2030-31: 0; 2031-32: 0; 2032-33: 0; 2033-34: 0; 2034-35: 0; 2035-36: 0; 2036-37: 0; 2037-38: 0; 2038-39: 0; 2039-40: 0; 2040-41: 0; 2041-42: 0; 2042-43: 0; 2043-44: 0; 2044-45: 0; 2045-46: 0; 2046-47: 0; 2047-48: 0; 2048-49: 0; 2049-50: 0
7.1BL | Change in DO due to climate change | Input | Ml/d | 2 | 2019-20: 0; 2020-21: 0; 2021-22: 0; 2022-23: 0; 2023-24: 0; 2024-25: 0; 2025-26: 0; 2026-27: 0; 2027-28: 0; 2028-29: 0; 2029-30: 0; 2030-31: 0; 2031-32: 0; 2032-33: 0; 2033-34: 0; 2034-35: 0; 2035-36: 0; 2036-37: 0; 2037-38: 0; 2038-39: 0; 2039-40: 0; 2040-41: 0; 2041-42: 0; 2042-43: 0; 2043-44: 0; 2044-45: 0; 2045-46: 0; 2046-47: 0; 2047-48: 0; 2048-49: 0; 2049-50: 0
7.2BL | Total confirmed DO reductions to restore sustainable abstraction enter as -ve | Input | Ml/d | 2 | 2019-20: 0; 2020-21: 0; 2021-22: 0; 2022-23: 0; 2023-24: 0; 2024-25: 0; 2025-26: 0; 2026-27: 0; 2027-28: 0; 2028-29: 0; 2029-30: 0; 2030-31: 0; 2031-32: 0; 2032-33: 0; 2033-34: 0; 2034-35: 0; 2035-36: 0; 2036-37: 0; 2037-38: 0; 2038-39: 0; 2039-40: 0; 2040-41: 0; 2041-42: 0; 2042-43: 0; 2043-44: 0; 2044-45: 0; 2045-46: 0; 2046-47: 0; 2047-48: 0; 2048-49: 0; 2049-50: 0
7.3BL | Total expected DO reductions to restore sustainable abstraction (Environmental Destination) (excl. any confirmed reductions) enter as -ve | Input | Ml/d | 2 | 2019-20: 0; 2020-21: 0; 2021-22: 0; 2022-23: 0; 2023-24: 0; 2024-25: 0; 2025-26: 0; 2026-27: 0; 2027-28: 0; 2028-29: 0; 2029-30: 0; 2030-31: 0; 2031-32: 0; 2032-33: 0; 2033-34: 0; 2034-35: 0; 2035-36: 0; 2036-37: 0; 2037-38: 0; 2038-39: 0; 2039-40: 0; 2040-41: 0; 2041-42: 0; 2042-43: 0; 2043-44: 0; 2044-45: 0; 2045-46: 0; 2046-47: 0; 2047-48: 0; 2048-49: 0; 2049-50: 0
7.4BL | Change in DO from prolonged Outage reduction enter as -ve | Input | Ml/d | 2 | 2019-20: 0; 2020-21: 0; 2021-22: 0; 2022-23: 0; 2023-24: 0; 2024-25: 0; 2025-26: 0; 2026-27: 0; 2027-28: 0; 2028-29: 0; 2029-30: 0; 2030-31: 0; 2031-32: 0; 2032-33: 0; 2033-34: 0; 2034-35: 0; 2035-36: 0; 2036-37: 0; 2037-38: 0; 2038-39: 0; 2039-40: 0; 2040-41: 0; 2041-42: 0; 2042-43: 0; 2043-44: 0; 2044-45: 0; 2045-46: 0; 2046-47: 0; 2047-48: 0; 2048-49: 0; 2049-50: 0
7.5BL | Change in DO from drought measures | Zero for baseline | Ml/d | 2 | 2019-20: 0; 2020-21: 0; 2021-22: 0; 2022-23: 0; 2023-24: 0; 2024-25: 0; 2025-26: 0; 2026-27: 0; 2027-28: 0; 2028-29: 0; 2029-30: 0; 2030-31: 0; 2031-32: 0; 2032-33: 0; 2033-34: 0; 2034-35: 0; 2035-36: 0; 2036-37: 0; 2037-38: 0; 2038-39: 0; 2039-40: 0; 2040-41: 0; 2041-42: 0; 2042-43: 0; 2043-44: 0; 2044-45: 0; 2045-46: 0; 2046-47: 0; 2047-48: 0; 2048-49: 0; 2049-50: 0
7.6BL | Total other changes to DO (specify e.g. Nitrates) | Input | Ml/d | 2 | 2019-20: 0; 2020-21: 0; 2021-22: 0; 2022-23: 0; 2023-24: 0; 2024-25: 0; 2025-26: 0; 2026-27: 0; 2027-28: 0; 2028-29: 0; 2029-30: 0; 2030-31: 0; 2031-32: 0; 2032-33: 0; 2033-34: 0; 2034-35: 0; 2035-36: 0; 2036-37: 0; 2037-38: 0; 2038-39: 0; 2039-40: 0; 2040-41: 0; 2041-42: 0; 2042-43: 0; 2043-44: 0; 2044-45: 0; 2045-46: 0; 2046-47: 0; 2047-48: 0; 2048-49: 0; 2049-50: 0
8BL | Raw water losses, treatment works losses and operational use | Input | Ml/d | 2 | 2019-20: 0.25; 2020-21: 0.25; 2021-22: 0.25; 2022-23: 0.25; 2023-24: 0.25; 2024-25: 0.25; 2025-26: 0.25; 2026-27: 0.25; 2027-28: 0.25; 2028-29: 0.25; 2029-30: 0.25; 2030-31: 0.25; 2031-32: 0.25; 2032-33: 0.25; 2033-34: 0.25; 2034-35: 0.25; 2035-36: 0.25; 2036-37: 0.25; 2037-38: 0.25; 2038-39: 0.25; 2039-40: 0.25; 2040-41: 0.25; 2041-42: 0.25; 2042-43: 0.25; 2043-44: 0.25; 2044-45: 0.25; 2045-46: 0.25; 2046-47: 0.25; 2047-48: 0.25; 2048-49: 0.25; 2049-50: 0.25
9BL | Total Outage Allowance | Input | Ml/d | 2 | 2019-20: 0.04; 2020-21: 0.04; 2021-22: 0.04; 2022-23: 0.04; 2023-24: 0.04; 2024-25: 0.04; 2025-26: 0.04; 2026-27: 0.04; 2027-28: 0.04; 2028-29: 0.04; 2029-30: 0.04; 2030-31: 0.04; 2031-32: 0.04; 2032-33: 0.04; 2033-34: 0.04; 2034-35: 0.04; 2035-36: 0.04; 2036-37: 0.04; 2037-38: 0.04; 2038-39: 0.04; 2039-40: 0.04; 2040-41: 0.04; 2041-42: 0.04; 2042-43: 0.04; 2043-44: 0.04; 2044-45: 0.04; 2045-46: 0.04; 2046-47: 0.04; 2047-48: 0.04; 2048-49: 0.04; 2049-50: 0.04
10BL | Water Available For Use (own sources) | (6BL + 7BL) - (8BL + 9BL) | Ml/d | 2 | 2019-20: 6.18; 2020-21: 6.18; 2021-22: 6.18; 2022-23: 6.18; 2023-24: 6.18; 2024-25: 6.18; 2025-26: 6.18; 2026-27: 6.18; 2027-28: 6.18; 2028-29: 6.18; 2029-30: 6.18; 2030-31: 6.18; 2031-32: 6.18; 2032-33: 6.18; 2033-34: 6.18; 2034-35: 6.18; 2035-36: 6.18; 2036-37: 6.18; 2037-38: 6.18; 2038-39: 6.18; 2039-40: 6.18; 2040-41: 6.18; 2041-42: 6.18; 2042-43: 6.18; 2043-44: 6.18; 2044-45: 6.18; 2045-46: 6.18; 2046-47: 6.18; 2047-48: 6.18; 2048-49: 6.18; 2049-50: 6.18
11BL | Total Water Available For Use | 10BL + sum (2BL:5BL) | Ml/d | 2 | 2019-20: 6.18; 2020-21: 6.18; 2021-22: 6.18; 2022-23: 6.18; 2023-24: 6.18; 2024-25: 6.18; 2025-26: 6.36; 2026-27: 6.39; 2027-28: 6.44; 2028-29: 6.48; 2029-30: 6.48; 2030-31: 6.48; 2031-32: 6.48; 2032-33: 6.48; 2033-34: 6.48; 2034-35: 6.48; 2035-36: 6.48; 2036-37: 6.48; 2037-38: 6.48; 2038-39: 6.48; 2039-40: 6.48; 2040-41: 6.47; 2041-42: 6.4; 2042-43: 6.31; 2043-44: 6.23; 2044-45: 6.181; 2045-46: 6.181; 2046-47: 6.181; 2047-48: 6.181; 2048-49: 6.181; 2049-50: 6.181
12BL | Water delivered measured non-household | Input Note - consumption & uspl | Ml/d | 2 | 2019-20: 1; 2020-21: 1; 2021-22: 1; 2022-23: 1; 2023-24: 1; 2024-25: 1; 2025-26: 1; 2026-27: 1; 2027-28: 1; 2028-29: 1.01; 2029-30: 1.01; 2030-31: 1.01; 2031-32: 1.01; 2032-33: 1.01; 2033-34: 1.01; 2034-35: 1.01; 2035-36: 1.01; 2036-37: 1.01; 2037-38: 1.02; 2038-39: 1.02; 2039-40: 1.02; 2040-41: 1.02; 2041-42: 1.02; 2042-43: 1.02; 2043-44: 1.03; 2044-45: 1.03; 2045-46: 1.03; 2046-47: 1.03; 2047-48: 1.03; 2048-49: 1.03; 2049-50: 1.03
12.1BL | Non-potable water consumption | Input | Ml/d | 2 | 2019-20: 0; 2020-21: 0; 2021-22: 0; 2022-23: 0; 2023-24: 0; 2024-25: 0; 2025-26: 0; 2026-27: 0; 2027-28: 0; 2028-29: 0; 2029-30: 0; 2030-31: 0; 2031-32: 0; 2032-33: 0; 2033-34: 0; 2034-35: 0; 2035-36: 0; 2036-37: 0; 2037-38: 0; 2038-39: 0; 2039-40: 0; 2040-41: 0; 2041-42: 0; 2042-43: 0; 2043-44: 0; 2044-45: 0; 2045-46: 0; 2046-47: 0; 2047-48: 0; 2048-49: 0; 2049-50: 0
13BL | Water delivered unmeasured non-household | Input Note - consumption & uspl | Ml/d | 2 | 2019-20: 0; 2020-21: 0; 2021-22: 0; 2022-23: 0; 2023-24: 0; 2024-25: 0; 2025-26: 0; 2026-27: 0; 2027-28: 0; 2028-29: 0; 2029-30: 0; 2030-31: 0; 2031-32: 0; 2032-33: 0; 2033-34: 0; 2034-35: 0; 2035-36: 0; 2036-37: 0; 2037-38: 0; 2038-39: 0; 2039-40: 0; 2040-41: 0; 2041-42: 0; 2042-43: 0; 2043-44: 0; 2044-45: 0; 2045-46: 0; 2046-47: 0; 2047-48: 0; 2048-49: 0; 2049-50: 0
14BL | Water delivered measured household | Input Note - consumption & uspl | Ml/d | 2 | 2019-20: 3.64; 2020-21: 3.69; 2021-22: 3.75; 2022-23: 3.81; 2023-24: 3.86; 2024-25: 3.92; 2025-26: 3.98; 2026-27: 4.07; 2027-28: 4.15; 2028-29: 4.24; 2029-30: 4.34; 2030-31: 4.42; 2031-32: 4.5; 2032-33: 4.59; 2033-34: 4.66; 2034-35: 4.72; 2035-36: 4.8; 2036-37: 4.85; 2037-38: 4.92; 2038-39: 4.99; 2039-40: 5.06; 2040-41: 5.11; 2041-42: 5.16; 2042-43: 5.21; 2043-44: 5.25; 2044-45: 5.28; 2045-46: 5.31; 2046-47: 5.34; 2047-48: 5.37; 2048-49: 5.39; 2049-50: 5.42
15BL | Water delivered unmeasured household | Input Note - consumption & uspl | Ml/d | 2 | 2019-20: 0.84; 2020-21: 0.78; 2021-22: 0.73; 2022-23: 0.67; 2023-24: 0.61; 2024-25: 0.56; 2025-26: 0.51; 2026-27: 0.47; 2027-28: 0.43; 2028-29: 0.39; 2029-30: 0.35; 2030-31: 0.31; 2031-32: 0.28; 2032-33: 0.25; 2033-34: 0.22; 2034-35: 0.19; 2035-36: 0.16; 2036-37: 0.14; 2037-38: 0.11; 2038-39: 0.09; 2039-40: 0.07; 2040-41: 0.05; 2041-42: 0.02; 2042-43: 0.01; 2043-44: 0.01; 2044-45: 0.01; 2045-46: 0.01; 2046-47: 0.01; 2047-48: 0.01; 2048-49: 0.01; 2049-50: 0.01
16BL | Percentage of consumption driven by climate change | Input | % | 1 | 2019-20: 0%; 2020-21: 0%; 2021-22: 0%; 2022-23: 0.1%; 2023-24: 0.1%; 2024-25: 0.1%; 2025-26: 0.1%; 2026-27: 0.1%; 2027-28: 0.1%; 2028-29: 0.2%; 2029-30: 0.2%; 2030-31: 0.2%; 2031-32: 0.2%; 2032-33: 0.3%; 2033-34: 0.3%; 2034-35: 0.3%; 2035-36: 0.4%; 2036-37: 0.4%; 2037-38: 0.4%; 2038-39: 0.5%; 2039-40: 0.5%; 2040-41: 0.6%; 2041-42: 0.6%; 2042-43: 0.6%; 2043-44: 0.7%; 2044-45: 0.7%; 2045-46: 0.8%; 2046-47: 0.8%; 2047-48: 0.8%; 2048-49: 0.8%; 2049-50: 0.9%
17BL | Volume of consumption driven by climate change | 16BL * (12BL + sum(13BL:15BL) - sum (23BL:26BL)) | Ml/d | 2 | 2019-20: 0; 2020-21: 0; 2021-22: 0; 2022-23: 0.0053; 2023-24: 0.00528; 2024-25: 0.00529; 2025-26: 0.00531; 2026-27: 0.00535; 2027-28: 0.00539; 2028-29: 0.01088; 2029-30: 0.01102; 2030-31: 0.0111; 2031-32: 0.01118; 2032-33: 0.01695; 2033-34: 0.01707; 2034-35: 0.01716; 2035-36: 0.02308; 2036-37: 0.0232; 2037-38: 0.0234; 2038-39: 0.02945; 2039-40: 0.02975; 2040-41: 0.03588; 2041-42: 0.036; 2042-43: 0.03624; 2043-44: 0.04263; 2044-45: 0.04277; 2045-46: 0.04912; 2046-47: 0.04936; 2047-48: 0.0496; 2048-49: 0.04976; 2049-50: 0.05625
18BL | Measured Household - PCC | ((14BL - 25BL) * 1,000,000) / (39BL *1,000) | l/h/d | 1 | 2019-20: 181.8559; 2020-21: 180.8851; 2021-22: 180.5306; 2022-23: 180.2508; 2023-24: 178.8376; 2024-25: 178.4534; 2025-26: 178.3806; 2026-27: 178.5552; 2027-28: 178.739; 2028-29: 178.4465; 2029-30: 178.663; 2030-31: 179.0894; 2031-32: 179.3629; 2032-33: 179.9454; 2033-34: 180.7423; 2034-35: 180.7181; 2035-36: 181.3827; 2036-37: 181.7616; 2037-38: 182.8986; 2038-39: 183.6688; 2039-40: 184.6796; 2040-41: 185.025; 2041-42: 185.4339; 2042-43: 185.8915; 2043-44: 186.3857; 2044-45: 186.1897; 2045-46: 186.4487; 2046-47: 186.7529; 2047-48: 187.0478; 2048-49: 187.0001; 2049-50: 187.3251
19BL | Unmeasured Household - PCC | ((15BL - 26BL) * 1,000,000) / (40BL *1,000) | l/h/d | 1 | 2019-20: 325.9076; 2020-21: 323.8687; 2021-22: 322.2749; 2022-23: 325.5814; 2023-24: 322.2159; 2024-25: 322.7809; 2025-26: 323.0148; 2026-27: 322.1083; 2027-28: 320; 2028-29: 317.4603; 2029-30: 323.2125; 2030-31: 316.2486; 2031-32: 318.2375; 2032-33: 318.5596; 2033-34: 315.9558; 2034-35: 327.2727; 2035-36: 319.8294; 2036-37: 329.1139; 2037-38: 309.5975; 2038-39: 313.7255; 2039-40: 366.4921; 2040-41: 387.5969; 2041-42: 285.7143; 2042-43: 666.6667; 2043-44: 666.6667; 2044-45: 666.6667; 2045-46: 666.6667; 2046-47: 666.6667; 2047-48: 666.6667; 2048-49: 666.6667; 2049-50: 666.6667
20BL | Average Household - PCC | (((14BL - 25BL) + (15BL - 26BL)) * 1,000,000) / ((39BL + 40BL) *1,000) | l/h/d | 1 | 2019-20: 197.9287; 2020-21: 195.5778; 2021-22: 194.0258; 2022-23: 192.8325; 2023-24: 190.0753; 2024-25: 188.6544; 2025-26: 187.72; 2026-27: 186.964; 2027-28: 186.2119; 2028-29: 185.0154; 2029-30: 184.7074; 2030-31: 184.1807; 2031-32: 183.909; 2032-33: 183.9035; 2033-34: 184.1021; 2034-35: 183.8579; 2035-36: 183.8859; 2036-37: 183.9926; 2037-38: 184.4582; 2038-39: 184.9255; 2039-40: 185.987; 2040-41: 186.003; 2041-42: 185.6951; 2042-43: 186.1584; 2043-44: 186.651; 2044-45: 186.4537; 2045-46: 186.7114; 2046-47: 187.0143; 2047-48: 187.3079; 2048-49: 187.2592; 2049-50: 187.5829
21BL | Water taken unbilled | Input | Ml/d | 2 | 2019-20: 0.16; 2020-21: 0.16; 2021-22: 0.17; 2022-23: 0.16; 2023-24: 0.17; 2024-25: 0.18; 2025-26: 0.16; 2026-27: 0.17; 2027-28: 0.17; 2028-29: 0.17; 2029-30: 0.15; 2030-31: 0.16; 2031-32: 0.16; 2032-33: 0.16; 2033-34: 0.16; 2034-35: 0.16; 2035-36: 0.17; 2036-37: 0.16; 2037-38: 0.16; 2038-39: 0.15; 2039-40: 0.16; 2040-41: 0.15; 2041-42: 0.17; 2042-43: 0.17; 2043-44: 0.18; 2044-45: 0.17; 2045-46: 0.17; 2046-47: 0.18; 2047-48: 0.17; 2048-49: 0.16; 2049-50: 0.18
22BL | Distribution system operational use | Input | Ml/d | 2 | 2019-20: 0.05; 2020-21: 0.05; 2021-22: 0.05; 2022-23: 0.05; 2023-24: 0.05; 2024-25: 0.05; 2025-26: 0.05; 2026-27: 0.05; 2027-28: 0.05; 2028-29: 0.05; 2029-30: 0.05; 2030-31: 0.05; 2031-32: 0.05; 2032-33: 0.05; 2033-34: 0.05; 2034-35: 0.05; 2035-36: 0.05; 2036-37: 0.05; 2037-38: 0.05; 2038-39: 0.05; 2039-40: 0.05; 2040-41: 0.05; 2041-42: 0.05; 2042-43: 0.05; 2043-44: 0.05; 2044-45: 0.05; 2045-46: 0.05; 2046-47: 0.05; 2047-48: 0.05; 2048-49: 0.05; 2049-50: 0.05
23BL | Measured Non Household - USPL | Input | Ml/d | 2 | 2019-20: 0.01; 2020-21: 0.01; 2021-22: 0.01; 2022-23: 0.01; 2023-24: 0.01; 2024-25: 0.01; 2025-26: 0.01; 2026-27: 0.01; 2027-28: 0.01; 2028-29: 0.01; 2029-30: 0.01; 2030-31: 0.01; 2031-32: 0.01; 2032-33: 0.01; 2033-34: 0.01; 2034-35: 0.01; 2035-36: 0.01; 2036-37: 0.01; 2037-38: 0.01; 2038-39: 0.01; 2039-40: 0.01; 2040-41: 0.01; 2041-42: 0.01; 2042-43: 0.01; 2043-44: 0.01; 2044-45: 0.01; 2045-46: 0.01; 2046-47: 0.01; 2047-48: 0.01; 2048-49: 0.01; 2049-50: 0.01
24BL | Unmeasured Non Household - USPL | Input | Ml/d | 2 | 2019-20: 0; 2020-21: 0; 2021-22: 0; 2022-23: 0; 2023-24: 0; 2024-25: 0; 2025-26: 0; 2026-27: 0; 2027-28: 0; 2028-29: 0; 2029-30: 0; 2030-31: 0; 2031-32: 0; 2032-33: 0; 2033-34: 0; 2034-35: 0; 2035-36: 0; 2036-37: 0; 2037-38: 0; 2038-39: 0; 2039-40: 0; 2040-41: 0; 2041-42: 0; 2042-43: 0; 2043-44: 0; 2044-45: 0; 2045-46: 0; 2046-47: 0; 2047-48: 0; 2048-49: 0; 2049-50: 0
25BL | Measured Household - USPL | Input | Ml/d | 2 | 2019-20: 0.13; 2020-21: 0.13; 2021-22: 0.13; 2022-23: 0.13; 2023-24: 0.14; 2024-25: 0.14; 2025-26: 0.14; 2026-27: 0.15; 2027-28: 0.15; 2028-29: 0.16; 2029-30: 0.16; 2030-31: 0.16; 2031-32: 0.17; 2032-33: 0.17; 2033-34: 0.17; 2034-35: 0.18; 2035-36: 0.18; 2036-37: 0.18; 2037-38: 0.18; 2038-39: 0.19; 2039-40: 0.19; 2040-41: 0.19; 2041-42: 0.19; 2042-43: 0.19; 2043-44: 0.19; 2044-45: 0.2; 2045-46: 0.2; 2046-47: 0.2; 2047-48: 0.2; 2048-49: 0.2; 2049-50: 0.2
26BL | Unmeasured Household - USPL | Input | Ml/d | 2 | 2019-20: 0.05; 2020-21: 0.05; 2021-22: 0.05; 2022-23: 0.04; 2023-24: 0.04; 2024-25: 0.04; 2025-26: 0.03; 2026-27: 0.03; 2027-28: 0.03; 2028-29: 0.03; 2029-30: 0.02; 2030-31: 0.02; 2031-32: 0.02; 2032-33: 0.02; 2033-34: 0.02; 2034-35: 0.01; 2035-36: 0.01; 2036-37: 0.01; 2037-38: 0.01; 2038-39: 0.01; 2039-40: 0; 2040-41: 0; 2041-42: 0; 2042-43: 0; 2043-44: 0; 2044-45: 0; 2045-46: 0; 2046-47: 0; 2047-48: 0; 2048-49: 0; 2049-50: 0
27BL | Void Properties - USPL | Input | Ml/d | 2 | 2019-20: 0.01; 2020-21: 0.01; 2021-22: 0.01; 2022-23: 0.01; 2023-24: 0.01; 2024-25: 0.01; 2025-26: 0.01; 2026-27: 0.01; 2027-28: 0.01; 2028-29: 0.01; 2029-30: 0.01; 2030-31: 0.01; 2031-32: 0.01; 2032-33: 0.01; 2033-34: 0.01; 2034-35: 0.01; 2035-36: 0.01; 2036-37: 0.01; 2037-38: 0.01; 2038-39: 0.01; 2039-40: 0.01; 2040-41: 0.01; 2041-42: 0.01; 2042-43: 0.01; 2043-44: 0.01; 2044-45: 0.01; 2045-46: 0.01; 2046-47: 0.01; 2047-48: 0.01; 2048-49: 0.01; 2049-50: 0.01
28BL | Distribution losses | Input | Ml/d | 2 | 2019-20: 0.43; 2020-21: 0.42; 2021-22: 0.41; 2022-23: 0.41; 2023-24: 0.4; 2024-25: 0.39; 2025-26: 0.39; 2026-27: 0.39; 2027-28: 0.39; 2028-29: 0.39; 2029-30: 0.39; 2030-31: 0.39; 2031-32: 0.39; 2032-33: 0.39; 2033-34: 0.39; 2034-35: 0.39; 2035-36: 0.39; 2036-37: 0.39; 2037-38: 0.39; 2038-39: 0.39; 2039-40: 0.39; 2040-41: 0.39; 2041-42: 0.39; 2042-43: 0.39; 2043-44: 0.39; 2044-45: 0.39; 2045-46: 0.39; 2046-47: 0.39; 2047-48: 0.39; 2048-49: 0.39; 2049-50: 0.39
29BL | Total Leakage | sum (23BL:28BL) | Ml/d | 2 | 2019-20: 0.63; 2020-21: 0.62; 2021-22: 0.61; 2022-23: 0.6; 2023-24: 0.6; 2024-25: 0.59; 2025-26: 0.58; 2026-27: 0.59; 2027-28: 0.59; 2028-29: 0.6; 2029-30: 0.59; 2030-31: 0.59; 2031-32: 0.6; 2032-33: 0.6; 2033-34: 0.6; 2034-35: 0.6; 2035-36: 0.6; 2036-37: 0.6; 2037-38: 0.6; 2038-39: 0.61; 2039-40: 0.6; 2040-41: 0.6; 2041-42: 0.6; 2042-43: 0.6; 2043-44: 0.6; 2044-45: 0.61; 2045-46: 0.61; 2046-47: 0.61; 2047-48: 0.61; 2048-49: 0.61; 2049-50: 0.61
30BL | Leakage/property | (29BL * 1,000,000) / (36BL * 1,000) | l/prop/d | 2 | 2019-20: 57.9044; 2020-21: 56.2664; 2021-22: 54.6448; 2022-23: 53.0833; 2023-24: 52.4155; 2024-25: 50.8533; 2025-26: 49.3617; 2026-27: 49.422; 2027-28: 48.5997; 2028-29: 48.3559; 2029-30: 46.3545; 2030-31: 45.5282; 2031-32: 45.5166; 2032-33: 44.5831; 2033-34: 44.027; 2034-35: 43.5035; 2035-36: 42.8296; 2036-37: 42.4839; 2037-38: 42.1526; 2038-39: 42.5413; 2039-40: 41.5426; 2040-41: 41.2626; 2041-42: 40.9864; 2042-43: 40.7277; 2043-44: 40.4776; 2044-45: 40.9176; 2045-46: 40.6938; 2046-47: 40.4805; 2047-48: 40.2773; 2048-49: 40.0788; 2049-50: 39.8927
31BL | Measured Non Household - properties | Input | 000's | 2 | 2019-20: 0.677; 2020-21: 0.684; 2021-22: 0.69; 2022-23: 0.698; 2023-24: 0.705; 2024-25: 0.712; 2025-26: 0.716; 2026-27: 0.721; 2027-28: 0.725; 2028-29: 0.729; 2029-30: 0.733; 2030-31: 0.737; 2031-32: 0.741; 2032-33: 0.744; 2033-34: 0.746; 2034-35: 0.748; 2035-36: 0.75; 2036-37: 0.752; 2037-38: 0.754; 2038-39: 0.755; 2039-40: 0.757; 2040-41: 0.759; 2041-42: 0.761; 2042-43: 0.763; 2043-44: 0.765; 2044-45: 0.767; 2045-46: 0.769; 2046-47: 0.771; 2047-48: 0.773; 2048-49: 0.775; 2049-50: 0.777
32BL | Unmeasured Non Household - properties | Input | 000's | 2 | 2019-20: 0.003; 2020-21: 0.003; 2021-22: 0.003; 2022-23: 0.003; 2023-24: 0.003; 2024-25: 0.003; 2025-26: 0.003; 2026-27: 0.003; 2027-28: 0.003; 2028-29: 0.003; 2029-30: 0.003; 2030-31: 0.003; 2031-32: 0.003; 2032-33: 0.003; 2033-34: 0.003; 2034-35: 0.003; 2035-36: 0.003; 2036-37: 0.003; 2037-38: 0.003; 2038-39: 0.003; 2039-40: 0.003; 2040-41: 0.003; 2041-42: 0.003; 2042-43: 0.003; 2043-44: 0.003; 2044-45: 0.003; 2045-46: 0.003; 2046-47: 0.003; 2047-48: 0.003; 2048-49: 0.003; 2049-50: 0.003
33BL | All void non-households - properties | Input | 000's | 2 | 2019-20: 0; 2020-21: 0; 2021-22: 0; 2022-23: 0; 2023-24: 0; 2024-25: 0; 2025-26: 0; 2026-27: 0; 2027-28: 0; 2028-29: 0; 2029-30: 0; 2030-31: 0; 2031-32: 0; 2032-33: 0; 2033-34: 0; 2034-35: 0; 2035-36: 0; 2036-37: 0; 2037-38: 0; 2038-39: 0; 2039-40: 0; 2040-41: 0; 2041-42: 0; 2042-43: 0; 2043-44: 0; 2044-45: 0; 2045-46: 0; 2046-47: 0; 2047-48: 0; 2048-49: 0; 2049-50: 0
34BL | Measured households - properties (excl. void) | Year before + sum (34.1BL:34.6BL) | 000's | 2 | 2019-20: 8.868; 2020-21: 9.075; 2021-22: 9.277; 2022-23: 9.485; 2023-24: 9.696; 2024-25: 9.913; 2025-26: 10.112; 2026-27: 10.347; 2027-28: 10.596; 2028-29: 10.909; 2029-30: 11.273; 2030-31: 11.546; 2031-32: 11.81; 2032-33: 12.125; 2033-34: 12.334; 2034-35: 12.535; 2035-36: 12.789; 2036-37: 12.937; 2037-38: 13.082; 2038-39: 13.221; 2039-40: 13.355; 2040-41: 13.484; 2041-42: 13.61; 2042-43: 13.731; 2043-44: 13.818; 2044-45: 13.9; 2045-46: 13.979; 2046-47: 14.055; 2047-48: 14.128; 2048-49: 14.199; 2049-50: 14.267
34.1BL | New build properties - properties | Input (new builds in each year) | 000's | 2 | 2019-20: 0.101; 2020-21: 0.112; 2021-22: 0.114; 2022-23: 0.129; 2023-24: 0.136; 2024-25: 0.145; 2025-26: 0.141; 2026-27: 0.18; 2027-28: 0.196; 2028-29: 0.262; 2029-30: 0.314; 2030-31: 0.226; 2031-32: 0.218; 2032-33: 0.271; 2033-34: 0.166; 2034-35: 0.16; 2035-36: 0.214; 2036-37: 0.11; 2037-38: 0.108; 2038-39: 0.104; 2039-40: 0.1; 2040-41: 0.096; 2041-42: 0.094; 2042-43: 0.09; 2043-44: 0.087; 2044-45: 0.082; 2045-46: 0.079; 2046-47: 0.076; 2047-48: 0.073; 2048-49: 0.071; 2049-50: 0.068
34.2BL | Meter optants - properties | Input (meter optants in each year) | 000's | 2 | 2019-20: 0.075; 2020-21: 0.071; 2021-22: 0.065; 2022-23: 0.057; 2023-24: 0.054; 2024-25: 0.052; 2025-26: 0.038; 2026-27: 0.036; 2027-28: 0.035; 2028-29: 0.034; 2029-30: 0.033; 2030-31: 0.032; 2031-32: 0.031; 2032-33: 0.03; 2033-34: 0.029; 2034-35: 0.028; 2035-36: 0.027; 2036-37: 0.026; 2037-38: 0.025; 2038-39: 0.024; 2039-40: 0.023; 2040-41: 0.023; 2041-42: 0.022; 2042-43: 0.021; 2043-44: 0; 2044-45: 0; 2045-46: 0; 2046-47: 0; 2047-48: 0; 2048-49: 0; 2049-50: 0
34.3BL | Compulsory metering - properties | Input (compulsory meters in each year) | 000's | 2 | 2019-20: 0; 2020-21: 0; 2021-22: 0; 2022-23: 0; 2023-24: 0; 2024-25: 0; 2025-26: 0; 2026-27: 0; 2027-28: 0; 2028-29: 0; 2029-30: 0; 2030-31: 0; 2031-32: 0; 2032-33: 0; 2033-34: 0; 2034-35: 0; 2035-36: 0; 2036-37: 0; 2037-38: 0; 2038-39: 0; 2039-40: 0; 2040-41: 0; 2041-42: 0; 2042-43: 0; 2043-44: 0; 2044-45: 0; 2045-46: 0; 2046-47: 0; 2047-48: 0; 2048-49: 0; 2049-50: 0
34.4BL | Metering on change of occupancy - properties | Input (change of occupancy meters in each year) | 000's | 2 | 2019-20: 0.023; 2020-21: 0.022; 2021-22: 0.021; 2022-23: 0.02; 2023-24: 0.019; 2024-25: 0.018; 2025-26: 0.018; 2026-27: 0.017; 2027-28: 0.016; 2028-29: 0.015; 2029-30: 0.015; 2030-31: 0.014; 2031-32: 0.014; 2032-33: 0.013; 2033-34: 0.013; 2034-35: 0.012; 2035-36: 0.012; 2036-37: 0.011; 2037-38: 0.011; 2038-39: 0.01; 2039-40: 0.01; 2040-41: 0.009; 2041-42: 0.009; 2042-43: 0.009; 2043-44: 0; 2044-45: 0; 2045-46: 0; 2046-47: 0; 2047-48: 0; 2048-49: 0; 2049-50: 0
34.5BL | Selective metering - properties | Input (selective meters in each year) | 000's | 2 | 2019-20: 0.002; 2020-21: 0.002; 2021-22: 0.002; 2022-23: 0.002; 2023-24: 0.002; 2024-25: 0.002; 2025-26: 0.002; 2026-27: 0.002; 2027-28: 0.002; 2028-29: 0.002; 2029-30: 0.002; 2030-31: 0.001; 2031-32: 0.001; 2032-33: 0.001; 2033-34: 0.001; 2034-35: 0.001; 2035-36: 0.001; 2036-37: 0.001; 2037-38: 0.001; 2038-39: 0.001; 2039-40: 0.001; 2040-41: 0.001; 2041-42: 0.001; 2042-43: 0.001; 2043-44: 0; 2044-45: 0; 2045-46: 0; 2046-47: 0; 2047-48: 0; 2048-49: 0; 2049-50: 0
34.6BL | Other changes to existing metering - properties | Input (other changes to meters in each year) | 000's | 2 | 2019-20: 0; 2020-21: 0; 2021-22: 0; 2022-23: 0; 2023-24: 0; 2024-25: 0; 2025-26: 0; 2026-27: 0; 2027-28: 0; 2028-29: 0; 2029-30: 0; 2030-31: 0; 2031-32: 0; 2032-33: 0; 2033-34: 0; 2034-35: 0; 2035-36: 0; 2036-37: 0; 2037-38: 0; 2038-39: 0; 2039-40: 0; 2040-41: 0; 2041-42: 0; 2042-43: 0; 2043-44: 0; 2044-45: 0; 2045-46: 0; 2046-47: 0; 2047-48: 0; 2048-49: 0; 2049-50: 0
34.7BL | Measured household void properties | Input | 000's | 2 | 2019-20: 0.16; 2020-21: 0.164; 2021-22: 0.167; 2022-23: 0.171; 2023-24: 0.174; 2024-25: 0.178; 2025-26: 0.181; 2026-27: 0.185; 2027-28: 0.188; 2028-29: 0.191; 2029-30: 0.193; 2030-31: 0.196; 2031-32: 0.198; 2032-33: 0.201; 2033-34: 0.203; 2034-35: 0.206; 2035-36: 0.208; 2036-37: 0.21; 2037-38: 0.212; 2038-39: 0.214; 2039-40: 0.216; 2040-41: 0.218; 2041-42: 0.22; 2042-43: 0.221; 2043-44: 0.223; 2044-45: 0.224; 2045-46: 0.225; 2046-47: 0.226; 2047-48: 0.227; 2048-49: 0.229; 2049-50: 0.23
35BL | Unmeasured households - properties (excl. void) | Input | 000's | 2 | 2019-20: 1.151; 2020-21: 1.074; 2021-22: 1.008; 2022-23: 0.929; 2023-24: 0.854; 2024-25: 0.782; 2025-26: 0.725; 2026-27: 0.67; 2027-28: 0.617; 2028-29: 0.566; 2029-30: 0.517; 2030-31: 0.469; 2031-32: 0.423; 2032-33: 0.379; 2033-34: 0.336; 2034-35: 0.295; 2035-36: 0.255; 2036-37: 0.217; 2037-38: 0.18; 2038-39: 0.144; 2039-40: 0.11; 2040-41: 0.076; 2041-42: 0.044; 2042-43: 0.014; 2043-44: 0.014; 2044-45: 0.014; 2045-46: 0.014; 2046-47: 0.014; 2047-48: 0.014; 2048-49: 0.014; 2049-50: 0.014
35.1BL | Unmeasured household void properties | Input | 000's | 2 | 2019-20: 0.021; 2020-21: 0.019; 2021-22: 0.018; 2022-23: 0.017; 2023-24: 0.015; 2024-25: 0.014; 2025-26: 0.013; 2026-27: 0.012; 2027-28: 0.011; 2028-29: 0.01; 2029-30: 0.009; 2030-31: 0.008; 2031-32: 0.007; 2032-33: 0.006; 2033-34: 0.006; 2034-35: 0.005; 2035-36: 0.004; 2036-37: 0.004; 2037-38: 0.003; 2038-39: 0.002; 2039-40: 0.002; 2040-41: 0.001; 2041-42: 0.001; 2042-43: 0; 2043-44: 0; 2044-45: 0; 2045-46: 0; 2046-47: 0; 2047-48: 0; 2048-49: 0; 2049-50: 0
36BL | Total Resource Zone Properties (incl. voids) | sum (31BL:34BL) + 34.7BL + 35BL + 35.1BL | 000's | 2 | 2019-20: 10.88; 2020-21: 11.019; 2021-22: 11.163; 2022-23: 11.303; 2023-24: 11.447; 2024-25: 11.602; 2025-26: 11.75; 2026-27: 11.938; 2027-28: 12.14; 2028-29: 12.408; 2029-30: 12.728; 2030-31: 12.959; 2031-32: 13.182; 2032-33: 13.458; 2033-34: 13.628; 2034-35: 13.792; 2035-36: 14.009; 2036-37: 14.123; 2037-38: 14.234; 2038-39: 14.339; 2039-40: 14.443; 2040-41: 14.541; 2041-42: 14.639; 2042-43: 14.732; 2043-44: 14.823; 2044-45: 14.908; 2045-46: 14.99; 2046-47: 15.069; 2047-48: 15.145; 2048-49: 15.22; 2049-50: 15.291
37BL | Measured Non Household - Population | Input | 000's | 2 | 2019-20: 0.388; 2020-21: 0.394; 2021-22: 0.398; 2022-23: 0.405; 2023-24: 0.41; 2024-25: 0.415; 2025-26: 0.419; 2026-27: 0.429; 2027-28: 0.438; 2028-29: 0.449; 2029-30: 0.455; 2030-31: 0.465; 2031-32: 0.482; 2032-33: 0.493; 2033-34: 0.501; 2034-35: 0.508; 2035-36: 0.515; 2036-37: 0.52; 2037-38: 0.526; 2038-39: 0.533; 2039-40: 0.539; 2040-41: 0.545; 2041-42: 0.554; 2042-43: 0.562; 2043-44: 0.572; 2044-45: 0.583; 2045-46: 0.594; 2046-47: 0.605; 2047-48: 0.616; 2048-49: 0.627; 2049-50: 0.638
38BL | Unmeasured Non Household - Population | Input | 000's | 2 | 2019-20: 0.002; 2020-21: 0.002; 2021-22: 0.002; 2022-23: 0.002; 2023-24: 0.002; 2024-25: 0.002; 2025-26: 0.002; 2026-27: 0.002; 2027-28: 0.002; 2028-29: 0.002; 2029-30: 0.002; 2030-31: 0.002; 2031-32: 0.002; 2032-33: 0.002; 2033-34: 0.002; 2034-35: 0.002; 2035-36: 0.002; 2036-37: 0.002; 2037-38: 0.002; 2038-39: 0.002; 2039-40: 0.002; 2040-41: 0.002; 2041-42: 0.002; 2042-43: 0.002; 2043-44: 0.002; 2044-45: 0.002; 2045-46: 0.002; 2046-47: 0.002; 2047-48: 0.002; 2048-49: 0.003; 2049-50: 0.003
39BL | Measured Household - Population | Input | 000's | 2 | 2019-20: 19.301; 2020-21: 19.681; 2021-22: 20.052; 2022-23: 20.416; 2023-24: 20.801; 2024-25: 21.182; 2025-26: 21.527; 2026-27: 21.954; 2027-28: 22.379; 2028-29: 22.864; 2029-30: 23.396; 2030-31: 23.787; 2031-32: 24.141; 2032-33: 24.563; 2033-34: 24.842; 2034-35: 25.122; 2035-36: 25.471; 2036-37: 25.693; 2037-38: 25.916; 2038-39: 26.134; 2039-40: 26.37; 2040-41: 26.591; 2041-42: 26.802; 2042-43: 27.005; 2043-44: 27.148; 2044-45: 27.284; 2045-46: 27.407; 2046-47: 27.523; 2047-48: 27.64; 2048-49: 27.754; 2049-50: 27.866
40BL | Unmeasured Household - Population | Input | 000's | 2 | 2019-20: 2.424; 2020-21: 2.254; 2021-22: 2.11; 2022-23: 1.935; 2023-24: 1.769; 2024-25: 1.611; 2025-26: 1.486; 2026-27: 1.366; 2027-28: 1.25; 2028-29: 1.134; 2029-30: 1.021; 2030-31: 0.917; 2031-32: 0.817; 2032-33: 0.722; 2033-34: 0.633; 2034-35: 0.55; 2035-36: 0.469; 2036-37: 0.395; 2037-38: 0.323; 2038-39: 0.255; 2039-40: 0.191; 2040-41: 0.129; 2041-42: 0.07; 2042-43: 0.015; 2043-44: 0.015; 2044-45: 0.015; 2045-46: 0.015; 2046-47: 0.015; 2047-48: 0.015; 2048-49: 0.015; 2049-50: 0.015
41BL | Total Resource Zone Population | sum (37BL:40BL) | 000's | 2 | 2019-20: 22.115; 2020-21: 22.331; 2021-22: 22.562; 2022-23: 22.758; 2023-24: 22.982; 2024-25: 23.21; 2025-26: 23.434; 2026-27: 23.751; 2027-28: 24.069; 2028-29: 24.449; 2029-30: 24.874; 2030-31: 25.171; 2031-32: 25.442; 2032-33: 25.78; 2033-34: 25.978; 2034-35: 26.182; 2035-36: 26.457; 2036-37: 26.61; 2037-38: 26.767; 2038-39: 26.924; 2039-40: 27.102; 2040-41: 27.267; 2041-42: 27.428; 2042-43: 27.584; 2043-44: 27.737; 2044-45: 27.884; 2045-46: 28.018; 2046-47: 28.145; 2047-48: 28.273; 2048-49: 28.399; 2049-50: 28.522
42BL | Average household occupancy rate (excl. voids) | (39BL + 40BL) / (34BL + 35BL) | h/prop | 1 | 2019-20: 2.1684; 2020-21: 2.1613; 2021-22: 2.1548; 2022-23: 2.1462; 2023-24: 2.1393; 2024-25: 2.1312; 2025-26: 2.1236; 2026-27: 2.1167; 2027-28: 2.1073; 2028-29: 2.0913; 2029-30: 2.071; 2030-31: 2.0561; 2031-32: 2.0402; 2032-33: 2.0222; 2033-34: 2.0107; 2034-35: 2.0009; 2035-36: 1.9887; 2036-37: 1.9833; 2037-38: 1.9785; 2038-39: 1.9745; 2039-40: 1.9726; 2040-41: 1.9705; 2041-42: 1.9681; 2042-43: 1.9658; 2043-44: 1.9638; 2044-45: 1.962; 2045-46: 1.9597; 2046-47: 1.9574; 2047-48: 1.9555; 2048-49: 1.9538; 2049-50: 1.9523
43BL | Total Household Metering penetration (excl. voids) | 34BL / (34BL + 35BL) | % | 1 | 2019-20: 88.51%; 2020-21: 89.42%; 2021-22: 90.2%; 2022-23: 91.08%; 2023-24: 91.91%; 2024-25: 92.69%; 2025-26: 93.31%; 2026-27: 93.92%; 2027-28: 94.5%; 2028-29: 95.07%; 2029-30: 95.61%; 2030-31: 96.1%; 2031-32: 96.54%; 2032-33: 96.97%; 2033-34: 97.35%; 2034-35: 97.7%; 2035-36: 98.05%; 2036-37: 98.35%; 2037-38: 98.64%; 2038-39: 98.92%; 2039-40: 99.18%; 2040-41: 99.44%; 2041-42: 99.68%; 2042-43: 99.9%; 2043-44: 99.9%; 2044-45: 99.9%; 2045-46: 99.9%; 2046-47: 99.9%; 2047-48: 99.9%; 2048-49: 99.9%; 2049-50: 99.9%
44BL | Total Household Metering penetration (incl. voids) | (34BL) / (34BL + 34.7BL + 35BL + 35.1BL) | % | 1 | 2019-20: 86.94%; 2020-21: 87.83%; 2021-22: 88.61%; 2022-23: 89.46%; 2023-24: 90.29%; 2024-25: 91.05%; 2025-26: 91.67%; 2026-27: 92.27%; 2027-28: 92.85%; 2028-29: 93.43%; 2029-30: 94%; 2030-31: 94.49%; 2031-32: 94.95%; 2032-33: 95.39%; 2033-34: 95.77%; 2034-35: 96.12%; 2035-36: 96.48%; 2036-37: 96.78%; 2037-38: 97.07%; 2038-39: 97.35%; 2039-40: 97.6%; 2040-41: 97.86%; 2041-42: 98.09%; 2042-43: 98.32%; 2043-44: 98.31%; 2044-45: 98.32%; 2045-46: 98.32%; 2046-47: 98.32%; 2047-48: 98.32%; 2048-49: 98.32%; 2049-50: 98.32%
45BL | Distribution input | sum (12BL:15BL) +21BL + 22BL + 27BL + 28BL | Ml/d | 2 | 2019-20: 6.13; 2020-21: 6.11; 2021-22: 6.12; 2022-23: 6.11; 2023-24: 6.1; 2024-25: 6.11; 2025-26: 6.1; 2026-27: 6.16; 2027-28: 6.2; 2028-29: 6.26; 2029-30: 6.3; 2030-31: 6.35; 2031-32: 6.4; 2032-33: 6.46; 2033-34: 6.5; 2034-35: 6.53; 2035-36: 6.59; 2036-37: 6.61; 2037-38: 6.66; 2038-39: 6.7; 2039-40: 6.76; 2040-41: 6.78; 2041-42: 6.82; 2042-43: 6.86; 2043-44: 6.92; 2044-45: 6.94; 2045-46: 6.97; 2046-47: 7.01; 2047-48: 7.03; 2048-49: 7.04; 2049-50: 7.09
46BL | Target headroom (climate change component) | Input | Ml/d | 2 | 2019-20: 0.00040154; 2020-21: 0.00040154; 2021-22: 0.00040154; 2022-23: 0.00040154; 2023-24: 0.00040154; 2024-25: 0.00040154; 2025-26: 0.00040154; 2026-27: 0.00045582; 2027-28: 0.00026101; 2028-29: 0.0010913; 2029-30: 0.0003901; 2030-31: 0.00050606; 2031-32: 0.00092616; 2032-33: 0.00047057; 2033-34: 0.0011588; 2034-35: 0.00072673; 2035-36: 0.0013613; 2036-37: 0.0016102; 2037-38: 0.0016276; 2038-39: 0.0016357; 2039-40: 0; 2040-41: 0; 2041-42: 0; 2042-43: 0; 2043-44: 0; 2044-45: 0; 2045-46: 0; 2046-47: 0; 2047-48: 0; 2048-49: 0; 2049-50: 0
47BL | Target headroom (All other components) | Input | Ml/d | 2 | 2019-20: 0.24534; 2020-21: 0.24534; 2021-22: 0.24534; 2022-23: 0.24534; 2023-24: 0.24534; 2024-25: 0.24534; 2025-26: 0.24534; 2026-27: 0.24121; 2027-28: 0.23736; 2028-29: 0.33505; 2029-30: 0.35306; 2030-31: 0.36988; 2031-32: 0.38935; 2032-33: 0.40153; 2033-34: 0.41344; 2034-35: 0.4363; 2035-36: 0.38996; 2036-37: 0.35934; 2037-38: 0.3747; 2038-39: 0.39659; 2039-40: 0.31577; 2040-41: 0.32585; 2041-42: 0.33723; 2042-43: 0.3481; 2043-44: 0.36225; 2044-45: 0.36757; 2045-46: 0.3181; 2046-47: 0.32318; 2047-48: 0.31951; 2048-49: 0.31671; 2049-50: 0.32299
48BL | Target Headroom | 46BL + 47BL | Ml/d | 2 | 2019-20: 0.24574; 2020-21: 0.24574; 2021-22: 0.24574; 2022-23: 0.24574; 2023-24: 0.24574; 2024-25: 0.24574; 2025-26: 0.24574; 2026-27: 0.24167; 2027-28: 0.23762; 2028-29: 0.33614; 2029-30: 0.35345; 2030-31: 0.37039; 2031-32: 0.39028; 2032-33: 0.402; 2033-34: 0.4146; 2034-35: 0.43702; 2035-36: 0.39132; 2036-37: 0.36095; 2037-38: 0.37633; 2038-39: 0.39823; 2039-40: 0.31577; 2040-41: 0.32585; 2041-42: 0.33723; 2042-43: 0.3481; 2043-44: 0.36225; 2044-45: 0.36757; 2045-46: 0.3181; 2046-47: 0.32318; 2047-48: 0.31951; 2048-49: 0.31671; 2049-50: 0.32299
49BL | Available Headroom | 11BL - 45BL | Ml/d | 2 | 2019-20: 0.05; 2020-21: 0.07; 2021-22: 0.06; 2022-23: 0.07; 2023-24: 0.08; 2024-25: 0.07; 2025-26: 0.26; 2026-27: 0.23; 2027-28: 0.24; 2028-29: 0.22; 2029-30: 0.18; 2030-31: 0.13; 2031-32: 0.08; 2032-33: 0.02; 2033-34: -0.02; 2034-35: -0.05; 2035-36: -0.11; 2036-37: -0.13; 2037-38: -0.18; 2038-39: -0.22; 2039-40: -0.28; 2040-41: -0.31; 2041-42: -0.42; 2042-43: -0.55; 2043-44: -0.69; 2044-45: -0.759; 2045-46: -0.789; 2046-47: -0.829; 2047-48: -0.849; 2048-49: -0.859; 2049-50: -0.909
49.1BL | Available non-potable balance (if applicable) | 1.1BL -12.1BL | Ml/d | 2 | 2019-20: 0; 2020-21: 0; 2021-22: 0; 2022-23: 0; 2023-24: 0; 2024-25: 0; 2025-26: 0; 2026-27: 0; 2027-28: 0; 2028-29: 0; 2029-30: 0; 2030-31: 0; 2031-32: 0; 2032-33: 0; 2033-34: 0; 2034-35: 0; 2035-36: 0; 2036-37: 0; 2037-38: 0; 2038-39: 0; 2039-40: 0; 2040-41: 0; 2041-42: 0; 2042-43: 0; 2043-44: 0; 2044-45: 0; 2045-46: 0; 2046-47: 0; 2047-48: 0; 2048-49: 0; 2049-50: 0
50BL | Supply Demand Balance |  | Ml/d | 2 | 2019-20: -0.19574; 2020-21: -0.17574; 2021-22: -0.18574; 2022-23: -0.17574; 2023-24: -0.16574; 2024-25: -0.17574; 2025-26: 0.014256; 2026-27: -0.01167; 2027-28: 0.0023777; 2028-29: -0.11614; 2029-30: -0.17345; 2030-31: -0.24039; 2031-32: -0.31028; 2032-33: -0.382; 2033-34: -0.4346; 2034-35: -0.48702; 2035-36: -0.50132; 2036-37: -0.49095; 2037-38: -0.55633; 2038-39: -0.61823; 2039-40: -0.59577; 2040-41: -0.63585; 2041-42: -0.75723; 2042-43: -0.8981; 2043-44: -1.0522; 2044-45: -1.1266; 2045-46: -1.1071; 2046-47: -1.1522; 2047-48: -1.1685; 2048-49: -1.1757; 2049-50: -1.232
Table 3e: DYCP - Final plan Options | Back to top of sheet
WRMP24 reference | Option type | Cat ID | Unit | Decimal places | 2019-20 | 2020-21 | 2021-22 | 2022-23 | 2023-24 | 2024-25 | 2025-26 | 2026-27 | 2027-28 | 2028-29 | 2029-30 | 2030-31 | 2031-32 | 2032-33 | 2033-34 | 2034-35 | 2035-36 | 2036-37 | 2037-38 | 2038-39 | 2039-40 | 2040-41 | 2041-42 | 2042-43 | 2043-44 | 2044-45 | 2045-46 | 2046-47 | 2047-48 | 2048-49 | 2049-50 | 2050-51 | 2051-52 | 2052-53 | 2053-54 | 2054-55 | 2055-56 | 2056-57 | 2057-58 | 2058-59 | 2059-60 | 2060-61 | 2061-62 | 2062-63 | 2063-64 | 2064-65 | 2065-66 | 2066-67 | 2067-68 | 2068-69 | 2069-70 | 2070-71 | 2071-72 | 2072-73 | 2073-74 | 2074-75 | 2075-76 | 2076-77 | 2077-78 | 2078-79 | 2079-80 | 2080-81 | 2081-82 | 2082-83 | 2083-84 | 2084-85 | 2085-86 | 2086-87 | 2087-88 | 2088-89 | 2089-90 | 2090-91 | 2091-92 | 2092-93 | 2093-94 | 2094-95 | 2095-96 | 2096-97 | 2097-98 | 2098-99 | 2099-100
1.11FP | Non potable supplies input reductions as -ve and increases as +ve | RSNPS | Ml/d | 2 | 2019-20: 0; 2020-21: 0; 2021-22: 0; 2022-23: 0; 2023-24: 0; 2024-25: 0; 2025-26: 0; 2026-27: 0; 2027-28: 0; 2028-29: 0; 2029-30: 0; 2030-31: 0; 2031-32: 0; 2032-33: 0; 2033-34: 0; 2034-35: 0; 2035-36: 0; 2036-37: 0; 2037-38: 0; 2038-39: 0; 2039-40: 0; 2040-41: 0; 2041-42: 0; 2042-43: 0; 2043-44: 0; 2044-45: 0; 2045-46: 0; 2046-47: 0; 2047-48: 0; 2048-49: 0; 2049-50: 0
2.1FP | Raw water imports | RSRWI | Ml/d | 2 | 2019-20: 0; 2020-21: 0; 2021-22: 0; 2022-23: 0; 2023-24: 0; 2024-25: 0; 2025-26: 0; 2026-27: 0; 2027-28: 0; 2028-29: 0; 2029-30: 0; 2030-31: 0; 2031-32: 0; 2032-33: 0; 2033-34: 0; 2034-35: 0; 2035-36: 0; 2036-37: 0; 2037-38: 0; 2038-39: 0; 2039-40: 0; 2040-41: 0; 2041-42: 0; 2042-43: 0; 2043-44: 0; 2044-45: 0; 2045-46: 0; 2046-47: 0; 2047-48: 0; 2048-49: 0; 2049-50: 0
3.1FP | Potable water imports input reductions as -ve | RSPWI | Ml/d | 2 | 2019-20: 0; 2020-21: 0; 2021-22: 0; 2022-23: 0; 2023-24: 0; 2024-25: 0; 2025-26: -0.01; 2026-27: -0.02; 2027-28: -0.26; 2028-29: -0.26; 2029-30: -0.26; 2030-31: -0.05; 2031-32: -0.05; 2032-33: -0.05; 2033-34: -0.05; 2034-35: -0.05; 2035-36: -0.05; 2036-37: -0.05; 2037-38: -0.05; 2038-39: -0.05; 2039-40: -0.05; 2040-41: -0.04; 2041-42: 0.03; 2042-43: 0.12; 2043-44: 0.2; 2044-45: 0.249; 2045-46: 0.249; 2046-47: 0.249; 2047-48: 0.249; 2048-49: 0.249; 2049-50: 0.249
4.1FP | Raw water exports input reductions as +ve and increases as -ve | RSRWE | Ml/d | 2 | 2019-20: 0; 2020-21: 0; 2021-22: 0; 2022-23: 0; 2023-24: 0; 2024-25: 0; 2025-26: 0; 2026-27: 0; 2027-28: 0; 2028-29: 0; 2029-30: 0; 2030-31: 0; 2031-32: 0; 2032-33: 0; 2033-34: 0; 2034-35: 0; 2035-36: 0; 2036-37: 0; 2037-38: 0; 2038-39: 0; 2039-40: 0; 2040-41: 0; 2041-42: 0; 2042-43: 0; 2043-44: 0; 2044-45: 0; 2045-46: 0; 2046-47: 0; 2047-48: 0; 2048-49: 0; 2049-50: 0
5.1FP | Potable water exports input reductions as +ve and increases as -ve | RSPWE | Ml/d | 2 | 2019-20: 0; 2020-21: 0; 2021-22: 0; 2022-23: 0; 2023-24: 0; 2024-25: 0; 2025-26: 0; 2026-27: 0; 2027-28: 0; 2028-29: 0; 2029-30: 0; 2030-31: 0; 2031-32: 0; 2032-33: 0; 2033-34: 0; 2034-35: 0; 2035-36: 0; 2036-37: 0; 2037-38: 0; 2038-39: 0; 2039-40: 0; 2040-41: 0; 2041-42: 0; 2042-43: 0; 2043-44: 0; 2044-45: 0; 2045-46: 0; 2046-47: 0; 2047-48: 0; 2048-49: 0; 2049-50: 0
6.2FP | DO benefit from increase raw water abstractions | RSRWA | Ml/d | 2 | 2019-20: 0; 2020-21: 0; 2021-22: 0; 2022-23: 0; 2023-24: 0; 2024-25: 0; 2025-26: 0; 2026-27: 0; 2027-28: 0; 2028-29: 0; 2029-30: 0; 2030-31: 0; 2031-32: 0; 2032-33: 0; 2033-34: 0; 2034-35: 0; 2035-36: 0; 2036-37: 0; 2037-38: 0; 2038-39: 0; 2039-40: 0; 2040-41: 0; 2041-42: 0; 2042-43: 0; 2043-44: 0; 2044-45: 0; 2045-46: 0; 2046-47: 0; 2047-48: 0; 2048-49: 0; 2049-50: 0
6.3FP | Other options to increase deployable output | RSIPO | Ml/d | 2 | 2019-20: 0; 2020-21: 0; 2021-22: 0; 2022-23: 0; 2023-24: 0; 2024-25: 0; 2025-26: 0; 2026-27: 0; 2027-28: 0; 2028-29: 0; 2029-30: 0; 2030-31: 0.85; 2031-32: 0.85; 2032-33: 0.85; 2033-34: 0.85; 2034-35: 0.85; 2035-36: 0.85; 2036-37: 0.85; 2037-38: 0.85; 2038-39: 0.85; 2039-40: 0.85; 2040-41: 0.85; 2041-42: 0.85; 2042-43: 0.85; 2043-44: 0.85; 2044-45: 0.85; 2045-46: 0.85; 2046-47: 0.85; 2047-48: 0.85; 2048-49: 0.85; 2049-50: 0.85
7.01FP | DO benefit from supply side drought measures | RSDPS | Ml/d | 2 | 2019-20: 0; 2020-21: 0; 2021-22: 0; 2022-23: 0; 2023-24: 0; 2024-25: 0; 2025-26: 0; 2026-27: 0; 2027-28: 0; 2028-29: 0; 2029-30: 0; 2030-31: 0; 2031-32: 0; 2032-33: 0; 2033-34: 0; 2034-35: 0; 2035-36: 0; 2036-37: 0; 2037-38: 0; 2038-39: 0; 2039-40: 0; 2040-41: 0; 2041-42: 0; 2042-43: 0; 2043-44: 0; 2044-45: 0; 2045-46: 0; 2046-47: 0; 2047-48: 0; 2048-49: 0; 2049-50: 0
7.02FP | DO benefit from demand side drought measures | RSDPD | Ml/d | 2 | 2019-20: 0; 2020-21: 0; 2021-22: 0; 2022-23: 0; 2023-24: 0; 2024-25: 0; 2025-26: 0; 2026-27: 0; 2027-28: 0; 2028-29: 0; 2029-30: 0; 2030-31: 0; 2031-32: 0; 2032-33: 0; 2033-34: 0; 2034-35: 0; 2035-36: 0; 2036-37: 0; 2037-38: 0; 2038-39: 0; 2039-40: 0; 2040-41: 0; 2041-42: 0; 2042-43: 0; 2043-44: 0; 2044-45: 0; 2045-46: 0; 2046-47: 0; 2047-48: 0; 2048-49: 0; 2049-50: 0
8.1FP | Reduce raw water losses and operational use input as -ve | RSLOU | Ml/d | 2 | 2019-20: 0; 2020-21: 0; 2021-22: 0; 2022-23: 0; 2023-24: 0; 2024-25: 0; 2025-26: 0; 2026-27: 0; 2027-28: 0; 2028-29: 0; 2029-30: 0; 2030-31: 0; 2031-32: 0; 2032-33: 0; 2033-34: 0; 2034-35: 0; 2035-36: 0; 2036-37: 0; 2037-38: 0; 2038-39: 0; 2039-40: 0; 2040-41: 0; 2041-42: 0; 2042-43: 0; 2043-44: 0; 2044-45: 0; 2045-46: 0; 2046-47: 0; 2047-48: 0; 2048-49: 0; 2049-50: 0
8.2FP | Reduce treatment works losses input as -ve | PSTWL | Ml/d | 2 | 2019-20: 0; 2020-21: 0; 2021-22: 0; 2022-23: 0; 2023-24: 0; 2024-25: 0; 2025-26: 0; 2026-27: 0; 2027-28: 0; 2028-29: 0; 2029-30: 0; 2030-31: 0; 2031-32: 0; 2032-33: 0; 2033-34: 0; 2034-35: 0; 2035-36: 0; 2036-37: 0; 2037-38: 0; 2038-39: 0; 2039-40: 0; 2040-41: 0; 2041-42: 0; 2042-43: 0; 2043-44: 0; 2044-45: 0; 2045-46: 0; 2046-47: 0; 2047-48: 0; 2048-49: 0; 2049-50: 0
9.1FP | Reduce outages input as -ve | PSROU | Ml/d | 2 | 2019-20: 0; 2020-21: 0; 2021-22: 0; 2022-23: 0; 2023-24: 0; 2024-25: 0; 2025-26: 0; 2026-27: 0; 2027-28: 0; 2028-29: 0; 2029-30: 0; 2030-31: 0; 2031-32: 0; 2032-33: 0; 2033-34: 0; 2034-35: 0; 2035-36: 0; 2036-37: 0; 2037-38: 0; 2038-39: 0; 2039-40: 0; 2040-41: 0; 2041-42: 0; 2042-43: 0; 2043-44: 0; 2044-45: 0; 2045-46: 0; 2046-47: 0; 2047-48: 0; 2048-49: 0; 2049-50: 0
12.2FP | Change volume delivered to measured non households input reductions as -ve, line to include both measured non-household consumption and USPL options | CVMNH | Ml/d | 2 | 2019-20: 0; 2020-21: 0; 2021-22: 0; 2022-23: 0; 2023-24: 0; 2024-25: 0; 2025-26: 0; 2026-27: 0; 2027-28: -0.02; 2028-29: -0.03; 2029-30: -0.04; 2030-31: -0.06; 2031-32: -0.07; 2032-33: -0.08; 2033-34: -0.1; 2034-35: -0.11; 2035-36: -0.12; 2036-37: -0.14; 2037-38: -0.15; 2038-39: -0.16; 2039-40: -0.18; 2040-41: -0.19; 2041-42: -0.2; 2042-43: -0.22; 2043-44: -0.23; 2044-45: -0.24; 2045-46: -0.26; 2046-47: -0.27; 2047-48: -0.28; 2048-49: -0.3; 2049-50: -0.31
13.1FP | Change volume delivered to unmeasured non households input reductions as -ve, line to include both unmeasured non-household consumption and USPL options | CVUNH | Ml/d | 2 | 2019-20: 0; 2020-21: 0; 2021-22: 0; 2022-23: 0; 2023-24: 0; 2024-25: 0; 2025-26: 0; 2026-27: 0; 2027-28: 0; 2028-29: 0; 2029-30: 0; 2030-31: 0; 2031-32: 0; 2032-33: 0; 2033-34: 0; 2034-35: 0; 2035-36: 0; 2036-37: 0; 2037-38: 0; 2038-39: 0; 2039-40: 0; 2040-41: 0; 2041-42: 0; 2042-43: 0; 2043-44: 0; 2044-45: 0; 2045-46: 0; 2046-47: 0; 2047-48: 0; 2048-49: 0; 2049-50: 0
14.1FP | Change volume delivered to measured households input reductions as -ve, line to include both measured household consumption and USPL options | CVMHH | Ml/d | 2 | 2019-20: 0; 2020-21: 0; 2021-22: 0; 2022-23: 0; 2023-24: 0; 2024-25: 0; 2025-26: -0.01; 2026-27: -0.03; 2027-28: -0.28; 2028-29: -0.34; 2029-30: -0.4; 2030-31: -0.45; 2031-32: -0.51; 2032-33: -0.54; 2033-34: -0.56; 2034-35: -0.61; 2035-36: -0.66; 2036-37: -0.71; 2037-38: -0.76; 2038-39: -0.8; 2039-40: -0.85; 2040-41: -0.89; 2041-42: -0.93; 2042-43: -0.98; 2043-44: -1.03; 2044-45: -1.05; 2045-46: -1.07; 2046-47: -1.09; 2047-48: -1.11; 2048-49: -1.13; 2049-50: -1.15
15.1FP | Change volume delivered to unmeasured households input reductions as -ve, line to include both unmeasured household consumption and USPL options | CVUHH | Ml/d | 2 | 2019-20: 0; 2020-21: 0; 2021-22: 0; 2022-23: 0; 2023-24: 0; 2024-25: 0; 2025-26: 0; 2026-27: 0; 2027-28: 0; 2028-29: 0; 2029-30: 0; 2030-31: 0; 2031-32: 0; 2032-33: 0; 2033-34: 0; 2034-35: 0; 2035-36: 0; 2036-37: 0; 2037-38: 0; 2038-39: 0; 2039-40: 0; 2040-41: 0; 2041-42: 0; 2042-43: 0; 2043-44: 0; 2044-45: 0; 2045-46: 0; 2046-47: 0; 2047-48: 0; 2048-49: 0; 2049-50: 0
21.1FP | Options to reduce water taken unbilled input as -ve | CSWTU | Ml/d | 2 | 2019-20: 0; 2020-21: 0; 2021-22: 0; 2022-23: 0; 2023-24: 0; 2024-25: 0; 2025-26: 0; 2026-27: 0; 2027-28: 0; 2028-29: 0; 2029-30: 0; 2030-31: 0; 2031-32: 0; 2032-33: 0; 2033-34: 0; 2034-35: 0; 2035-36: 0; 2036-37: 0; 2037-38: 0; 2038-39: 0; 2039-40: 0; 2040-41: 0; 2041-42: 0; 2042-43: 0; 2043-44: 0; 2044-45: 0; 2045-46: 0; 2046-47: 0; 2047-48: 0; 2048-49: 0; 2049-50: 0
22.1FP | Reduce distribution system operational use (DSOU) input as -ve | DSDOU | Ml/d | 2 | 2019-20: 0; 2020-21: 0; 2021-22: 0; 2022-23: 0; 2023-24: 0; 2024-25: 0; 2025-26: 0; 2026-27: 0; 2027-28: 0; 2028-29: 0; 2029-30: 0; 2030-31: 0; 2031-32: 0; 2032-33: 0; 2033-34: 0; 2034-35: 0; 2035-36: 0; 2036-37: 0; 2037-38: 0; 2038-39: 0; 2039-40: 0; 2040-41: 0; 2041-42: 0; 2042-43: 0; 2043-44: 0; 2044-45: 0; 2045-46: 0; 2046-47: 0; 2047-48: 0; 2048-49: 0; 2049-50: 0
23.1FP | Options impacting on measured Non Household - USPL input reductions as -ve | CUMNH | Ml/d | 2 | 2019-20: 0; 2020-21: 0; 2021-22: 0; 2022-23: 0; 2023-24: 0; 2024-25: 0; 2025-26: 0; 2026-27: 0; 2027-28: 0; 2028-29: 0; 2029-30: 0; 2030-31: 0; 2031-32: 0; 2032-33: 0; 2033-34: 0; 2034-35: 0; 2035-36: 0; 2036-37: 0; 2037-38: 0; 2038-39: 0; 2039-40: 0; 2040-41: 0; 2041-42: 0; 2042-43: 0; 2043-44: 0; 2044-45: 0; 2045-46: 0; 2046-47: 0; 2047-48: 0; 2048-49: 0; 2049-50: 0
24.1FP | Options impacting on unmeasured Non Household - USPL input reductions as -ve | CUUNH | Ml/d | 2 | 2019-20: 0; 2020-21: 0; 2021-22: 0; 2022-23: 0; 2023-24: 0; 2024-25: 0; 2025-26: 0; 2026-27: 0; 2027-28: 0; 2028-29: 0; 2029-30: 0; 2030-31: 0; 2031-32: 0; 2032-33: 0; 2033-34: 0; 2034-35: 0; 2035-36: 0; 2036-37: 0; 2037-38: 0; 2038-39: 0; 2039-40: 0; 2040-41: 0; 2041-42: 0; 2042-43: 0; 2043-44: 0; 2044-45: 0; 2045-46: 0; 2046-47: 0; 2047-48: 0; 2048-49: 0; 2049-50: 0
25.1FP | Options impacting on measured Household - USPL input reductions as -ve | CUMHH | Ml/d | 2 | 2019-20: 0; 2020-21: 0; 2021-22: 0; 2022-23: 0; 2023-24: 0; 2024-25: 0; 2025-26: 0; 2026-27: 0; 2027-28: -0.03; 2028-29: -0.06; 2029-30: -0.06; 2030-31: -0.07; 2031-32: -0.08; 2032-33: -0.08; 2033-34: -0.08; 2034-35: -0.08; 2035-36: -0.08; 2036-37: -0.08; 2037-38: -0.08; 2038-39: -0.08; 2039-40: -0.09; 2040-41: -0.09; 2041-42: -0.09; 2042-43: -0.09; 2043-44: -0.09; 2044-45: -0.09; 2045-46: -0.09; 2046-47: -0.09; 2047-48: -0.09; 2048-49: -0.09; 2049-50: -0.09
26.1FP | Options impacting on unmeasured Household - USPL input reductions as -ve | CUUHH | Ml/d | 2 | 2019-20: 0; 2020-21: 0; 2021-22: 0; 2022-23: 0; 2023-24: 0; 2024-25: 0; 2025-26: 0; 2026-27: 0; 2027-28: 0; 2028-29: 0; 2029-30: 0; 2030-31: 0; 2031-32: 0; 2032-33: 0; 2033-34: 0; 2034-35: 0; 2035-36: 0; 2036-37: 0; 2037-38: 0; 2038-39: 0; 2039-40: 0; 2040-41: 0; 2041-42: 0; 2042-43: 0; 2043-44: 0; 2044-45: 0; 2045-46: 0; 2046-47: 0; 2047-48: 0; 2048-49: 0; 2049-50: 0
27.1FP | Options impacting on Void properties - USPL input reductions as -ve | CUVPP | Ml/d | 2 | 2019-20: 0; 2020-21: 0; 2021-22: 0; 2022-23: 0; 2023-24: 0; 2024-25: 0; 2025-26: 0; 2026-27: 0; 2027-28: 0; 2028-29: 0; 2029-30: 0; 2030-31: 0; 2031-32: 0; 2032-33: 0; 2033-34: 0; 2034-35: 0; 2035-36: 0; 2036-37: 0; 2037-38: 0; 2038-39: 0; 2039-40: 0; 2040-41: 0; 2041-42: 0; 2042-43: 0; 2043-44: 0; 2044-45: 0; 2045-46: 0; 2046-47: 0; 2047-48: 0; 2048-49: 0; 2049-50: 0
28.1FP | Reduce distribution losses input as -ve | DSRDL | Ml/d | 2 | 2019-20: 0; 2020-21: 0; 2021-22: 0; 2022-23: 0; 2023-24: 0; 2024-25: 0; 2025-26: 0; 2026-27: 0; 2027-28: 0; 2028-29: 0; 2029-30: 0; 2030-31: 0; 2031-32: 0; 2032-33: 0; 2033-34: 0; 2034-35: 0; 2035-36: 0; 2036-37: 0; 2037-38: 0; 2038-39: 0; 2039-40: 0; 2040-41: 0; 2041-42: -0.02; 2042-43: -0.02; 2043-44: -0.03; 2044-45: -0.03; 2045-46: -0.03; 2046-47: -0.04; 2047-48: -0.06; 2048-49: -0.07; 2049-50: -0.07
Table 3f: DYCP - Final plan | Back to top of sheet
WRMP24 reference | Component | Derivation | Unit | Decimal places | 2019-20 | 2020-21 | 2021-22 | 2022-23 | 2023-24 | 2024-25 | 2025-26 | 2026-27 | 2027-28 | 2028-29 | 2029-30 | 2030-31 | 2031-32 | 2032-33 | 2033-34 | 2034-35 | 2035-36 | 2036-37 | 2037-38 | 2038-39 | 2039-40 | 2040-41 | 2041-42 | 2042-43 | 2043-44 | 2044-45 | 2045-46 | 2046-47 | 2047-48 | 2048-49 | 2049-50 | 2050-51 | 2051-52 | 2052-53 | 2053-54 | 2054-55 | 2055-56 | 2056-57 | 2057-58 | 2058-59 | 2059-60 | 2060-61 | 2061-62 | 2062-63 | 2063-64 | 2064-65 | 2065-66 | 2066-67 | 2067-68 | 2068-69 | 2069-70 | 2070-71 | 2071-72 | 2072-73 | 2073-74 | 2074-75 | 2075-76 | 2076-77 | 2077-78 | 2078-79 | 2079-80 | 2080-81 | 2081-82 | 2082-83 | 2083-84 | 2084-85 | 2085-86 | 2086-87 | 2087-88 | 2088-89 | 2089-90 | 2090-91 | 2091-92 | 2092-93 | 2093-94 | 2094-95 | 2095-96 | 2096-97 | 2097-98 | 2098-99 | 2099-100
1FP | Raw water abstracted | Input | Ml/d | 2 | 2019-20: 0; 2020-21: 0; 2021-22: 0; 2022-23: 0; 2023-24: 0; 2024-25: 0; 2025-26: 0; 2026-27: 0; 2027-28: 0; 2028-29: 0; 2029-30: 0; 2030-31: 0; 2031-32: 0; 2032-33: 0; 2033-34: 0; 2034-35: 0; 2035-36: 0; 2036-37: 0; 2037-38: 0; 2038-39: 0; 2039-40: 0; 2040-41: 0; 2041-42: 0; 2042-43: 0; 2043-44: 0; 2044-45: 0; 2045-46: 0; 2046-47: 0; 2047-48: 0; 2048-49: 0; 2049-50: 0
1.1FP | Non-potable water supplies | 1.1BL + 1.11FP | Ml/d | 2 | 2019-20: 0; 2020-21: 0; 2021-22: 0; 2022-23: 0; 2023-24: 0; 2024-25: 0; 2025-26: 0; 2026-27: 0; 2027-28: 0; 2028-29: 0; 2029-30: 0; 2030-31: 0; 2031-32: 0; 2032-33: 0; 2033-34: 0; 2034-35: 0; 2035-36: 0; 2036-37: 0; 2037-38: 0; 2038-39: 0; 2039-40: 0; 2040-41: 0; 2041-42: 0; 2042-43: 0; 2043-44: 0; 2044-45: 0; 2045-46: 0; 2046-47: 0; 2047-48: 0; 2048-49: 0; 2049-50: 0
2FP | Raw water imported | 2BL + 2.1FP | Ml/d | 2 | 2019-20: 0; 2020-21: 0; 2021-22: 0; 2022-23: 0; 2023-24: 0; 2024-25: 0; 2025-26: 0; 2026-27: 0; 2027-28: 0; 2028-29: 0; 2029-30: 0; 2030-31: 0; 2031-32: 0; 2032-33: 0; 2033-34: 0; 2034-35: 0; 2035-36: 0; 2036-37: 0; 2037-38: 0; 2038-39: 0; 2039-40: 0; 2040-41: 0; 2041-42: 0; 2042-43: 0; 2043-44: 0; 2044-45: 0; 2045-46: 0; 2046-47: 0; 2047-48: 0; 2048-49: 0; 2049-50: 0
3FP | Potable water imported | 3BL + 3.1FP | Ml/d | 2 | 2019-20: 0; 2020-21: 0; 2021-22: 0; 2022-23: 0; 2023-24: 0; 2024-25: 0; 2025-26: 0.17; 2026-27: 0.19; 2027-28: 0; 2028-29: 0.04; 2029-30: 0.04; 2030-31: 0.25; 2031-32: 0.25; 2032-33: 0.25; 2033-34: 0.25; 2034-35: 0.25; 2035-36: 0.25; 2036-37: 0.25; 2037-38: 0.25; 2038-39: 0.25; 2039-40: 0.25; 2040-41: 0.25; 2041-42: 0.25; 2042-43: 0.25; 2043-44: 0.25; 2044-45: 0.25; 2045-46: 0.25; 2046-47: 0.25; 2047-48: 0.25; 2048-49: 0.25; 2049-50: 0.25
4FP | Raw water exported enter as -ve | 4BL + 4.1FP | Ml/d | 2 | 2019-20: 0; 2020-21: 0; 2021-22: 0; 2022-23: 0; 2023-24: 0; 2024-25: 0; 2025-26: 0; 2026-27: 0; 2027-28: 0; 2028-29: 0; 2029-30: 0; 2030-31: 0; 2031-32: 0; 2032-33: 0; 2033-34: 0; 2034-35: 0; 2035-36: 0; 2036-37: 0; 2037-38: 0; 2038-39: 0; 2039-40: 0; 2040-41: 0; 2041-42: 0; 2042-43: 0; 2043-44: 0; 2044-45: 0; 2045-46: 0; 2046-47: 0; 2047-48: 0; 2048-49: 0; 2049-50: 0
5FP | Potable water exported enter as -ve | 5BL + 5.1FP | Ml/d | 2 | 2019-20: 0; 2020-21: 0; 2021-22: 0; 2022-23: 0; 2023-24: 0; 2024-25: 0; 2025-26: 0; 2026-27: 0; 2027-28: 0; 2028-29: 0; 2029-30: 0; 2030-31: 0; 2031-32: 0; 2032-33: 0; 2033-34: 0; 2034-35: 0; 2035-36: 0; 2036-37: 0; 2037-38: 0; 2038-39: 0; 2039-40: 0; 2040-41: 0; 2041-42: 0; 2042-43: 0; 2043-44: 0; 2044-45: 0; 2045-46: 0; 2046-47: 0; 2047-48: 0; 2048-49: 0; 2049-50: 0
6.1FP | Deployable Output post forecast changes | 6.1BL + 6.2FP + 6.3FP +7.01FP +7.02FP | Ml/d | 2 | 2019-20: 6.47; 2020-21: 6.47; 2021-22: 6.47; 2022-23: 6.47; 2023-24: 6.47; 2024-25: 6.47; 2025-26: 6.47; 2026-27: 6.47; 2027-28: 6.47; 2028-29: 6.47; 2029-30: 6.47; 2030-31: 7.32; 2031-32: 7.32; 2032-33: 7.32; 2033-34: 7.32; 2034-35: 7.32; 2035-36: 7.32; 2036-37: 7.32; 2037-38: 7.32; 2038-39: 7.32; 2039-40: 7.32; 2040-41: 7.32; 2041-42: 7.32; 2042-43: 7.32; 2043-44: 7.32; 2044-45: 7.32; 2045-46: 7.32; 2046-47: 7.32; 2047-48: 7.32; 2048-49: 7.32; 2049-50: 7.32
8FP | Raw water losses, treatment works losses and operational use | 8BL + 8.1FP + 8.2FP | Ml/d | 2 | 2019-20: 0.25; 2020-21: 0.25; 2021-22: 0.25; 2022-23: 0.25; 2023-24: 0.25; 2024-25: 0.25; 2025-26: 0.25; 2026-27: 0.25; 2027-28: 0.25; 2028-29: 0.25; 2029-30: 0.25; 2030-31: 0.25; 2031-32: 0.25; 2032-33: 0.25; 2033-34: 0.25; 2034-35: 0.25; 2035-36: 0.25; 2036-37: 0.25; 2037-38: 0.25; 2038-39: 0.25; 2039-40: 0.25; 2040-41: 0.25; 2041-42: 0.25; 2042-43: 0.25; 2043-44: 0.25; 2044-45: 0.25; 2045-46: 0.25; 2046-47: 0.25; 2047-48: 0.25; 2048-49: 0.25; 2049-50: 0.25
9FP | Total Outage Allowance | 9BL + 9.1FP | Ml/d | 2 | 2019-20: 0.04; 2020-21: 0.04; 2021-22: 0.04; 2022-23: 0.04; 2023-24: 0.04; 2024-25: 0.04; 2025-26: 0.04; 2026-27: 0.04; 2027-28: 0.04; 2028-29: 0.04; 2029-30: 0.04; 2030-31: 0.04; 2031-32: 0.04; 2032-33: 0.04; 2033-34: 0.04; 2034-35: 0.04; 2035-36: 0.04; 2036-37: 0.04; 2037-38: 0.04; 2038-39: 0.04; 2039-40: 0.04; 2040-41: 0.04; 2041-42: 0.04; 2042-43: 0.04; 2043-44: 0.04; 2044-45: 0.04; 2045-46: 0.04; 2046-47: 0.04; 2047-48: 0.04; 2048-49: 0.04; 2049-50: 0.04
10FP | Water Available For Use (own sources) | (6.1FP) - (8FP + 9FP) | Ml/d | 2 | 2019-20: 6.18; 2020-21: 6.18; 2021-22: 6.18; 2022-23: 6.18; 2023-24: 6.18; 2024-25: 6.18; 2025-26: 6.18; 2026-27: 6.18; 2027-28: 6.18; 2028-29: 6.18; 2029-30: 6.18; 2030-31: 7.03; 2031-32: 7.03; 2032-33: 7.03; 2033-34: 7.03; 2034-35: 7.03; 2035-36: 7.03; 2036-37: 7.03; 2037-38: 7.03; 2038-39: 7.03; 2039-40: 7.03; 2040-41: 7.03; 2041-42: 7.03; 2042-43: 7.03; 2043-44: 7.03; 2044-45: 7.03; 2045-46: 7.03; 2046-47: 7.03; 2047-48: 7.03; 2048-49: 7.03; 2049-50: 7.03
11FP | Total Water Available For Use | 10FP + sum (2FP:5FP) | Ml/d | 2 | 2019-20: 6.18; 2020-21: 6.18; 2021-22: 6.18; 2022-23: 6.18; 2023-24: 6.18; 2024-25: 6.18; 2025-26: 6.35; 2026-27: 6.37; 2027-28: 6.18; 2028-29: 6.22; 2029-30: 6.22; 2030-31: 7.28; 2031-32: 7.28; 2032-33: 7.28; 2033-34: 7.28; 2034-35: 7.28; 2035-36: 7.28; 2036-37: 7.28; 2037-38: 7.28; 2038-39: 7.28; 2039-40: 7.28; 2040-41: 7.28; 2041-42: 7.28; 2042-43: 7.28; 2043-44: 7.28; 2044-45: 7.28; 2045-46: 7.28; 2046-47: 7.28; 2047-48: 7.28; 2048-49: 7.28; 2049-50: 7.28
12FP | Water delivered measured non-household | 12BL + 12.2FP | Ml/d | 2 | 2019-20: 1; 2020-21: 1; 2021-22: 1; 2022-23: 1; 2023-24: 1; 2024-25: 1; 2025-26: 1; 2026-27: 1; 2027-28: 0.98; 2028-29: 0.98; 2029-30: 0.97; 2030-31: 0.95; 2031-32: 0.94; 2032-33: 0.93; 2033-34: 0.91; 2034-35: 0.9; 2035-36: 0.89; 2036-37: 0.87; 2037-38: 0.87; 2038-39: 0.86; 2039-40: 0.84; 2040-41: 0.83; 2041-42: 0.82; 2042-43: 0.8; 2043-44: 0.8; 2044-45: 0.79; 2045-46: 0.77; 2046-47: 0.76; 2047-48: 0.75; 2048-49: 0.73; 2049-50: 0.72
12.1FP | Non-potable water consumption | Input | Ml/d | 2 | 2019-20: 0; 2020-21: 0; 2021-22: 0; 2022-23: 0; 2023-24: 0; 2024-25: 0; 2025-26: 0; 2026-27: 0; 2027-28: 0; 2028-29: 0; 2029-30: 0; 2030-31: 0; 2031-32: 0; 2032-33: 0; 2033-34: 0; 2034-35: 0; 2035-36: 0; 2036-37: 0; 2037-38: 0; 2038-39: 0; 2039-40: 0; 2040-41: 0; 2041-42: 0; 2042-43: 0; 2043-44: 0; 2044-45: 0; 2045-46: 0; 2046-47: 0; 2047-48: 0; 2048-49: 0; 2049-50: 0
13FP | Water delivered unmeasured non-household | 13BL + 13.1FP | Ml/d | 2 | 2019-20: 0; 2020-21: 0; 2021-22: 0; 2022-23: 0; 2023-24: 0; 2024-25: 0; 2025-26: 0; 2026-27: 0; 2027-28: 0; 2028-29: 0; 2029-30: 0; 2030-31: 0; 2031-32: 0; 2032-33: 0; 2033-34: 0; 2034-35: 0; 2035-36: 0; 2036-37: 0; 2037-38: 0; 2038-39: 0; 2039-40: 0; 2040-41: 0; 2041-42: 0; 2042-43: 0; 2043-44: 0; 2044-45: 0; 2045-46: 0; 2046-47: 0; 2047-48: 0; 2048-49: 0; 2049-50: 0
14FP | Water delivered measured household | 14BL + 14.1FP | Ml/d | 2 | 2019-20: 3.64; 2020-21: 3.69; 2021-22: 3.75; 2022-23: 3.81; 2023-24: 3.86; 2024-25: 3.92; 2025-26: 3.97; 2026-27: 4.04; 2027-28: 3.87; 2028-29: 3.9; 2029-30: 3.94; 2030-31: 3.97; 2031-32: 3.99; 2032-33: 4.05; 2033-34: 4.1; 2034-35: 4.11; 2035-36: 4.14; 2036-37: 4.14; 2037-38: 4.16; 2038-39: 4.19; 2039-40: 4.21; 2040-41: 4.22; 2041-42: 4.23; 2042-43: 4.23; 2043-44: 4.22; 2044-45: 4.23; 2045-46: 4.24; 2046-47: 4.25; 2047-48: 4.26; 2048-49: 4.26; 2049-50: 4.27
15FP | Water delivered unmeasured household | 15BL + 15.1FP | Ml/d | 2 | 2019-20: 0.84; 2020-21: 0.78; 2021-22: 0.73; 2022-23: 0.67; 2023-24: 0.61; 2024-25: 0.56; 2025-26: 0.51; 2026-27: 0.47; 2027-28: 0.43; 2028-29: 0.39; 2029-30: 0.35; 2030-31: 0.31; 2031-32: 0.28; 2032-33: 0.25; 2033-34: 0.22; 2034-35: 0.19; 2035-36: 0.16; 2036-37: 0.14; 2037-38: 0.11; 2038-39: 0.09; 2039-40: 0.07; 2040-41: 0.05; 2041-42: 0.02; 2042-43: 0.01; 2043-44: 0.01; 2044-45: 0.01; 2045-46: 0.01; 2046-47: 0.01; 2047-48: 0.01; 2048-49: 0.01; 2049-50: 0.01
16FP | Percentage of consumption driven by climate change | 16BL | % | 1 | 2019-20: 0%; 2020-21: 0%; 2021-22: 0%; 2022-23: 0.1%; 2023-24: 0.1%; 2024-25: 0.1%; 2025-26: 0.1%; 2026-27: 0.1%; 2027-28: 0.1%; 2028-29: 0.2%; 2029-30: 0.2%; 2030-31: 0.2%; 2031-32: 0.2%; 2032-33: 0.3%; 2033-34: 0.3%; 2034-35: 0.3%; 2035-36: 0.4%; 2036-37: 0.4%; 2037-38: 0.4%; 2038-39: 0.5%; 2039-40: 0.5%; 2040-41: 0.6%; 2041-42: 0.6%; 2042-43: 0.6%; 2043-44: 0.7%; 2044-45: 0.7%; 2045-46: 0.8%; 2046-47: 0.8%; 2047-48: 0.8%; 2048-49: 0.8%; 2049-50: 0.9%
17FP | Volume of consumption driven by climate change | 16FP * (12FP + sum(13FP:15FP) - sum (23FP:26FP)) | Ml/d | 2 | 2019-20: 0; 2020-21: 0; 2021-22: 0; 2022-23: 0.0053; 2023-24: 0.00528; 2024-25: 0.00529; 2025-26: 0.0053; 2026-27: 0.00532; 2027-28: 0.00512; 2028-29: 0.01026; 2029-30: 0.01026; 2030-31: 0.01022; 2031-32: 0.01018; 2032-33: 0.01533; 2033-34: 0.01533; 2034-35: 0.01524; 2035-36: 0.02028; 2036-37: 0.02012; 2037-38: 0.02008; 2038-39: 0.02505; 2039-40: 0.02505; 2040-41: 0.02994; 2041-42: 0.02976; 2042-43: 0.02958; 2043-44: 0.03444; 2044-45: 0.03437; 2045-46: 0.0392; 2046-47: 0.0392; 2047-48: 0.0392; 2048-49: 0.03904; 2049-50: 0.04392
18FP | Measured Household - PCC | ((14FP - 25FP) * 1,000,000) / (39FP * 1000) | l/h/d | 1 | 2019-20: 181.8559; 2020-21: 180.8851; 2021-22: 180.5306; 2022-23: 180.2508; 2023-24: 178.8376; 2024-25: 178.4534; 2025-26: 177.9161; 2026-27: 177.1887; 2027-28: 167.5678; 2028-29: 166.2001; 2029-30: 164.1306; 2030-31: 163.1143; 2031-32: 161.5509; 2032-33: 161.2181; 2033-34: 161.4202; 2034-35: 159.621; 2035-36: 158.6118; 2036-37: 157.2413; 2037-38: 156.66; 2038-39: 156.1185; 2039-40: 155.8589; 2040-41: 154.9396; 2041-42: 154.093; 2042-43: 152.9346; 2043-44: 151.7607; 2044-45: 151.0043; 2045-46: 150.6914; 2046-47: 150.4196; 2047-48: 150.1447; 2048-49: 149.528; 2049-50: 149.2859
19FP | Unmeasured Household - PCC | ((15FP - 26FP) * 1,000,000) / (40FP * 1000) | l/h/d | 1 | 2019-20: 325.9076; 2020-21: 323.8687; 2021-22: 322.2749; 2022-23: 325.5814; 2023-24: 322.2159; 2024-25: 322.7809; 2025-26: 323.0148; 2026-27: 322.1083; 2027-28: 320; 2028-29: 317.4603; 2029-30: 323.2125; 2030-31: 316.2486; 2031-32: 318.2375; 2032-33: 318.5596; 2033-34: 315.9558; 2034-35: 327.2727; 2035-36: 319.8294; 2036-37: 329.1139; 2037-38: 309.5975; 2038-39: 313.7255; 2039-40: 366.4921; 2040-41: 387.5969; 2041-42: 285.7143; 2042-43: 666.6667; 2043-44: 666.6667; 2044-45: 666.6667; 2045-46: 666.6667; 2046-47: 666.6667; 2047-48: 666.6667; 2048-49: 666.6667; 2049-50: 666.6667
20FP | Average Household - PCC | (((14FP - 25FP) + (15FP - 26FP)) * 1,000,000)/ ((39FP + 40FP) * 1,000) | l/h/d | 1 | 2019-20: 197.9287; 2020-21: 195.5778; 2021-22: 194.0258; 2022-23: 192.8325; 2023-24: 190.0753; 2024-25: 188.6544; 2025-26: 187.2854; 2026-27: 185.6775; 2027-28: 175.6316; 2028-29: 173.3478; 2029-30: 170.7827; 2030-31: 168.7986; 2031-32: 166.68; 2032-33: 165.7109; 2033-34: 165.2601; 2034-35: 163.2128; 2035-36: 161.5266; 2036-37: 159.8436; 2037-38: 158.5426; 2038-39: 157.6414; 2039-40: 157.3736; 2040-41: 156.0629; 2041-42: 154.4358; 2042-43: 153.2198; 2043-44: 152.0451; 2044-45: 151.2876; 2045-46: 150.9737; 2046-47: 150.7008; 2047-48: 150.4249; 2048-49: 149.8073; 2049-50: 149.5642
21FP | Water taken unbilled | 21BL + 21.1FP | Ml/d | 2 | 2019-20: 0.16; 2020-21: 0.16; 2021-22: 0.17; 2022-23: 0.16; 2023-24: 0.17; 2024-25: 0.18; 2025-26: 0.16; 2026-27: 0.17; 2027-28: 0.17; 2028-29: 0.17; 2029-30: 0.15; 2030-31: 0.16; 2031-32: 0.16; 2032-33: 0.16; 2033-34: 0.16; 2034-35: 0.16; 2035-36: 0.17; 2036-37: 0.16; 2037-38: 0.16; 2038-39: 0.15; 2039-40: 0.16; 2040-41: 0.15; 2041-42: 0.17; 2042-43: 0.17; 2043-44: 0.18; 2044-45: 0.17; 2045-46: 0.17; 2046-47: 0.18; 2047-48: 0.17; 2048-49: 0.16; 2049-50: 0.18
22FP | Distribution system operational use | 22BL + 22.1FP | Ml/d | 2 | 2019-20: 0.05; 2020-21: 0.05; 2021-22: 0.05; 2022-23: 0.05; 2023-24: 0.05; 2024-25: 0.05; 2025-26: 0.05; 2026-27: 0.05; 2027-28: 0.05; 2028-29: 0.05; 2029-30: 0.05; 2030-31: 0.05; 2031-32: 0.05; 2032-33: 0.05; 2033-34: 0.05; 2034-35: 0.05; 2035-36: 0.05; 2036-37: 0.05; 2037-38: 0.05; 2038-39: 0.05; 2039-40: 0.05; 2040-41: 0.05; 2041-42: 0.05; 2042-43: 0.05; 2043-44: 0.05; 2044-45: 0.05; 2045-46: 0.05; 2046-47: 0.05; 2047-48: 0.05; 2048-49: 0.05; 2049-50: 0.05
23FP | Measured Non Household - USPL | 23BL + 23.1FP | Ml/d | 2 | 2019-20: 0.01; 2020-21: 0.01; 2021-22: 0.01; 2022-23: 0.01; 2023-24: 0.01; 2024-25: 0.01; 2025-26: 0.01; 2026-27: 0.01; 2027-28: 0.01; 2028-29: 0.01; 2029-30: 0.01; 2030-31: 0.01; 2031-32: 0.01; 2032-33: 0.01; 2033-34: 0.01; 2034-35: 0.01; 2035-36: 0.01; 2036-37: 0.01; 2037-38: 0.01; 2038-39: 0.01; 2039-40: 0.01; 2040-41: 0.01; 2041-42: 0.01; 2042-43: 0.01; 2043-44: 0.01; 2044-45: 0.01; 2045-46: 0.01; 2046-47: 0.01; 2047-48: 0.01; 2048-49: 0.01; 2049-50: 0.01
24FP | Unmeasured Non Household - USPL | 24BL + 24.1FP | Ml/d | 2 | 2019-20: 0; 2020-21: 0; 2021-22: 0; 2022-23: 0; 2023-24: 0; 2024-25: 0; 2025-26: 0; 2026-27: 0; 2027-28: 0; 2028-29: 0; 2029-30: 0; 2030-31: 0; 2031-32: 0; 2032-33: 0; 2033-34: 0; 2034-35: 0; 2035-36: 0; 2036-37: 0; 2037-38: 0; 2038-39: 0; 2039-40: 0; 2040-41: 0; 2041-42: 0; 2042-43: 0; 2043-44: 0; 2044-45: 0; 2045-46: 0; 2046-47: 0; 2047-48: 0; 2048-49: 0; 2049-50: 0
25FP | Measured Household - USPL | 25BL + 25.1FP | Ml/d | 2 | 2019-20: 0.13; 2020-21: 0.13; 2021-22: 0.13; 2022-23: 0.13; 2023-24: 0.14; 2024-25: 0.14; 2025-26: 0.14; 2026-27: 0.15; 2027-28: 0.12; 2028-29: 0.1; 2029-30: 0.1; 2030-31: 0.09; 2031-32: 0.09; 2032-33: 0.09; 2033-34: 0.09; 2034-35: 0.1; 2035-36: 0.1; 2036-37: 0.1; 2037-38: 0.1; 2038-39: 0.11; 2039-40: 0.1; 2040-41: 0.1; 2041-42: 0.1; 2042-43: 0.1; 2043-44: 0.1; 2044-45: 0.11; 2045-46: 0.11; 2046-47: 0.11; 2047-48: 0.11; 2048-49: 0.11; 2049-50: 0.11
26FP | Unmeasured Household - USPL | 26BL + 26.1BL | Ml/d | 2 | 2019-20: 0.05; 2020-21: 0.05; 2021-22: 0.05; 2022-23: 0.04; 2023-24: 0.04; 2024-25: 0.04; 2025-26: 0.03; 2026-27: 0.03; 2027-28: 0.03; 2028-29: 0.03; 2029-30: 0.02; 2030-31: 0.02; 2031-32: 0.02; 2032-33: 0.02; 2033-34: 0.02; 2034-35: 0.01; 2035-36: 0.01; 2036-37: 0.01; 2037-38: 0.01; 2038-39: 0.01; 2039-40: 0; 2040-41: 0; 2041-42: 0; 2042-43: 0; 2043-44: 0; 2044-45: 0; 2045-46: 0; 2046-47: 0; 2047-48: 0; 2048-49: 0; 2049-50: 0
27FP | Void Properties - USPL | 27BL + 27.1FP | Ml/d | 2 | 2019-20: 0.01; 2020-21: 0.01; 2021-22: 0.01; 2022-23: 0.01; 2023-24: 0.01; 2024-25: 0.01; 2025-26: 0.01; 2026-27: 0.01; 2027-28: 0.01; 2028-29: 0.01; 2029-30: 0.01; 2030-31: 0.01; 2031-32: 0.01; 2032-33: 0.01; 2033-34: 0.01; 2034-35: 0.01; 2035-36: 0.01; 2036-37: 0.01; 2037-38: 0.01; 2038-39: 0.01; 2039-40: 0.01; 2040-41: 0.01; 2041-42: 0.01; 2042-43: 0.01; 2043-44: 0.01; 2044-45: 0.01; 2045-46: 0.01; 2046-47: 0.01; 2047-48: 0.01; 2048-49: 0.01; 2049-50: 0.01
28FP | Distribution losses | 28BL + 28.1FP | Ml/d | 2 | 2019-20: 0.43; 2020-21: 0.42; 2021-22: 0.41; 2022-23: 0.41; 2023-24: 0.4; 2024-25: 0.39; 2025-26: 0.39; 2026-27: 0.39; 2027-28: 0.39; 2028-29: 0.39; 2029-30: 0.39; 2030-31: 0.39; 2031-32: 0.39; 2032-33: 0.39; 2033-34: 0.39; 2034-35: 0.39; 2035-36: 0.39; 2036-37: 0.39; 2037-38: 0.39; 2038-39: 0.39; 2039-40: 0.39; 2040-41: 0.39; 2041-42: 0.37; 2042-43: 0.37; 2043-44: 0.36; 2044-45: 0.36; 2045-46: 0.36; 2046-47: 0.35; 2047-48: 0.33; 2048-49: 0.32; 2049-50: 0.32
29FP | Total Leakage | sum (23FP:28FP) | Ml/d | 2 | 2019-20: 0.63; 2020-21: 0.62; 2021-22: 0.61; 2022-23: 0.6; 2023-24: 0.6; 2024-25: 0.59; 2025-26: 0.58; 2026-27: 0.59; 2027-28: 0.56; 2028-29: 0.54; 2029-30: 0.53; 2030-31: 0.52; 2031-32: 0.52; 2032-33: 0.52; 2033-34: 0.52; 2034-35: 0.52; 2035-36: 0.52; 2036-37: 0.52; 2037-38: 0.52; 2038-39: 0.53; 2039-40: 0.51; 2040-41: 0.51; 2041-42: 0.49; 2042-43: 0.49; 2043-44: 0.48; 2044-45: 0.49; 2045-46: 0.49; 2046-47: 0.48; 2047-48: 0.46; 2048-49: 0.45; 2049-50: 0.45
30FP | Leakage/property | (29FP * 1,000,000) / (36FP * 1,000) | l/prop/d | 2 | 2019-20: 57.9044; 2020-21: 56.2664; 2021-22: 54.6448; 2022-23: 53.0833; 2023-24: 52.4155; 2024-25: 50.8533; 2025-26: 49.3617; 2026-27: 49.422; 2027-28: 46.1285; 2028-29: 43.5203; 2029-30: 41.6405; 2030-31: 40.1266; 2031-32: 39.4477; 2032-33: 38.6387; 2033-34: 38.1567; 2034-35: 37.703; 2035-36: 37.119; 2036-37: 36.8194; 2037-38: 36.5322; 2038-39: 36.9621; 2039-40: 35.3112; 2040-41: 35.0732; 2041-42: 33.4722; 2042-43: 33.2609; 2043-44: 32.3821; 2044-45: 32.8683; 2045-46: 32.6885; 2046-47: 31.8535; 2047-48: 30.3731; 2048-49: 29.5664; 2049-50: 29.4291
31FP | Measured Non Household - properties | Input | 000's | 2 | 2019-20: 0.677; 2020-21: 0.684; 2021-22: 0.69; 2022-23: 0.698; 2023-24: 0.705; 2024-25: 0.712; 2025-26: 0.716; 2026-27: 0.721; 2027-28: 0.725; 2028-29: 0.729; 2029-30: 0.733; 2030-31: 0.737; 2031-32: 0.741; 2032-33: 0.744; 2033-34: 0.746; 2034-35: 0.748; 2035-36: 0.75; 2036-37: 0.752; 2037-38: 0.754; 2038-39: 0.755; 2039-40: 0.757; 2040-41: 0.759; 2041-42: 0.761; 2042-43: 0.763; 2043-44: 0.765; 2044-45: 0.767; 2045-46: 0.769; 2046-47: 0.771; 2047-48: 0.773; 2048-49: 0.775; 2049-50: 0.777
32FP | Unmeasured Non Household - properties | Input | 000's | 2 | 2019-20: 0.003; 2020-21: 0.003; 2021-22: 0.003; 2022-23: 0.003; 2023-24: 0.003; 2024-25: 0.003; 2025-26: 0.003; 2026-27: 0.003; 2027-28: 0.003; 2028-29: 0.003; 2029-30: 0.003; 2030-31: 0.003; 2031-32: 0.003; 2032-33: 0.003; 2033-34: 0.003; 2034-35: 0.003; 2035-36: 0.003; 2036-37: 0.003; 2037-38: 0.003; 2038-39: 0.003; 2039-40: 0.003; 2040-41: 0.003; 2041-42: 0.003; 2042-43: 0.003; 2043-44: 0.003; 2044-45: 0.003; 2045-46: 0.003; 2046-47: 0.003; 2047-48: 0.003; 2048-49: 0.003; 2049-50: 0.003
33FP | All void non-households - properties | Input | 000's | 2 | 2019-20: 0; 2020-21: 0; 2021-22: 0; 2022-23: 0; 2023-24: 0; 2024-25: 0; 2025-26: 0; 2026-27: 0; 2027-28: 0; 2028-29: 0; 2029-30: 0; 2030-31: 0; 2031-32: 0; 2032-33: 0; 2033-34: 0; 2034-35: 0; 2035-36: 0; 2036-37: 0; 2037-38: 0; 2038-39: 0; 2039-40: 0; 2040-41: 0; 2041-42: 0; 2042-43: 0; 2043-44: 0; 2044-45: 0; 2045-46: 0; 2046-47: 0; 2047-48: 0; 2048-49: 0; 2049-50: 0
34FP | Measured households - properties (excl. void) | Year before + sum (34.1BL:34.6BL) | 000's | 2 | 2019-20: 8.868; 2020-21: 9.075; 2021-22: 9.277; 2022-23: 9.485; 2023-24: 9.696; 2024-25: 9.913; 2025-26: 10.112; 2026-27: 10.347; 2027-28: 10.596; 2028-29: 10.909; 2029-30: 11.273; 2030-31: 11.546; 2031-32: 11.81; 2032-33: 12.125; 2033-34: 12.334; 2034-35: 12.535; 2035-36: 12.789; 2036-37: 12.937; 2037-38: 13.082; 2038-39: 13.221; 2039-40: 13.355; 2040-41: 13.484; 2041-42: 13.61; 2042-43: 13.731; 2043-44: 13.818; 2044-45: 13.9; 2045-46: 13.979; 2046-47: 14.055; 2047-48: 14.128; 2048-49: 14.199; 2049-50: 14.267
34.1FP | New build properties - properties | Input (new builds in each year) | 000's | 2 | 2019-20: 0.101; 2020-21: 0.112; 2021-22: 0.114; 2022-23: 0.129; 2023-24: 0.136; 2024-25: 0.145; 2025-26: 0.141; 2026-27: 0.18; 2027-28: 0.196; 2028-29: 0.262; 2029-30: 0.314; 2030-31: 0.226; 2031-32: 0.218; 2032-33: 0.271; 2033-34: 0.166; 2034-35: 0.16; 2035-36: 0.214; 2036-37: 0.11; 2037-38: 0.108; 2038-39: 0.104; 2039-40: 0.1; 2040-41: 0.096; 2041-42: 0.094; 2042-43: 0.09; 2043-44: 0.087; 2044-45: 0.082; 2045-46: 0.079; 2046-47: 0.076; 2047-48: 0.073; 2048-49: 0.071; 2049-50: 0.068
34.2FP | Meter optants - properties | Input (meter optants in each year) | 000's | 2 | 2019-20: 0.075; 2020-21: 0.071; 2021-22: 0.065; 2022-23: 0.057; 2023-24: 0.054; 2024-25: 0.052; 2025-26: 0.038; 2026-27: 0.036; 2027-28: 0.035; 2028-29: 0.034; 2029-30: 0.033; 2030-31: 0.032; 2031-32: 0.031; 2032-33: 0.03; 2033-34: 0.029; 2034-35: 0.028; 2035-36: 0.027; 2036-37: 0.026; 2037-38: 0.025; 2038-39: 0.024; 2039-40: 0.023; 2040-41: 0.023; 2041-42: 0.022; 2042-43: 0.021; 2043-44: 0; 2044-45: 0; 2045-46: 0; 2046-47: 0; 2047-48: 0; 2048-49: 0; 2049-50: 0
34.3FP | Compulsory metering - properties | Input (compulsory meters in each year) | 000's | 2 | 2019-20: 0; 2020-21: 0; 2021-22: 0; 2022-23: 0; 2023-24: 0; 2024-25: 0; 2025-26: 0; 2026-27: 0; 2027-28: 0; 2028-29: 0; 2029-30: 0; 2030-31: 0; 2031-32: 0; 2032-33: 0; 2033-34: 0; 2034-35: 0; 2035-36: 0; 2036-37: 0; 2037-38: 0; 2038-39: 0; 2039-40: 0; 2040-41: 0; 2041-42: 0; 2042-43: 0; 2043-44: 0; 2044-45: 0; 2045-46: 0; 2046-47: 0; 2047-48: 0; 2048-49: 0; 2049-50: 0
34.4FP | Metering on change of occupancy - properties | Input (change of occupancy meters in each year) | 000's | 2 | 2019-20: 0.023; 2020-21: 0.022; 2021-22: 0.021; 2022-23: 0.02; 2023-24: 0.019; 2024-25: 0.018; 2025-26: 0.018; 2026-27: 0.017; 2027-28: 0.016; 2028-29: 0.015; 2029-30: 0.015; 2030-31: 0.014; 2031-32: 0.014; 2032-33: 0.013; 2033-34: 0.013; 2034-35: 0.012; 2035-36: 0.012; 2036-37: 0.011; 2037-38: 0.011; 2038-39: 0.01; 2039-40: 0.01; 2040-41: 0.009; 2041-42: 0.009; 2042-43: 0.009; 2043-44: 0; 2044-45: 0; 2045-46: 0; 2046-47: 0; 2047-48: 0; 2048-49: 0; 2049-50: 0
34.5FP | Selective metering - properties | Input (selective meters in each year) | 000's | 2 | 2019-20: 0.002; 2020-21: 0.002; 2021-22: 0.002; 2022-23: 0.002; 2023-24: 0.002; 2024-25: 0.002; 2025-26: 0.002; 2026-27: 0.002; 2027-28: 0.002; 2028-29: 0.002; 2029-30: 0.002; 2030-31: 0.001; 2031-32: 0.001; 2032-33: 0.001; 2033-34: 0.001; 2034-35: 0.001; 2035-36: 0.001; 2036-37: 0.001; 2037-38: 0.001; 2038-39: 0.001; 2039-40: 0.001; 2040-41: 0.001; 2041-42: 0.001; 2042-43: 0.001; 2043-44: 0; 2044-45: 0; 2045-46: 0; 2046-47: 0; 2047-48: 0; 2048-49: 0; 2049-50: 0
34.6FP | Other changes to existing metering - properties | Input (other changes to meters in each year) | 000's | 2 | 2019-20: 0; 2020-21: 0; 2021-22: 0; 2022-23: 0; 2023-24: 0; 2024-25: 0; 2025-26: 0; 2026-27: 0; 2027-28: 0; 2028-29: 0; 2029-30: 0; 2030-31: 0; 2031-32: 0; 2032-33: 0; 2033-34: 0; 2034-35: 0; 2035-36: 0; 2036-37: 0; 2037-38: 0; 2038-39: 0; 2039-40: 0; 2040-41: 0; 2041-42: 0; 2042-43: 0; 2043-44: 0; 2044-45: 0; 2045-46: 0; 2046-47: 0; 2047-48: 0; 2048-49: 0; 2049-50: 0
34.7FP | Measured household void properties | Input | 000's | 2 | 2019-20: 0.16; 2020-21: 0.164; 2021-22: 0.167; 2022-23: 0.171; 2023-24: 0.174; 2024-25: 0.178; 2025-26: 0.181; 2026-27: 0.185; 2027-28: 0.188; 2028-29: 0.191; 2029-30: 0.193; 2030-31: 0.196; 2031-32: 0.198; 2032-33: 0.201; 2033-34: 0.203; 2034-35: 0.206; 2035-36: 0.208; 2036-37: 0.21; 2037-38: 0.212; 2038-39: 0.214; 2039-40: 0.216; 2040-41: 0.218; 2041-42: 0.22; 2042-43: 0.221; 2043-44: 0.223; 2044-45: 0.224; 2045-46: 0.225; 2046-47: 0.226; 2047-48: 0.227; 2048-49: 0.229; 2049-50: 0.23
35FP | Unmeasured households - properties (excl. void) | Input | 000's | 2 | 2019-20: 1.151; 2020-21: 1.074; 2021-22: 1.008; 2022-23: 0.929; 2023-24: 0.854; 2024-25: 0.782; 2025-26: 0.725; 2026-27: 0.67; 2027-28: 0.617; 2028-29: 0.566; 2029-30: 0.517; 2030-31: 0.469; 2031-32: 0.423; 2032-33: 0.379; 2033-34: 0.336; 2034-35: 0.295; 2035-36: 0.255; 2036-37: 0.217; 2037-38: 0.18; 2038-39: 0.144; 2039-40: 0.11; 2040-41: 0.076; 2041-42: 0.044; 2042-43: 0.014; 2043-44: 0.014; 2044-45: 0.014; 2045-46: 0.014; 2046-47: 0.014; 2047-48: 0.014; 2048-49: 0.014; 2049-50: 0.014
35.1FP | Unmeasured household void properties | Input | 000's | 2 | 2019-20: 0.021; 2020-21: 0.019; 2021-22: 0.018; 2022-23: 0.017; 2023-24: 0.015; 2024-25: 0.014; 2025-26: 0.013; 2026-27: 0.012; 2027-28: 0.011; 2028-29: 0.01; 2029-30: 0.009; 2030-31: 0.008; 2031-32: 0.007; 2032-33: 0.006; 2033-34: 0.006; 2034-35: 0.005; 2035-36: 0.004; 2036-37: 0.004; 2037-38: 0.003; 2038-39: 0.002; 2039-40: 0.002; 2040-41: 0.001; 2041-42: 0.001; 2042-43: 0; 2043-44: 0; 2044-45: 0; 2045-46: 0; 2046-47: 0; 2047-48: 0; 2048-49: 0; 2049-50: 0
36FP | Total Resource Zone Properties (incl. voids) | sum (31FP:34FP) + 34.7FP + 35BL + 35.1BL | 000's | 2 | 2019-20: 10.88; 2020-21: 11.019; 2021-22: 11.163; 2022-23: 11.303; 2023-24: 11.447; 2024-25: 11.602; 2025-26: 11.75; 2026-27: 11.938; 2027-28: 12.14; 2028-29: 12.408; 2029-30: 12.728; 2030-31: 12.959; 2031-32: 13.182; 2032-33: 13.458; 2033-34: 13.628; 2034-35: 13.792; 2035-36: 14.009; 2036-37: 14.123; 2037-38: 14.234; 2038-39: 14.339; 2039-40: 14.443; 2040-41: 14.541; 2041-42: 14.639; 2042-43: 14.732; 2043-44: 14.823; 2044-45: 14.908; 2045-46: 14.99; 2046-47: 15.069; 2047-48: 15.145; 2048-49: 15.22; 2049-50: 15.291
37FP | Measured Non Household - Population | Input | 000's | 2 | 2019-20: 0.388; 2020-21: 0.394; 2021-22: 0.398; 2022-23: 0.405; 2023-24: 0.41; 2024-25: 0.415; 2025-26: 0.419; 2026-27: 0.429; 2027-28: 0.438; 2028-29: 0.449; 2029-30: 0.455; 2030-31: 0.465; 2031-32: 0.482; 2032-33: 0.493; 2033-34: 0.501; 2034-35: 0.508; 2035-36: 0.515; 2036-37: 0.52; 2037-38: 0.526; 2038-39: 0.533; 2039-40: 0.539; 2040-41: 0.545; 2041-42: 0.554; 2042-43: 0.562; 2043-44: 0.572; 2044-45: 0.583; 2045-46: 0.594; 2046-47: 0.605; 2047-48: 0.616; 2048-49: 0.627; 2049-50: 0.638
38FP | Unmeasured Non Household - Population | Input | 000's | 2 | 2019-20: 0.002; 2020-21: 0.002; 2021-22: 0.002; 2022-23: 0.002; 2023-24: 0.002; 2024-25: 0.002; 2025-26: 0.002; 2026-27: 0.002; 2027-28: 0.002; 2028-29: 0.002; 2029-30: 0.002; 2030-31: 0.002; 2031-32: 0.002; 2032-33: 0.002; 2033-34: 0.002; 2034-35: 0.002; 2035-36: 0.002; 2036-37: 0.002; 2037-38: 0.002; 2038-39: 0.002; 2039-40: 0.002; 2040-41: 0.002; 2041-42: 0.002; 2042-43: 0.002; 2043-44: 0.002; 2044-45: 0.002; 2045-46: 0.002; 2046-47: 0.002; 2047-48: 0.002; 2048-49: 0.003; 2049-50: 0.003
39FP | Measured Household - Population | Input | 000's | 2 | 2019-20: 19.301; 2020-21: 19.681; 2021-22: 20.052; 2022-23: 20.416; 2023-24: 20.801; 2024-25: 21.182; 2025-26: 21.527; 2026-27: 21.954; 2027-28: 22.379; 2028-29: 22.864; 2029-30: 23.396; 2030-31: 23.787; 2031-32: 24.141; 2032-33: 24.563; 2033-34: 24.842; 2034-35: 25.122; 2035-36: 25.471; 2036-37: 25.693; 2037-38: 25.916; 2038-39: 26.134; 2039-40: 26.37; 2040-41: 26.591; 2041-42: 26.802; 2042-43: 27.005; 2043-44: 27.148; 2044-45: 27.284; 2045-46: 27.407; 2046-47: 27.523; 2047-48: 27.64; 2048-49: 27.754; 2049-50: 27.866
40FP | Unmeasured Household - Population | Input | 000's | 2 | 2019-20: 2.424; 2020-21: 2.254; 2021-22: 2.11; 2022-23: 1.935; 2023-24: 1.769; 2024-25: 1.611; 2025-26: 1.486; 2026-27: 1.366; 2027-28: 1.25; 2028-29: 1.134; 2029-30: 1.021; 2030-31: 0.917; 2031-32: 0.817; 2032-33: 0.722; 2033-34: 0.633; 2034-35: 0.55; 2035-36: 0.469; 2036-37: 0.395; 2037-38: 0.323; 2038-39: 0.255; 2039-40: 0.191; 2040-41: 0.129; 2041-42: 0.07; 2042-43: 0.015; 2043-44: 0.015; 2044-45: 0.015; 2045-46: 0.015; 2046-47: 0.015; 2047-48: 0.015; 2048-49: 0.015; 2049-50: 0.015
41FP | Total Resource Zone Population | sum (37FP:40FP) | 000's | 2 | 2019-20: 22.115; 2020-21: 22.331; 2021-22: 22.562; 2022-23: 22.758; 2023-24: 22.982; 2024-25: 23.21; 2025-26: 23.434; 2026-27: 23.751; 2027-28: 24.069; 2028-29: 24.449; 2029-30: 24.874; 2030-31: 25.171; 2031-32: 25.442; 2032-33: 25.78; 2033-34: 25.978; 2034-35: 26.182; 2035-36: 26.457; 2036-37: 26.61; 2037-38: 26.767; 2038-39: 26.924; 2039-40: 27.102; 2040-41: 27.267; 2041-42: 27.428; 2042-43: 27.584; 2043-44: 27.737; 2044-45: 27.884; 2045-46: 28.018; 2046-47: 28.145; 2047-48: 28.273; 2048-49: 28.399; 2049-50: 28.522
42FP | Average household occupancy rate (excl. voids) | (39FP + 40FP) / (34FP + 35FP) | h/prop | 1 | 2019-20: 2.1684; 2020-21: 2.1613; 2021-22: 2.1548; 2022-23: 2.1462; 2023-24: 2.1393; 2024-25: 2.1312; 2025-26: 2.1236; 2026-27: 2.1167; 2027-28: 2.1073; 2028-29: 2.0913; 2029-30: 2.071; 2030-31: 2.0561; 2031-32: 2.0402; 2032-33: 2.0222; 2033-34: 2.0107; 2034-35: 2.0009; 2035-36: 1.9887; 2036-37: 1.9833; 2037-38: 1.9785; 2038-39: 1.9745; 2039-40: 1.9726; 2040-41: 1.9705; 2041-42: 1.9681; 2042-43: 1.9658; 2043-44: 1.9638; 2044-45: 1.962; 2045-46: 1.9597; 2046-47: 1.9574; 2047-48: 1.9555; 2048-49: 1.9538; 2049-50: 1.9523
43FP | Total Household Metering penetration (excl. voids) | 34FP / (34FP + 35FP) | % | 1 | 2019-20: 88.51%; 2020-21: 89.42%; 2021-22: 90.2%; 2022-23: 91.08%; 2023-24: 91.91%; 2024-25: 92.69%; 2025-26: 93.31%; 2026-27: 93.92%; 2027-28: 94.5%; 2028-29: 95.07%; 2029-30: 95.61%; 2030-31: 96.1%; 2031-32: 96.54%; 2032-33: 96.97%; 2033-34: 97.35%; 2034-35: 97.7%; 2035-36: 98.05%; 2036-37: 98.35%; 2037-38: 98.64%; 2038-39: 98.92%; 2039-40: 99.18%; 2040-41: 99.44%; 2041-42: 99.68%; 2042-43: 99.9%; 2043-44: 99.9%; 2044-45: 99.9%; 2045-46: 99.9%; 2046-47: 99.9%; 2047-48: 99.9%; 2048-49: 99.9%; 2049-50: 99.9%
44FP | Total Household Metering penetration (incl. voids) | (34FP) / (34FP + 34.7FP + 35FP + 35.1FP) | % | 1 | 2019-20: 86.94%; 2020-21: 87.83%; 2021-22: 88.61%; 2022-23: 89.46%; 2023-24: 90.29%; 2024-25: 91.05%; 2025-26: 91.67%; 2026-27: 92.27%; 2027-28: 92.85%; 2028-29: 93.43%; 2029-30: 94%; 2030-31: 94.49%; 2031-32: 94.95%; 2032-33: 95.39%; 2033-34: 95.77%; 2034-35: 96.12%; 2035-36: 96.48%; 2036-37: 96.78%; 2037-38: 97.07%; 2038-39: 97.35%; 2039-40: 97.6%; 2040-41: 97.86%; 2041-42: 98.09%; 2042-43: 98.32%; 2043-44: 98.31%; 2044-45: 98.32%; 2045-46: 98.32%; 2046-47: 98.32%; 2047-48: 98.32%; 2048-49: 98.32%; 2049-50: 98.32%
45FP | Distribution input | sum (12FP:15FP) + 21FP + 22FP + 27FP + 28FP | Ml/d | 2 | 2019-20: 6.13; 2020-21: 6.11; 2021-22: 6.12; 2022-23: 6.11; 2023-24: 6.1; 2024-25: 6.11; 2025-26: 6.09; 2026-27: 6.13; 2027-28: 5.9; 2028-29: 5.89; 2029-30: 5.86; 2030-31: 5.84; 2031-32: 5.82; 2032-33: 5.84; 2033-34: 5.84; 2034-35: 5.81; 2035-36: 5.81; 2036-37: 5.76; 2037-38: 5.75; 2038-39: 5.74; 2039-40: 5.73; 2040-41: 5.7; 2041-42: 5.67; 2042-43: 5.64; 2043-44: 5.63; 2044-45: 5.62; 2045-46: 5.61; 2046-47: 5.61; 2047-48: 5.58; 2048-49: 5.54; 2049-50: 5.56
46FP | Target headroom (climate change component) | Input | Ml/d | 2 | 2019-20: 0.00040154; 2020-21: 0.00040154; 2021-22: 0.00040154; 2022-23: 0.00040154; 2023-24: 0.00040154; 2024-25: 0.00040154; 2025-26: 0.00040154; 2026-27: 0.00045582; 2027-28: 0.00026101; 2028-29: 0; 2029-30: 0.0003901; 2030-31: 0.00050606; 2031-32: 0.00092616; 2032-33: 0.00047057; 2033-34: 0.0011588; 2034-35: 0.00072673; 2035-36: 0.0013613; 2036-37: 0.0016102; 2037-38: 0.0016276; 2038-39: 0.0016357; 2039-40: 0; 2040-41: 0; 2041-42: 0; 2042-43: 0; 2043-44: 0; 2044-45: 0; 2045-46: 0; 2046-47: 0; 2047-48: 0; 2048-49: 0; 2049-50: 0
47FP | Target headroom (All other components) | Input | Ml/d | 2 | 2019-20: 0.24534; 2020-21: 0.24534; 2021-22: 0.24534; 2022-23: 0.24534; 2023-24: 0.24534; 2024-25: 0.24534; 2025-26: 0.24534; 2026-27: 0.24121; 2027-28: 0.23736; 2028-29: 0.335; 2029-30: 0.35306; 2030-31: 0.36988; 2031-32: 0.38935; 2032-33: 0.40153; 2033-34: 0.41344; 2034-35: 0.4363; 2035-36: 0.38996; 2036-37: 0.35934; 2037-38: 0.3747; 2038-39: 0.39659; 2039-40: 0.31577; 2040-41: 0.32585; 2041-42: 0.33723; 2042-43: 0.3481; 2043-44: 0.36225; 2044-45: 0.36757; 2045-46: 0.3181; 2046-47: 0.32318; 2047-48: 0.31951; 2048-49: 0.31671; 2049-50: 0.32299
48FP | Target Headroom | 46FP + 47FP | Ml/d | 2 | 2019-20: 0.24574; 2020-21: 0.24574; 2021-22: 0.24574; 2022-23: 0.24574; 2023-24: 0.24574; 2024-25: 0.24574; 2025-26: 0.24574; 2026-27: 0.24167; 2027-28: 0.23762; 2028-29: 0.335; 2029-30: 0.35345; 2030-31: 0.37039; 2031-32: 0.39028; 2032-33: 0.402; 2033-34: 0.4146; 2034-35: 0.43702; 2035-36: 0.39132; 2036-37: 0.36095; 2037-38: 0.37633; 2038-39: 0.39823; 2039-40: 0.31577; 2040-41: 0.32585; 2041-42: 0.33723; 2042-43: 0.3481; 2043-44: 0.36225; 2044-45: 0.36757; 2045-46: 0.3181; 2046-47: 0.32318; 2047-48: 0.31951; 2048-49: 0.31671; 2049-50: 0.32299
49FP | Available Headroom | 11FP - 45FP | Ml/d | 2 | 2019-20: 0.05; 2020-21: 0.07; 2021-22: 0.06; 2022-23: 0.07; 2023-24: 0.08; 2024-25: 0.07; 2025-26: 0.26; 2026-27: 0.24; 2027-28: 0.28; 2028-29: 0.33; 2029-30: 0.36; 2030-31: 1.44; 2031-32: 1.46; 2032-33: 1.44; 2033-34: 1.44; 2034-35: 1.47; 2035-36: 1.47; 2036-37: 1.52; 2037-38: 1.53; 2038-39: 1.54; 2039-40: 1.55; 2040-41: 1.58; 2041-42: 1.61; 2042-43: 1.64; 2043-44: 1.65; 2044-45: 1.66; 2045-46: 1.67; 2046-47: 1.67; 2047-48: 1.7; 2048-49: 1.74; 2049-50: 1.72
49.1FP | Available non-potable balance (if applicable) | 1.1FP - 12.1FP | Ml/d | 2 | 2019-20: 0; 2020-21: 0; 2021-22: 0; 2022-23: 0; 2023-24: 0; 2024-25: 0; 2025-26: 0; 2026-27: 0; 2027-28: 0; 2028-29: 0; 2029-30: 0; 2030-31: 0; 2031-32: 0; 2032-33: 0; 2033-34: 0; 2034-35: 0; 2035-36: 0; 2036-37: 0; 2037-38: 0; 2038-39: 0; 2039-40: 0; 2040-41: 0; 2041-42: 0; 2042-43: 0; 2043-44: 0; 2044-45: 0; 2045-46: 0; 2046-47: 0; 2047-48: 0; 2048-49: 0; 2049-50: 0
50FP | Supply Demand Balance | 49FP - 48FP | Ml/d | 2 | 2019-20: -0.19574; 2020-21: -0.17574; 2021-22: -0.18574; 2022-23: -0.17574; 2023-24: -0.16574; 2024-25: -0.17574; 2025-26: 0.014256; 2026-27: -0.0016702; 2027-28: 0.042378; 2028-29: -0.005; 2029-30: 0.0065509; 2030-31: 1.0696; 2031-32: 1.0697; 2032-33: 1.038; 2033-34: 1.0254; 2034-35: 1.033; 2035-36: 1.0787; 2036-37: 1.159; 2037-38: 1.1537; 2038-39: 1.1418; 2039-40: 1.2342; 2040-41: 1.2542; 2041-42: 1.2728; 2042-43: 1.2919; 2043-44: 1.2878; 2044-45: 1.2924; 2045-46: 1.3519; 2046-47: 1.3468; 2047-48: 1.3805; 2048-49: 1.4233; 2049-50: 1.397
Data for Charts
DYAA Baseline |  |  |  |  | 2019-20 | 2020-21 | 2021-22 | 2022-23 | 2023-24 | 2024-25 | 2025-26 | 2026-27 | 2027-28 | 2028-29 | 2029-30 | 2030-31 | 2031-32 | 2032-33 | 2033-34 | 2034-35 | 2035-36 | 2036-37 | 2037-38 | 2038-39 | 2039-40 | 2040-41 | 2041-42 | 2042-43 | 2043-44 | 2044-45 | 2045-46 | 2046-47 | 2047-48 | 2048-49 | 2049-50 | 2050-51 | 2051-52 | 2052-53 | 2053-54 | 2054-55 | 2055-56 | 2056-57 | 2057-58 | 2058-59 | 2059-60 | 2060-61 | 2061-62 | 2062-63 | 2063-64 | 2064-65 | 2065-66 | 2066-67 | 2067-68 | 2068-69 | 2069-70 | 2070-71 | 2071-72 | 2072-73 | 2073-74 | 2074-75 | 2075-76 | 2076-77 | 2077-78 | 2078-79 | 2079-80 | 2080-81 | 2081-82 | 2082-83 | 2083-84 | 2084-85 | 2085-86 | 2086-87 | 2087-88 | 2088-89 | 2089-90 | 2090-91 | 2091-92 | 2092-93 | 2093-94 | 2094-95 | 2095-96 | 2096-97 | 2097-98 | 2098-99 | 2099-100
| Measured HH consumption |  | Ml/d | 2 | 2.42 | 2.45 | 2.49 | 2.53 | 2.55 | 2.59 | 2.64 | 2.68 | 2.74 | 2.79 | 2.86 | 2.92 | 2.96 | 3.02 | 3.07 | 3.1 | 3.15 | 3.19 | 3.23 | 3.27 | 3.31 | 3.35 | 3.38 | 3.41 | 3.43 | 3.44 | 3.46 | 3.47 | 3.49 | 3.51 | 3.52 | 0 | 0 | 0 | 0 | 0 | 0 | 0 | 0 | 0 | 0 | 0 | 0 | 0 | 0 | 0 | 0 | 0 | 0 | 0 | 0 | 0 | 0 | 0 | 0 | 0 | 0 | 0 | 0 | 0 | 0 | 0 | 0 | 0 | 0 | 0 | 0 | 0 | 0 | 0 | 0 | 0 | 0 | 0 | 0 | 0 | 0 | 0 | 0 | 0 | 0
| Unmeasured HH consumption |  | Ml/d | 2 | 0.51 | 0.47 | 0.44 | 0.41 | 0.37 | 0.33 | 0.32 | 0.29 | 0.26 | 0.23 | 0.22 | 0.19 | 0.17 | 0.15 | 0.13 | 0.12 | 0.1 | 0.08 | 0.07 | 0.05 | 0.04 | 0.03 | 0.02 | 0 | 0 | 0 | 0 | 0 | 0 | 0 | 0 | 0 | 0 | 0 | 0 | 0 | 0 | 0 | 0 | 0 | 0 | 0 | 0 | 0 | 0 | 0 | 0 | 0 | 0 | 0 | 0 | 0 | 0 | 0 | 0 | 0 | 0 | 0 | 0 | 0 | 0 | 0 | 0 | 0 | 0 | 0 | 0 | 0 | 0 | 0 | 0 | 0 | 0 | 0 | 0 | 0 | 0 | 0 | 0 | 0 | 0
| Non-HH consumption |  | Ml/d | 2 | 0.8 | 0.8 | 0.8 | 0.8 | 0.8 | 0.8 | 0.8 | 0.8 | 0.8 | 0.8 | 0.81 | 0.81 | 0.81 | 0.81 | 0.81 | 0.81 | 0.81 | 0.81 | 0.81 | 0.81 | 0.82 | 0.82 | 0.82 | 0.82 | 0.82 | 0.82 | 0.82 | 0.82 | 0.83 | 0.83 | 0.83 | 0 | 0 | 0 | 0 | 0 | 0 | 0 | 0 | 0 | 0 | 0 | 0 | 0 | 0 | 0 | 0 | 0 | 0 | 0 | 0 | 0 | 0 | 0 | 0 | 0 | 0 | 0 | 0 | 0 | 0 | 0 | 0 | 0 | 0 | 0 | 0 | 0 | 0 | 0 | 0 | 0 | 0 | 0 | 0 | 0 | 0 | 0 | 0 | 0 | 0
| Total Leakage |  | Ml/d | 2 | 0.63 | 0.62 | 0.61 | 0.6 | 0.6 | 0.59 | 0.58 | 0.59 | 0.59 | 0.6 | 0.59 | 0.59 | 0.6 | 0.6 | 0.6 | 0.6 | 0.6 | 0.6 | 0.6 | 0.61 | 0.6 | 0.6 | 0.6 | 0.6 | 0.6 | 0.61 | 0.61 | 0.61 | 0.61 | 0.61 | 0.61 | 0 | 0 | 0 | 0 | 0 | 0 | 0 | 0 | 0 | 0 | 0 | 0 | 0 | 0 | 0 | 0 | 0 | 0 | 0 | 0 | 0 | 0 | 0 | 0 | 0 | 0 | 0 | 0 | 0 | 0 | 0 | 0 | 0 | 0 | 0 | 0 | 0 | 0 | 0 | 0 | 0 | 0 | 0 | 0 | 0 | 0 | 0 | 0 | 0 | 0
| Other demand components |  | Ml/d | 2 | 0.21 | 0.21 | 0.22 | 0.21 | 0.22 | 0.23 | 0.21 | 0.22 | 0.22 | 0.22 | 0.2 | 0.21 | 0.21 | 0.21 | 0.21 | 0.21 | 0.22 | 0.21 | 0.21 | 0.2 | 0.21 | 0.2 | 0.22 | 0.22 | 0.23 | 0.22 | 0.22 | 0.23 | 0.22 | 0.21 | 0.23 | 0 | 0 | 0 | 0 | 0 | 0 | 0 | 0 | 0 | 0 | 0 | 0 | 0 | 0 | 0 | 0 | 0 | 0 | 0 | 0 | 0 | 0 | 0 | 0 | 0 | 0 | 0 | 0 | 0 | 0 | 0 | 0 | 0 | 0 | 0 | 0 | 0 | 0 | 0 | 0 | 0 | 0 | 0 | 0 | 0 | 0 | 0 | 0 | 0 | 0
| Total Water Available for use |  | Ml/d | 2 | 5.3 | 5.3 | 5.3 | 5.3 | 5.3 | 5.3 | 4.841 | 4.841 | 4.841 | 4.9 | 4.95 | 4.99 | 5.02 | 5.02 | 5.02 | 5.02 | 5.02 | 5.02 | 5.02 | 5.02 | 5.02 | 5.02 | 5.02 | 5.02 | 5.02 | 5.02 | 5.02 | 5.02 | 5.02 | 5.02 | 5.02 | 0 | 0 | 0 | 0 | 0 | 0 | 0 | 0 | 0 | 0 | 0 | 0 | 0 | 0 | 0 | 0 | 0 | 0 | 0 | 0 | 0 | 0 | 0 | 0 | 0 | 0 | 0 | 0 | 0 | 0 | 0 | 0 | 0 | 0 | 0 | 0 | 0 | 0 | 0 | 0 | 0 | 0 | 0 | 0 | 0 | 0 | 0 | 0 | 0 | 0
| Total Demand + Target Headroom |  | Ml/d | 2 | 4.7529 | 4.7329 | 4.7429 | 4.7329 | 4.7229 | 4.7229 | 4.7329 | 4.7598 | 4.7872 | 4.8898 | 4.9425 | 4.9948 | 5.0397 | 5.0881 | 5.1274 | 5.1636 | 5.1701 | 5.1571 | 5.1988 | 5.2342 | 5.2135 | 5.2408 | 5.2892 | 5.3068 | 5.3472 | 5.3604 | 5.344 | 5.367 | 5.3845 | 5.3917 | 5.4263 | 0 | 0 | 0 | 0 | 0 | 0 | 0 | 0 | 0 | 0 | 0 | 0 | 0 | 0 | 0 | 0 | 0 | 0 | 0 | 0 | 0 | 0 | 0 | 0 | 0 | 0 | 0 | 0 | 0 | 0 | 0 | 0 | 0 | 0 | 0 | 0 | 0 | 0 | 0 | 0 | 0 | 0 | 0 | 0 | 0 | 0 | 0 | 0 | 0 | 0
DYAA Final Plan |  |  |  |  | 2019-20 | 2020-21 | 2021-22 | 2022-23 | 2023-24 | 2024-25 | 2025-26 | 2026-27 | 2027-28 | 2028-29 | 2029-30 | 2030-31 | 2031-32 | 2032-33 | 2033-34 | 2034-35 | 2035-36 | 2036-37 | 2037-38 | 2038-39 | 2039-40 | 2040-41 | 2041-42 | 2042-43 | 2043-44 | 2044-45 | 2045-46 | 2046-47 | 2047-48 | 2048-49 | 2049-50 | 2050-51 | 2051-52 | 2052-53 | 2053-54 | 2054-55 | 2055-56 | 2056-57 | 2057-58 | 2058-59 | 2059-60 | 2060-61 | 2061-62 | 2062-63 | 2063-64 | 2064-65 | 2065-66 | 2066-67 | 2067-68 | 2068-69 | 2069-70 | 2070-71 | 2071-72 | 2072-73 | 2073-74 | 2074-75 | 2075-76 | 2076-77 | 2077-78 | 2078-79 | 2079-80 | 2080-81 | 2081-82 | 2082-83 | 2083-84 | 2084-85 | 2085-86 | 2086-87 | 2087-88 | 2088-89 | 2089-90 | 2090-91 | 2091-92 | 2092-93 | 2093-94 | 2094-95 | 2095-96 | 2096-97 | 2097-98 | 2098-99 | 2099-100
| Measured HH consumption |  | Ml/d | 2 | 2.42 | 2.45 | 2.49 | 2.53 | 2.55 | 2.59 | 2.63 | 2.66 | 2.57 | 2.6 | 2.63 | 2.66 | 2.67 | 2.71 | 2.74 | 2.74 | 2.75 | 2.76 | 2.77 | 2.78 | 2.79 | 2.81 | 2.81 | 2.81 | 2.79 | 2.79 | 2.8 | 2.79 | 2.8 | 2.81 | 2.8 | 0 | 0 | 0 | 0 | 0 | 0 | 0 | 0 | 0 | 0 | 0 | 0 | 0 | 0 | 0 | 0 | 0 | 0 | 0 | 0 | 0 | 0 | 0 | 0 | 0 | 0 | 0 | 0 | 0 | 0 | 0 | 0 | 0 | 0 | 0 | 0 | 0 | 0 | 0 | 0 | 0 | 0 | 0 | 0 | 0 | 0 | 0 | 0 | 0 | 0
| Unmeasured HH consumption |  | Ml/d | 2 | 0.51 | 0.47 | 0.44 | 0.41 | 0.37 | 0.33 | 0.32 | 0.29 | 0.26 | 0.23 | 0.22 | 0.19 | 0.17 | 0.15 | 0.13 | 0.12 | 0.1 | 0.08 | 0.07 | 0.05 | 0.04 | 0.03 | 0.02 | 0 | 0 | 0 | 0 | 0 | 0 | 0 | 0 | 0 | 0 | 0 | 0 | 0 | 0 | 0 | 0 | 0 | 0 | 0 | 0 | 0 | 0 | 0 | 0 | 0 | 0 | 0 | 0 | 0 | 0 | 0 | 0 | 0 | 0 | 0 | 0 | 0 | 0 | 0 | 0 | 0 | 0 | 0 | 0 | 0 | 0 | 0 | 0 | 0 | 0 | 0 | 0 | 0 | 0 | 0 | 0 | 0 | 0
| Non-HH consumption |  | Ml/d | 2 | 0.8 | 0.8 | 0.8 | 0.8 | 0.8 | 0.8 | 0.8 | 0.8 | 0.79 | 0.78 | 0.78 | 0.76 | 0.75 | 0.74 | 0.73 | 0.72 | 0.71 | 0.7 | 0.69 | 0.68 | 0.68 | 0.67 | 0.65 | 0.64 | 0.63 | 0.62 | 0.61 | 0.6 | 0.6 | 0.59 | 0.58 | 0 | 0 | 0 | 0 | 0 | 0 | 0 | 0 | 0 | 0 | 0 | 0 | 0 | 0 | 0 | 0 | 0 | 0 | 0 | 0 | 0 | 0 | 0 | 0 | 0 | 0 | 0 | 0 | 0 | 0 | 0 | 0 | 0 | 0 | 0 | 0 | 0 | 0 | 0 | 0 | 0 | 0 | 0 | 0 | 0 | 0 | 0 | 0 | 0 | 0
| Total Leakage |  | Ml/d | 2 | 0.63 | 0.62 | 0.61 | 0.6 | 0.6 | 0.59 | 0.58 | 0.59 | 0.56 | 0.54 | 0.53 | 0.52 | 0.52 | 0.52 | 0.52 | 0.52 | 0.52 | 0.52 | 0.52 | 0.53 | 0.51 | 0.51 | 0.49 | 0.49 | 0.48 | 0.49 | 0.49 | 0.48 | 0.46 | 0.45 | 0.45 | 0 | 0 | 0 | 0 | 0 | 0 | 0 | 0 | 0 | 0 | 0 | 0 | 0 | 0 | 0 | 0 | 0 | 0 | 0 | 0 | 0 | 0 | 0 | 0 | 0 | 0 | 0 | 0 | 0 | 0 | 0 | 0 | 0 | 0 | 0 | 0 | 0 | 0 | 0 | 0 | 0 | 0 | 0 | 0 | 0 | 0 | 0 | 0 | 0 | 0
| Other demand components |  | Ml/d | 2 | 0.21 | 0.21 | 0.22 | 0.21 | 0.22 | 0.23 | 0.21 | 0.22 | 0.22 | 0.22 | 0.2 | 0.21 | 0.21 | 0.21 | 0.21 | 0.21 | 0.22 | 0.21 | 0.21 | 0.2 | 0.21 | 0.2 | 0.22 | 0.22 | 0.23 | 0.22 | 0.22 | 0.23 | 0.22 | 0.21 | 0.23 | 0 | 0 | 0 | 0 | 0 | 0 | 0 | 0 | 0 | 0 | 0 | 0 | 0 | 0 | 0 | 0 | 0 | 0 | 0 | 0 | 0 | 0 | 0 | 0 | 0 | 0 | 0 | 0 | 0 | 0 | 0 | 0 | 0 | 0 | 0 | 0 | 0 | 0 | 0 | 0 | 0 | 0 | 0 | 0 | 0 | 0 | 0 | 0 | 0 | 0
| Total Water Available for use |  | Ml/d | 2 | 5.3 | 5.3 | 5.3 | 5.3 | 5.3 | 5.3 | 4.84 | 4.84 | 4.84 | 4.84 | 4.84 | 5.82 | 5.82 | 5.82 | 5.82 | 5.82 | 5.82 | 5.82 | 5.82 | 5.82 | 5.82 | 5.82 | 5.82 | 5.82 | 5.82 | 5.82 | 5.82 | 5.82 | 5.82 | 5.82 | 5.82 | 0 | 0 | 0 | 0 | 0 | 0 | 0 | 0 | 0 | 0 | 0 | 0 | 0 | 0 | 0 | 0 | 0 | 0 | 0 | 0 | 0 | 0 | 0 | 0 | 0 | 0 | 0 | 0 | 0 | 0 | 0 | 0 | 0 | 0 | 0 | 0 | 0 | 0 | 0 | 0 | 0 | 0 | 0 | 0 | 0 | 0 | 0 | 0 | 0 | 0
| Total Demand + Target Headroom |  | Ml/d | 2 | 4.7529 | 4.7329 | 4.7429 | 4.7329 | 4.7229 | 4.7229 | 4.7229 | 4.7398 | 4.5772 | 4.6198 | 4.6225 | 4.6148 | 4.6097 | 4.6281 | 4.6374 | 4.6336 | 4.5901 | 4.5371 | 4.5388 | 4.5342 | 4.4635 | 4.4608 | 4.4392 | 4.4168 | 4.3972 | 4.3904 | 4.354 | 4.337 | 4.3145 | 4.2917 | 4.2963 | 0 | 0 | 0 | 0 | 0 | 0 | 0 | 0 | 0 | 0 | 0 | 0 | 0 | 0 | 0 | 0 | 0 | 0 | 0 | 0 | 0 | 0 | 0 | 0 | 0 | 0 | 0 | 0 | 0 | 0 | 0 | 0 | 0 | 0 | 0 | 0 | 0 | 0 | 0 | 0 | 0 | 0 | 0 | 0 | 0 | 0 | 0 | 0 | 0 | 0
DYCP Baseline |  |  |  |  | 2019-20 | 2020-21 | 2021-22 | 2022-23 | 2023-24 | 2024-25 | 2025-26 | 2026-27 | 2027-28 | 2028-29 | 2029-30 | 2030-31 | 2031-32 | 2032-33 | 2033-34 | 2034-35 | 2035-36 | 2036-37 | 2037-38 | 2038-39 | 2039-40 | 2040-41 | 2041-42 | 2042-43 | 2043-44 | 2044-45 | 2045-46 | 2046-47 | 2047-48 | 2048-49 | 2049-50 | 2050-51 | 2051-52 | 2052-53 | 2053-54 | 2054-55 | 2055-56 | 2056-57 | 2057-58 | 2058-59 | 2059-60 | 2060-61 | 2061-62 | 2062-63 | 2063-64 | 2064-65 | 2065-66 | 2066-67 | 2067-68 | 2068-69 | 2069-70 | 2070-71 | 2071-72 | 2072-73 | 2073-74 | 2074-75 | 2075-76 | 2076-77 | 2077-78 | 2078-79 | 2079-80 | 2080-81 | 2081-82 | 2082-83 | 2083-84 | 2084-85 | 2085-86 | 2086-87 | 2087-88 | 2088-89 | 2089-90 | 2090-91 | 2091-92 | 2092-93 | 2093-94 | 2094-95 | 2095-96 | 2096-97 | 2097-98 | 2098-99 | 2099-100
| Measured HH consumption |  | Ml/d | 2 | 3.51 | 3.56 | 3.62 | 3.68 | 3.72 | 3.78 | 3.84 | 3.92 | 4 | 4.08 | 4.18 | 4.26 | 4.33 | 4.42 | 4.49 | 4.54 | 4.62 | 4.67 | 4.74 | 4.8 | 4.87 | 4.92 | 4.97 | 5.02 | 5.06 | 5.08 | 5.11 | 5.14 | 5.17 | 5.19 | 5.22 | 0 | 0 | 0 | 0 | 0 | 0 | 0 | 0 | 0 | 0 | 0 | 0 | 0 | 0 | 0 | 0 | 0 | 0 | 0 | 0 | 0 | 0 | 0 | 0 | 0 | 0 | 0 | 0 | 0 | 0 | 0 | 0 | 0 | 0 | 0 | 0 | 0 | 0 | 0 | 0 | 0 | 0 | 0 | 0 | 0 | 0 | 0 | 0 | 0 | 0
| Unmeasured HH consumption |  | Ml/d | 2 | 0.79 | 0.73 | 0.68 | 0.63 | 0.57 | 0.52 | 0.48 | 0.44 | 0.4 | 0.36 | 0.33 | 0.29 | 0.26 | 0.23 | 0.2 | 0.18 | 0.15 | 0.13 | 0.1 | 0.08 | 0.07 | 0.05 | 0.02 | 0.01 | 0.01 | 0.01 | 0.01 | 0.01 | 0.01 | 0.01 | 0.01 | 0 | 0 | 0 | 0 | 0 | 0 | 0 | 0 | 0 | 0 | 0 | 0 | 0 | 0 | 0 | 0 | 0 | 0 | 0 | 0 | 0 | 0 | 0 | 0 | 0 | 0 | 0 | 0 | 0 | 0 | 0 | 0 | 0 | 0 | 0 | 0 | 0 | 0 | 0 | 0 | 0 | 0 | 0 | 0 | 0 | 0 | 0 | 0 | 0 | 0
| Non-HH consumption |  | Ml/d | 2 | 0.99 | 0.99 | 0.99 | 0.99 | 0.99 | 0.99 | 0.99 | 0.99 | 0.99 | 1 | 1 | 1 | 1 | 1 | 1 | 1 | 1 | 1 | 1.01 | 1.01 | 1.01 | 1.01 | 1.01 | 1.01 | 1.02 | 1.02 | 1.02 | 1.02 | 1.02 | 1.02 | 1.02 | 0 | 0 | 0 | 0 | 0 | 0 | 0 | 0 | 0 | 0 | 0 | 0 | 0 | 0 | 0 | 0 | 0 | 0 | 0 | 0 | 0 | 0 | 0 | 0 | 0 | 0 | 0 | 0 | 0 | 0 | 0 | 0 | 0 | 0 | 0 | 0 | 0 | 0 | 0 | 0 | 0 | 0 | 0 | 0 | 0 | 0 | 0 | 0 | 0 | 0
| Total Leakage |  | Ml/d | 2 | 0.63 | 0.62 | 0.61 | 0.6 | 0.6 | 0.59 | 0.58 | 0.59 | 0.59 | 0.6 | 0.59 | 0.59 | 0.6 | 0.6 | 0.6 | 0.6 | 0.6 | 0.6 | 0.6 | 0.61 | 0.6 | 0.6 | 0.6 | 0.6 | 0.6 | 0.61 | 0.61 | 0.61 | 0.61 | 0.61 | 0.61 | 0 | 0 | 0 | 0 | 0 | 0 | 0 | 0 | 0 | 0 | 0 | 0 | 0 | 0 | 0 | 0 | 0 | 0 | 0 | 0 | 0 | 0 | 0 | 0 | 0 | 0 | 0 | 0 | 0 | 0 | 0 | 0 | 0 | 0 | 0 | 0 | 0 | 0 | 0 | 0 | 0 | 0 | 0 | 0 | 0 | 0 | 0 | 0 | 0 | 0
| Other demand components |  | Ml/d | 2 | 0.21 | 0.21 | 0.22 | 0.21 | 0.22 | 0.23 | 0.21 | 0.22 | 0.22 | 0.22 | 0.2 | 0.21 | 0.21 | 0.21 | 0.21 | 0.21 | 0.22 | 0.21 | 0.21 | 0.2 | 0.21 | 0.2 | 0.22 | 0.22 | 0.23 | 0.22 | 0.22 | 0.23 | 0.22 | 0.21 | 0.23 | 0 | 0 | 0 | 0 | 0 | 0 | 0 | 0 | 0 | 0 | 0 | 0 | 0 | 0 | 0 | 0 | 0 | 0 | 0 | 0 | 0 | 0 | 0 | 0 | 0 | 0 | 0 | 0 | 0 | 0 | 0 | 0 | 0 | 0 | 0 | 0 | 0 | 0 | 0 | 0 | 0 | 0 | 0 | 0 | 0 | 0 | 0 | 0 | 0 | 0
| Total Water Available for use |  | Ml/d | 2 | 6.18 | 6.18 | 6.18 | 6.18 | 6.18 | 6.18 | 6.36 | 6.39 | 6.44 | 6.48 | 6.48 | 6.48 | 6.48 | 6.48 | 6.48 | 6.48 | 6.48 | 6.48 | 6.48 | 6.48 | 6.48 | 6.47 | 6.4 | 6.31 | 6.23 | 6.181 | 6.181 | 6.181 | 6.181 | 6.181 | 6.181 | 0 | 0 | 0 | 0 | 0 | 0 | 0 | 0 | 0 | 0 | 0 | 0 | 0 | 0 | 0 | 0 | 0 | 0 | 0 | 0 | 0 | 0 | 0 | 0 | 0 | 0 | 0 | 0 | 0 | 0 | 0 | 0 | 0 | 0 | 0 | 0 | 0 | 0 | 0 | 0 | 0 | 0 | 0 | 0 | 0 | 0 | 0 | 0 | 0 | 0
| Total Demand + Target Headroom |  | Ml/d | 2 | 6.3757 | 6.3557 | 6.3657 | 6.3557 | 6.3457 | 6.3557 | 6.3457 | 6.4017 | 6.4376 | 6.5961 | 6.6534 | 6.7204 | 6.7903 | 6.862 | 6.9146 | 6.967 | 6.9813 | 6.971 | 7.0363 | 7.0982 | 7.0758 | 7.1058 | 7.1572 | 7.2081 | 7.2822 | 7.3076 | 7.2881 | 7.3332 | 7.3495 | 7.3567 | 7.413 | 0 | 0 | 0 | 0 | 0 | 0 | 0 | 0 | 0 | 0 | 0 | 0 | 0 | 0 | 0 | 0 | 0 | 0 | 0 | 0 | 0 | 0 | 0 | 0 | 0 | 0 | 0 | 0 | 0 | 0 | 0 | 0 | 0 | 0 | 0 | 0 | 0 | 0 | 0 | 0 | 0 | 0 | 0 | 0 | 0 | 0 | 0 | 0 | 0 | 0
DYCP Final Plan |  |  |  |  | 2019-20 | 2020-21 | 2021-22 | 2022-23 | 2023-24 | 2024-25 | 2025-26 | 2026-27 | 2027-28 | 2028-29 | 2029-30 | 2030-31 | 2031-32 | 2032-33 | 2033-34 | 2034-35 | 2035-36 | 2036-37 | 2037-38 | 2038-39 | 2039-40 | 2040-41 | 2041-42 | 2042-43 | 2043-44 | 2044-45 | 2045-46 | 2046-47 | 2047-48 | 2048-49 | 2049-50 | 2050-51 | 2051-52 | 2052-53 | 2053-54 | 2054-55 | 2055-56 | 2056-57 | 2057-58 | 2058-59 | 2059-60 | 2060-61 | 2061-62 | 2062-63 | 2063-64 | 2064-65 | 2065-66 | 2066-67 | 2067-68 | 2068-69 | 2069-70 | 2070-71 | 2071-72 | 2072-73 | 2073-74 | 2074-75 | 2075-76 | 2076-77 | 2077-78 | 2078-79 | 2079-80 | 2080-81 | 2081-82 | 2082-83 | 2083-84 | 2084-85 | 2085-86 | 2086-87 | 2087-88 | 2088-89 | 2089-90 | 2090-91 | 2091-92 | 2092-93 | 2093-94 | 2094-95 | 2095-96 | 2096-97 | 2097-98 | 2098-99 | 2099-100
| Measured HH consumption |  | Ml/d | 2 | 3.51 | 3.56 | 3.62 | 3.68 | 3.72 | 3.78 | 3.83 | 3.89 | 3.75 | 3.8 | 3.84 | 3.88 | 3.9 | 3.96 | 4.01 | 4.01 | 4.04 | 4.04 | 4.06 | 4.08 | 4.11 | 4.12 | 4.13 | 4.13 | 4.12 | 4.12 | 4.13 | 4.14 | 4.15 | 4.15 | 4.16 | 0 | 0 | 0 | 0 | 0 | 0 | 0 | 0 | 0 | 0 | 0 | 0 | 0 | 0 | 0 | 0 | 0 | 0 | 0 | 0 | 0 | 0 | 0 | 0 | 0 | 0 | 0 | 0 | 0 | 0 | 0 | 0 | 0 | 0 | 0 | 0 | 0 | 0 | 0 | 0 | 0 | 0 | 0 | 0 | 0 | 0 | 0 | 0 | 0 | 0
| Unmeasured HH consumption |  | Ml/d | 2 | 0.79 | 0.73 | 0.68 | 0.63 | 0.57 | 0.52 | 0.48 | 0.44 | 0.4 | 0.36 | 0.33 | 0.29 | 0.26 | 0.23 | 0.2 | 0.18 | 0.15 | 0.13 | 0.1 | 0.08 | 0.07 | 0.05 | 0.02 | 0.01 | 0.01 | 0.01 | 0.01 | 0.01 | 0.01 | 0.01 | 0.01 | 0 | 0 | 0 | 0 | 0 | 0 | 0 | 0 | 0 | 0 | 0 | 0 | 0 | 0 | 0 | 0 | 0 | 0 | 0 | 0 | 0 | 0 | 0 | 0 | 0 | 0 | 0 | 0 | 0 | 0 | 0 | 0 | 0 | 0 | 0 | 0 | 0 | 0 | 0 | 0 | 0 | 0 | 0 | 0 | 0 | 0 | 0 | 0 | 0 | 0
| Non-HH consumption |  | Ml/d | 2 | 0.99 | 0.99 | 0.99 | 0.99 | 0.99 | 0.99 | 0.99 | 0.99 | 0.97 | 0.97 | 0.96 | 0.94 | 0.93 | 0.92 | 0.9 | 0.89 | 0.88 | 0.86 | 0.86 | 0.85 | 0.83 | 0.82 | 0.81 | 0.79 | 0.79 | 0.78 | 0.76 | 0.75 | 0.74 | 0.72 | 0.71 | 0 | 0 | 0 | 0 | 0 | 0 | 0 | 0 | 0 | 0 | 0 | 0 | 0 | 0 | 0 | 0 | 0 | 0 | 0 | 0 | 0 | 0 | 0 | 0 | 0 | 0 | 0 | 0 | 0 | 0 | 0 | 0 | 0 | 0 | 0 | 0 | 0 | 0 | 0 | 0 | 0 | 0 | 0 | 0 | 0 | 0 | 0 | 0 | 0 | 0
| Total Leakage |  | Ml/d | 2 | 0.63 | 0.62 | 0.61 | 0.6 | 0.6 | 0.59 | 0.58 | 0.59 | 0.56 | 0.54 | 0.53 | 0.52 | 0.52 | 0.52 | 0.52 | 0.52 | 0.52 | 0.52 | 0.52 | 0.53 | 0.51 | 0.51 | 0.49 | 0.49 | 0.48 | 0.49 | 0.49 | 0.48 | 0.46 | 0.45 | 0.45 | 0 | 0 | 0 | 0 | 0 | 0 | 0 | 0 | 0 | 0 | 0 | 0 | 0 | 0 | 0 | 0 | 0 | 0 | 0 | 0 | 0 | 0 | 0 | 0 | 0 | 0 | 0 | 0 | 0 | 0 | 0 | 0 | 0 | 0 | 0 | 0 | 0 | 0 | 0 | 0 | 0 | 0 | 0 | 0 | 0 | 0 | 0 | 0 | 0 | 0
| Other demand components |  | Ml/d | 2 | 0.21 | 0.21 | 0.22 | 0.21 | 0.22 | 0.23 | 0.21 | 0.22 | 0.22 | 0.22 | 0.2 | 0.21 | 0.21 | 0.21 | 0.21 | 0.21 | 0.22 | 0.21 | 0.21 | 0.2 | 0.21 | 0.2 | 0.22 | 0.22 | 0.23 | 0.22 | 0.22 | 0.23 | 0.22 | 0.21 | 0.23 | 0 | 0 | 0 | 0 | 0 | 0 | 0 | 0 | 0 | 0 | 0 | 0 | 0 | 0 | 0 | 0 | 0 | 0 | 0 | 0 | 0 | 0 | 0 | 0 | 0 | 0 | 0 | 0 | 0 | 0 | 0 | 0 | 0 | 0 | 0 | 0 | 0 | 0 | 0 | 0 | 0 | 0 | 0 | 0 | 0 | 0 | 0 | 0 | 0 | 0
| Total Water Available for use |  | Ml/d | 2 | 6.18 | 6.18 | 6.18 | 6.18 | 6.18 | 6.18 | 6.35 | 6.37 | 6.18 | 6.22 | 6.22 | 7.28 | 7.28 | 7.28 | 7.28 | 7.28 | 7.28 | 7.28 | 7.28 | 7.28 | 7.28 | 7.28 | 7.28 | 7.28 | 7.28 | 7.28 | 7.28 | 7.28 | 7.28 | 7.28 | 7.28 | 0 | 0 | 0 | 0 | 0 | 0 | 0 | 0 | 0 | 0 | 0 | 0 | 0 | 0 | 0 | 0 | 0 | 0 | 0 | 0 | 0 | 0 | 0 | 0 | 0 | 0 | 0 | 0 | 0 | 0 | 0 | 0 | 0 | 0 | 0 | 0 | 0 | 0 | 0 | 0 | 0 | 0 | 0 | 0 | 0 | 0 | 0 | 0 | 0 | 0
| Total Demand + Target Headroom |  | Ml/d | 2 | 6.3757 | 6.3557 | 6.3657 | 6.3557 | 6.3457 | 6.3557 | 6.3357 | 6.3717 | 6.1376 | 6.225 | 6.2134 | 6.2104 | 6.2103 | 6.242 | 6.2546 | 6.247 | 6.2013 | 6.121 | 6.1263 | 6.1382 | 6.0458 | 6.0258 | 6.0072 | 5.9881 | 5.9922 | 5.9876 | 5.9281 | 5.9332 | 5.8995 | 5.8567 | 5.883 | 0 | 0 | 0 | 0 | 0 | 0 | 0 | 0 | 0 | 0 | 0 | 0 | 0 | 0 | 0 | 0 | 0 | 0 | 0 | 0 | 0 | 0 | 0 | 0 | 0 | 0 | 0 | 0 | 0 | 0 | 0 | 0 | 0 | 0 | 0 | 0 | 0 | 0 | 0 | 0 | 0 | 0 | 0 | 0 | 0 | 0 | 0 | 0 | 0 | 0

## AWSNBR
Back to title page
Table 3a: DYAA - Baseline
Table 3b: DYAA - Final plan Options
Table 3c: DYAA - Final plan
Table 3d: DYCP - Baseline
Table 3e: DYCP - Final plan Options
Table 3f: DYCP - Final plan
Water Company | Anglian Water | Version | V3.1
WRZ | AWSNBR | Planning Scenario | DYAA
Table 3a: DYAA - Baseline | Back to top of sheet
WRMP24 reference | Component | Derivation | Unit | Decimal places | 2019-20 | 2020-21 | 2021-22 | 2022-23 | 2023-24 | 2024-25 | 2025-26 | 2026-27 | 2027-28 | 2028-29 | 2029-30 | 2030-31 | 2031-32 | 2032-33 | 2033-34 | 2034-35 | 2035-36 | 2036-37 | 2037-38 | 2038-39 | 2039-40 | 2040-41 | 2041-42 | 2042-43 | 2043-44 | 2044-45 | 2045-46 | 2046-47 | 2047-48 | 2048-49 | 2049-50 | 2050-51 | 2051-52 | 2052-53 | 2053-54 | 2054-55 | 2055-56 | 2056-57 | 2057-58 | 2058-59 | 2059-60 | 2060-61 | 2061-62 | 2062-63 | 2063-64 | 2064-65 | 2065-66 | 2066-67 | 2067-68 | 2068-69 | 2069-70 | 2070-71 | 2071-72 | 2072-73 | 2073-74 | 2074-75 | 2075-76 | 2076-77 | 2077-78 | 2078-79 | 2079-80 | 2080-81 | 2081-82 | 2082-83 | 2083-84 | 2084-85 | 2085-86 | 2086-87 | 2087-88 | 2088-89 | 2089-90 | 2090-91 | 2091-92 | 2092-93 | 2093-94 | 2094-95 | 2095-96 | 2096-97 | 2097-98 | 2098-99 | 2099-100
1BL | Raw water abstracted | Input | Ml/d | 2 | 2019-20: 0; 2020-21: 0; 2021-22: 0; 2022-23: 0; 2023-24: 0; 2024-25: 0; 2025-26: 0.001; 2026-27: 0.001; 2027-28: 0.001; 2028-29: 0.001; 2029-30: 0.001; 2030-31: 0.001; 2031-32: 0.001; 2032-33: 0.001; 2033-34: 0.001; 2034-35: 0.001; 2035-36: 0.001; 2036-37: 0.001; 2037-38: 0.001; 2038-39: 0.001; 2039-40: 0.001; 2040-41: 0.001; 2041-42: 0.001; 2042-43: 0.001; 2043-44: 0.001; 2044-45: 0.001; 2045-46: 0.001; 2046-47: 0.001; 2047-48: 0.001; 2048-49: 0.001; 2049-50: 0.001
1.1BL | Non-potable water supplies (if applicable) | Input | Ml/d | 2 | 2019-20: 0; 2020-21: 0; 2021-22: 0; 2022-23: 0; 2023-24: 0; 2024-25: 0; 2025-26: 0.001; 2026-27: 0.001; 2027-28: 0.001; 2028-29: 0.001; 2029-30: 0.001; 2030-31: 0.001; 2031-32: 0.001; 2032-33: 0.001; 2033-34: 0.001; 2034-35: 0.001; 2035-36: 0.001; 2036-37: 0.001; 2037-38: 0.001; 2038-39: 0.001; 2039-40: 0.001; 2040-41: 0.001; 2041-42: 0.001; 2042-43: 0.001; 2043-44: 0.001; 2044-45: 0.001; 2045-46: 0.001; 2046-47: 0.001; 2047-48: 0.001; 2048-49: 0.001; 2049-50: 0.001
2BL | Raw water imported | Input | Ml/d | 2 | 2019-20: 0; 2020-21: 0; 2021-22: 0; 2022-23: 0; 2023-24: 0; 2024-25: 0; 2025-26: 0.001; 2026-27: 0.001; 2027-28: 0.001; 2028-29: 0.001; 2029-30: 0.001; 2030-31: 0.001; 2031-32: 0.001; 2032-33: 0.001; 2033-34: 0.001; 2034-35: 0.001; 2035-36: 0.001; 2036-37: 0.001; 2037-38: 0.001; 2038-39: 0.001; 2039-40: 0.001; 2040-41: 0.001; 2041-42: 0.001; 2042-43: 0.001; 2043-44: 0.001; 2044-45: 0.001; 2045-46: 0.001; 2046-47: 0.001; 2047-48: 0.001; 2048-49: 0.001; 2049-50: 0.001
3BL | Potable water imported | Input | Ml/d | 2 | 2019-20: 0; 2020-21: 0; 2021-22: 0; 2022-23: 0; 2023-24: 0; 2024-25: 0; 2025-26: 0; 2026-27: 0; 2027-28: 0; 2028-29: 0; 2029-30: 0; 2030-31: 0; 2031-32: 0; 2032-33: 0; 2033-34: 0; 2034-35: 0; 2035-36: 0; 2036-37: 0; 2037-38: 0; 2038-39: 0; 2039-40: 0; 2040-41: 0; 2041-42: 0; 2042-43: 0; 2043-44: 0; 2044-45: 0; 2045-46: 0; 2046-47: 0; 2047-48: 0; 2048-49: 0; 2049-50: 0
4BL | Raw water exported enter as -ve | Input | Ml/d | 2 | 2019-20: 0; 2020-21: 0; 2021-22: 0; 2022-23: 0; 2023-24: 0; 2024-25: 0; 2025-26: 0; 2026-27: 0; 2027-28: 0; 2028-29: 0; 2029-30: 0; 2030-31: 0; 2031-32: 0; 2032-33: 0; 2033-34: 0; 2034-35: 0; 2035-36: 0; 2036-37: 0; 2037-38: 0; 2038-39: 0; 2039-40: 0; 2040-41: 0; 2041-42: 0; 2042-43: 0; 2043-44: 0; 2044-45: 0; 2045-46: 0; 2046-47: 0; 2047-48: 0; 2048-49: 0; 2049-50: 0
5BL | Potable water exported enter as -ve | Input | Ml/d | 2 | 2019-20: 0; 2020-21: 0; 2021-22: 0; 2022-23: 0; 2023-24: 0; 2024-25: 0; 2025-26: -0.182; 2026-27: -0.172; 2027-28: -0.172; 2028-29: -0.162; 2029-30: -0.152; 2030-31: -0.832; 2031-32: -0.842; 2032-33: -0.852; 2033-34: -0.872; 2034-35: -0.902; 2035-36: -0.852; 2036-37: -1.6; 2037-38: -1.6; 2038-39: -1.6; 2039-40: -1.6; 2040-41: -1.6; 2041-42: -1.6; 2042-43: -1.6; 2043-44: -1.6; 2044-45: -1.6; 2045-46: -1.6; 2046-47: -1.6; 2047-48: -1.6; 2048-49: -1.6; 2049-50: -1.6
6BL | Deployable Output before forecast changes | Input | Ml/d | 2 | 2019-20: 10.41; 2020-21: 10.41; 2021-22: 10.41; 2022-23: 10.41; 2023-24: 10.41; 2024-25: 10.41; 2025-26: 9.5; 2026-27: 9.5; 2027-28: 9.5; 2028-29: 9.5; 2029-30: 9.5; 2030-31: 9.5; 2031-32: 9.5; 2032-33: 9.5; 2033-34: 9.5; 2034-35: 9.5; 2035-36: 9.5; 2036-37: 9.5; 2037-38: 9.5; 2038-39: 9.5; 2039-40: 9.5; 2040-41: 9.5; 2041-42: 9.5; 2042-43: 9.5; 2043-44: 9.5; 2044-45: 9.5; 2045-46: 9.5; 2046-47: 9.5; 2047-48: 9.5; 2048-49: 9.5; 2049-50: 9.5
6.1BL | Deployable Output post forecast changes | 6BL + 7BL | Ml/d | 2 | 2019-20: 10.41; 2020-21: 10.41; 2021-22: 10.41; 2022-23: 10.41; 2023-24: 10.41; 2024-25: 10.41; 2025-26: 8.21; 2026-27: 8.21; 2027-28: 8.21; 2028-29: 8.21; 2029-30: 8.21; 2030-31: 8.21; 2031-32: 8.21; 2032-33: 8.21; 2033-34: 8.21; 2034-35: 8.21; 2035-36: 8.21; 2036-37: 4.38; 2037-38: 4.38; 2038-39: 4.38; 2039-40: 4.38; 2040-41: 4.38; 2041-42: 4.38; 2042-43: 4.38; 2043-44: 4.38; 2044-45: 4.38; 2045-46: 4.38; 2046-47: 4.38; 2047-48: 4.38; 2048-49: 4.38; 2049-50: 4.38
7BL | Baseline forecast changes to Deployable Output | sum (7.1BL:7.6BL) | Ml/d | 2 | 2019-20: 0; 2020-21: 0; 2021-22: 0; 2022-23: 0; 2023-24: 0; 2024-25: 0; 2025-26: -1.29; 2026-27: -1.29; 2027-28: -1.29; 2028-29: -1.29; 2029-30: -1.29; 2030-31: -1.29; 2031-32: -1.29; 2032-33: -1.29; 2033-34: -1.29; 2034-35: -1.29; 2035-36: -1.29; 2036-37: -5.12; 2037-38: -5.12; 2038-39: -5.12; 2039-40: -5.12; 2040-41: -5.12; 2041-42: -5.12; 2042-43: -5.12; 2043-44: -5.12; 2044-45: -5.12; 2045-46: -5.12; 2046-47: -5.12; 2047-48: -5.12; 2048-49: -5.12; 2049-50: -5.12
7.1BL | Change in DO due to climate change | Input | Ml/d | 2 | 2019-20: 0; 2020-21: 0; 2021-22: 0; 2022-23: 0; 2023-24: 0; 2024-25: 0; 2025-26: 0; 2026-27: 0; 2027-28: 0; 2028-29: 0; 2029-30: 0; 2030-31: 0; 2031-32: 0; 2032-33: 0; 2033-34: 0; 2034-35: 0; 2035-36: 0; 2036-37: 0; 2037-38: 0; 2038-39: 0; 2039-40: 0; 2040-41: 0; 2041-42: 0; 2042-43: 0; 2043-44: 0; 2044-45: 0; 2045-46: 0; 2046-47: 0; 2047-48: 0; 2048-49: 0; 2049-50: 0
7.2BL | Total confirmed DO reductions to restore sustainable abstraction enter as -ve | Input | Ml/d | 2 | 2019-20: 0; 2020-21: 0; 2021-22: 0; 2022-23: 0; 2023-24: 0; 2024-25: 0; 2025-26: -1.29; 2026-27: -1.29; 2027-28: -1.29; 2028-29: -1.29; 2029-30: -1.29; 2030-31: -1.29; 2031-32: -1.29; 2032-33: -1.29; 2033-34: -1.29; 2034-35: -1.29; 2035-36: -1.29; 2036-37: -1.29; 2037-38: -1.29; 2038-39: -1.29; 2039-40: -1.29; 2040-41: -1.29; 2041-42: -1.29; 2042-43: -1.29; 2043-44: -1.29; 2044-45: -1.29; 2045-46: -1.29; 2046-47: -1.29; 2047-48: -1.29; 2048-49: -1.29; 2049-50: -1.29
7.3BL | Total additional DO reductions for Environmental Destination (excl. any confirmed reductions) enter as -ve | Input | Ml/d | 2 | 2019-20: 0; 2020-21: 0; 2021-22: 0; 2022-23: 0; 2023-24: 0; 2024-25: 0; 2025-26: 0; 2026-27: 0; 2027-28: 0; 2028-29: 0; 2029-30: 0; 2030-31: 0; 2031-32: 0; 2032-33: 0; 2033-34: 0; 2034-35: 0; 2035-36: 0; 2036-37: -3.83; 2037-38: -3.83; 2038-39: -3.83; 2039-40: -3.83; 2040-41: -3.83; 2041-42: -3.83; 2042-43: -3.83; 2043-44: -3.83; 2044-45: -3.83; 2045-46: -3.83; 2046-47: -3.83; 2047-48: -3.83; 2048-49: -3.83; 2049-50: -3.83
7.4BL | Change in DO from prolonged Outage reduction enter as -ve | Input | Ml/d | 2 | 2019-20: 0; 2020-21: 0; 2021-22: 0; 2022-23: 0; 2023-24: 0; 2024-25: 0; 2025-26: 0; 2026-27: 0; 2027-28: 0; 2028-29: 0; 2029-30: 0; 2030-31: 0; 2031-32: 0; 2032-33: 0; 2033-34: 0; 2034-35: 0; 2035-36: 0; 2036-37: 0; 2037-38: 0; 2038-39: 0; 2039-40: 0; 2040-41: 0; 2041-42: 0; 2042-43: 0; 2043-44: 0; 2044-45: 0; 2045-46: 0; 2046-47: 0; 2047-48: 0; 2048-49: 0; 2049-50: 0
7.5BL | Change in DO from drought measures | Zero for baseline | Ml/d | 2 | 2019-20: 0; 2020-21: 0; 2021-22: 0; 2022-23: 0; 2023-24: 0; 2024-25: 0; 2025-26: 0; 2026-27: 0; 2027-28: 0; 2028-29: 0; 2029-30: 0; 2030-31: 0; 2031-32: 0; 2032-33: 0; 2033-34: 0; 2034-35: 0; 2035-36: 0; 2036-37: 0; 2037-38: 0; 2038-39: 0; 2039-40: 0; 2040-41: 0; 2041-42: 0; 2042-43: 0; 2043-44: 0; 2044-45: 0; 2045-46: 0; 2046-47: 0; 2047-48: 0; 2048-49: 0; 2049-50: 0
7.6BL | Total other changes to DO (e.g. nitrates/operational decline) | Input | Ml/d | 2 | 2019-20: 0; 2020-21: 0; 2021-22: 0; 2022-23: 0; 2023-24: 0; 2024-25: 0; 2025-26: 0; 2026-27: 0; 2027-28: 0; 2028-29: 0; 2029-30: 0; 2030-31: 0; 2031-32: 0; 2032-33: 0; 2033-34: 0; 2034-35: 0; 2035-36: 0; 2036-37: 0; 2037-38: 0; 2038-39: 0; 2039-40: 0; 2040-41: 0; 2041-42: 0; 2042-43: 0; 2043-44: 0; 2044-45: 0; 2045-46: 0; 2046-47: 0; 2047-48: 0; 2048-49: 0; 2049-50: 0
8BL | Raw water losses, treatment works losses and operational use | Input | Ml/d | 2 | 2019-20: 0.52; 2020-21: 0.52; 2021-22: 0.52; 2022-23: 0.52; 2023-24: 0.52; 2024-25: 0.52; 2025-26: 0.52; 2026-27: 0.52; 2027-28: 0.52; 2028-29: 0.52; 2029-30: 0.52; 2030-31: 0.52; 2031-32: 0.52; 2032-33: 0.52; 2033-34: 0.52; 2034-35: 0.52; 2035-36: 0.52; 2036-37: 0.52; 2037-38: 0.52; 2038-39: 0.52; 2039-40: 0.52; 2040-41: 0.52; 2041-42: 0.52; 2042-43: 0.52; 2043-44: 0.52; 2044-45: 0.52; 2045-46: 0.52; 2046-47: 0.52; 2047-48: 0.52; 2048-49: 0.52; 2049-50: 0.52
9BL | Total Outage Allowance | Input | Ml/d | 2 | 2019-20: 0.05; 2020-21: 0.05; 2021-22: 0.05; 2022-23: 0.05; 2023-24: 0.05; 2024-25: 0.05; 2025-26: 0.05; 2026-27: 0.05; 2027-28: 0.05; 2028-29: 0.05; 2029-30: 0.05; 2030-31: 0.05; 2031-32: 0.05; 2032-33: 0.05; 2033-34: 0.05; 2034-35: 0.05; 2035-36: 0.05; 2036-37: 0.05; 2037-38: 0.05; 2038-39: 0.05; 2039-40: 0.05; 2040-41: 0.05; 2041-42: 0.05; 2042-43: 0.05; 2043-44: 0.05; 2044-45: 0.05; 2045-46: 0.05; 2046-47: 0.05; 2047-48: 0.05; 2048-49: 0.05; 2049-50: 0.05
10BL | Water Available For Use (own sources) | (6BL + 7BL) - (8BL + 9BL) | Ml/d | 2 | 2019-20: 9.84; 2020-21: 9.84; 2021-22: 9.84; 2022-23: 9.84; 2023-24: 9.84; 2024-25: 9.84; 2025-26: 7.64; 2026-27: 7.64; 2027-28: 7.64; 2028-29: 7.64; 2029-30: 7.64; 2030-31: 7.64; 2031-32: 7.64; 2032-33: 7.64; 2033-34: 7.64; 2034-35: 7.64; 2035-36: 7.64; 2036-37: 3.81; 2037-38: 3.81; 2038-39: 3.81; 2039-40: 3.81; 2040-41: 3.81; 2041-42: 3.81; 2042-43: 3.81; 2043-44: 3.81; 2044-45: 3.81; 2045-46: 3.81; 2046-47: 3.81; 2047-48: 3.81; 2048-49: 3.81; 2049-50: 3.81
11BL | Total Water Available For Use | 10BL + sum (2BL:5BL) | Ml/d | 2 | 2019-20: 9.84; 2020-21: 9.84; 2021-22: 9.84; 2022-23: 9.84; 2023-24: 9.84; 2024-25: 9.84; 2025-26: 7.459; 2026-27: 7.469; 2027-28: 7.469; 2028-29: 7.479; 2029-30: 7.489; 2030-31: 6.809; 2031-32: 6.799; 2032-33: 6.789; 2033-34: 6.769; 2034-35: 6.739; 2035-36: 6.789; 2036-37: 2.211; 2037-38: 2.211; 2038-39: 2.211; 2039-40: 2.211; 2040-41: 2.211; 2041-42: 2.211; 2042-43: 2.211; 2043-44: 2.211; 2044-45: 2.211; 2045-46: 2.211; 2046-47: 2.211; 2047-48: 2.211; 2048-49: 2.211; 2049-50: 2.211
12BL | Water delivered measured non-household | Input | Ml/d | 2 | 2019-20: 1.48; 2020-21: 1.49; 2021-22: 1.5; 2022-23: 1.5; 2023-24: 1.51; 2024-25: 1.52; 2025-26: 1.52; 2026-27: 1.53; 2027-28: 1.54; 2028-29: 1.54; 2029-30: 1.55; 2030-31: 1.56; 2031-32: 1.56; 2032-33: 1.57; 2033-34: 1.58; 2034-35: 1.59; 2035-36: 1.6; 2036-37: 1.61; 2037-38: 1.62; 2038-39: 1.63; 2039-40: 1.64; 2040-41: 1.65; 2041-42: 1.66; 2042-43: 1.67; 2043-44: 1.68; 2044-45: 1.69; 2045-46: 1.7; 2046-47: 1.71; 2047-48: 1.72; 2048-49: 1.73; 2049-50: 1.75
12.1BL | Non-potable water consumption (if applicable) | Input | Ml/d | 2 | 2019-20: 0; 2020-21: 0; 2021-22: 0; 2022-23: 0; 2023-24: 0; 2024-25: 0; 2025-26: 0; 2026-27: 0; 2027-28: 0; 2028-29: 0; 2029-30: 0; 2030-31: 0; 2031-32: 0; 2032-33: 0; 2033-34: 0; 2034-35: 0; 2035-36: 0; 2036-37: 0; 2037-38: 0; 2038-39: 0; 2039-40: 0; 2040-41: 0; 2041-42: 0; 2042-43: 0; 2043-44: 0; 2044-45: 0; 2045-46: 0; 2046-47: 0; 2047-48: 0; 2048-49: 0; 2049-50: 0
13BL | Water delivered unmeasured non-household | Input | Ml/d | 2 | 2019-20: 0.01; 2020-21: 0.01; 2021-22: 0.01; 2022-23: 0.01; 2023-24: 0.01; 2024-25: 0.01; 2025-26: 0.01; 2026-27: 0.01; 2027-28: 0.01; 2028-29: 0.01; 2029-30: 0.01; 2030-31: 0.01; 2031-32: 0.01; 2032-33: 0.01; 2033-34: 0.01; 2034-35: 0.01; 2035-36: 0.01; 2036-37: 0.01; 2037-38: 0.01; 2038-39: 0.01; 2039-40: 0.01; 2040-41: 0.01; 2041-42: 0.01; 2042-43: 0.01; 2043-44: 0.01; 2044-45: 0.01; 2045-46: 0.01; 2046-47: 0.01; 2047-48: 0.01; 2048-49: 0.01; 2049-50: 0.01
14BL | Water delivered measured household | Input | Ml/d | 2 | 2019-20: 4.56; 2020-21: 4.58; 2021-22: 4.57; 2022-23: 4.66; 2023-24: 4.62; 2024-25: 4.64; 2025-26: 4.66; 2026-27: 4.71; 2027-28: 4.75; 2028-29: 4.77; 2029-30: 4.79; 2030-31: 4.81; 2031-32: 4.83; 2032-33: 4.88; 2033-34: 4.92; 2034-35: 4.97; 2035-36: 5.02; 2036-37: 5.06; 2037-38: 5.12; 2038-39: 5.17; 2039-40: 5.23; 2040-41: 5.28; 2041-42: 5.32; 2042-43: 5.37; 2043-44: 5.42; 2044-45: 5.47; 2045-46: 5.51; 2046-47: 5.55; 2047-48: 5.59; 2048-49: 5.63; 2049-50: 5.67
15BL | Water delivered unmeasured household | Input | Ml/d | 2 | 2019-20: 1.03; 2020-21: 0.99; 2021-22: 0.95; 2022-23: 0.9; 2023-24: 0.86; 2024-25: 0.82; 2025-26: 0.78; 2026-27: 0.75; 2027-28: 0.72; 2028-29: 0.69; 2029-30: 0.66; 2030-31: 0.63; 2031-32: 0.6; 2032-33: 0.58; 2033-34: 0.55; 2034-35: 0.53; 2035-36: 0.51; 2036-37: 0.49; 2037-38: 0.47; 2038-39: 0.45; 2039-40: 0.43; 2040-41: 0.41; 2041-42: 0.39; 2042-43: 0.38; 2043-44: 0.36; 2044-45: 0.35; 2045-46: 0.34; 2046-47: 0.33; 2047-48: 0.33; 2048-49: 0.32; 2049-50: 0.32
16BL | Percentage of consumption driven by climate change | Input | % | 1 | 2019-20: 0%; 2020-21: 0%; 2021-22: 0%; 2022-23: 0.1%; 2023-24: 0.1%; 2024-25: 0.1%; 2025-26: 0.1%; 2026-27: 0.1%; 2027-28: 0.1%; 2028-29: 0.2%; 2029-30: 0.2%; 2030-31: 0.2%; 2031-32: 0.2%; 2032-33: 0.3%; 2033-34: 0.3%; 2034-35: 0.3%; 2035-36: 0.4%; 2036-37: 0.4%; 2037-38: 0.4%; 2038-39: 0.5%; 2039-40: 0.5%; 2040-41: 0.6%; 2041-42: 0.6%; 2042-43: 0.6%; 2043-44: 0.7%; 2044-45: 0.7%; 2045-46: 0.8%; 2046-47: 0.8%; 2047-48: 0.8%; 2048-49: 0.8%; 2049-50: 0.9%
17BL | Volume of consumption driven by climate change | 16BL * (12BL + sum(13BL:15BL) - sum (23BL:26BL)) | Ml/d | 2 | 2019-20: 0; 2020-21: 0; 2021-22: 0; 2022-23: 0.00675; 2023-24: 0.00669; 2024-25: 0.00669; 2025-26: 0.00667; 2026-27: 0.00671; 2027-28: 0.00673; 2028-29: 0.01346; 2029-30: 0.01348; 2030-31: 0.01348; 2031-32: 0.01348; 2032-33: 0.02031; 2033-34: 0.0204; 2034-35: 0.02052; 2035-36: 0.02752; 2036-37: 0.0276; 2037-38: 0.0278; 2038-39: 0.035; 2039-40: 0.03525; 2040-41: 0.04248; 2041-42: 0.04266; 2042-43: 0.04296; 2043-44: 0.0504; 2044-45: 0.05068; 2045-46: 0.05832; 2046-47: 0.05864; 2047-48: 0.05904; 2048-49: 0.05936; 2049-50: 0.06732
18BL | Measured Household - PCC | ((14BL - 25BL) * 1,000,000) / (39BL *1,000) | l/h/d | 1 | 2019-20: 120.8671; 2020-21: 119.1882; 2021-22: 117.4715; 2022-23: 116.8385; 2023-24: 113.9934; 2024-25: 112.9611; 2025-26: 112.2371; 2026-27: 112.1267; 2027-28: 111.6644; 2028-29: 111.0813; 2029-30: 110.8798; 2030-31: 110.5132; 2031-32: 110.409; 2032-33: 110.5404; 2033-34: 110.6179; 2034-35: 110.9169; 2035-36: 111.2705; 2036-37: 111.1928; 2037-38: 111.8007; 2038-39: 112.161; 2039-40: 112.6298; 2040-41: 112.693; 2041-42: 112.7278; 2042-43: 112.9621; 2043-44: 113.1878; 2044-45: 113.1888; 2045-46: 113.3065; 2046-47: 113.4325; 2047-48: 113.5568; 2048-49: 113.6747; 2049-50: 113.8556
19BL | Unmeasured Household - PCC | ((15BL - 26BL) * 1,000,000) / (40BL *1,000) | l/h/d | 1 | 2019-20: 189.5073; 2020-21: 189.3073; 2021-22: 190.0238; 2022-23: 187.9103; 2023-24: 187.4259; 2024-25: 188.8199; 2025-26: 186.239; 2026-27: 186.034; 2027-28: 185.4453; 2028-29: 187.5183; 2029-30: 186.4303; 2030-31: 184.89; 2031-32: 182.9674; 2032-33: 183.9001; 2033-34: 184.582; 2034-35: 184.9755; 2035-36: 185.1122; 2036-37: 184.9568; 2037-38: 184.4702; 2038-39: 188.0036; 2039-40: 186.8286; 2040-41: 185.2755; 2041-42: 183.2061; 2042-43: 185.9724; 2043-44: 183.0283; 2044-45: 185.5072; 2045-46: 188.7906; 2046-47: 186.1862; 2047-48: 189.3708; 2048-49: 186.3354; 2049-50: 186.3354
20BL | Average Household - PCC | (((14BL - 25BL) + (15BL - 26BL)) * 1,000,000) / ((39BL + 40BL) *1,000) | l/h/d | 1 | 2019-20: 129.3273; 2020-21: 127.3654; 2021-22: 125.5694; 2022-23: 124.2692; 2023-24: 121.2377; 2024-25: 120.0511; 2025-26: 118.8388; 2026-27: 118.3919; 2027-28: 117.6151; 2028-29: 116.9604; 2029-30: 116.4251; 2030-31: 115.7257; 2031-32: 115.2622; 2032-33: 115.2252; 2033-34: 115.125; 2034-35: 115.2225; 2035-36: 115.367; 2036-37: 115.0976; 2037-38: 115.4704; 2038-39: 115.8151; 2039-40: 116.0371; 2040-41: 115.8697; 2041-42: 115.667; 2042-43: 115.8619; 2043-44: 115.8301; 2044-45: 115.7915; 2045-46: 115.9607; 2046-47: 115.9313; 2047-48: 116.1026; 2048-49: 116.0609; 2049-50: 116.2225
21BL | Water taken unbilled | Input | Ml/d | 2 | 2019-20: 0.22; 2020-21: 0.22; 2021-22: 0.21; 2022-23: 0.23; 2023-24: 0.22; 2024-25: 0.22; 2025-26: 0.22; 2026-27: 0.21; 2027-28: 0.22; 2028-29: 0.24; 2029-30: 0.22; 2030-31: 0.22; 2031-32: 0.23; 2032-33: 0.21; 2033-34: 0.24; 2034-35: 0.23; 2035-36: 0.23; 2036-37: 0.22; 2037-38: 0.23; 2038-39: 0.22; 2039-40: 0.23; 2040-41: 0.22; 2041-42: 0.22; 2042-43: 0.23; 2043-44: 0.22; 2044-45: 0.22; 2045-46: 0.22; 2046-47: 0.22; 2047-48: 0.21; 2048-49: 0.23; 2049-50: 0.22
22BL | Distribution system operational use | Input | Ml/d | 2 | 2019-20: 0.06; 2020-21: 0.06; 2021-22: 0.06; 2022-23: 0.06; 2023-24: 0.06; 2024-25: 0.06; 2025-26: 0.06; 2026-27: 0.06; 2027-28: 0.06; 2028-29: 0.06; 2029-30: 0.06; 2030-31: 0.06; 2031-32: 0.06; 2032-33: 0.06; 2033-34: 0.06; 2034-35: 0.06; 2035-36: 0.06; 2036-37: 0.06; 2037-38: 0.06; 2038-39: 0.06; 2039-40: 0.06; 2040-41: 0.06; 2041-42: 0.06; 2042-43: 0.06; 2043-44: 0.06; 2044-45: 0.06; 2045-46: 0.06; 2046-47: 0.06; 2047-48: 0.06; 2048-49: 0.06; 2049-50: 0.06
23BL | Measured Non Household - USPL | Input | Ml/d | 2 | 2019-20: 0.01; 2020-21: 0.01; 2021-22: 0.01; 2022-23: 0.01; 2023-24: 0.01; 2024-25: 0.01; 2025-26: 0.01; 2026-27: 0.01; 2027-28: 0.01; 2028-29: 0.01; 2029-30: 0.01; 2030-31: 0.01; 2031-32: 0.01; 2032-33: 0.01; 2033-34: 0.01; 2034-35: 0.01; 2035-36: 0.01; 2036-37: 0.01; 2037-38: 0.01; 2038-39: 0.01; 2039-40: 0.01; 2040-41: 0.01; 2041-42: 0.01; 2042-43: 0.01; 2043-44: 0.01; 2044-45: 0.01; 2045-46: 0.01; 2046-47: 0.01; 2047-48: 0.01; 2048-49: 0.01; 2049-50: 0.01
24BL | Unmeasured Non Household - USPL | Input | Ml/d | 2 | 2019-20: 0; 2020-21: 0; 2021-22: 0; 2022-23: 0; 2023-24: 0; 2024-25: 0; 2025-26: 0; 2026-27: 0; 2027-28: 0; 2028-29: 0; 2029-30: 0; 2030-31: 0; 2031-32: 0; 2032-33: 0; 2033-34: 0; 2034-35: 0; 2035-36: 0; 2036-37: 0; 2037-38: 0; 2038-39: 0; 2039-40: 0; 2040-41: 0; 2041-42: 0; 2042-43: 0; 2043-44: 0; 2044-45: 0; 2045-46: 0; 2046-47: 0; 2047-48: 0; 2048-49: 0; 2049-50: 0
25BL | Measured Household - USPL | Input | Ml/d | 2 | 2019-20: 0.25; 2020-21: 0.24; 2021-22: 0.24; 2022-23: 0.24; 2023-24: 0.23; 2024-25: 0.23; 2025-26: 0.23; 2026-27: 0.22; 2027-28: 0.22; 2028-29: 0.22; 2029-30: 0.21; 2030-31: 0.21; 2031-32: 0.2; 2032-33: 0.21; 2033-34: 0.21; 2034-35: 0.21; 2035-36: 0.21; 2036-37: 0.22; 2037-38: 0.22; 2038-39: 0.22; 2039-40: 0.22; 2040-41: 0.23; 2041-42: 0.23; 2042-43: 0.23; 2043-44: 0.23; 2044-45: 0.24; 2045-46: 0.24; 2046-47: 0.24; 2047-48: 0.24; 2048-49: 0.24; 2049-50: 0.24
26BL | Unmeasured Household - USPL | Input | Ml/d | 2 | 2019-20: 0.08; 2020-21: 0.08; 2021-22: 0.07; 2022-23: 0.07; 2023-24: 0.07; 2024-25: 0.06; 2025-26: 0.06; 2026-27: 0.06; 2027-28: 0.06; 2028-29: 0.05; 2029-30: 0.05; 2030-31: 0.05; 2031-32: 0.05; 2032-33: 0.05; 2033-34: 0.04; 2034-35: 0.04; 2035-36: 0.04; 2036-37: 0.04; 2037-38: 0.04; 2038-39: 0.03; 2039-40: 0.03; 2040-41: 0.03; 2041-42: 0.03; 2042-43: 0.03; 2043-44: 0.03; 2044-45: 0.03; 2045-46: 0.02; 2046-47: 0.02; 2047-48: 0.02; 2048-49: 0.02; 2049-50: 0.02
27BL | Void Properties - USPL | Input | Ml/d | 2 | 2019-20: 0.02; 2020-21: 0.02; 2021-22: 0.02; 2022-23: 0.02; 2023-24: 0.02; 2024-25: 0.02; 2025-26: 0.02; 2026-27: 0.02; 2027-28: 0.02; 2028-29: 0.02; 2029-30: 0.02; 2030-31: 0.02; 2031-32: 0.02; 2032-33: 0.02; 2033-34: 0.02; 2034-35: 0.02; 2035-36: 0.02; 2036-37: 0.02; 2037-38: 0.02; 2038-39: 0.02; 2039-40: 0.02; 2040-41: 0.02; 2041-42: 0.03; 2042-43: 0.03; 2043-44: 0.03; 2044-45: 0.03; 2045-46: 0.03; 2046-47: 0.03; 2047-48: 0.03; 2048-49: 0.03; 2049-50: 0.03
28BL | Distribution losses | Input | Ml/d | 2 | 2019-20: 1.48; 2020-21: 1.45; 2021-22: 1.43; 2022-23: 1.4; 2023-24: 1.37; 2024-25: 1.34; 2025-26: 1.34; 2026-27: 1.34; 2027-28: 1.34; 2028-29: 1.34; 2029-30: 1.34; 2030-31: 1.34; 2031-32: 1.34; 2032-33: 1.34; 2033-34: 1.34; 2034-35: 1.34; 2035-36: 1.34; 2036-37: 1.34; 2037-38: 1.34; 2038-39: 1.34; 2039-40: 1.34; 2040-41: 1.34; 2041-42: 1.34; 2042-43: 1.34; 2043-44: 1.34; 2044-45: 1.34; 2045-46: 1.34; 2046-47: 1.34; 2047-48: 1.34; 2048-49: 1.34; 2049-50: 1.34
29BL | Total Leakage | sum (23BL:28BL) | Ml/d | 2 | 2019-20: 1.84; 2020-21: 1.8; 2021-22: 1.77; 2022-23: 1.74; 2023-24: 1.7; 2024-25: 1.66; 2025-26: 1.66; 2026-27: 1.65; 2027-28: 1.65; 2028-29: 1.64; 2029-30: 1.63; 2030-31: 1.63; 2031-32: 1.62; 2032-33: 1.63; 2033-34: 1.62; 2034-35: 1.62; 2035-36: 1.62; 2036-37: 1.63; 2037-38: 1.63; 2038-39: 1.62; 2039-40: 1.62; 2040-41: 1.63; 2041-42: 1.64; 2042-43: 1.64; 2043-44: 1.64; 2044-45: 1.65; 2045-46: 1.64; 2046-47: 1.64; 2047-48: 1.64; 2048-49: 1.64; 2049-50: 1.64
30BL | Leakage/property | (29BL * 1,000,000) / (36BL * 1,000) | l/prop/d | 2 | 2019-20: 99.0472; 2020-21: 94.4089; 2021-22: 90.9324; 2022-23: 87.5516; 2023-24: 84.3547; 2024-25: 81.5685; 2025-26: 80.8533; 2026-27: 79.3384; 2027-28: 78.4146; 2028-29: 77.2055; 2029-30: 76.0864; 2030-31: 75.47; 2031-32: 74.4109; 2032-33: 74.2834; 2033-34: 73.2634; 2034-35: 72.7175; 2035-36: 72.1893; 2036-37: 72.1207; 2037-38: 71.6232; 2038-39: 70.6991; 2039-40: 70.2241; 2040-41: 70.1951; 2041-42: 70.1694; 2042-43: 69.7279; 2043-44: 69.2919; 2044-45: 69.2841; 2045-46: 68.4503; 2046-47: 68.0441; 2047-48: 67.6568; 2048-49: 67.2738; 2049-50: 66.906
31BL | Measured Non Household - properties | Input | 000's | 2 | 2019-20: 0.964; 2020-21: 0.974; 2021-22: 0.984; 2022-23: 0.994; 2023-24: 1.004; 2024-25: 1.014; 2025-26: 1.024; 2026-27: 1.033; 2027-28: 1.043; 2028-29: 1.052; 2029-30: 1.058; 2030-31: 1.063; 2031-32: 1.069; 2032-33: 1.074; 2033-34: 1.079; 2034-35: 1.082; 2035-36: 1.086; 2036-37: 1.089; 2037-38: 1.091; 2038-39: 1.094; 2039-40: 1.096; 2040-41: 1.098; 2041-42: 1.1; 2042-43: 1.102; 2043-44: 1.104; 2044-45: 1.105; 2045-46: 1.106; 2046-47: 1.108; 2047-48: 1.108; 2048-49: 1.109; 2049-50: 1.109
32BL | Unmeasured Non Household - properties | Input | 000's | 2 | 2019-20: 0.004; 2020-21: 0.004; 2021-22: 0.004; 2022-23: 0.004; 2023-24: 0.004; 2024-25: 0.004; 2025-26: 0.004; 2026-27: 0.004; 2027-28: 0.004; 2028-29: 0.004; 2029-30: 0.004; 2030-31: 0.004; 2031-32: 0.004; 2032-33: 0.004; 2033-34: 0.004; 2034-35: 0.004; 2035-36: 0.004; 2036-37: 0.004; 2037-38: 0.004; 2038-39: 0.004; 2039-40: 0.004; 2040-41: 0.004; 2041-42: 0.004; 2042-43: 0.004; 2043-44: 0.004; 2044-45: 0.004; 2045-46: 0.004; 2046-47: 0.004; 2047-48: 0.004; 2048-49: 0.004; 2049-50: 0.004
33BL | All void non-households - properties | Input | 000's | 2 | 2019-20: 0; 2020-21: 0; 2021-22: 0; 2022-23: 0; 2023-24: 0; 2024-25: 0; 2025-26: 0; 2026-27: 0; 2027-28: 0; 2028-29: 0; 2029-30: 0; 2030-31: 0; 2031-32: 0; 2032-33: 0; 2033-34: 0; 2034-35: 0; 2035-36: 0; 2036-37: 0; 2037-38: 0; 2038-39: 0; 2039-40: 0; 2040-41: 0; 2041-42: 0; 2042-43: 0; 2043-44: 0; 2044-45: 0; 2045-46: 0; 2046-47: 0; 2047-48: 0; 2048-49: 0; 2049-50: 0
34BL | Measured households - properties (excl. void) | Year before + sum (34.1BL:34.6BL) | 000's | 2 | 2019-20: 15.571; 2020-21: 16.117; 2021-22: 16.565; 2022-23: 17.033; 2023-24: 17.368; 2024-25: 17.62; 2025-26: 17.842; 2026-27: 18.148; 2027-28: 18.431; 2028-29: 18.668; 2029-30: 18.889; 2030-31: 19.102; 2031-32: 19.312; 2032-33: 19.519; 2033-34: 19.722; 2034-35: 19.922; 2035-36: 20.117; 2036-37: 20.309; 2037-38: 20.497; 2038-39: 20.682; 2039-40: 20.865; 2040-41: 21.045; 2041-42: 21.223; 2042-43: 21.396; 2043-44: 21.568; 2044-45: 21.739; 2045-46: 21.891; 2046-47: 22.04; 2047-48: 22.185; 2048-49: 22.328; 2049-50: 22.46
34.1BL | New build properties - properties | Input (new builds in each year) | 000's | 2 | 2019-20: 0.525; 2020-21: 0.455; 2021-22: 0.364; 2022-23: 0.392; 2023-24: 0.262; 2024-25: 0.183; 2025-26: 0.166; 2026-27: 0.252; 2027-28: 0.231; 2028-29: 0.187; 2029-30: 0.173; 2030-31: 0.166; 2031-32: 0.165; 2032-33: 0.163; 2033-34: 0.161; 2034-35: 0.16; 2035-36: 0.155; 2036-37: 0.154; 2037-38: 0.152; 2038-39: 0.149; 2039-40: 0.149; 2040-41: 0.148; 2041-42: 0.146; 2042-43: 0.143; 2043-44: 0.143; 2044-45: 0.143; 2045-46: 0.141; 2046-47: 0.138; 2047-48: 0.135; 2048-49: 0.133; 2049-50: 0.132
34.2BL | Meter optants - properties | Input (meter optants in each year) | 000's | 2 | 2019-20: 0.061; 2020-21: 0.058; 2021-22: 0.053; 2022-23: 0.046; 2023-24: 0.044; 2024-25: 0.042; 2025-26: 0.03; 2026-27: 0.029; 2027-28: 0.028; 2028-29: 0.027; 2029-30: 0.026; 2030-31: 0.026; 2031-32: 0.025; 2032-33: 0.024; 2033-34: 0.023; 2034-35: 0.022; 2035-36: 0.022; 2036-37: 0.021; 2037-38: 0.02; 2038-39: 0.02; 2039-40: 0.019; 2040-41: 0.018; 2041-42: 0.018; 2042-43: 0.017; 2043-44: 0.016; 2044-45: 0.016; 2045-46: 0; 2046-47: 0; 2047-48: 0; 2048-49: 0; 2049-50: 0
34.3BL | Compulsory metering - properties | Input (compulsory meters in each year) | 000's | 2 | 2019-20: 0; 2020-21: 0; 2021-22: 0; 2022-23: 0; 2023-24: 0; 2024-25: 0; 2025-26: 0; 2026-27: 0; 2027-28: 0; 2028-29: 0; 2029-30: 0; 2030-31: 0; 2031-32: 0; 2032-33: 0; 2033-34: 0; 2034-35: 0; 2035-36: 0; 2036-37: 0; 2037-38: 0; 2038-39: 0; 2039-40: 0; 2040-41: 0; 2041-42: 0; 2042-43: 0; 2043-44: 0; 2044-45: 0; 2045-46: 0; 2046-47: 0; 2047-48: 0; 2048-49: 0; 2049-50: 0
34.4BL | Metering on change of occupancy - properties | Input (change of occupancy meters in each year) | 000's | 2 | 2019-20: 0.031; 2020-21: 0.03; 2021-22: 0.029; 2022-23: 0.028; 2023-24: 0.027; 2024-25: 0.026; 2025-26: 0.025; 2026-27: 0.024; 2027-28: 0.023; 2028-29: 0.022; 2029-30: 0.021; 2030-31: 0.02; 2031-32: 0.019; 2032-33: 0.019; 2033-34: 0.018; 2034-35: 0.017; 2035-36: 0.017; 2036-37: 0.016; 2037-38: 0.015; 2038-39: 0.015; 2039-40: 0.014; 2040-41: 0.013; 2041-42: 0.013; 2042-43: 0.012; 2043-44: 0.012; 2044-45: 0.011; 2045-46: 0.011; 2046-47: 0.011; 2047-48: 0.01; 2048-49: 0.01; 2049-50: 0
34.5BL | Selective metering - properties | Input (selective meters in each year) | 000's | 2 | 2019-20: 0.003; 2020-21: 0.003; 2021-22: 0.002; 2022-23: 0.002; 2023-24: 0.002; 2024-25: 0.001; 2025-26: 0.001; 2026-27: 0.001; 2027-28: 0.001; 2028-29: 0.001; 2029-30: 0.001; 2030-31: 0.001; 2031-32: 0.001; 2032-33: 0.001; 2033-34: 0.001; 2034-35: 0.001; 2035-36: 0.001; 2036-37: 0.001; 2037-38: 0.001; 2038-39: 0.001; 2039-40: 0.001; 2040-41: 0.001; 2041-42: 0.001; 2042-43: 0.001; 2043-44: 0.001; 2044-45: 0.001; 2045-46: 0; 2046-47: 0; 2047-48: 0; 2048-49: 0; 2049-50: 0
34.6BL | Other changes to existing metering - properties | Input (other changes to meters in each year) | 000's | 2 | 2019-20: 0; 2020-21: 0; 2021-22: 0; 2022-23: 0; 2023-24: 0; 2024-25: 0; 2025-26: 0; 2026-27: 0; 2027-28: 0; 2028-29: 0; 2029-30: 0; 2030-31: 0; 2031-32: 0; 2032-33: 0; 2033-34: 0; 2034-35: 0; 2035-36: 0; 2036-37: 0; 2037-38: 0; 2038-39: 0; 2039-40: 0; 2040-41: 0; 2041-42: 0; 2042-43: 0; 2043-44: 0; 2044-45: 0; 2045-46: 0; 2046-47: 0; 2047-48: 0; 2048-49: 0; 2049-50: 0
34.7BL | Measured household void properties | Input | 000's | 2 | 2019-20: 0.308; 2020-21: 0.315; 2021-22: 0.321; 2022-23: 0.329; 2023-24: 0.336; 2024-25: 0.342; 2025-26: 0.348; 2026-27: 0.354; 2027-28: 0.36; 2028-29: 0.365; 2029-30: 0.369; 2030-31: 0.374; 2031-32: 0.378; 2032-33: 0.382; 2033-34: 0.386; 2034-35: 0.391; 2035-36: 0.395; 2036-37: 0.398; 2037-38: 0.402; 2038-39: 0.406; 2039-40: 0.41; 2040-41: 0.413; 2041-42: 0.417; 2042-43: 0.42; 2043-44: 0.424; 2044-45: 0.427; 2045-46: 0.43; 2046-47: 0.433; 2047-48: 0.436; 2048-49: 0.439; 2049-50: 0.441
35BL | Unmeasured households - properties (excl. void) | Input | 000's | 2 | 2019-20: 1.697; 2020-21: 1.624; 2021-22: 1.56; 2022-23: 1.485; 2023-24: 1.413; 2024-25: 1.344; 2025-26: 1.287; 2026-27: 1.233; 2027-28: 1.18; 2028-29: 1.13; 2029-30: 1.081; 2030-31: 1.034; 2031-32: 0.988; 2032-33: 0.945; 2033-34: 0.903; 2034-35: 0.862; 2035-36: 0.823; 2036-37: 0.785; 2037-38: 0.749; 2038-39: 0.714; 2039-40: 0.68; 2040-41: 0.648; 2041-42: 0.616; 2042-43: 0.586; 2043-44: 0.557; 2044-45: 0.529; 2045-46: 0.518; 2046-47: 0.507; 2047-48: 0.497; 2048-49: 0.488; 2049-50: 0.488
35.1BL | Unmeasured household void properties | Input | 000's | 2 | 2019-20: 0.033; 2020-21: 0.032; 2021-22: 0.031; 2022-23: 0.029; 2023-24: 0.028; 2024-25: 0.027; 2025-26: 0.026; 2026-27: 0.025; 2027-28: 0.024; 2028-29: 0.023; 2029-30: 0.022; 2030-31: 0.021; 2031-32: 0.02; 2032-33: 0.019; 2033-34: 0.018; 2034-35: 0.017; 2035-36: 0.016; 2036-37: 0.016; 2037-38: 0.015; 2038-39: 0.014; 2039-40: 0.014; 2040-41: 0.013; 2041-42: 0.012; 2042-43: 0.012; 2043-44: 0.011; 2044-45: 0.011; 2045-46: 0.01; 2046-47: 0.01; 2047-48: 0.01; 2048-49: 0.01; 2049-50: 0.01
36BL | Total Resource Zone Properties (incl. voids) | sum (31BL:34BL) + 34.7BL + 35BL + 35.1BL | 000's | 2 | 2019-20: 18.577; 2020-21: 19.066; 2021-22: 19.465; 2022-23: 19.874; 2023-24: 20.153; 2024-25: 20.351; 2025-26: 20.531; 2026-27: 20.797; 2027-28: 21.042; 2028-29: 21.242; 2029-30: 21.423; 2030-31: 21.598; 2031-32: 21.771; 2032-33: 21.943; 2033-34: 22.112; 2034-35: 22.278; 2035-36: 22.441; 2036-37: 22.601; 2037-38: 22.758; 2038-39: 22.914; 2039-40: 23.069; 2040-41: 23.221; 2041-42: 23.372; 2042-43: 23.52; 2043-44: 23.668; 2044-45: 23.815; 2045-46: 23.959; 2046-47: 24.102; 2047-48: 24.24; 2048-49: 24.378; 2049-50: 24.512
37BL | Measured Non Household - Population | Input | 000's | 2 | 2019-20: 0.451; 2020-21: 0.463; 2021-22: 0.47; 2022-23: 0.485; 2023-24: 0.495; 2024-25: 0.504; 2025-26: 0.511; 2026-27: 0.523; 2027-28: 0.534; 2028-29: 0.547; 2029-30: 0.558; 2030-31: 0.571; 2031-32: 0.592; 2032-33: 0.61; 2033-34: 0.623; 2034-35: 0.633; 2035-36: 0.643; 2036-37: 0.654; 2037-38: 0.664; 2038-39: 0.674; 2039-40: 0.684; 2040-41: 0.696; 2041-42: 0.71; 2042-43: 0.723; 2043-44: 0.738; 2044-45: 0.754; 2045-46: 0.771; 2046-47: 0.79; 2047-48: 0.808; 2048-49: 0.827; 2049-50: 0.845
38BL | Unmeasured Non Household - Population | Input | 000's | 2 | 2019-20: 0.002; 2020-21: 0.002; 2021-22: 0.002; 2022-23: 0.002; 2023-24: 0.002; 2024-25: 0.002; 2025-26: 0.002; 2026-27: 0.002; 2027-28: 0.002; 2028-29: 0.002; 2029-30: 0.002; 2030-31: 0.002; 2031-32: 0.002; 2032-33: 0.002; 2033-34: 0.003; 2034-35: 0.003; 2035-36: 0.003; 2036-37: 0.003; 2037-38: 0.003; 2038-39: 0.003; 2039-40: 0.003; 2040-41: 0.003; 2041-42: 0.003; 2042-43: 0.003; 2043-44: 0.003; 2044-45: 0.003; 2045-46: 0.003; 2046-47: 0.003; 2047-48: 0.003; 2048-49: 0.003; 2049-50: 0.003
39BL | Measured Household - Population | Input | 000's | 2 | 2019-20: 35.659; 2020-21: 36.413; 2021-22: 36.86; 2022-23: 37.83; 2023-24: 38.511; 2024-25: 39.04; 2025-26: 39.47; 2026-27: 40.044; 2027-28: 40.568; 2028-29: 40.961; 2029-30: 41.306; 2030-31: 41.624; 2031-32: 41.935; 2032-33: 42.247; 2033-34: 42.579; 2034-35: 42.915; 2035-36: 43.228; 2036-37: 43.528; 2037-38: 43.828; 2038-39: 44.133; 2039-40: 44.482; 2040-41: 44.812; 2041-42: 45.153; 2042-43: 45.502; 2043-44: 45.853; 2044-45: 46.206; 2045-46: 46.511; 2046-47: 46.812; 2047-48: 47.113; 2048-49: 47.416; 2049-50: 47.692
40BL | Unmeasured Household - Population | Input | 000's | 2 | 2019-20: 5.013; 2020-21: 4.807; 2021-22: 4.631; 2022-23: 4.417; 2023-24: 4.215; 2024-25: 4.025; 2025-26: 3.866; 2026-27: 3.709; 2027-28: 3.559; 2028-29: 3.413; 2029-30: 3.272; 2030-31: 3.137; 2031-32: 3.006; 2032-33: 2.882; 2033-34: 2.763; 2034-35: 2.649; 2035-36: 2.539; 2036-37: 2.433; 2037-38: 2.331; 2038-39: 2.234; 2039-40: 2.141; 2040-41: 2.051; 2041-42: 1.965; 2042-43: 1.882; 2043-44: 1.803; 2044-45: 1.725; 2045-46: 1.695; 2046-47: 1.665; 2047-48: 1.637; 2048-49: 1.61; 2049-50: 1.61
41BL | Total Resource Zone Population | sum (37BL:40BL) | 000's | 2 | 2019-20: 41.125; 2020-21: 41.685; 2021-22: 41.963; 2022-23: 42.734; 2023-24: 43.223; 2024-25: 43.571; 2025-26: 43.849; 2026-27: 44.278; 2027-28: 44.663; 2028-29: 44.923; 2029-30: 45.138; 2030-31: 45.334; 2031-32: 45.535; 2032-33: 45.741; 2033-34: 45.968; 2034-35: 46.2; 2035-36: 46.413; 2036-37: 46.618; 2037-38: 46.826; 2038-39: 47.044; 2039-40: 47.31; 2040-41: 47.562; 2041-42: 47.831; 2042-43: 48.11; 2043-44: 48.397; 2044-45: 48.688; 2045-46: 48.98; 2046-47: 49.27; 2047-48: 49.561; 2048-49: 49.856; 2049-50: 50.15
42BL | Average household occupancy rate (excl. voids) | (39BL + 40BL) / (34BL + 35BL) | h/prop | 1 | 2019-20: 2.3553; 2020-21: 2.3234; 2021-22: 2.2892; 2022-23: 2.2814; 2023-24: 2.275; 2024-25: 2.2709; 2025-26: 2.2655; 2026-27: 2.2575; 2027-28: 2.2501; 2028-29: 2.2413; 2029-30: 2.2322; 2030-31: 2.2229; 2031-32: 2.2138; 2032-33: 2.2053; 2033-34: 2.1984; 2034-35: 2.1923; 2035-36: 2.1856; 2036-37: 2.1789; 2037-38: 2.1726; 2038-39: 2.1671; 2039-40: 2.164; 2040-41: 2.1603; 2041-42: 2.1575; 2042-43: 2.1556; 2043-44: 2.1539; 2044-45: 2.1525; 2045-46: 2.1512; 2046-47: 2.15; 2047-48: 2.1493; 2048-49: 2.1488; 2049-50: 2.1484
43BL | Total Household Metering penetration (excl. voids) | 34BL / (34BL + 35BL) | % | 1 | 2019-20: 90.17%; 2020-21: 90.85%; 2021-22: 91.39%; 2022-23: 91.98%; 2023-24: 92.48%; 2024-25: 92.91%; 2025-26: 93.27%; 2026-27: 93.64%; 2027-28: 93.98%; 2028-29: 94.29%; 2029-30: 94.59%; 2030-31: 94.86%; 2031-32: 95.13%; 2032-33: 95.38%; 2033-34: 95.62%; 2034-35: 95.85%; 2035-36: 96.07%; 2036-37: 96.28%; 2037-38: 96.47%; 2038-39: 96.66%; 2039-40: 96.84%; 2040-41: 97.01%; 2041-42: 97.18%; 2042-43: 97.33%; 2043-44: 97.48%; 2044-45: 97.62%; 2045-46: 97.69%; 2046-47: 97.75%; 2047-48: 97.81%; 2048-49: 97.86%; 2049-50: 97.87%
44BL | Total Household Metering penetration (incl. voids) | (34BL) / (34BL + 34.7BL + 35BL + 35.1BL) | % | 1 | 2019-20: 88.43%; 2020-21: 89.1%; 2021-22: 89.65%; 2022-23: 90.24%; 2023-24: 90.72%; 2024-25: 91.14%; 2025-26: 91.48%; 2026-27: 91.84%; 2027-28: 92.18%; 2028-29: 92.48%; 2029-30: 92.77%; 2030-31: 93.04%; 2031-32: 93.3%; 2032-33: 93.55%; 2033-34: 93.78%; 2034-35: 94.01%; 2035-36: 94.22%; 2036-37: 94.43%; 2037-38: 94.62%; 2038-39: 94.8%; 2039-40: 94.97%; 2040-41: 95.14%; 2041-42: 95.31%; 2042-43: 95.46%; 2043-44: 95.6%; 2044-45: 95.74%; 2045-46: 95.81%; 2046-47: 95.87%; 2047-48: 95.92%; 2048-49: 95.97%; 2049-50: 95.99%
45BL | Distribution input | sum (12BL:15BL) +21BL + 22BL + 27BL + 28BL | Ml/d | 2 | 2019-20: 8.86; 2020-21: 8.82; 2021-22: 8.75; 2022-23: 8.78; 2023-24: 8.67; 2024-25: 8.63; 2025-26: 8.61; 2026-27: 8.63; 2027-28: 8.66; 2028-29: 8.67; 2029-30: 8.65; 2030-31: 8.65; 2031-32: 8.65; 2032-33: 8.67; 2033-34: 8.72; 2034-35: 8.75; 2035-36: 8.79; 2036-37: 8.81; 2037-38: 8.87; 2038-39: 8.9; 2039-40: 8.96; 2040-41: 8.99; 2041-42: 9.03; 2042-43: 9.09; 2043-44: 9.12; 2044-45: 9.17; 2045-46: 9.21; 2046-47: 9.25; 2047-48: 9.29; 2048-49: 9.35; 2049-50: 9.4
46BL | Target headroom (climate change component) | Input | Ml/d | 2 | 2019-20: 0.00039597; 2020-21: 0.00039597; 2021-22: 0.00039597; 2022-23: 0.00039597; 2023-24: 0.00039597; 2024-25: 0.00039597; 2025-26: 0.00039597; 2026-27: 0.00071824; 2027-28: 0.0012216; 2028-29: 0.0008078; 2029-30: 0.0009309; 2030-31: 0.0016507; 2031-32: 0.0012279; 2032-33: 0.00066806; 2033-34: 0.0013275; 2034-35: 0.0010091; 2035-36: 0.0017633; 2036-37: 0.0022744; 2037-38: 0.0021864; 2038-39: 0.0018503; 2039-40: 0; 2040-41: 0; 2041-42: 0; 2042-43: 0; 2043-44: 0; 2044-45: 0; 2045-46: 0; 2046-47: 0; 2047-48: 0; 2048-49: 0; 2049-50: 0
47BL | Target headroom (All other components) | Input | Ml/d | 2 | 2019-20: 0.33628; 2020-21: 0.33628; 2021-22: 0.33628; 2022-23: 0.33628; 2023-24: 0.33628; 2024-25: 0.33628; 2025-26: 0.33628; 2026-27: 0.33651; 2027-28: 0.33238; 2028-29: 0.33704; 2029-30: 0.34591; 2030-31: 0.32267; 2031-32: 0.33315; 2032-33: 0.3403; 2033-34: 0.34816; 2034-35: 0.36645; 2035-36: 0.31716; 2036-37: 0.28319; 2037-38: 0.30679; 2038-39: 0.32614; 2039-40: 0.24121; 2040-41: 0.25739; 2041-42: 0.27537; 2042-43: 0.29092; 2043-44: 0.30902; 2044-45: 0.30992; 2045-46: 0.25437; 2046-47: 0.25721; 2047-48: 0.25705; 2048-49: 0.2546; 2049-50: 0.25927
48BL | Target Headroom | 46BL + 47BL | Ml/d | 2 | 2019-20: 0.33668; 2020-21: 0.33668; 2021-22: 0.33668; 2022-23: 0.33668; 2023-24: 0.33668; 2024-25: 0.33668; 2025-26: 0.33668; 2026-27: 0.33722; 2027-28: 0.3336; 2028-29: 0.33785; 2029-30: 0.34684; 2030-31: 0.32432; 2031-32: 0.33438; 2032-33: 0.34097; 2033-34: 0.34949; 2034-35: 0.36745; 2035-36: 0.31892; 2036-37: 0.28547; 2037-38: 0.30898; 2038-39: 0.32799; 2039-40: 0.24121; 2040-41: 0.25739; 2041-42: 0.27537; 2042-43: 0.29092; 2043-44: 0.30902; 2044-45: 0.30992; 2045-46: 0.25437; 2046-47: 0.25721; 2047-48: 0.25705; 2048-49: 0.2546; 2049-50: 0.25927
49BL | Available Headroom | 11BL - 45BL | Ml/d | 2 | 2019-20: 0.98; 2020-21: 1.02; 2021-22: 1.09; 2022-23: 1.06; 2023-24: 1.17; 2024-25: 1.21; 2025-26: -1.151; 2026-27: -1.161; 2027-28: -1.191; 2028-29: -1.191; 2029-30: -1.161; 2030-31: -1.841; 2031-32: -1.851; 2032-33: -1.881; 2033-34: -1.951; 2034-35: -2.011; 2035-36: -2.001; 2036-37: -6.599; 2037-38: -6.659; 2038-39: -6.689; 2039-40: -6.749; 2040-41: -6.779; 2041-42: -6.819; 2042-43: -6.879; 2043-44: -6.909; 2044-45: -6.959; 2045-46: -6.999; 2046-47: -7.039; 2047-48: -7.079; 2048-49: -7.139; 2049-50: -7.189
49.1BL | Available non-potable balance (if applicable) | 1.1BL -12.1BL | Ml/d | 2 | 2019-20: 0; 2020-21: 0; 2021-22: 0; 2022-23: 0; 2023-24: 0; 2024-25: 0; 2025-26: 0.001; 2026-27: 0.001; 2027-28: 0.001; 2028-29: 0.001; 2029-30: 0.001; 2030-31: 0.001; 2031-32: 0.001; 2032-33: 0.001; 2033-34: 0.001; 2034-35: 0.001; 2035-36: 0.001; 2036-37: 0.001; 2037-38: 0.001; 2038-39: 0.001; 2039-40: 0.001; 2040-41: 0.001; 2041-42: 0.001; 2042-43: 0.001; 2043-44: 0.001; 2044-45: 0.001; 2045-46: 0.001; 2046-47: 0.001; 2047-48: 0.001; 2048-49: 0.001; 2049-50: 0.001
50BL | Supply Demand Balance | 49BL - 48BL | Ml/d | 2 | 2019-20: 0.64332; 2020-21: 0.68332; 2021-22: 0.75332; 2022-23: 0.72332; 2023-24: 0.83332; 2024-25: 0.87332; 2025-26: -1.4877; 2026-27: -1.4982; 2027-28: -1.5246; 2028-29: -1.5288; 2029-30: -1.5078; 2030-31: -2.1653; 2031-32: -2.1854; 2032-33: -2.222; 2033-34: -2.3005; 2034-35: -2.3785; 2035-36: -2.3199; 2036-37: -6.8845; 2037-38: -6.968; 2038-39: -7.017; 2039-40: -6.9902; 2040-41: -7.0364; 2041-42: -7.0944; 2042-43: -7.1699; 2043-44: -7.218; 2044-45: -7.2689; 2045-46: -7.2534; 2046-47: -7.2962; 2047-48: -7.3361; 2048-49: -7.3936; 2049-50: -7.4483
Table 3b: DYAA - Final plan Options | Back to top of sheet |  |  |  | 2019-20: 0.1
WRMP24 reference | Option type | Cat ID | Unit | Decimal places | 2019-20 | 2020-21 | 2021-22 | 2022-23 | 2023-24 | 2024-25 | 2025-26 | 2026-27 | 2027-28 | 2028-29 | 2029-30 | 2030-31 | 2031-32 | 2032-33 | 2033-34 | 2034-35 | 2035-36 | 2036-37 | 2037-38 | 2038-39 | 2039-40 | 2040-41 | 2041-42 | 2042-43 | 2043-44 | 2044-45 | 2045-46 | 2046-47 | 2047-48 | 2048-49 | 2049-50 | 2050-51 | 2051-52 | 2052-53 | 2053-54 | 2054-55 | 2055-56 | 2056-57 | 2057-58 | 2058-59 | 2059-60 | 2060-61 | 2061-62 | 2062-63 | 2063-64 | 2064-65 | 2065-66 | 2066-67 | 2067-68 | 2068-69 | 2069-70 | 2070-71 | 2071-72 | 2072-73 | 2073-74 | 2074-75 | 2075-76 | 2076-77 | 2077-78 | 2078-79 | 2079-80 | 2080-81 | 2081-82 | 2082-83 | 2083-84 | 2084-85 | 2085-86 | 2086-87 | 2087-88 | 2088-89 | 2089-90 | 2090-91 | 2091-92 | 2092-93 | 2093-94 | 2094-95 | 2095-96 | 2096-97 | 2097-98 | 2098-99 | 2099-100
1.11FP | Non potable supplies input reductions as -ve and increases as +ve | RSNPS | Ml/d | 2 | 0.1 2019-20: 0; 0.1 2020-21: 0; 0.1 2021-22: 0; 0.1 2022-23: 0; 0.1 2023-24: 0; 0.1 2024-25: 0; 0.1 2025-26: 0; 0.1 2026-27: 0; 0.1 2027-28: 0; 0.1 2028-29: 0; 0.1 2029-30: 0; 0.1 2030-31: 0; 0.1 2031-32: 0; 0.1 2032-33: 0; 0.1 2033-34: 0; 0.1 2034-35: 0; 0.1 2035-36: 0; 0.1 2036-37: 0; 0.1 2037-38: 0; 0.1 2038-39: 0; 0.1 2039-40: 0; 0.1 2040-41: 0; 0.1 2041-42: 0; 0.1 2042-43: 0; 0.1 2043-44: 0; 0.1 2044-45: 0; 0.1 2045-46: 0; 0.1 2046-47: 0; 0.1 2047-48: 0; 0.1 2048-49: 0; 0.1 2049-50: 0
2.1FP | Raw water imports input reductions as -ve | RSRWI | Ml/d | 2 | 0.1 2019-20: 0; 0.1 2020-21: 0; 0.1 2021-22: 0; 0.1 2022-23: 0; 0.1 2023-24: 0; 0.1 2024-25: 0; 0.1 2025-26: 0; 0.1 2026-27: 0; 0.1 2027-28: 0; 0.1 2028-29: 0; 0.1 2029-30: 0; 0.1 2030-31: 0; 0.1 2031-32: 0; 0.1 2032-33: 0; 0.1 2033-34: 0; 0.1 2034-35: 0; 0.1 2035-36: 0; 0.1 2036-37: 0; 0.1 2037-38: 0; 0.1 2038-39: 0; 0.1 2039-40: 0; 0.1 2040-41: 0; 0.1 2041-42: 0; 0.1 2042-43: 0; 0.1 2043-44: 0; 0.1 2044-45: 0; 0.1 2045-46: 0; 0.1 2046-47: 0; 0.1 2047-48: 0; 0.1 2048-49: 0; 0.1 2049-50: 0
3.1FP | Potable water imports input reductions as -ve | RSPWI | Ml/d | 2 | 0.1 2019-20: 0; 0.1 2020-21: 0; 0.1 2021-22: 0; 0.1 2022-23: 0; 0.1 2023-24: 0; 0.1 2024-25: 0; 0.1 2025-26: -0.001; 0.1 2026-27: -0.001; 0.1 2027-28: -0.001; 0.1 2028-29: -0.001; 0.1 2029-30: -0.001; 0.1 2030-31: 17.72; 0.1 2031-32: 17.42; 0.1 2032-33: 21.129; 0.1 2033-34: 20.929; 0.1 2034-35: 20.689; 0.1 2035-36: 21.449; 0.1 2036-37: 37.999; 0.1 2037-38: 37.399; 0.1 2038-39: 37.179; 0.1 2039-40: 35.289; 0.1 2040-41: 42.039; 0.1 2041-42: 41.569; 0.1 2042-43: 40.959; 0.1 2043-44: 40.619; 0.1 2044-45: 40.299; 0.1 2045-46: 39.259; 0.1 2046-47: 39.179; 0.1 2047-48: 38.979; 0.1 2048-49: 38.729; 0.1 2049-50: 38.109
4.1FP | Raw water exports input reductions as +ve and increases as -ve | RSRWE | Ml/d | 2 | 0.1 2019-20: 0; 0.1 2020-21: 0; 0.1 2021-22: 0; 0.1 2022-23: 0; 0.1 2023-24: 0; 0.1 2024-25: 0; 0.1 2025-26: 0; 0.1 2026-27: 0; 0.1 2027-28: 0; 0.1 2028-29: 0; 0.1 2029-30: 0; 0.1 2030-31: 0; 0.1 2031-32: 0; 0.1 2032-33: 0; 0.1 2033-34: 0; 0.1 2034-35: 0; 0.1 2035-36: 0; 0.1 2036-37: 0; 0.1 2037-38: 0; 0.1 2038-39: 0; 0.1 2039-40: 0; 0.1 2040-41: 0; 0.1 2041-42: 0; 0.1 2042-43: 0; 0.1 2043-44: 0; 0.1 2044-45: 0; 0.1 2045-46: 0; 0.1 2046-47: 0; 0.1 2047-48: 0; 0.1 2048-49: 0; 0.1 2049-50: 0
5.1FP | Potable water exports input reductions as +ve and increases as -ve | RSPWE | Ml/d | 2 | 0.1 2019-20: 0; 0.1 2020-21: 0; 0.1 2021-22: 0; 0.1 2022-23: 0; 0.1 2023-24: 0; 0.1 2024-25: 0; 0.1 2025-26: 0.152; 0.1 2026-27: 0.122; 0.1 2027-28: 0.092; 0.1 2028-29: 0.042; 0.1 2029-30: -0.018; 0.1 2030-31: -15.849; 0.1 2031-32: -15.569; 0.1 2032-33: -19.278; 0.1 2033-34: -19.048; 0.1 2034-35: -18.798; 0.1 2035-36: -19.698; 0.1 2036-37: -31.74; 0.1 2037-38: -31.14; 0.1 2038-39: -30.93; 0.1 2039-40: -29.16; 0.1 2040-41: -35.93; 0.1 2041-42: -35.57; 0.1 2042-43: -34.99; 0.1 2043-44: -34.66; 0.1 2044-45: -34.34; 0.1 2045-46: -33.36; 0.1 2046-47: -33.27; 0.1 2047-48: -33.07; 0.1 2048-49: -32.83; 0.1 2049-50: -32.4
6.2FP | DO benefit from increase raw water abstractions | RSRWA | Ml/d | 2 | 0.1 2019-20: 0; 0.1 2020-21: 0; 0.1 2021-22: 0; 0.1 2022-23: 0; 0.1 2023-24: 0; 0.1 2024-25: 0; 0.1 2025-26: 0; 0.1 2026-27: 0; 0.1 2027-28: 0; 0.1 2028-29: 0; 0.1 2029-30: 0; 0.1 2030-31: 0; 0.1 2031-32: 0; 0.1 2032-33: 0; 0.1 2033-34: 0; 0.1 2034-35: 0; 0.1 2035-36: 0; 0.1 2036-37: 0; 0.1 2037-38: 0; 0.1 2038-39: 0; 0.1 2039-40: 0; 0.1 2040-41: 0; 0.1 2041-42: 0; 0.1 2042-43: 0; 0.1 2043-44: 0; 0.1 2044-45: 0; 0.1 2045-46: 0; 0.1 2046-47: 0; 0.1 2047-48: 0; 0.1 2048-49: 0; 0.1 2049-50: 0
6.3FP | Other options to increase deployable output | RSIPO | Ml/d | 2 | 0.1 2019-20: 0; 0.1 2020-21: 0; 0.1 2021-22: 0; 0.1 2022-23: 0; 0.1 2023-24: 0; 0.1 2024-25: 0; 0.1 2025-26: 1.29; 0.1 2026-27: 1.29; 0.1 2027-28: 1.29; 0.1 2028-29: 1.29; 0.1 2029-30: 1.29; 0.1 2030-31: 0.2; 0.1 2031-32: 0.2; 0.1 2032-33: 0.2; 0.1 2033-34: 0.2; 0.1 2034-35: 0.2; 0.1 2035-36: 0.2; 0.1 2036-37: 0.2; 0.1 2037-38: 0.2; 0.1 2038-39: 0.2; 0.1 2039-40: 0.2; 0.1 2040-41: 0.2; 0.1 2041-42: 0.2; 0.1 2042-43: 0.2; 0.1 2043-44: 0.2; 0.1 2044-45: 0.2; 0.1 2045-46: 0.2; 0.1 2046-47: 0.2; 0.1 2047-48: 0.2; 0.1 2048-49: 0.2; 0.1 2049-50: 0.2
7.01FP | DO benefit from supply side drought measures | RSDPS | Ml/d | 2 | 0.1 2019-20: 0; 0.1 2020-21: 0; 0.1 2021-22: 0; 0.1 2022-23: 0; 0.1 2023-24: 0; 0.1 2024-25: 0; 0.1 2025-26: 0; 0.1 2026-27: 0; 0.1 2027-28: 0; 0.1 2028-29: 0; 0.1 2029-30: 0; 0.1 2030-31: 0; 0.1 2031-32: 0; 0.1 2032-33: 0; 0.1 2033-34: 0; 0.1 2034-35: 0; 0.1 2035-36: 0; 0.1 2036-37: 0; 0.1 2037-38: 0; 0.1 2038-39: 0; 0.1 2039-40: 0; 0.1 2040-41: 0; 0.1 2041-42: 0; 0.1 2042-43: 0; 0.1 2043-44: 0; 0.1 2044-45: 0; 0.1 2045-46: 0; 0.1 2046-47: 0; 0.1 2047-48: 0; 0.1 2048-49: 0; 0.1 2049-50: 0
7.02FP | Benefit from demand side drought measures | RSDPD | Ml/d | 2 | 0.1 2019-20: 0; 0.1 2020-21: 0; 0.1 2021-22: 0; 0.1 2022-23: 0; 0.1 2023-24: 0; 0.1 2024-25: 0; 0.1 2025-26: 0; 0.1 2026-27: 0; 0.1 2027-28: 0; 0.1 2028-29: 0; 0.1 2029-30: 0; 0.1 2030-31: 0; 0.1 2031-32: 0; 0.1 2032-33: 0; 0.1 2033-34: 0; 0.1 2034-35: 0; 0.1 2035-36: 0; 0.1 2036-37: 0; 0.1 2037-38: 0; 0.1 2038-39: 0; 0.1 2039-40: 0; 0.1 2040-41: 0; 0.1 2041-42: 0; 0.1 2042-43: 0; 0.1 2043-44: 0; 0.1 2044-45: 0; 0.1 2045-46: 0; 0.1 2046-47: 0; 0.1 2047-48: 0; 0.1 2048-49: 0; 0.1 2049-50: 0
8.1FP | Reduce raw water losses and operational use input as -ve | RSLOU | Ml/d | 2 | 0.1 2019-20: 0; 0.1 2020-21: 0; 0.1 2021-22: 0; 0.1 2022-23: 0; 0.1 2023-24: 0; 0.1 2024-25: 0; 0.1 2025-26: 0; 0.1 2026-27: 0; 0.1 2027-28: 0; 0.1 2028-29: 0; 0.1 2029-30: 0; 0.1 2030-31: 0; 0.1 2031-32: 0; 0.1 2032-33: 0; 0.1 2033-34: 0; 0.1 2034-35: 0; 0.1 2035-36: 0; 0.1 2036-37: 0; 0.1 2037-38: 0; 0.1 2038-39: 0; 0.1 2039-40: 0; 0.1 2040-41: 0; 0.1 2041-42: 0; 0.1 2042-43: 0; 0.1 2043-44: 0; 0.1 2044-45: 0; 0.1 2045-46: 0; 0.1 2046-47: 0; 0.1 2047-48: 0; 0.1 2048-49: 0; 0.1 2049-50: 0
8.2FP | Reduce treatment works losses input as -ve | PSTWL | Ml/d | 2 | 0.1 2019-20: 0; 0.1 2020-21: 0; 0.1 2021-22: 0; 0.1 2022-23: 0; 0.1 2023-24: 0; 0.1 2024-25: 0; 0.1 2025-26: 0; 0.1 2026-27: 0; 0.1 2027-28: 0; 0.1 2028-29: 0; 0.1 2029-30: 0; 0.1 2030-31: 0; 0.1 2031-32: 0; 0.1 2032-33: 0; 0.1 2033-34: 0; 0.1 2034-35: 0; 0.1 2035-36: 0; 0.1 2036-37: 0; 0.1 2037-38: 0; 0.1 2038-39: 0; 0.1 2039-40: 0; 0.1 2040-41: 0; 0.1 2041-42: 0; 0.1 2042-43: 0; 0.1 2043-44: 0; 0.1 2044-45: 0; 0.1 2045-46: 0; 0.1 2046-47: 0; 0.1 2047-48: 0; 0.1 2048-49: 0; 0.1 2049-50: 0
9.1FP | Reduce outages input as -ve | PSROU | Ml/d | 2 | 0.1 2019-20: 0; 0.1 2020-21: 0; 0.1 2021-22: 0; 0.1 2022-23: 0; 0.1 2023-24: 0; 0.1 2024-25: 0; 0.1 2025-26: 0; 0.1 2026-27: 0; 0.1 2027-28: 0; 0.1 2028-29: 0; 0.1 2029-30: 0; 0.1 2030-31: 0; 0.1 2031-32: 0; 0.1 2032-33: 0; 0.1 2033-34: 0; 0.1 2034-35: 0; 0.1 2035-36: 0; 0.1 2036-37: 0; 0.1 2037-38: 0; 0.1 2038-39: 0; 0.1 2039-40: 0; 0.1 2040-41: 0; 0.1 2041-42: 0; 0.1 2042-43: 0; 0.1 2043-44: 0; 0.1 2044-45: 0; 0.1 2045-46: 0; 0.1 2046-47: 0; 0.1 2047-48: 0; 0.1 2048-49: 0; 0.1 2049-50: 0
12.2FP | Change volume delivered to measured non households input reductions as -ve, line to include both measured non-household consumption and USPL options | CVMNH | Ml/d | 2 | 0.1 2019-20: 0; 0.1 2020-21: 0; 0.1 2021-22: 0; 0.1 2022-23: 0; 0.1 2023-24: 0; 0.1 2024-25: 0; 0.1 2025-26: -0.02; 0.1 2026-27: -0.04; 0.1 2027-28: -0.06; 0.1 2028-29: -0.08; 0.1 2029-30: -0.09; 0.1 2030-31: -0.11; 0.1 2031-32: -0.12; 0.1 2032-33: -0.14; 0.1 2033-34: -0.15; 0.1 2034-35: -0.17; 0.1 2035-36: -0.19; 0.1 2036-37: -0.2; 0.1 2037-38: -0.22; 0.1 2038-39: -0.23; 0.1 2039-40: -0.25; 0.1 2040-41: -0.26; 0.1 2041-42: -0.28; 0.1 2042-43: -0.3; 0.1 2043-44: -0.31; 0.1 2044-45: -0.33; 0.1 2045-46: -0.34; 0.1 2046-47: -0.36; 0.1 2047-48: -0.37; 0.1 2048-49: -0.39; 0.1 2049-50: -0.4
13.1FP | Change volume delivered to unmeasured non households input reductions as -ve, line to include both unmeasured non-household consumption and USPL options | CVUNH | Ml/d | 2 | 0.1 2019-20: 0; 0.1 2020-21: 0; 0.1 2021-22: 0; 0.1 2022-23: 0; 0.1 2023-24: 0; 0.1 2024-25: 0; 0.1 2025-26: 0; 0.1 2026-27: 0; 0.1 2027-28: 0; 0.1 2028-29: 0; 0.1 2029-30: 0; 0.1 2030-31: 0; 0.1 2031-32: 0; 0.1 2032-33: 0; 0.1 2033-34: 0; 0.1 2034-35: 0; 0.1 2035-36: 0; 0.1 2036-37: 0; 0.1 2037-38: 0; 0.1 2038-39: 0; 0.1 2039-40: 0; 0.1 2040-41: 0; 0.1 2041-42: 0; 0.1 2042-43: 0; 0.1 2043-44: 0; 0.1 2044-45: 0; 0.1 2045-46: 0; 0.1 2046-47: 0; 0.1 2047-48: 0; 0.1 2048-49: 0; 0.1 2049-50: 0
14.1FP | Change volume delivered to measured households input reductions as -ve, line to include both measured household consumption and USPL options | CVMHH | Ml/d | 2 | 0.1 2019-20: 0; 0.1 2020-21: 0; 0.1 2021-22: 0; 0.1 2022-23: 0; 0.1 2023-24: 0; 0.1 2024-25: 0; 0.1 2025-26: -0.04; 0.1 2026-27: -0.05; 0.1 2027-28: -0.07; 0.1 2028-29: -0.11; 0.1 2029-30: -0.14; 0.1 2030-31: -0.17; 0.1 2031-32: -0.2; 0.1 2032-33: -0.22; 0.1 2033-34: -0.25; 0.1 2034-35: -0.3; 0.1 2035-36: -0.36; 0.1 2036-37: -0.41; 0.1 2037-38: -0.47; 0.1 2038-39: -0.52; 0.1 2039-40: -0.58; 0.1 2040-41: -0.64; 0.1 2041-42: -0.69; 0.1 2042-43: -0.75; 0.1 2043-44: -0.8; 0.1 2044-45: -0.83; 0.1 2045-46: -0.85; 0.1 2046-47: -0.87; 0.1 2047-48: -0.9; 0.1 2048-49: -0.92; 0.1 2049-50: -0.95
15.1FP | Change volume delivered to unmeasured households input reductions as -ve, line to include both unmeasured household consumption and USPL options | CVUHH | Ml/d | 2 | 0.1 2019-20: 0; 0.1 2020-21: 0; 0.1 2021-22: 0; 0.1 2022-23: 0; 0.1 2023-24: 0; 0.1 2024-25: 0; 0.1 2025-26: 0; 0.1 2026-27: 0; 0.1 2027-28: 0; 0.1 2028-29: 0; 0.1 2029-30: 0; 0.1 2030-31: 0; 0.1 2031-32: 0; 0.1 2032-33: 0; 0.1 2033-34: 0; 0.1 2034-35: 0; 0.1 2035-36: 0; 0.1 2036-37: 0; 0.1 2037-38: 0; 0.1 2038-39: 0; 0.1 2039-40: 0; 0.1 2040-41: 0; 0.1 2041-42: 0; 0.1 2042-43: 0; 0.1 2043-44: 0; 0.1 2044-45: 0; 0.1 2045-46: 0; 0.1 2046-47: 0; 0.1 2047-48: 0; 0.1 2048-49: 0; 0.1 2049-50: 0
21.1FP | Options to reduce water taken unbilled input as -ve | CSWTU | Ml/d | 2 | 0.1 2019-20: 0; 0.1 2020-21: 0; 0.1 2021-22: 0; 0.1 2022-23: 0; 0.1 2023-24: 0; 0.1 2024-25: 0; 0.1 2025-26: 0; 0.1 2026-27: 0; 0.1 2027-28: 0; 0.1 2028-29: 0; 0.1 2029-30: 0; 0.1 2030-31: 0; 0.1 2031-32: 0; 0.1 2032-33: 0; 0.1 2033-34: 0; 0.1 2034-35: 0; 0.1 2035-36: 0; 0.1 2036-37: 0; 0.1 2037-38: 0; 0.1 2038-39: 0; 0.1 2039-40: 0; 0.1 2040-41: 0; 0.1 2041-42: 0; 0.1 2042-43: 0; 0.1 2043-44: 0; 0.1 2044-45: 0; 0.1 2045-46: 0; 0.1 2046-47: 0; 0.1 2047-48: 0; 0.1 2048-49: 0; 0.1 2049-50: 0
22.1FP | Reduce distribution system operational use (DSOU) input as -ve | DSDOU | Ml/d | 2 | 0.1 2019-20: 0; 0.1 2020-21: 0; 0.1 2021-22: 0; 0.1 2022-23: 0; 0.1 2023-24: 0; 0.1 2024-25: 0; 0.1 2025-26: 0; 0.1 2026-27: 0; 0.1 2027-28: 0; 0.1 2028-29: 0; 0.1 2029-30: 0; 0.1 2030-31: 0; 0.1 2031-32: 0; 0.1 2032-33: 0; 0.1 2033-34: 0; 0.1 2034-35: 0; 0.1 2035-36: 0; 0.1 2036-37: 0; 0.1 2037-38: 0; 0.1 2038-39: 0; 0.1 2039-40: 0; 0.1 2040-41: 0; 0.1 2041-42: 0; 0.1 2042-43: 0; 0.1 2043-44: 0; 0.1 2044-45: 0; 0.1 2045-46: 0; 0.1 2046-47: 0; 0.1 2047-48: 0; 0.1 2048-49: 0; 0.1 2049-50: 0
23.1FP | Options impacting on measured Non Household - USPL input reductions as -ve | CUMNH | Ml/d | 2 | 0.1 2019-20: 0; 0.1 2020-21: 0; 0.1 2021-22: 0; 0.1 2022-23: 0; 0.1 2023-24: 0; 0.1 2024-25: 0; 0.1 2025-26: 0; 0.1 2026-27: 0; 0.1 2027-28: 0; 0.1 2028-29: 0; 0.1 2029-30: 0; 0.1 2030-31: 0; 0.1 2031-32: 0; 0.1 2032-33: 0; 0.1 2033-34: 0; 0.1 2034-35: 0; 0.1 2035-36: 0; 0.1 2036-37: 0; 0.1 2037-38: 0; 0.1 2038-39: 0; 0.1 2039-40: 0; 0.1 2040-41: 0; 0.1 2041-42: 0; 0.1 2042-43: 0; 0.1 2043-44: 0; 0.1 2044-45: 0; 0.1 2045-46: 0; 0.1 2046-47: 0; 0.1 2047-48: 0; 0.1 2048-49: -0.01; 0.1 2049-50: -0.01
24.1FP | Options impacting on unmeasured Non Household - USPL input reductions as -ve | CUUNH | Ml/d | 2 | 0.1 2019-20: 0; 0.1 2020-21: 0; 0.1 2021-22: 0; 0.1 2022-23: 0; 0.1 2023-24: 0; 0.1 2024-25: 0; 0.1 2025-26: 0; 0.1 2026-27: 0; 0.1 2027-28: 0; 0.1 2028-29: 0; 0.1 2029-30: 0; 0.1 2030-31: 0; 0.1 2031-32: 0; 0.1 2032-33: 0; 0.1 2033-34: 0; 0.1 2034-35: 0; 0.1 2035-36: 0; 0.1 2036-37: 0; 0.1 2037-38: 0; 0.1 2038-39: 0; 0.1 2039-40: 0; 0.1 2040-41: 0; 0.1 2041-42: 0; 0.1 2042-43: 0; 0.1 2043-44: 0; 0.1 2044-45: 0; 0.1 2045-46: 0; 0.1 2046-47: 0; 0.1 2047-48: 0; 0.1 2048-49: 0; 0.1 2049-50: 0
25.1FP | Options impacting on measured Household - USPL input reductions as -ve | CUMHH | Ml/d | 2 | 0.1 2019-20: 0; 0.1 2020-21: 0; 0.1 2021-22: 0; 0.1 2022-23: 0; 0.1 2023-24: 0; 0.1 2024-25: 0; 0.1 2025-26: 0; 0.1 2026-27: -0.01; 0.1 2027-28: -0.01; 0.1 2028-29: -0.01; 0.1 2029-30: -0.01; 0.1 2030-31: -0.01; 0.1 2031-32: -0.02; 0.1 2032-33: -0.02; 0.1 2033-34: -0.02; 0.1 2034-35: -0.02; 0.1 2035-36: -0.02; 0.1 2036-37: -0.02; 0.1 2037-38: -0.02; 0.1 2038-39: -0.02; 0.1 2039-40: -0.02; 0.1 2040-41: -0.03; 0.1 2041-42: -0.03; 0.1 2042-43: -0.03; 0.1 2043-44: -0.03; 0.1 2044-45: -0.03; 0.1 2045-46: -0.03; 0.1 2046-47: -0.03; 0.1 2047-48: -0.03; 0.1 2048-49: -0.03; 0.1 2049-50: -0.03
26.1FP | Options impacting on unmeasured Household - USPL input reductions as -ve | CUUHH | Ml/d | 2 | 0.1 2019-20: 0; 0.1 2020-21: 0; 0.1 2021-22: 0; 0.1 2022-23: 0; 0.1 2023-24: 0; 0.1 2024-25: 0; 0.1 2025-26: 0; 0.1 2026-27: 0; 0.1 2027-28: 0; 0.1 2028-29: 0; 0.1 2029-30: 0; 0.1 2030-31: 0; 0.1 2031-32: 0; 0.1 2032-33: 0; 0.1 2033-34: 0; 0.1 2034-35: 0; 0.1 2035-36: 0; 0.1 2036-37: 0; 0.1 2037-38: 0; 0.1 2038-39: 0; 0.1 2039-40: 0; 0.1 2040-41: 0; 0.1 2041-42: 0; 0.1 2042-43: 0; 0.1 2043-44: 0; 0.1 2044-45: 0; 0.1 2045-46: 0; 0.1 2046-47: 0; 0.1 2047-48: 0; 0.1 2048-49: 0; 0.1 2049-50: 0
27.1FP | Options impacting on Void properties - USPL input reductions as -ve | CUVPP | Ml/d | 2 | 0.1 2019-20: 0; 0.1 2020-21: 0; 0.1 2021-22: 0; 0.1 2022-23: 0; 0.1 2023-24: 0; 0.1 2024-25: 0; 0.1 2025-26: 0; 0.1 2026-27: 0; 0.1 2027-28: 0; 0.1 2028-29: 0; 0.1 2029-30: 0; 0.1 2030-31: 0; 0.1 2031-32: 0; 0.1 2032-33: 0; 0.1 2033-34: 0; 0.1 2034-35: 0; 0.1 2035-36: 0; 0.1 2036-37: 0; 0.1 2037-38: 0; 0.1 2038-39: 0; 0.1 2039-40: 0; 0.1 2040-41: 0; 0.1 2041-42: 0; 0.1 2042-43: 0; 0.1 2043-44: 0; 0.1 2044-45: 0; 0.1 2045-46: 0; 0.1 2046-47: 0; 0.1 2047-48: 0; 0.1 2048-49: 0; 0.1 2049-50: 0
28.1FP | Reduce distribution losses input as -ve | DSRDL | Ml/d | 2 | 0.1 2019-20: 0; 0.1 2020-21: 0; 0.1 2021-22: 0; 0.1 2022-23: 0; 0.1 2023-24: 0; 0.1 2024-25: 0; 0.1 2025-26: 0; 0.1 2026-27: 0; 0.1 2027-28: -0.01; 0.1 2028-29: -0.01; 0.1 2029-30: -0.01; 0.1 2030-31: -0.01; 0.1 2031-32: -0.01; 0.1 2032-33: -0.01; 0.1 2033-34: -0.02; 0.1 2034-35: -0.02; 0.1 2035-36: -0.02; 0.1 2036-37: -0.02; 0.1 2037-38: -0.02; 0.1 2038-39: -0.02; 0.1 2039-40: -0.03; 0.1 2040-41: -0.03; 0.1 2041-42: -0.13; 0.1 2042-43: -0.15; 0.1 2043-44: -0.15; 0.1 2044-45: -0.15; 0.1 2045-46: -0.16; 0.1 2046-47: -0.16; 0.1 2047-48: -0.16; 0.1 2048-49: -0.18; 0.1 2049-50: -0.19
Table 3c: DYAA - Final plan | Back to top of sheet
WRMP24 reference | Component | Derivation | Unit | Decimal places | 2019-20 | 2020-21 | 2021-22 | 2022-23 | 2023-24 | 2024-25 | 2025-26 | 2026-27 | 2027-28 | 2028-29 | 2029-30 | 2030-31 | 2031-32 | 2032-33 | 2033-34 | 2034-35 | 2035-36 | 2036-37 | 2037-38 | 2038-39 | 2039-40 | 2040-41 | 2041-42 | 2042-43 | 2043-44 | 2044-45 | 2045-46 | 2046-47 | 2047-48 | 2048-49 | 2049-50 | 2050-51 | 2051-52 | 2052-53 | 2053-54 | 2054-55 | 2055-56 | 2056-57 | 2057-58 | 2058-59 | 2059-60 | 2060-61 | 2061-62 | 2062-63 | 2063-64 | 2064-65 | 2065-66 | 2066-67 | 2067-68 | 2068-69 | 2069-70 | 2070-71 | 2071-72 | 2072-73 | 2073-74 | 2074-75 | 2075-76 | 2076-77 | 2077-78 | 2078-79 | 2079-80 | 2080-81 | 2081-82 | 2082-83 | 2083-84 | 2084-85 | 2085-86 | 2086-87 | 2087-88 | 2088-89 | 2089-90 | 2090-91 | 2091-92 | 2092-93 | 2093-94 | 2094-95 | 2095-96 | 2096-97 | 2097-98 | 2098-99 | 2099-100
1FP | Raw water abstracted | Input | Ml/d | 2 | 2019-20: 0; 2020-21: 0; 2021-22: 0; 2022-23: 0; 2023-24: 0; 2024-25: 0; 2025-26: 0; 2026-27: 0; 2027-28: 0; 2028-29: 0; 2029-30: 0; 2030-31: 0; 2031-32: 0; 2032-33: 0; 2033-34: 0; 2034-35: 0; 2035-36: 0; 2036-37: 0; 2037-38: 0; 2038-39: 0; 2039-40: 0; 2040-41: 0; 2041-42: 0; 2042-43: 0; 2043-44: 0; 2044-45: 0; 2045-46: 0; 2046-47: 0; 2047-48: 0; 2048-49: 0; 2049-50: 0
1.1FP | Non-potable water supplies | 1.1BL + 1.11FP | Ml/d | 2 | 2019-20: 0; 2020-21: 0; 2021-22: 0; 2022-23: 0; 2023-24: 0; 2024-25: 0; 2025-26: 0.001; 2026-27: 0.001; 2027-28: 0.001; 2028-29: 0.001; 2029-30: 0.001; 2030-31: 0.001; 2031-32: 0.001; 2032-33: 0.001; 2033-34: 0.001; 2034-35: 0.001; 2035-36: 0.001; 2036-37: 0.001; 2037-38: 0.001; 2038-39: 0.001; 2039-40: 0.001; 2040-41: 0.001; 2041-42: 0.001; 2042-43: 0.001; 2043-44: 0.001; 2044-45: 0.001; 2045-46: 0.001; 2046-47: 0.001; 2047-48: 0.001; 2048-49: 0.001; 2049-50: 0.001
2FP | Raw water imported | 2BL + 2.1FP | Ml/d | 2 | 2019-20: 0; 2020-21: 0; 2021-22: 0; 2022-23: 0; 2023-24: 0; 2024-25: 0; 2025-26: 0.001; 2026-27: 0.001; 2027-28: 0.001; 2028-29: 0.001; 2029-30: 0.001; 2030-31: 0.001; 2031-32: 0.001; 2032-33: 0.001; 2033-34: 0.001; 2034-35: 0.001; 2035-36: 0.001; 2036-37: 0.001; 2037-38: 0.001; 2038-39: 0.001; 2039-40: 0.001; 2040-41: 0.001; 2041-42: 0.001; 2042-43: 0.001; 2043-44: 0.001; 2044-45: 0.001; 2045-46: 0.001; 2046-47: 0.001; 2047-48: 0.001; 2048-49: 0.001; 2049-50: 0.001
3FP | Potable water imported | 3BL + 3.1FP | Ml/d | 2 | 2019-20: 0; 2020-21: 0; 2021-22: 0; 2022-23: 0; 2023-24: 0; 2024-25: 0; 2025-26: -0.001; 2026-27: -0.001; 2027-28: -0.001; 2028-29: -0.001; 2029-30: -0.001; 2030-31: 17.72; 2031-32: 17.42; 2032-33: 21.129; 2033-34: 20.929; 2034-35: 20.689; 2035-36: 21.449; 2036-37: 37.999; 2037-38: 37.399; 2038-39: 37.179; 2039-40: 35.289; 2040-41: 42.039; 2041-42: 41.569; 2042-43: 40.959; 2043-44: 40.619; 2044-45: 40.299; 2045-46: 39.259; 2046-47: 39.179; 2047-48: 38.979; 2048-49: 38.729; 2049-50: 38.109
4FP | Raw water exported enter as -ve | 4BL + 4.1FP | Ml/d | 2 | 2019-20: 0; 2020-21: 0; 2021-22: 0; 2022-23: 0; 2023-24: 0; 2024-25: 0; 2025-26: 0; 2026-27: 0; 2027-28: 0; 2028-29: 0; 2029-30: 0; 2030-31: 0; 2031-32: 0; 2032-33: 0; 2033-34: 0; 2034-35: 0; 2035-36: 0; 2036-37: 0; 2037-38: 0; 2038-39: 0; 2039-40: 0; 2040-41: 0; 2041-42: 0; 2042-43: 0; 2043-44: 0; 2044-45: 0; 2045-46: 0; 2046-47: 0; 2047-48: 0; 2048-49: 0; 2049-50: 0
5FP | Potable water exported enter as -ve | 5BL + 5.1FP | Ml/d | 2 | 2019-20: 0; 2020-21: 0; 2021-22: 0; 2022-23: 0; 2023-24: 0; 2024-25: 0; 2025-26: -0.03; 2026-27: -0.05; 2027-28: -0.08; 2028-29: -0.12; 2029-30: -0.17; 2030-31: -16.681; 2031-32: -16.411; 2032-33: -20.13; 2033-34: -19.92; 2034-35: -19.7; 2035-36: -20.55; 2036-37: -33.34; 2037-38: -32.74; 2038-39: -32.53; 2039-40: -30.76; 2040-41: -37.53; 2041-42: -37.17; 2042-43: -36.59; 2043-44: -36.26; 2044-45: -35.94; 2045-46: -34.96; 2046-47: -34.87; 2047-48: -34.67; 2048-49: -34.43; 2049-50: -34
6.1FP | Deployable Output post forecast changes | 6.1BL + 6.2FP + 6.3FP +7.01FP +7.02FP | Ml/d | 2 | 2019-20: 10.41; 2020-21: 10.41; 2021-22: 10.41; 2022-23: 10.41; 2023-24: 10.41; 2024-25: 10.41; 2025-26: 9.5; 2026-27: 9.5; 2027-28: 9.5; 2028-29: 9.5; 2029-30: 9.5; 2030-31: 8.41; 2031-32: 8.41; 2032-33: 8.41; 2033-34: 8.41; 2034-35: 8.41; 2035-36: 8.41; 2036-37: 4.58; 2037-38: 4.58; 2038-39: 4.58; 2039-40: 4.58; 2040-41: 4.58; 2041-42: 4.58; 2042-43: 4.58; 2043-44: 4.58; 2044-45: 4.58; 2045-46: 4.58; 2046-47: 4.58; 2047-48: 4.58; 2048-49: 4.58; 2049-50: 4.58
8FP | Raw water losses, treatment works losses and operational use | 8BL + 8.1FP + 8.2FP | Ml/d | 2 | 2019-20: 0.52; 2020-21: 0.52; 2021-22: 0.52; 2022-23: 0.52; 2023-24: 0.52; 2024-25: 0.52; 2025-26: 0.52; 2026-27: 0.52; 2027-28: 0.52; 2028-29: 0.52; 2029-30: 0.52; 2030-31: 0.52; 2031-32: 0.52; 2032-33: 0.52; 2033-34: 0.52; 2034-35: 0.52; 2035-36: 0.52; 2036-37: 0.52; 2037-38: 0.52; 2038-39: 0.52; 2039-40: 0.52; 2040-41: 0.52; 2041-42: 0.52; 2042-43: 0.52; 2043-44: 0.52; 2044-45: 0.52; 2045-46: 0.52; 2046-47: 0.52; 2047-48: 0.52; 2048-49: 0.52; 2049-50: 0.52
9FP | Total Outage Allowance | 9BL + 9.1FP | Ml/d | 2 | 2019-20: 0.05; 2020-21: 0.05; 2021-22: 0.05; 2022-23: 0.05; 2023-24: 0.05; 2024-25: 0.05; 2025-26: 0.05; 2026-27: 0.05; 2027-28: 0.05; 2028-29: 0.05; 2029-30: 0.05; 2030-31: 0.05; 2031-32: 0.05; 2032-33: 0.05; 2033-34: 0.05; 2034-35: 0.05; 2035-36: 0.05; 2036-37: 0.05; 2037-38: 0.05; 2038-39: 0.05; 2039-40: 0.05; 2040-41: 0.05; 2041-42: 0.05; 2042-43: 0.05; 2043-44: 0.05; 2044-45: 0.05; 2045-46: 0.05; 2046-47: 0.05; 2047-48: 0.05; 2048-49: 0.05; 2049-50: 0.05
10FP | Water Available For Use (own sources) | (6.1FP) - (8FP + 9FP) | Ml/d | 2 | 2019-20: 9.84; 2020-21: 9.84; 2021-22: 9.84; 2022-23: 9.84; 2023-24: 9.84; 2024-25: 9.84; 2025-26: 8.93; 2026-27: 8.93; 2027-28: 8.93; 2028-29: 8.93; 2029-30: 8.93; 2030-31: 7.84; 2031-32: 7.84; 2032-33: 7.84; 2033-34: 7.84; 2034-35: 7.84; 2035-36: 7.84; 2036-37: 4.01; 2037-38: 4.01; 2038-39: 4.01; 2039-40: 4.01; 2040-41: 4.01; 2041-42: 4.01; 2042-43: 4.01; 2043-44: 4.01; 2044-45: 4.01; 2045-46: 4.01; 2046-47: 4.01; 2047-48: 4.01; 2048-49: 4.01; 2049-50: 4.01
11FP | Total Water Available For Use | 10FP + sum (2FP:5FP) | Ml/d | 2 | 2019-20: 9.84; 2020-21: 9.84; 2021-22: 9.84; 2022-23: 9.84; 2023-24: 9.84; 2024-25: 9.84; 2025-26: 8.9; 2026-27: 8.88; 2027-28: 8.85; 2028-29: 8.81; 2029-30: 8.76; 2030-31: 8.88; 2031-32: 8.85; 2032-33: 8.84; 2033-34: 8.85; 2034-35: 8.83; 2035-36: 8.74; 2036-37: 8.67; 2037-38: 8.67; 2038-39: 8.66; 2039-40: 8.54; 2040-41: 8.52; 2041-42: 8.41; 2042-43: 8.38; 2043-44: 8.37; 2044-45: 8.37; 2045-46: 8.31; 2046-47: 8.32; 2047-48: 8.32; 2048-49: 8.31; 2049-50: 8.12
12FP | Water delivered measured non-household | 12BL + 12.2FP | Ml/d | 2 | 2019-20: 1.48; 2020-21: 1.49; 2021-22: 1.5; 2022-23: 1.5; 2023-24: 1.51; 2024-25: 1.52; 2025-26: 1.5; 2026-27: 1.49; 2027-28: 1.48; 2028-29: 1.46; 2029-30: 1.46; 2030-31: 1.45; 2031-32: 1.44; 2032-33: 1.43; 2033-34: 1.43; 2034-35: 1.42; 2035-36: 1.41; 2036-37: 1.41; 2037-38: 1.4; 2038-39: 1.4; 2039-40: 1.39; 2040-41: 1.39; 2041-42: 1.38; 2042-43: 1.37; 2043-44: 1.37; 2044-45: 1.36; 2045-46: 1.36; 2046-47: 1.35; 2047-48: 1.35; 2048-49: 1.34; 2049-50: 1.35
12.1FP | Non-potable water consumption | Input | Ml/d | 2 | 2019-20: 0; 2020-21: 0; 2021-22: 0; 2022-23: 0; 2023-24: 0; 2024-25: 0; 2025-26: 0; 2026-27: 0; 2027-28: 0; 2028-29: 0; 2029-30: 0; 2030-31: 0; 2031-32: 0; 2032-33: 0; 2033-34: 0; 2034-35: 0; 2035-36: 0; 2036-37: 0; 2037-38: 0; 2038-39: 0; 2039-40: 0; 2040-41: 0; 2041-42: 0; 2042-43: 0; 2043-44: 0; 2044-45: 0; 2045-46: 0; 2046-47: 0; 2047-48: 0; 2048-49: 0; 2049-50: 0
13FP | Water delivered unmeasured non-household | 13BL + 13.1FP | Ml/d | 2 | 2019-20: 0.01; 2020-21: 0.01; 2021-22: 0.01; 2022-23: 0.01; 2023-24: 0.01; 2024-25: 0.01; 2025-26: 0.01; 2026-27: 0.01; 2027-28: 0.01; 2028-29: 0.01; 2029-30: 0.01; 2030-31: 0.01; 2031-32: 0.01; 2032-33: 0.01; 2033-34: 0.01; 2034-35: 0.01; 2035-36: 0.01; 2036-37: 0.01; 2037-38: 0.01; 2038-39: 0.01; 2039-40: 0.01; 2040-41: 0.01; 2041-42: 0.01; 2042-43: 0.01; 2043-44: 0.01; 2044-45: 0.01; 2045-46: 0.01; 2046-47: 0.01; 2047-48: 0.01; 2048-49: 0.01; 2049-50: 0.01
14FP | Water delivered measured household | 14BL + 14.1FP | Ml/d | 2 | 2019-20: 4.56; 2020-21: 4.58; 2021-22: 4.57; 2022-23: 4.66; 2023-24: 4.62; 2024-25: 4.64; 2025-26: 4.62; 2026-27: 4.66; 2027-28: 4.68; 2028-29: 4.66; 2029-30: 4.65; 2030-31: 4.64; 2031-32: 4.63; 2032-33: 4.66; 2033-34: 4.67; 2034-35: 4.67; 2035-36: 4.66; 2036-37: 4.65; 2037-38: 4.65; 2038-39: 4.65; 2039-40: 4.65; 2040-41: 4.64; 2041-42: 4.63; 2042-43: 4.62; 2043-44: 4.62; 2044-45: 4.64; 2045-46: 4.66; 2046-47: 4.68; 2047-48: 4.69; 2048-49: 4.71; 2049-50: 4.72
15FP | Water delivered unmeasured household | 15BL + 15.1FP | Ml/d | 2 | 2019-20: 1.03; 2020-21: 0.99; 2021-22: 0.95; 2022-23: 0.9; 2023-24: 0.86; 2024-25: 0.82; 2025-26: 0.78; 2026-27: 0.75; 2027-28: 0.72; 2028-29: 0.69; 2029-30: 0.66; 2030-31: 0.63; 2031-32: 0.6; 2032-33: 0.58; 2033-34: 0.55; 2034-35: 0.53; 2035-36: 0.51; 2036-37: 0.49; 2037-38: 0.47; 2038-39: 0.45; 2039-40: 0.43; 2040-41: 0.41; 2041-42: 0.39; 2042-43: 0.38; 2043-44: 0.36; 2044-45: 0.35; 2045-46: 0.34; 2046-47: 0.33; 2047-48: 0.33; 2048-49: 0.32; 2049-50: 0.32
16FP | Percentage of consumption driven by climate change | 16BL | % | 1 | 2019-20: 0%; 2020-21: 0%; 2021-22: 0%; 2022-23: 0.1%; 2023-24: 0.1%; 2024-25: 0.1%; 2025-26: 0.1%; 2026-27: 0.1%; 2027-28: 0.1%; 2028-29: 0.2%; 2029-30: 0.2%; 2030-31: 0.2%; 2031-32: 0.2%; 2032-33: 0.3%; 2033-34: 0.3%; 2034-35: 0.3%; 2035-36: 0.4%; 2036-37: 0.4%; 2037-38: 0.4%; 2038-39: 0.5%; 2039-40: 0.5%; 2040-41: 0.6%; 2041-42: 0.6%; 2042-43: 0.6%; 2043-44: 0.7%; 2044-45: 0.7%; 2045-46: 0.8%; 2046-47: 0.8%; 2047-48: 0.8%; 2048-49: 0.8%; 2049-50: 0.9%
17FP | Volume of consumption driven by climate change | 16FP * (12FP + sum(13FP:15FP) - sum (23FP:26FP)) | Ml/d | 2 | 2019-20: 0; 2020-21: 0; 2021-22: 0; 2022-23: 0.00675; 2023-24: 0.00669; 2024-25: 0.00669; 2025-26: 0.00661; 2026-27: 0.00663; 2027-28: 0.00661; 2028-29: 0.0131; 2029-30: 0.01304; 2030-31: 0.01294; 2031-32: 0.01288; 2032-33: 0.01929; 2033-34: 0.01926; 2034-35: 0.01917; 2035-36: 0.0254; 2036-37: 0.02524; 2037-38: 0.02512; 2038-39: 0.03135; 2039-40: 0.0312; 2040-41: 0.03726; 2041-42: 0.03702; 2042-43: 0.03684; 2043-44: 0.04284; 2044-45: 0.04277; 2045-46: 0.04904; 2046-47: 0.04904; 2047-48: 0.04912; 2048-49: 0.0492; 2049-50: 0.05553
18FP | Measured Household - PCC | ((14FP - 25FP) * 1,000,000) / (39FP * 1000) | l/h/d | 1 | 2019-20: 120.8671; 2020-21: 119.1882; 2021-22: 117.4715; 2022-23: 116.8385; 2023-24: 113.9934; 2024-25: 112.9611; 2025-26: 111.2237; 2026-27: 111.1278; 2027-28: 110.1854; 2028-29: 108.6399; 2029-30: 107.7325; 2030-31: 106.6692; 2031-32: 106.1166; 2032-33: 105.8063; 2033-34: 105.2162; 2034-35: 104.3924; 2035-36: 103.4052; 2036-37: 102.233; 2037-38: 101.5333; 2038-39: 100.8316; 2039-40: 100.0405; 2040-41: 99.0806; 2041-42: 98.1109; 2042-43: 97.1386; 2043-44: 96.395; 2044-45: 95.875; 2045-46: 95.6763; 2046-47: 95.4883; 2047-48: 95.0905; 2048-49: 94.9047; 2049-50: 94.5651
19FP | Unmeasured Household - PCC | ((15FP - 26FP) * 1,000,000) / (40FP * 1000) | l/h/d | 1 | 2019-20: 189.5073; 2020-21: 189.3073; 2021-22: 190.0238; 2022-23: 187.9103; 2023-24: 187.4259; 2024-25: 188.8199; 2025-26: 186.239; 2026-27: 186.034; 2027-28: 185.4453; 2028-29: 187.5183; 2029-30: 186.4303; 2030-31: 184.89; 2031-32: 182.9674; 2032-33: 183.9001; 2033-34: 184.582; 2034-35: 184.9755; 2035-36: 185.1122; 2036-37: 184.9568; 2037-38: 184.4702; 2038-39: 188.0036; 2039-40: 186.8286; 2040-41: 185.2755; 2041-42: 183.2061; 2042-43: 185.9724; 2043-44: 183.0283; 2044-45: 185.5072; 2045-46: 188.7906; 2046-47: 186.1862; 2047-48: 189.3708; 2048-49: 186.3354; 2049-50: 186.3354
20FP | Average Household - PCC | (((14FP - 25FP) + (15FP - 26FP)) * 1,000,000)/ ((39FP + 40FP) * 1,000) | l/h/d | 1 | 2019-20: 129.3273; 2020-21: 127.3654; 2021-22: 125.5694; 2022-23: 124.2692; 2023-24: 121.2377; 2024-25: 120.0511; 2025-26: 117.9158; 2026-27: 117.4777; 2027-28: 116.2554; 2028-29: 114.7068; 2029-30: 113.5089; 2030-31: 112.1512; 2031-32: 111.257; 2032-33: 110.7935; 2033-34: 110.0525; 2034-35: 109.0773; 2035-36: 107.938; 2036-37: 106.6121; 2037-38: 105.7215; 2038-39: 105.0316; 2039-40: 104.0259; 2040-41: 102.853; 2041-42: 101.6597; 2042-43: 100.6669; 2043-44: 99.6727; 2044-45: 99.1008; 2045-46: 98.9503; 2046-47: 98.6035; 2047-48: 98.2564; 2048-49: 97.9072; 2049-50: 97.562
21FP | Water taken unbilled | 21BL + 21.1FP | Ml/d | 2 | 2019-20: 0.22; 2020-21: 0.22; 2021-22: 0.21; 2022-23: 0.23; 2023-24: 0.22; 2024-25: 0.22; 2025-26: 0.22; 2026-27: 0.21; 2027-28: 0.22; 2028-29: 0.24; 2029-30: 0.22; 2030-31: 0.22; 2031-32: 0.23; 2032-33: 0.21; 2033-34: 0.24; 2034-35: 0.23; 2035-36: 0.23; 2036-37: 0.22; 2037-38: 0.23; 2038-39: 0.22; 2039-40: 0.23; 2040-41: 0.22; 2041-42: 0.22; 2042-43: 0.23; 2043-44: 0.22; 2044-45: 0.22; 2045-46: 0.22; 2046-47: 0.22; 2047-48: 0.21; 2048-49: 0.23; 2049-50: 0.22
22FP | Distribution system operational use | 22BL + 22.1FP | Ml/d | 2 | 2019-20: 0.06; 2020-21: 0.06; 2021-22: 0.06; 2022-23: 0.06; 2023-24: 0.06; 2024-25: 0.06; 2025-26: 0.06; 2026-27: 0.06; 2027-28: 0.06; 2028-29: 0.06; 2029-30: 0.06; 2030-31: 0.06; 2031-32: 0.06; 2032-33: 0.06; 2033-34: 0.06; 2034-35: 0.06; 2035-36: 0.06; 2036-37: 0.06; 2037-38: 0.06; 2038-39: 0.06; 2039-40: 0.06; 2040-41: 0.06; 2041-42: 0.06; 2042-43: 0.06; 2043-44: 0.06; 2044-45: 0.06; 2045-46: 0.06; 2046-47: 0.06; 2047-48: 0.06; 2048-49: 0.06; 2049-50: 0.06
23FP | Measured Non Household - USPL | 23BL + 23.1FP | Ml/d | 2 | 2019-20: 0.01; 2020-21: 0.01; 2021-22: 0.01; 2022-23: 0.01; 2023-24: 0.01; 2024-25: 0.01; 2025-26: 0.01; 2026-27: 0.01; 2027-28: 0.01; 2028-29: 0.01; 2029-30: 0.01; 2030-31: 0.01; 2031-32: 0.01; 2032-33: 0.01; 2033-34: 0.01; 2034-35: 0.01; 2035-36: 0.01; 2036-37: 0.01; 2037-38: 0.01; 2038-39: 0.01; 2039-40: 0.01; 2040-41: 0.01; 2041-42: 0.01; 2042-43: 0.01; 2043-44: 0.01; 2044-45: 0.01; 2045-46: 0.01; 2046-47: 0.01; 2047-48: 0.01; 2048-49: 0; 2049-50: 0
24FP | Unmeasured Non Household - USPL | 24BL + 24.1FP | Ml/d | 2 | 2019-20: 0; 2020-21: 0; 2021-22: 0; 2022-23: 0; 2023-24: 0; 2024-25: 0; 2025-26: 0; 2026-27: 0; 2027-28: 0; 2028-29: 0; 2029-30: 0; 2030-31: 0; 2031-32: 0; 2032-33: 0; 2033-34: 0; 2034-35: 0; 2035-36: 0; 2036-37: 0; 2037-38: 0; 2038-39: 0; 2039-40: 0; 2040-41: 0; 2041-42: 0; 2042-43: 0; 2043-44: 0; 2044-45: 0; 2045-46: 0; 2046-47: 0; 2047-48: 0; 2048-49: 0; 2049-50: 0
25FP | Measured Household - USPL | 25BL + 25.1FP | Ml/d | 2 | 2019-20: 0.25; 2020-21: 0.24; 2021-22: 0.24; 2022-23: 0.24; 2023-24: 0.23; 2024-25: 0.23; 2025-26: 0.23; 2026-27: 0.21; 2027-28: 0.21; 2028-29: 0.21; 2029-30: 0.2; 2030-31: 0.2; 2031-32: 0.18; 2032-33: 0.19; 2033-34: 0.19; 2034-35: 0.19; 2035-36: 0.19; 2036-37: 0.2; 2037-38: 0.2; 2038-39: 0.2; 2039-40: 0.2; 2040-41: 0.2; 2041-42: 0.2; 2042-43: 0.2; 2043-44: 0.2; 2044-45: 0.21; 2045-46: 0.21; 2046-47: 0.21; 2047-48: 0.21; 2048-49: 0.21; 2049-50: 0.21
26FP | Unmeasured Household - USPL | 26BL + 26.1BL | Ml/d | 2 | 2019-20: 0.08; 2020-21: 0.08; 2021-22: 0.07; 2022-23: 0.07; 2023-24: 0.07; 2024-25: 0.06; 2025-26: 0.06; 2026-27: 0.06; 2027-28: 0.06; 2028-29: 0.05; 2029-30: 0.05; 2030-31: 0.05; 2031-32: 0.05; 2032-33: 0.05; 2033-34: 0.04; 2034-35: 0.04; 2035-36: 0.04; 2036-37: 0.04; 2037-38: 0.04; 2038-39: 0.03; 2039-40: 0.03; 2040-41: 0.03; 2041-42: 0.03; 2042-43: 0.03; 2043-44: 0.03; 2044-45: 0.03; 2045-46: 0.02; 2046-47: 0.02; 2047-48: 0.02; 2048-49: 0.02; 2049-50: 0.02
27FP | Void Properties - USPL | 27BL + 27.1FP | Ml/d | 2 | 2019-20: 0.02; 2020-21: 0.02; 2021-22: 0.02; 2022-23: 0.02; 2023-24: 0.02; 2024-25: 0.02; 2025-26: 0.02; 2026-27: 0.02; 2027-28: 0.02; 2028-29: 0.02; 2029-30: 0.02; 2030-31: 0.02; 2031-32: 0.02; 2032-33: 0.02; 2033-34: 0.02; 2034-35: 0.02; 2035-36: 0.02; 2036-37: 0.02; 2037-38: 0.02; 2038-39: 0.02; 2039-40: 0.02; 2040-41: 0.02; 2041-42: 0.03; 2042-43: 0.03; 2043-44: 0.03; 2044-45: 0.03; 2045-46: 0.03; 2046-47: 0.03; 2047-48: 0.03; 2048-49: 0.03; 2049-50: 0.03
28FP | Distribution losses | 28BL + 28.1FP | Ml/d | 2 | 2019-20: 1.48; 2020-21: 1.45; 2021-22: 1.43; 2022-23: 1.4; 2023-24: 1.37; 2024-25: 1.34; 2025-26: 1.34; 2026-27: 1.34; 2027-28: 1.33; 2028-29: 1.33; 2029-30: 1.33; 2030-31: 1.33; 2031-32: 1.33; 2032-33: 1.33; 2033-34: 1.32; 2034-35: 1.32; 2035-36: 1.32; 2036-37: 1.32; 2037-38: 1.32; 2038-39: 1.32; 2039-40: 1.31; 2040-41: 1.31; 2041-42: 1.21; 2042-43: 1.19; 2043-44: 1.19; 2044-45: 1.19; 2045-46: 1.18; 2046-47: 1.18; 2047-48: 1.18; 2048-49: 1.16; 2049-50: 1.15
29FP | Total Leakage | sum (23FP:28FP) | Ml/d | 2 | 2019-20: 1.84; 2020-21: 1.8; 2021-22: 1.77; 2022-23: 1.74; 2023-24: 1.7; 2024-25: 1.66; 2025-26: 1.66; 2026-27: 1.64; 2027-28: 1.63; 2028-29: 1.62; 2029-30: 1.61; 2030-31: 1.61; 2031-32: 1.59; 2032-33: 1.6; 2033-34: 1.58; 2034-35: 1.58; 2035-36: 1.58; 2036-37: 1.59; 2037-38: 1.59; 2038-39: 1.58; 2039-40: 1.57; 2040-41: 1.57; 2041-42: 1.48; 2042-43: 1.46; 2043-44: 1.46; 2044-45: 1.47; 2045-46: 1.45; 2046-47: 1.45; 2047-48: 1.45; 2048-49: 1.42; 2049-50: 1.41
30FP | Leakage/property | (29FP * 1,000,000) / (36FP * 1,000) | l/prop/d | 2 | 2019-20: 99.0472; 2020-21: 94.4089; 2021-22: 90.9324; 2022-23: 87.5516; 2023-24: 84.3547; 2024-25: 81.5685; 2025-26: 80.8533; 2026-27: 78.8575; 2027-28: 77.4641; 2028-29: 76.264; 2029-30: 75.1529; 2030-31: 74.5439; 2031-32: 73.0329; 2032-33: 72.9162; 2033-34: 71.4544; 2034-35: 70.922; 2035-36: 70.4068; 2036-37: 70.3509; 2037-38: 69.8655; 2038-39: 68.9535; 2039-40: 68.0567; 2040-41: 67.6112; 2041-42: 63.3236; 2042-43: 62.0748; 2043-44: 61.6867; 2044-45: 61.7258; 2045-46: 60.5201; 2046-47: 60.161; 2047-48: 59.8185; 2048-49: 58.2492; 2049-50: 57.5228
31FP | Measured Non Household - properties | Input | 000's | 2 | 2019-20: 0.964; 2020-21: 0.974; 2021-22: 0.984; 2022-23: 0.994; 2023-24: 1.004; 2024-25: 1.014; 2025-26: 1.024; 2026-27: 1.033; 2027-28: 1.043; 2028-29: 1.052; 2029-30: 1.058; 2030-31: 1.063; 2031-32: 1.069; 2032-33: 1.074; 2033-34: 1.079; 2034-35: 1.082; 2035-36: 1.086; 2036-37: 1.089; 2037-38: 1.091; 2038-39: 1.094; 2039-40: 1.096; 2040-41: 1.098; 2041-42: 1.1; 2042-43: 1.102; 2043-44: 1.104; 2044-45: 1.105; 2045-46: 1.106; 2046-47: 1.108; 2047-48: 1.108; 2048-49: 1.109; 2049-50: 1.109
32FP | Unmeasured Non Household - properties | Input | 000's | 2 | 2019-20: 0.004; 2020-21: 0.004; 2021-22: 0.004; 2022-23: 0.004; 2023-24: 0.004; 2024-25: 0.004; 2025-26: 0.004; 2026-27: 0.004; 2027-28: 0.004; 2028-29: 0.004; 2029-30: 0.004; 2030-31: 0.004; 2031-32: 0.004; 2032-33: 0.004; 2033-34: 0.004; 2034-35: 0.004; 2035-36: 0.004; 2036-37: 0.004; 2037-38: 0.004; 2038-39: 0.004; 2039-40: 0.004; 2040-41: 0.004; 2041-42: 0.004; 2042-43: 0.004; 2043-44: 0.004; 2044-45: 0.004; 2045-46: 0.004; 2046-47: 0.004; 2047-48: 0.004; 2048-49: 0.004; 2049-50: 0.004
33FP | All void non-households - properties | Input | 000's | 2 | 2019-20: 0; 2020-21: 0; 2021-22: 0; 2022-23: 0; 2023-24: 0; 2024-25: 0; 2025-26: 0; 2026-27: 0; 2027-28: 0; 2028-29: 0; 2029-30: 0; 2030-31: 0; 2031-32: 0; 2032-33: 0; 2033-34: 0; 2034-35: 0; 2035-36: 0; 2036-37: 0; 2037-38: 0; 2038-39: 0; 2039-40: 0; 2040-41: 0; 2041-42: 0; 2042-43: 0; 2043-44: 0; 2044-45: 0; 2045-46: 0; 2046-47: 0; 2047-48: 0; 2048-49: 0; 2049-50: 0
34FP | Measured households - properties (excl. void) | Year before + sum (34.1BL:34.6BL) | 000's | 2 | 2019-20: 15.571; 2020-21: 16.117; 2021-22: 16.565; 2022-23: 17.033; 2023-24: 17.368; 2024-25: 17.62; 2025-26: 17.842; 2026-27: 18.148; 2027-28: 18.431; 2028-29: 18.668; 2029-30: 18.889; 2030-31: 19.102; 2031-32: 19.312; 2032-33: 19.519; 2033-34: 19.722; 2034-35: 19.922; 2035-36: 20.117; 2036-37: 20.309; 2037-38: 20.497; 2038-39: 20.682; 2039-40: 20.865; 2040-41: 21.045; 2041-42: 21.223; 2042-43: 21.396; 2043-44: 21.568; 2044-45: 21.739; 2045-46: 21.891; 2046-47: 22.04; 2047-48: 22.185; 2048-49: 22.328; 2049-50: 22.46
34.1FP | New build properties - properties | Input (new builds in each year) | 000's | 2 | 2019-20: 0.525; 2020-21: 0.455; 2021-22: 0.364; 2022-23: 0.392; 2023-24: 0.262; 2024-25: 0.183; 2025-26: 0.166; 2026-27: 0.252; 2027-28: 0.231; 2028-29: 0.187; 2029-30: 0.173; 2030-31: 0.166; 2031-32: 0.165; 2032-33: 0.163; 2033-34: 0.161; 2034-35: 0.16; 2035-36: 0.155; 2036-37: 0.154; 2037-38: 0.152; 2038-39: 0.149; 2039-40: 0.149; 2040-41: 0.148; 2041-42: 0.146; 2042-43: 0.143; 2043-44: 0.143; 2044-45: 0.143; 2045-46: 0.141; 2046-47: 0.138; 2047-48: 0.135; 2048-49: 0.133; 2049-50: 0.132
34.2FP | Meter optants - properties | Input (meter optants in each year) | 000's | 2 | 2019-20: 0.061; 2020-21: 0.058; 2021-22: 0.053; 2022-23: 0.046; 2023-24: 0.044; 2024-25: 0.042; 2025-26: 0.03; 2026-27: 0.029; 2027-28: 0.028; 2028-29: 0.027; 2029-30: 0.026; 2030-31: 0.026; 2031-32: 0.025; 2032-33: 0.024; 2033-34: 0.023; 2034-35: 0.022; 2035-36: 0.022; 2036-37: 0.021; 2037-38: 0.02; 2038-39: 0.02; 2039-40: 0.019; 2040-41: 0.018; 2041-42: 0.018; 2042-43: 0.017; 2043-44: 0.016; 2044-45: 0.016; 2045-46: 0; 2046-47: 0; 2047-48: 0; 2048-49: 0; 2049-50: 0
34.3FP | Compulsory metering - properties | Input (compulsory meters in each year) | 000's | 2 | 2019-20: 0; 2020-21: 0; 2021-22: 0; 2022-23: 0; 2023-24: 0; 2024-25: 0; 2025-26: 0; 2026-27: 0; 2027-28: 0; 2028-29: 0; 2029-30: 0; 2030-31: 0; 2031-32: 0; 2032-33: 0; 2033-34: 0; 2034-35: 0; 2035-36: 0; 2036-37: 0; 2037-38: 0; 2038-39: 0; 2039-40: 0; 2040-41: 0; 2041-42: 0; 2042-43: 0; 2043-44: 0; 2044-45: 0; 2045-46: 0; 2046-47: 0; 2047-48: 0; 2048-49: 0; 2049-50: 0
34.4FP | Metering on change of occupancy - properties | Input (change of occupancy meters in each year) | 000's | 2 | 2019-20: 0.031; 2020-21: 0.03; 2021-22: 0.029; 2022-23: 0.028; 2023-24: 0.027; 2024-25: 0.026; 2025-26: 0.025; 2026-27: 0.024; 2027-28: 0.023; 2028-29: 0.022; 2029-30: 0.021; 2030-31: 0.02; 2031-32: 0.019; 2032-33: 0.019; 2033-34: 0.018; 2034-35: 0.017; 2035-36: 0.017; 2036-37: 0.016; 2037-38: 0.015; 2038-39: 0.015; 2039-40: 0.014; 2040-41: 0.013; 2041-42: 0.013; 2042-43: 0.012; 2043-44: 0.012; 2044-45: 0.011; 2045-46: 0.011; 2046-47: 0.011; 2047-48: 0.01; 2048-49: 0.01; 2049-50: 0
34.5FP | Selective metering - properties | Input (selective meters in each year) | 000's | 2 | 2019-20: 0.003; 2020-21: 0.003; 2021-22: 0.002; 2022-23: 0.002; 2023-24: 0.002; 2024-25: 0.001; 2025-26: 0.001; 2026-27: 0.001; 2027-28: 0.001; 2028-29: 0.001; 2029-30: 0.001; 2030-31: 0.001; 2031-32: 0.001; 2032-33: 0.001; 2033-34: 0.001; 2034-35: 0.001; 2035-36: 0.001; 2036-37: 0.001; 2037-38: 0.001; 2038-39: 0.001; 2039-40: 0.001; 2040-41: 0.001; 2041-42: 0.001; 2042-43: 0.001; 2043-44: 0.001; 2044-45: 0.001; 2045-46: 0; 2046-47: 0; 2047-48: 0; 2048-49: 0; 2049-50: 0
34.6FP | Other changes to existing metering - properties | Input (other changes to meters in each year) | 000's | 2 | 2019-20: 0; 2020-21: 0; 2021-22: 0; 2022-23: 0; 2023-24: 0; 2024-25: 0; 2025-26: 0; 2026-27: 0; 2027-28: 0; 2028-29: 0; 2029-30: 0; 2030-31: 0; 2031-32: 0; 2032-33: 0; 2033-34: 0; 2034-35: 0; 2035-36: 0; 2036-37: 0; 2037-38: 0; 2038-39: 0; 2039-40: 0; 2040-41: 0; 2041-42: 0; 2042-43: 0; 2043-44: 0; 2044-45: 0; 2045-46: 0; 2046-47: 0; 2047-48: 0; 2048-49: 0; 2049-50: 0
34.7FP | Measured household void properties | Input | 000's | 2 | 2019-20: 0.308; 2020-21: 0.315; 2021-22: 0.321; 2022-23: 0.329; 2023-24: 0.336; 2024-25: 0.342; 2025-26: 0.348; 2026-27: 0.354; 2027-28: 0.36; 2028-29: 0.365; 2029-30: 0.369; 2030-31: 0.374; 2031-32: 0.378; 2032-33: 0.382; 2033-34: 0.386; 2034-35: 0.391; 2035-36: 0.395; 2036-37: 0.398; 2037-38: 0.402; 2038-39: 0.406; 2039-40: 0.41; 2040-41: 0.413; 2041-42: 0.417; 2042-43: 0.42; 2043-44: 0.424; 2044-45: 0.427; 2045-46: 0.43; 2046-47: 0.433; 2047-48: 0.436; 2048-49: 0.439; 2049-50: 0.441
35FP | Unmeasured households - properties (excl. void) | Input | 000's | 2 | 2019-20: 1.697; 2020-21: 1.624; 2021-22: 1.56; 2022-23: 1.485; 2023-24: 1.413; 2024-25: 1.344; 2025-26: 1.287; 2026-27: 1.233; 2027-28: 1.18; 2028-29: 1.13; 2029-30: 1.081; 2030-31: 1.034; 2031-32: 0.988; 2032-33: 0.945; 2033-34: 0.903; 2034-35: 0.862; 2035-36: 0.823; 2036-37: 0.785; 2037-38: 0.749; 2038-39: 0.714; 2039-40: 0.68; 2040-41: 0.648; 2041-42: 0.616; 2042-43: 0.586; 2043-44: 0.557; 2044-45: 0.529; 2045-46: 0.518; 2046-47: 0.507; 2047-48: 0.497; 2048-49: 0.488; 2049-50: 0.488
35.1FP | Unmeasured household void properties | Input | 000's | 2 | 2019-20: 0.033; 2020-21: 0.032; 2021-22: 0.031; 2022-23: 0.029; 2023-24: 0.028; 2024-25: 0.027; 2025-26: 0.026; 2026-27: 0.025; 2027-28: 0.024; 2028-29: 0.023; 2029-30: 0.022; 2030-31: 0.021; 2031-32: 0.02; 2032-33: 0.019; 2033-34: 0.018; 2034-35: 0.017; 2035-36: 0.016; 2036-37: 0.016; 2037-38: 0.015; 2038-39: 0.014; 2039-40: 0.014; 2040-41: 0.013; 2041-42: 0.012; 2042-43: 0.012; 2043-44: 0.011; 2044-45: 0.011; 2045-46: 0.01; 2046-47: 0.01; 2047-48: 0.01; 2048-49: 0.01; 2049-50: 0.01
36FP | Total Resource Zone Properties (incl. voids) | sum (31FP:34FP) + 34.7FP + 35BL + 35.1BL | 000's | 2 | 2019-20: 18.577; 2020-21: 19.066; 2021-22: 19.465; 2022-23: 19.874; 2023-24: 20.153; 2024-25: 20.351; 2025-26: 20.531; 2026-27: 20.797; 2027-28: 21.042; 2028-29: 21.242; 2029-30: 21.423; 2030-31: 21.598; 2031-32: 21.771; 2032-33: 21.943; 2033-34: 22.112; 2034-35: 22.278; 2035-36: 22.441; 2036-37: 22.601; 2037-38: 22.758; 2038-39: 22.914; 2039-40: 23.069; 2040-41: 23.221; 2041-42: 23.372; 2042-43: 23.52; 2043-44: 23.668; 2044-45: 23.815; 2045-46: 23.959; 2046-47: 24.102; 2047-48: 24.24; 2048-49: 24.378; 2049-50: 24.512
37FP | Measured Non Household - Population | Input | 000's | 2 | 2019-20: 0.451; 2020-21: 0.463; 2021-22: 0.47; 2022-23: 0.485; 2023-24: 0.495; 2024-25: 0.504; 2025-26: 0.511; 2026-27: 0.523; 2027-28: 0.534; 2028-29: 0.547; 2029-30: 0.558; 2030-31: 0.571; 2031-32: 0.592; 2032-33: 0.61; 2033-34: 0.623; 2034-35: 0.633; 2035-36: 0.643; 2036-37: 0.654; 2037-38: 0.664; 2038-39: 0.674; 2039-40: 0.684; 2040-41: 0.696; 2041-42: 0.71; 2042-43: 0.723; 2043-44: 0.738; 2044-45: 0.754; 2045-46: 0.771; 2046-47: 0.79; 2047-48: 0.808; 2048-49: 0.827; 2049-50: 0.845
38FP | Unmeasured Non Household - Population | Input | 000's | 2 | 2019-20: 0.002; 2020-21: 0.002; 2021-22: 0.002; 2022-23: 0.002; 2023-24: 0.002; 2024-25: 0.002; 2025-26: 0.002; 2026-27: 0.002; 2027-28: 0.002; 2028-29: 0.002; 2029-30: 0.002; 2030-31: 0.002; 2031-32: 0.002; 2032-33: 0.002; 2033-34: 0.003; 2034-35: 0.003; 2035-36: 0.003; 2036-37: 0.003; 2037-38: 0.003; 2038-39: 0.003; 2039-40: 0.003; 2040-41: 0.003; 2041-42: 0.003; 2042-43: 0.003; 2043-44: 0.003; 2044-45: 0.003; 2045-46: 0.003; 2046-47: 0.003; 2047-48: 0.003; 2048-49: 0.003; 2049-50: 0.003
39FP | Measured Household - Population | Input | 000's | 2 | 2019-20: 35.659; 2020-21: 36.413; 2021-22: 36.86; 2022-23: 37.83; 2023-24: 38.511; 2024-25: 39.04; 2025-26: 39.47; 2026-27: 40.044; 2027-28: 40.568; 2028-29: 40.961; 2029-30: 41.306; 2030-31: 41.624; 2031-32: 41.935; 2032-33: 42.247; 2033-34: 42.579; 2034-35: 42.915; 2035-36: 43.228; 2036-37: 43.528; 2037-38: 43.828; 2038-39: 44.133; 2039-40: 44.482; 2040-41: 44.812; 2041-42: 45.153; 2042-43: 45.502; 2043-44: 45.853; 2044-45: 46.206; 2045-46: 46.511; 2046-47: 46.812; 2047-48: 47.113; 2048-49: 47.416; 2049-50: 47.692
40FP | Unmeasured Household - Population | Input | 000's | 2 | 2019-20: 5.013; 2020-21: 4.807; 2021-22: 4.631; 2022-23: 4.417; 2023-24: 4.215; 2024-25: 4.025; 2025-26: 3.866; 2026-27: 3.709; 2027-28: 3.559; 2028-29: 3.413; 2029-30: 3.272; 2030-31: 3.137; 2031-32: 3.006; 2032-33: 2.882; 2033-34: 2.763; 2034-35: 2.649; 2035-36: 2.539; 2036-37: 2.433; 2037-38: 2.331; 2038-39: 2.234; 2039-40: 2.141; 2040-41: 2.051; 2041-42: 1.965; 2042-43: 1.882; 2043-44: 1.803; 2044-45: 1.725; 2045-46: 1.695; 2046-47: 1.665; 2047-48: 1.637; 2048-49: 1.61; 2049-50: 1.61
41FP | Total Resource Zone Population | sum (37FP:40FP) | 000's | 2 | 2019-20: 41.125; 2020-21: 41.685; 2021-22: 41.963; 2022-23: 42.734; 2023-24: 43.223; 2024-25: 43.571; 2025-26: 43.849; 2026-27: 44.278; 2027-28: 44.663; 2028-29: 44.923; 2029-30: 45.138; 2030-31: 45.334; 2031-32: 45.535; 2032-33: 45.741; 2033-34: 45.968; 2034-35: 46.2; 2035-36: 46.413; 2036-37: 46.618; 2037-38: 46.826; 2038-39: 47.044; 2039-40: 47.31; 2040-41: 47.562; 2041-42: 47.831; 2042-43: 48.11; 2043-44: 48.397; 2044-45: 48.688; 2045-46: 48.98; 2046-47: 49.27; 2047-48: 49.561; 2048-49: 49.856; 2049-50: 50.15
42FP | Average household occupancy rate (excl. voids) | (39FP + 40FP) / (34FP + 35FP) | h/prop | 1 | 2019-20: 2.3553; 2020-21: 2.3234; 2021-22: 2.2892; 2022-23: 2.2814; 2023-24: 2.275; 2024-25: 2.2709; 2025-26: 2.2655; 2026-27: 2.2575; 2027-28: 2.2501; 2028-29: 2.2413; 2029-30: 2.2322; 2030-31: 2.2229; 2031-32: 2.2138; 2032-33: 2.2053; 2033-34: 2.1984; 2034-35: 2.1923; 2035-36: 2.1856; 2036-37: 2.1789; 2037-38: 2.1726; 2038-39: 2.1671; 2039-40: 2.164; 2040-41: 2.1603; 2041-42: 2.1575; 2042-43: 2.1556; 2043-44: 2.1539; 2044-45: 2.1525; 2045-46: 2.1512; 2046-47: 2.15; 2047-48: 2.1493; 2048-49: 2.1488; 2049-50: 2.1484
43FP | Total Household Metering penetration (excl. voids) | 34FP / (34FP + 35FP) | % | 1 | 2019-20: 90.17%; 2020-21: 90.85%; 2021-22: 91.39%; 2022-23: 91.98%; 2023-24: 92.48%; 2024-25: 92.91%; 2025-26: 93.27%; 2026-27: 93.64%; 2027-28: 93.98%; 2028-29: 94.29%; 2029-30: 94.59%; 2030-31: 94.86%; 2031-32: 95.13%; 2032-33: 95.38%; 2033-34: 95.62%; 2034-35: 95.85%; 2035-36: 96.07%; 2036-37: 96.28%; 2037-38: 96.47%; 2038-39: 96.66%; 2039-40: 96.84%; 2040-41: 97.01%; 2041-42: 97.18%; 2042-43: 97.33%; 2043-44: 97.48%; 2044-45: 97.62%; 2045-46: 97.69%; 2046-47: 97.75%; 2047-48: 97.81%; 2048-49: 97.86%; 2049-50: 97.87%
44FP | Total Household Metering penetration (incl. voids) | (34FP) / (34FP + 34.7FP + 35FP + 35.1FP) | % | 1 | 2019-20: 88.43%; 2020-21: 89.1%; 2021-22: 89.65%; 2022-23: 90.24%; 2023-24: 90.72%; 2024-25: 91.14%; 2025-26: 91.48%; 2026-27: 91.84%; 2027-28: 92.18%; 2028-29: 92.48%; 2029-30: 92.77%; 2030-31: 93.04%; 2031-32: 93.3%; 2032-33: 93.55%; 2033-34: 93.78%; 2034-35: 94.01%; 2035-36: 94.22%; 2036-37: 94.43%; 2037-38: 94.62%; 2038-39: 94.8%; 2039-40: 94.97%; 2040-41: 95.14%; 2041-42: 95.31%; 2042-43: 95.46%; 2043-44: 95.6%; 2044-45: 95.74%; 2045-46: 95.81%; 2046-47: 95.87%; 2047-48: 95.92%; 2048-49: 95.97%; 2049-50: 95.99%
45FP | Distribution input | sum (12FP:15FP) + 21FP + 22FP + 27FP + 28FP | Ml/d | 2 | 2019-20: 8.86; 2020-21: 8.82; 2021-22: 8.75; 2022-23: 8.78; 2023-24: 8.67; 2024-25: 8.63; 2025-26: 8.55; 2026-27: 8.54; 2027-28: 8.52; 2028-29: 8.47; 2029-30: 8.41; 2030-31: 8.36; 2031-32: 8.32; 2032-33: 8.3; 2033-34: 8.3; 2034-35: 8.26; 2035-36: 8.22; 2036-37: 8.18; 2037-38: 8.16; 2038-39: 8.13; 2039-40: 8.1; 2040-41: 8.06; 2041-42: 7.93; 2042-43: 7.89; 2043-44: 7.86; 2044-45: 7.86; 2045-46: 7.86; 2046-47: 7.86; 2047-48: 7.86; 2048-49: 7.86; 2049-50: 7.86
46FP | Target headroom (climate change component) | Input | Ml/d | 2 | 2019-20: 0.00039597; 2020-21: 0.00039597; 2021-22: 0.00039597; 2022-23: 0.00039597; 2023-24: 0.00039597; 2024-25: 0.00039597; 2025-26: 0.00039597; 2026-27: 0.00071824; 2027-28: 0.0012216; 2028-29: 0.0008078; 2029-30: 0.0009309; 2030-31: 0.0016507; 2031-32: 0.0012279; 2032-33: 0.00066806; 2033-34: 0.0013275; 2034-35: 0.0010091; 2035-36: 0.0017633; 2036-37: 0.0022744; 2037-38: 0.0021864; 2038-39: 0.0018503; 2039-40: 0; 2040-41: 0; 2041-42: 0; 2042-43: 0; 2043-44: 0; 2044-45: 0; 2045-46: 0; 2046-47: 0; 2047-48: 0; 2048-49: 0; 2049-50: 0
47FP | Target headroom (All other components) | Input | Ml/d | 2 | 2019-20: 0.33628; 2020-21: 0.33628; 2021-22: 0.33628; 2022-23: 0.33628; 2023-24: 0.33628; 2024-25: 0.33628; 2025-26: 0.33628; 2026-27: 0.33651; 2027-28: 0.33238; 2028-29: 0.33704; 2029-30: 0.34591; 2030-31: 0.32267; 2031-32: 0.33315; 2032-33: 0.3403; 2033-34: 0.34816; 2034-35: 0.36645; 2035-36: 0.31716; 2036-37: 0.28319; 2037-38: 0.30679; 2038-39: 0.32614; 2039-40: 0.24121; 2040-41: 0.25739; 2041-42: 0.27537; 2042-43: 0.29092; 2043-44: 0.30902; 2044-45: 0.30992; 2045-46: 0.25437; 2046-47: 0.25721; 2047-48: 0.25705; 2048-49: 0.2546; 2049-50: 0.25927
48FP | Target Headroom | 46FP + 47FP | Ml/d | 2 | 2019-20: 0.33668; 2020-21: 0.33668; 2021-22: 0.33668; 2022-23: 0.33668; 2023-24: 0.33668; 2024-25: 0.33668; 2025-26: 0.33668; 2026-27: 0.33722; 2027-28: 0.3336; 2028-29: 0.33785; 2029-30: 0.34684; 2030-31: 0.32432; 2031-32: 0.33438; 2032-33: 0.34097; 2033-34: 0.34949; 2034-35: 0.36745; 2035-36: 0.31892; 2036-37: 0.28547; 2037-38: 0.30898; 2038-39: 0.32799; 2039-40: 0.24121; 2040-41: 0.25739; 2041-42: 0.27537; 2042-43: 0.29092; 2043-44: 0.30902; 2044-45: 0.30992; 2045-46: 0.25437; 2046-47: 0.25721; 2047-48: 0.25705; 2048-49: 0.2546; 2049-50: 0.25927
49FP | Available Headroom | 11FP - 45FP | Ml/d | 2 | 2019-20: 0.98; 2020-21: 1.02; 2021-22: 1.09; 2022-23: 1.06; 2023-24: 1.17; 2024-25: 1.21; 2025-26: 0.35; 2026-27: 0.34; 2027-28: 0.33; 2028-29: 0.34; 2029-30: 0.35; 2030-31: 0.52; 2031-32: 0.53; 2032-33: 0.54; 2033-34: 0.55; 2034-35: 0.57; 2035-36: 0.52; 2036-37: 0.49; 2037-38: 0.51; 2038-39: 0.53; 2039-40: 0.44; 2040-41: 0.46; 2041-42: 0.48; 2042-43: 0.49; 2043-44: 0.51; 2044-45: 0.51; 2045-46: 0.45; 2046-47: 0.46; 2047-48: 0.46; 2048-49: 0.45; 2049-50: 0.26
49.1FP | Available non-potable balance (if applicable) | 1.1FP - 12.1FP | Ml/d | 2 | 2019-20: 0; 2020-21: 0; 2021-22: 0; 2022-23: 0; 2023-24: 0; 2024-25: 0; 2025-26: 0.001; 2026-27: 0.001; 2027-28: 0.001; 2028-29: 0.001; 2029-30: 0.001; 2030-31: 0.001; 2031-32: 0.001; 2032-33: 0.001; 2033-34: 0.001; 2034-35: 0.001; 2035-36: 0.001; 2036-37: 0.001; 2037-38: 0.001; 2038-39: 0.001; 2039-40: 0.001; 2040-41: 0.001; 2041-42: 0.001; 2042-43: 0.001; 2043-44: 0.001; 2044-45: 0.001; 2045-46: 0.001; 2046-47: 0.001; 2047-48: 0.001; 2048-49: 0.001; 2049-50: 0.001
50FP | Supply Demand Balance | 49FP - 48FP | Ml/d | 2 | 2019-20: 0.64332; 2020-21: 0.68332; 2021-22: 0.75332; 2022-23: 0.72332; 2023-24: 0.83332; 2024-25: 0.87332; 2025-26: 0.013323; 2026-27: 0.0027758; 2027-28: -0.0036032; 2028-29: 0.002154; 2029-30: 0.0031625; 2030-31: 0.19568; 2031-32: 0.19562; 2032-33: 0.19903; 2033-34: 0.20051; 2034-35: 0.20255; 2035-36: 0.20108; 2036-37: 0.20453; 2037-38: 0.20102; 2038-39: 0.20201; 2039-40: 0.19879; 2040-41: 0.20261; 2041-42: 0.20463; 2042-43: 0.19908; 2043-44: 0.20098; 2044-45: 0.20008; 2045-46: 0.19563; 2046-47: 0.20279; 2047-48: 0.20295; 2048-49: 0.1954; 2049-50: 0.00072959
Water Company | Anglian Water | Version | V3.1
WRZ | AWSNBR | Planning Scenario | DYCP
Table 3d: DYCP - Baseline | Back to top of sheet
WRMP24 reference | Component | Derivation | Unit | Decimal places | 2019-20 | 2020-21 | 2021-22 | 2022-23 | 2023-24 | 2024-25 | 2025-26 | 2026-27 | 2027-28 | 2028-29 | 2029-30 | 2030-31 | 2031-32 | 2032-33 | 2033-34 | 2034-35 | 2035-36 | 2036-37 | 2037-38 | 2038-39 | 2039-40 | 2040-41 | 2041-42 | 2042-43 | 2043-44 | 2044-45 | 2045-46 | 2046-47 | 2047-48 | 2048-49 | 2049-50 | 2050-51 | 2051-52 | 2052-53 | 2053-54 | 2054-55 | 2055-56 | 2056-57 | 2057-58 | 2058-59 | 2059-60 | 2060-61 | 2061-62 | 2062-63 | 2063-64 | 2064-65 | 2065-66 | 2066-67 | 2067-68 | 2068-69 | 2069-70 | 2070-71 | 2071-72 | 2072-73 | 2073-74 | 2074-75 | 2075-76 | 2076-77 | 2077-78 | 2078-79 | 2079-80 | 2080-81 | 2081-82 | 2082-83 | 2083-84 | 2084-85 | 2085-86 | 2086-87 | 2087-88 | 2088-89 | 2089-90 | 2090-91 | 2091-92 | 2092-93 | 2093-94 | 2094-95 | 2095-96 | 2096-97 | 2097-98 | 2098-99 | 2099-100
1BL | Raw water abstracted | Input | Ml/d | 2 | 2019-20: 0; 2020-21: 0; 2021-22: 0; 2022-23: 0; 2023-24: 0; 2024-25: 0; 2025-26: 0; 2026-27: 0; 2027-28: 0; 2028-29: 0; 2029-30: 0; 2030-31: 0; 2031-32: 0; 2032-33: 0; 2033-34: 0; 2034-35: 0; 2035-36: 0; 2036-37: 0; 2037-38: 0; 2038-39: 0; 2039-40: 0; 2040-41: 0; 2041-42: 0; 2042-43: 0; 2043-44: 0; 2044-45: 0; 2045-46: 0; 2046-47: 0; 2047-48: 0; 2048-49: 0; 2049-50: 0
1.1BL | Non-potable water supplies | Input | Ml/d | 2 | 2019-20: 0; 2020-21: 0; 2021-22: 0; 2022-23: 0; 2023-24: 0; 2024-25: 0; 2025-26: 0; 2026-27: 0; 2027-28: 0; 2028-29: 0; 2029-30: 0; 2030-31: 0; 2031-32: 0; 2032-33: 0; 2033-34: 0; 2034-35: 0; 2035-36: 0; 2036-37: 0; 2037-38: 0; 2038-39: 0; 2039-40: 0; 2040-41: 0; 2041-42: 0; 2042-43: 0; 2043-44: 0; 2044-45: 0; 2045-46: 0; 2046-47: 0; 2047-48: 0; 2048-49: 0; 2049-50: 0
2BL | Raw water imported | Input | Ml/d | 2 | 2019-20: 0; 2020-21: 0; 2021-22: 0; 2022-23: 0; 2023-24: 0; 2024-25: 0; 2025-26: 0; 2026-27: 0; 2027-28: 0; 2028-29: 0; 2029-30: 0; 2030-31: 0; 2031-32: 0; 2032-33: 0; 2033-34: 0; 2034-35: 0; 2035-36: 0; 2036-37: 0; 2037-38: 0; 2038-39: 0; 2039-40: 0; 2040-41: 0; 2041-42: 0; 2042-43: 0; 2043-44: 0; 2044-45: 0; 2045-46: 0; 2046-47: 0; 2047-48: 0; 2048-49: 0; 2049-50: 0
3BL | Potable water imported | Input | Ml/d | 2 | 2019-20: 0; 2020-21: 0; 2021-22: 0; 2022-23: 0; 2023-24: 0; 2024-25: 0; 2025-26: 0; 2026-27: 0; 2027-28: 0; 2028-29: 0; 2029-30: 0; 2030-31: 0; 2031-32: 0; 2032-33: 0; 2033-34: 0; 2034-35: 0; 2035-36: 0; 2036-37: 0; 2037-38: 0; 2038-39: 0; 2039-40: 0; 2040-41: 0; 2041-42: 0; 2042-43: 0; 2043-44: 0; 2044-45: 0; 2045-46: 0; 2046-47: 0; 2047-48: 0; 2048-49: 0; 2049-50: 0
4BL | Raw water exported enter as -ve | Input | Ml/d | 2 | 2019-20: 0; 2020-21: 0; 2021-22: 0; 2022-23: 0; 2023-24: 0; 2024-25: 0; 2025-26: 0; 2026-27: 0; 2027-28: 0; 2028-29: 0; 2029-30: 0; 2030-31: 0; 2031-32: 0; 2032-33: 0; 2033-34: 0; 2034-35: 0; 2035-36: 0; 2036-37: 0; 2037-38: 0; 2038-39: 0; 2039-40: 0; 2040-41: 0; 2041-42: 0; 2042-43: 0; 2043-44: 0; 2044-45: 0; 2045-46: 0; 2046-47: 0; 2047-48: 0; 2048-49: 0; 2049-50: 0
5BL | Potable water exported enter as -ve | Input | Ml/d | 2 | 2019-20: 0; 2020-21: 0; 2021-22: 0; 2022-23: 0; 2023-24: 0; 2024-25: 0; 2025-26: 0; 2026-27: 0; 2027-28: 0; 2028-29: 0; 2029-30: 0; 2030-31: 0; 2031-32: 0; 2032-33: 0; 2033-34: 0; 2034-35: 0; 2035-36: 0; 2036-37: 0; 2037-38: 0; 2038-39: 0; 2039-40: 0; 2040-41: 0; 2041-42: 0; 2042-43: 0; 2043-44: 0; 2044-45: 0; 2045-46: 0; 2046-47: 0; 2047-48: 0; 2048-49: 0; 2049-50: 0
6BL | Deployable Output before forecast changes | Input | Ml/d | 2 | 2019-20: 14.87; 2020-21: 14.87; 2021-22: 14.87; 2022-23: 14.87; 2023-24: 14.87; 2024-25: 14.87; 2025-26: 14.87; 2026-27: 14.87; 2027-28: 14.87; 2028-29: 14.87; 2029-30: 14.87; 2030-31: 14.87; 2031-32: 14.87; 2032-33: 14.87; 2033-34: 14.87; 2034-35: 14.87; 2035-36: 14.87; 2036-37: 14.87; 2037-38: 14.87; 2038-39: 14.87; 2039-40: 14.87; 2040-41: 14.87; 2041-42: 14.87; 2042-43: 14.87; 2043-44: 14.87; 2044-45: 14.87; 2045-46: 14.87; 2046-47: 14.87; 2047-48: 14.87; 2048-49: 14.87; 2049-50: 14.87
6.1BL | Deployable Output post forecast changes | 6BL + 7BL | Ml/d | 2 | 2019-20: 14.87; 2020-21: 14.87; 2021-22: 14.87; 2022-23: 14.87; 2023-24: 14.87; 2024-25: 14.87; 2025-26: 14.87; 2026-27: 14.87; 2027-28: 14.87; 2028-29: 14.87; 2029-30: 14.87; 2030-31: 14.87; 2031-32: 14.87; 2032-33: 14.87; 2033-34: 14.87; 2034-35: 14.87; 2035-36: 14.87; 2036-37: 14.87; 2037-38: 14.87; 2038-39: 14.87; 2039-40: 14.87; 2040-41: 14.87; 2041-42: 14.87; 2042-43: 14.87; 2043-44: 14.87; 2044-45: 14.87; 2045-46: 14.87; 2046-47: 14.87; 2047-48: 14.87; 2048-49: 14.87; 2049-50: 14.87
7BL | Baseline forecast changes to Deployable Output | sum (7.1BL:7.6BL) | Ml/d | 2 | 2019-20: 0; 2020-21: 0; 2021-22: 0; 2022-23: 0; 2023-24: 0; 2024-25: 0; 2025-26: 0; 2026-27: 0; 2027-28: 0; 2028-29: 0; 2029-30: 0; 2030-31: 0; 2031-32: 0; 2032-33: 0; 2033-34: 0; 2034-35: 0; 2035-36: 0; 2036-37: 0; 2037-38: 0; 2038-39: 0; 2039-40: 0; 2040-41: 0; 2041-42: 0; 2042-43: 0; 2043-44: 0; 2044-45: 0; 2045-46: 0; 2046-47: 0; 2047-48: 0; 2048-49: 0; 2049-50: 0
7.1BL | Change in DO due to climate change | Input | Ml/d | 2 | 2019-20: 0; 2020-21: 0; 2021-22: 0; 2022-23: 0; 2023-24: 0; 2024-25: 0; 2025-26: 0; 2026-27: 0; 2027-28: 0; 2028-29: 0; 2029-30: 0; 2030-31: 0; 2031-32: 0; 2032-33: 0; 2033-34: 0; 2034-35: 0; 2035-36: 0; 2036-37: 0; 2037-38: 0; 2038-39: 0; 2039-40: 0; 2040-41: 0; 2041-42: 0; 2042-43: 0; 2043-44: 0; 2044-45: 0; 2045-46: 0; 2046-47: 0; 2047-48: 0; 2048-49: 0; 2049-50: 0
7.2BL | Total confirmed DO reductions to restore sustainable abstraction enter as -ve | Input | Ml/d | 2 | 2019-20: 0; 2020-21: 0; 2021-22: 0; 2022-23: 0; 2023-24: 0; 2024-25: 0; 2025-26: 0; 2026-27: 0; 2027-28: 0; 2028-29: 0; 2029-30: 0; 2030-31: 0; 2031-32: 0; 2032-33: 0; 2033-34: 0; 2034-35: 0; 2035-36: 0; 2036-37: 0; 2037-38: 0; 2038-39: 0; 2039-40: 0; 2040-41: 0; 2041-42: 0; 2042-43: 0; 2043-44: 0; 2044-45: 0; 2045-46: 0; 2046-47: 0; 2047-48: 0; 2048-49: 0; 2049-50: 0
7.3BL | Total expected DO reductions to restore sustainable abstraction (Environmental Destination) (excl. any confirmed reductions) enter as -ve | Input | Ml/d | 2 | 2019-20: 0; 2020-21: 0; 2021-22: 0; 2022-23: 0; 2023-24: 0; 2024-25: 0; 2025-26: 0; 2026-27: 0; 2027-28: 0; 2028-29: 0; 2029-30: 0; 2030-31: 0; 2031-32: 0; 2032-33: 0; 2033-34: 0; 2034-35: 0; 2035-36: 0; 2036-37: 0; 2037-38: 0; 2038-39: 0; 2039-40: 0; 2040-41: 0; 2041-42: 0; 2042-43: 0; 2043-44: 0; 2044-45: 0; 2045-46: 0; 2046-47: 0; 2047-48: 0; 2048-49: 0; 2049-50: 0
7.4BL | Change in DO from prolonged Outage reduction enter as -ve | Input | Ml/d | 2 | 2019-20: 0; 2020-21: 0; 2021-22: 0; 2022-23: 0; 2023-24: 0; 2024-25: 0; 2025-26: 0; 2026-27: 0; 2027-28: 0; 2028-29: 0; 2029-30: 0; 2030-31: 0; 2031-32: 0; 2032-33: 0; 2033-34: 0; 2034-35: 0; 2035-36: 0; 2036-37: 0; 2037-38: 0; 2038-39: 0; 2039-40: 0; 2040-41: 0; 2041-42: 0; 2042-43: 0; 2043-44: 0; 2044-45: 0; 2045-46: 0; 2046-47: 0; 2047-48: 0; 2048-49: 0; 2049-50: 0
7.5BL | Change in DO from drought measures | Zero for baseline | Ml/d | 2 | 2019-20: 0; 2020-21: 0; 2021-22: 0; 2022-23: 0; 2023-24: 0; 2024-25: 0; 2025-26: 0; 2026-27: 0; 2027-28: 0; 2028-29: 0; 2029-30: 0; 2030-31: 0; 2031-32: 0; 2032-33: 0; 2033-34: 0; 2034-35: 0; 2035-36: 0; 2036-37: 0; 2037-38: 0; 2038-39: 0; 2039-40: 0; 2040-41: 0; 2041-42: 0; 2042-43: 0; 2043-44: 0; 2044-45: 0; 2045-46: 0; 2046-47: 0; 2047-48: 0; 2048-49: 0; 2049-50: 0
7.6BL | Total other changes to DO (specify e.g. Nitrates) | Input | Ml/d | 2 | 2019-20: 0; 2020-21: 0; 2021-22: 0; 2022-23: 0; 2023-24: 0; 2024-25: 0; 2025-26: 0; 2026-27: 0; 2027-28: 0; 2028-29: 0; 2029-30: 0; 2030-31: 0; 2031-32: 0; 2032-33: 0; 2033-34: 0; 2034-35: 0; 2035-36: 0; 2036-37: 0; 2037-38: 0; 2038-39: 0; 2039-40: 0; 2040-41: 0; 2041-42: 0; 2042-43: 0; 2043-44: 0; 2044-45: 0; 2045-46: 0; 2046-47: 0; 2047-48: 0; 2048-49: 0; 2049-50: 0
8BL | Raw water losses, treatment works losses and operational use | Input | Ml/d | 2 | 2019-20: 0.74; 2020-21: 0.74; 2021-22: 0.74; 2022-23: 0.74; 2023-24: 0.74; 2024-25: 0.74; 2025-26: 0.74; 2026-27: 0.74; 2027-28: 0.74; 2028-29: 0.74; 2029-30: 0.74; 2030-31: 0.74; 2031-32: 0.74; 2032-33: 0.74; 2033-34: 0.74; 2034-35: 0.74; 2035-36: 0.74; 2036-37: 0.74; 2037-38: 0.74; 2038-39: 0.74; 2039-40: 0.74; 2040-41: 0.74; 2041-42: 0.74; 2042-43: 0.74; 2043-44: 0.74; 2044-45: 0.74; 2045-46: 0.74; 2046-47: 0.74; 2047-48: 0.74; 2048-49: 0.74; 2049-50: 0.74
9BL | Total Outage Allowance | Input | Ml/d | 2 | 2019-20: 0.09; 2020-21: 0.09; 2021-22: 0.09; 2022-23: 0.09; 2023-24: 0.09; 2024-25: 0.09; 2025-26: 0.09; 2026-27: 0.09; 2027-28: 0.09; 2028-29: 0.09; 2029-30: 0.09; 2030-31: 0.09; 2031-32: 0.09; 2032-33: 0.09; 2033-34: 0.09; 2034-35: 0.09; 2035-36: 0.09; 2036-37: 0.09; 2037-38: 0.09; 2038-39: 0.09; 2039-40: 0.09; 2040-41: 0.09; 2041-42: 0.09; 2042-43: 0.09; 2043-44: 0.09; 2044-45: 0.09; 2045-46: 0.09; 2046-47: 0.09; 2047-48: 0.09; 2048-49: 0.09; 2049-50: 0.09
10BL | Water Available For Use (own sources) | (6BL + 7BL) - (8BL + 9BL) | Ml/d | 2 | 2019-20: 14.04; 2020-21: 14.04; 2021-22: 14.04; 2022-23: 14.04; 2023-24: 14.04; 2024-25: 14.04; 2025-26: 14.04; 2026-27: 14.04; 2027-28: 14.04; 2028-29: 14.04; 2029-30: 14.04; 2030-31: 14.04; 2031-32: 14.04; 2032-33: 14.04; 2033-34: 14.04; 2034-35: 14.04; 2035-36: 14.04; 2036-37: 14.04; 2037-38: 14.04; 2038-39: 14.04; 2039-40: 14.04; 2040-41: 14.04; 2041-42: 14.04; 2042-43: 14.04; 2043-44: 14.04; 2044-45: 14.04; 2045-46: 14.04; 2046-47: 14.04; 2047-48: 14.04; 2048-49: 14.04; 2049-50: 14.04
11BL | Total Water Available For Use | 10BL + sum (2BL:5BL) | Ml/d | 2 | 2019-20: 14.04; 2020-21: 14.04; 2021-22: 14.04; 2022-23: 14.04; 2023-24: 14.04; 2024-25: 14.04; 2025-26: 14.04; 2026-27: 14.04; 2027-28: 14.04; 2028-29: 14.04; 2029-30: 14.04; 2030-31: 14.04; 2031-32: 14.04; 2032-33: 14.04; 2033-34: 14.04; 2034-35: 14.04; 2035-36: 14.04; 2036-37: 14.04; 2037-38: 14.04; 2038-39: 14.04; 2039-40: 14.04; 2040-41: 14.04; 2041-42: 14.04; 2042-43: 14.04; 2043-44: 14.04; 2044-45: 14.04; 2045-46: 14.04; 2046-47: 14.04; 2047-48: 14.04; 2048-49: 14.04; 2049-50: 14.04
12BL | Water delivered measured non-household | Input Note - consumption & uspl | Ml/d | 2 | 2019-20: 1.99; 2020-21: 2; 2021-22: 2.01; 2022-23: 2.01; 2023-24: 2.02; 2024-25: 2.03; 2025-26: 2.04; 2026-27: 2.05; 2027-28: 2.06; 2028-29: 2.07; 2029-30: 2.08; 2030-31: 2.09; 2031-32: 2.1; 2032-33: 2.11; 2033-34: 2.12; 2034-35: 2.13; 2035-36: 2.15; 2036-37: 2.16; 2037-38: 2.17; 2038-39: 2.19; 2039-40: 2.2; 2040-41: 2.21; 2041-42: 2.22; 2042-43: 2.24; 2043-44: 2.25; 2044-45: 2.26; 2045-46: 2.28; 2046-47: 2.29; 2047-48: 2.31; 2048-49: 2.32; 2049-50: 2.34
12.1BL | Non-potable water consumption | Input | Ml/d | 2
13BL | Water delivered unmeasured non-household | Input Note - consumption & uspl | Ml/d | 2 | 2019-20: 0.01; 2020-21: 0.01; 2021-22: 0.01; 2022-23: 0.01; 2023-24: 0.01; 2024-25: 0.01; 2025-26: 0.01; 2026-27: 0.01; 2027-28: 0.01; 2028-29: 0.01; 2029-30: 0.01; 2030-31: 0.01; 2031-32: 0.01; 2032-33: 0.01; 2033-34: 0.01; 2034-35: 0.01; 2035-36: 0.01; 2036-37: 0.01; 2037-38: 0.01; 2038-39: 0.01; 2039-40: 0.01; 2040-41: 0.01; 2041-42: 0.01; 2042-43: 0.01; 2043-44: 0.01; 2044-45: 0.01; 2045-46: 0.01; 2046-47: 0.01; 2047-48: 0.01; 2048-49: 0.01; 2049-50: 0.01
14BL | Water delivered measured household | Input Note - consumption & uspl | Ml/d | 2 | 2019-20: 6.03; 2020-21: 6.05; 2021-22: 6.04; 2022-23: 6.16; 2023-24: 6.11; 2024-25: 6.14; 2025-26: 6.18; 2026-27: 6.24; 2027-28: 6.3; 2028-29: 6.33; 2029-30: 6.36; 2030-31: 6.39; 2031-32: 6.43; 2032-33: 6.49; 2033-34: 6.56; 2034-35: 6.63; 2035-36: 6.69; 2036-37: 6.75; 2037-38: 6.84; 2038-39: 6.91; 2039-40: 6.99; 2040-41: 7.06; 2041-42: 7.13; 2042-43: 7.2; 2043-44: 7.27; 2044-45: 7.35; 2045-46: 7.41; 2046-47: 7.47; 2047-48: 7.53; 2048-49: 7.59; 2049-50: 7.64
15BL | Water delivered unmeasured household | Input Note - consumption & uspl | Ml/d | 2 | 2019-20: 1.43; 2020-21: 1.37; 2021-22: 1.31; 2022-23: 1.25; 2023-24: 1.19; 2024-25: 1.13; 2025-26: 1.08; 2026-27: 1.04; 2027-28: 0.99; 2028-29: 0.95; 2029-30: 0.91; 2030-31: 0.87; 2031-32: 0.83; 2032-33: 0.8; 2033-34: 0.77; 2034-35: 0.74; 2035-36: 0.71; 2036-37: 0.68; 2037-38: 0.65; 2038-39: 0.62; 2039-40: 0.6; 2040-41: 0.57; 2041-42: 0.55; 2042-43: 0.53; 2043-44: 0.5; 2044-45: 0.48; 2045-46: 0.48; 2046-47: 0.47; 2047-48: 0.46; 2048-49: 0.45; 2049-50: 0.45
16BL | Percentage of consumption driven by climate change | Input | % | 1 | 2019-20: 0%; 2020-21: 0%; 2021-22: 0%; 2022-23: 0.1%; 2023-24: 0.1%; 2024-25: 0.1%; 2025-26: 0.1%; 2026-27: 0.1%; 2027-28: 0.1%; 2028-29: 0.2%; 2029-30: 0.2%; 2030-31: 0.2%; 2031-32: 0.2%; 2032-33: 0.3%; 2033-34: 0.3%; 2034-35: 0.3%; 2035-36: 0.4%; 2036-37: 0.4%; 2037-38: 0.4%; 2038-39: 0.5%; 2039-40: 0.5%; 2040-41: 0.6%; 2041-42: 0.6%; 2042-43: 0.6%; 2043-44: 0.7%; 2044-45: 0.7%; 2045-46: 0.8%; 2046-47: 0.8%; 2047-48: 0.8%; 2048-49: 0.8%; 2049-50: 0.9%
17BL | Volume of consumption driven by climate change | 16BL * (12BL + sum(13BL:15BL) - sum (23BL:26BL)) | Ml/d | 2 | 2019-20: 0; 2020-21: 0; 2021-22: 0; 2022-23: 0.00911; 2023-24: 0.00902; 2024-25: 0.00901; 2025-26: 0.00901; 2026-27: 0.00905; 2027-28: 0.00907; 2028-29: 0.01816; 2029-30: 0.01818; 2030-31: 0.01818; 2031-32: 0.01822; 2032-33: 0.02742; 2033-34: 0.0276; 2034-35: 0.02775; 2035-36: 0.0372; 2036-37: 0.03732; 2037-38: 0.0376; 2038-39: 0.04735; 2039-40: 0.0477; 2040-41: 0.05748; 2041-42: 0.05784; 2042-43: 0.05826; 2043-44: 0.06832; 2044-45: 0.06874; 2045-46: 0.07928; 2046-47: 0.07976; 2047-48: 0.08032; 2048-49: 0.0808; 2049-50: 0.09153
18BL | Measured Household - PCC | ((14BL - 25BL) * 1,000,000) / (39BL *1,000) | l/h/d | 1 | 2019-20: 162.0909; 2020-21: 159.5584; 2021-22: 157.3521; 2022-23: 156.4896; 2023-24: 152.6836; 2024-25: 151.3832; 2025-26: 150.7474; 2026-27: 150.3346; 2027-28: 149.8718; 2028-29: 149.1663; 2029-30: 148.8888; 2030-31: 148.472; 2031-32: 148.5633; 2032-33: 148.6496; 2033-34: 149.1345; 2034-35: 149.598; 2035-36: 149.9028; 2036-37: 150.0184; 2037-38: 151.045; 2038-39: 151.5872; 2039-40: 152.1964; 2040-41: 152.4145; 2041-42: 152.8138; 2042-43: 153.1801; 2043-44: 153.5341; 2044-45: 153.8761; 2045-46: 154.1571; 2046-47: 154.4476; 2047-48: 154.7344; 2048-49: 155.011; 2049-50: 155.1623
19BL | Unmeasured Household - PCC | ((15BL - 26BL) * 1,000,000) / (40BL *1,000) | l/h/d | 1 | 2019-20: 269.2998; 2020-21: 268.3586; 2021-22: 267.7607; 2022-23: 267.1496; 2023-24: 265.7177; 2024-25: 265.8385; 2025-26: 263.8386; 2026-27: 264.2222; 2027-28: 261.3094; 2028-29: 263.6976; 2029-30: 262.8362; 2030-31: 261.3962; 2031-32: 259.481; 2032-33: 260.2359; 2033-34: 264.2056; 2034-35: 264.2507; 2035-36: 263.8834; 2036-37: 263.0497; 2037-38: 261.6903; 2038-39: 264.1003; 2039-40: 266.2307; 2040-41: 263.2862; 2041-42: 264.631; 2042-43: 265.6748; 2043-44: 260.6767; 2044-45: 260.8696; 2045-46: 271.3864; 2046-47: 270.2703; 2047-48: 268.7844; 2048-49: 267.0807; 2049-50: 267.0807
20BL | Average Household - PCC | (((14BL - 25BL) + (15BL - 26BL)) * 1,000,000) / ((39BL + 40BL) *1,000) | l/h/d | 1 | 2019-20: 175.3049; 2020-21: 172.2465; 2021-22: 169.6754; 2022-23: 168.0593; 2023-24: 163.8347; 2024-25: 162.0806; 2025-26: 160.8363; 2026-27: 159.989; 2027-28: 158.8597; 2028-29: 157.9754; 2029-30: 157.2525; 2030-31: 156.3861; 2031-32: 155.9823; 2032-33: 155.7757; 2033-34: 156.1466; 2034-35: 156.2637; 2035-36: 156.2261; 2036-37: 156.0018; 2037-38: 156.6325; 2038-39: 157.0082; 2039-40: 157.433; 2040-41: 157.2669; 2041-42: 157.477; 2042-43: 157.6482; 2043-44: 157.5877; 2044-45: 157.7267; 2045-46: 158.2791; 2046-47: 158.4256; 2047-48: 158.5641; 2048-49: 158.6913; 2049-50: 158.8171
21BL | Water taken unbilled | Input | Ml/d | 2 | 2019-20: 0.22; 2020-21: 0.22; 2021-22: 0.21; 2022-23: 0.23; 2023-24: 0.22; 2024-25: 0.22; 2025-26: 0.22; 2026-27: 0.21; 2027-28: 0.22; 2028-29: 0.24; 2029-30: 0.22; 2030-31: 0.22; 2031-32: 0.23; 2032-33: 0.21; 2033-34: 0.24; 2034-35: 0.23; 2035-36: 0.23; 2036-37: 0.22; 2037-38: 0.23; 2038-39: 0.22; 2039-40: 0.23; 2040-41: 0.22; 2041-42: 0.22; 2042-43: 0.23; 2043-44: 0.22; 2044-45: 0.22; 2045-46: 0.22; 2046-47: 0.22; 2047-48: 0.21; 2048-49: 0.23; 2049-50: 0.22
22BL | Distribution system operational use | Input | Ml/d | 2 | 2019-20: 0.06; 2020-21: 0.06; 2021-22: 0.06; 2022-23: 0.06; 2023-24: 0.06; 2024-25: 0.06; 2025-26: 0.06; 2026-27: 0.06; 2027-28: 0.06; 2028-29: 0.06; 2029-30: 0.06; 2030-31: 0.06; 2031-32: 0.06; 2032-33: 0.06; 2033-34: 0.06; 2034-35: 0.06; 2035-36: 0.06; 2036-37: 0.06; 2037-38: 0.06; 2038-39: 0.06; 2039-40: 0.06; 2040-41: 0.06; 2041-42: 0.06; 2042-43: 0.06; 2043-44: 0.06; 2044-45: 0.06; 2045-46: 0.06; 2046-47: 0.06; 2047-48: 0.06; 2048-49: 0.06; 2049-50: 0.06
23BL | Measured Non Household - USPL | Input | Ml/d | 2 | 2019-20: 0.01; 2020-21: 0.01; 2021-22: 0.01; 2022-23: 0.01; 2023-24: 0.01; 2024-25: 0.01; 2025-26: 0.01; 2026-27: 0.01; 2027-28: 0.01; 2028-29: 0.01; 2029-30: 0.01; 2030-31: 0.01; 2031-32: 0.01; 2032-33: 0.01; 2033-34: 0.01; 2034-35: 0.01; 2035-36: 0.01; 2036-37: 0.01; 2037-38: 0.01; 2038-39: 0.01; 2039-40: 0.01; 2040-41: 0.01; 2041-42: 0.01; 2042-43: 0.01; 2043-44: 0.01; 2044-45: 0.01; 2045-46: 0.01; 2046-47: 0.01; 2047-48: 0.01; 2048-49: 0.01; 2049-50: 0.01
24BL | Unmeasured Non Household - USPL | Input | Ml/d | 2 | 2019-20: 0; 2020-21: 0; 2021-22: 0; 2022-23: 0; 2023-24: 0; 2024-25: 0; 2025-26: 0; 2026-27: 0; 2027-28: 0; 2028-29: 0; 2029-30: 0; 2030-31: 0; 2031-32: 0; 2032-33: 0; 2033-34: 0; 2034-35: 0; 2035-36: 0; 2036-37: 0; 2037-38: 0; 2038-39: 0; 2039-40: 0; 2040-41: 0; 2041-42: 0; 2042-43: 0; 2043-44: 0; 2044-45: 0; 2045-46: 0; 2046-47: 0; 2047-48: 0; 2048-49: 0; 2049-50: 0
25BL | Measured Household - USPL | Input | Ml/d | 2 | 2019-20: 0.25; 2020-21: 0.24; 2021-22: 0.24; 2022-23: 0.24; 2023-24: 0.23; 2024-25: 0.23; 2025-26: 0.23; 2026-27: 0.22; 2027-28: 0.22; 2028-29: 0.22; 2029-30: 0.21; 2030-31: 0.21; 2031-32: 0.2; 2032-33: 0.21; 2033-34: 0.21; 2034-35: 0.21; 2035-36: 0.21; 2036-37: 0.22; 2037-38: 0.22; 2038-39: 0.22; 2039-40: 0.22; 2040-41: 0.23; 2041-42: 0.23; 2042-43: 0.23; 2043-44: 0.23; 2044-45: 0.24; 2045-46: 0.24; 2046-47: 0.24; 2047-48: 0.24; 2048-49: 0.24; 2049-50: 0.24
26BL | Unmeasured Household - USPL | Input | Ml/d | 2 | 2019-20: 0.08; 2020-21: 0.08; 2021-22: 0.07; 2022-23: 0.07; 2023-24: 0.07; 2024-25: 0.06; 2025-26: 0.06; 2026-27: 0.06; 2027-28: 0.06; 2028-29: 0.05; 2029-30: 0.05; 2030-31: 0.05; 2031-32: 0.05; 2032-33: 0.05; 2033-34: 0.04; 2034-35: 0.04; 2035-36: 0.04; 2036-37: 0.04; 2037-38: 0.04; 2038-39: 0.03; 2039-40: 0.03; 2040-41: 0.03; 2041-42: 0.03; 2042-43: 0.03; 2043-44: 0.03; 2044-45: 0.03; 2045-46: 0.02; 2046-47: 0.02; 2047-48: 0.02; 2048-49: 0.02; 2049-50: 0.02
27BL | Void Properties - USPL | Input | Ml/d | 2 | 2019-20: 0.02; 2020-21: 0.02; 2021-22: 0.02; 2022-23: 0.02; 2023-24: 0.02; 2024-25: 0.02; 2025-26: 0.02; 2026-27: 0.02; 2027-28: 0.02; 2028-29: 0.02; 2029-30: 0.02; 2030-31: 0.02; 2031-32: 0.02; 2032-33: 0.02; 2033-34: 0.02; 2034-35: 0.02; 2035-36: 0.02; 2036-37: 0.02; 2037-38: 0.02; 2038-39: 0.02; 2039-40: 0.02; 2040-41: 0.02; 2041-42: 0.03; 2042-43: 0.03; 2043-44: 0.03; 2044-45: 0.03; 2045-46: 0.03; 2046-47: 0.03; 2047-48: 0.03; 2048-49: 0.03; 2049-50: 0.03
28BL | Distribution losses | Input | Ml/d | 2 | 2019-20: 1.48; 2020-21: 1.45; 2021-22: 1.43; 2022-23: 1.4; 2023-24: 1.37; 2024-25: 1.34; 2025-26: 1.34; 2026-27: 1.34; 2027-28: 1.34; 2028-29: 1.34; 2029-30: 1.34; 2030-31: 1.34; 2031-32: 1.34; 2032-33: 1.34; 2033-34: 1.34; 2034-35: 1.34; 2035-36: 1.34; 2036-37: 1.34; 2037-38: 1.34; 2038-39: 1.34; 2039-40: 1.34; 2040-41: 1.34; 2041-42: 1.34; 2042-43: 1.34; 2043-44: 1.34; 2044-45: 1.34; 2045-46: 1.34; 2046-47: 1.34; 2047-48: 1.34; 2048-49: 1.34; 2049-50: 1.34
29BL | Total Leakage | sum (23BL:28BL) | Ml/d | 2 | 2019-20: 1.84; 2020-21: 1.8; 2021-22: 1.77; 2022-23: 1.74; 2023-24: 1.7; 2024-25: 1.66; 2025-26: 1.66; 2026-27: 1.65; 2027-28: 1.65; 2028-29: 1.64; 2029-30: 1.63; 2030-31: 1.63; 2031-32: 1.62; 2032-33: 1.63; 2033-34: 1.62; 2034-35: 1.62; 2035-36: 1.62; 2036-37: 1.63; 2037-38: 1.63; 2038-39: 1.62; 2039-40: 1.62; 2040-41: 1.63; 2041-42: 1.64; 2042-43: 1.64; 2043-44: 1.64; 2044-45: 1.65; 2045-46: 1.64; 2046-47: 1.64; 2047-48: 1.64; 2048-49: 1.64; 2049-50: 1.64
30BL | Leakage/property | (29BL * 1,000,000) / (36BL * 1,000) | l/prop/d | 2 | 2019-20: 99.0472; 2020-21: 94.4089; 2021-22: 90.9324; 2022-23: 87.5516; 2023-24: 84.3547; 2024-25: 81.5685; 2025-26: 80.8533; 2026-27: 79.3384; 2027-28: 78.4146; 2028-29: 77.2055; 2029-30: 76.0864; 2030-31: 75.47; 2031-32: 74.4109; 2032-33: 74.2834; 2033-34: 73.2634; 2034-35: 72.7175; 2035-36: 72.1893; 2036-37: 72.1207; 2037-38: 71.6232; 2038-39: 70.6991; 2039-40: 70.2241; 2040-41: 70.1951; 2041-42: 70.1694; 2042-43: 69.7279; 2043-44: 69.2919; 2044-45: 69.2841; 2045-46: 68.4503; 2046-47: 68.0441; 2047-48: 67.6568; 2048-49: 67.2738; 2049-50: 66.906
31BL | Measured Non Household - properties | Input | 000's | 2 | 2019-20: 0.964; 2020-21: 0.974; 2021-22: 0.984; 2022-23: 0.994; 2023-24: 1.004; 2024-25: 1.014; 2025-26: 1.024; 2026-27: 1.033; 2027-28: 1.043; 2028-29: 1.052; 2029-30: 1.058; 2030-31: 1.063; 2031-32: 1.069; 2032-33: 1.074; 2033-34: 1.079; 2034-35: 1.082; 2035-36: 1.086; 2036-37: 1.089; 2037-38: 1.091; 2038-39: 1.094; 2039-40: 1.096; 2040-41: 1.098; 2041-42: 1.1; 2042-43: 1.102; 2043-44: 1.104; 2044-45: 1.105; 2045-46: 1.106; 2046-47: 1.108; 2047-48: 1.108; 2048-49: 1.109; 2049-50: 1.109
32BL | Unmeasured Non Household - properties | Input | 000's | 2 | 2019-20: 0.004; 2020-21: 0.004; 2021-22: 0.004; 2022-23: 0.004; 2023-24: 0.004; 2024-25: 0.004; 2025-26: 0.004; 2026-27: 0.004; 2027-28: 0.004; 2028-29: 0.004; 2029-30: 0.004; 2030-31: 0.004; 2031-32: 0.004; 2032-33: 0.004; 2033-34: 0.004; 2034-35: 0.004; 2035-36: 0.004; 2036-37: 0.004; 2037-38: 0.004; 2038-39: 0.004; 2039-40: 0.004; 2040-41: 0.004; 2041-42: 0.004; 2042-43: 0.004; 2043-44: 0.004; 2044-45: 0.004; 2045-46: 0.004; 2046-47: 0.004; 2047-48: 0.004; 2048-49: 0.004; 2049-50: 0.004
33BL | All void non-households - properties | Input | 000's | 2 | 2019-20: 0; 2020-21: 0; 2021-22: 0; 2022-23: 0; 2023-24: 0; 2024-25: 0; 2025-26: 0; 2026-27: 0; 2027-28: 0; 2028-29: 0; 2029-30: 0; 2030-31: 0; 2031-32: 0; 2032-33: 0; 2033-34: 0; 2034-35: 0; 2035-36: 0; 2036-37: 0; 2037-38: 0; 2038-39: 0; 2039-40: 0; 2040-41: 0; 2041-42: 0; 2042-43: 0; 2043-44: 0; 2044-45: 0; 2045-46: 0; 2046-47: 0; 2047-48: 0; 2048-49: 0; 2049-50: 0
34BL | Measured households - properties (excl. void) | Year before + sum (34.1BL:34.6BL) | 000's | 2 | 2019-20: 15.571; 2020-21: 16.117; 2021-22: 16.565; 2022-23: 17.033; 2023-24: 17.368; 2024-25: 17.62; 2025-26: 17.842; 2026-27: 18.148; 2027-28: 18.431; 2028-29: 18.668; 2029-30: 18.889; 2030-31: 19.102; 2031-32: 19.312; 2032-33: 19.519; 2033-34: 19.722; 2034-35: 19.922; 2035-36: 20.117; 2036-37: 20.309; 2037-38: 20.497; 2038-39: 20.682; 2039-40: 20.865; 2040-41: 21.045; 2041-42: 21.223; 2042-43: 21.396; 2043-44: 21.568; 2044-45: 21.739; 2045-46: 21.891; 2046-47: 22.04; 2047-48: 22.185; 2048-49: 22.328; 2049-50: 22.46
34.1BL | New build properties - properties | Input (new builds in each year) | 000's | 2 | 2019-20: 0.525; 2020-21: 0.455; 2021-22: 0.364; 2022-23: 0.392; 2023-24: 0.262; 2024-25: 0.183; 2025-26: 0.166; 2026-27: 0.252; 2027-28: 0.231; 2028-29: 0.187; 2029-30: 0.173; 2030-31: 0.166; 2031-32: 0.165; 2032-33: 0.163; 2033-34: 0.161; 2034-35: 0.16; 2035-36: 0.155; 2036-37: 0.154; 2037-38: 0.152; 2038-39: 0.149; 2039-40: 0.149; 2040-41: 0.148; 2041-42: 0.146; 2042-43: 0.143; 2043-44: 0.143; 2044-45: 0.143; 2045-46: 0.141; 2046-47: 0.138; 2047-48: 0.135; 2048-49: 0.133; 2049-50: 0.132
34.2BL | Meter optants - properties | Input (meter optants in each year) | 000's | 2 | 2019-20: 0.061; 2020-21: 0.058; 2021-22: 0.053; 2022-23: 0.046; 2023-24: 0.044; 2024-25: 0.042; 2025-26: 0.03; 2026-27: 0.029; 2027-28: 0.028; 2028-29: 0.027; 2029-30: 0.026; 2030-31: 0.026; 2031-32: 0.025; 2032-33: 0.024; 2033-34: 0.023; 2034-35: 0.022; 2035-36: 0.022; 2036-37: 0.021; 2037-38: 0.02; 2038-39: 0.02; 2039-40: 0.019; 2040-41: 0.018; 2041-42: 0.018; 2042-43: 0.017; 2043-44: 0.016; 2044-45: 0.016; 2045-46: 0; 2046-47: 0; 2047-48: 0; 2048-49: 0; 2049-50: 0
34.3BL | Compulsory metering - properties | Input (compulsory meters in each year) | 000's | 2 | 2019-20: 0; 2020-21: 0; 2021-22: 0; 2022-23: 0; 2023-24: 0; 2024-25: 0; 2025-26: 0; 2026-27: 0; 2027-28: 0; 2028-29: 0; 2029-30: 0; 2030-31: 0; 2031-32: 0; 2032-33: 0; 2033-34: 0; 2034-35: 0; 2035-36: 0; 2036-37: 0; 2037-38: 0; 2038-39: 0; 2039-40: 0; 2040-41: 0; 2041-42: 0; 2042-43: 0; 2043-44: 0; 2044-45: 0; 2045-46: 0; 2046-47: 0; 2047-48: 0; 2048-49: 0; 2049-50: 0
34.4BL | Metering on change of occupancy - properties | Input (change of occupancy meters in each year) | 000's | 2 | 2019-20: 0.031; 2020-21: 0.03; 2021-22: 0.029; 2022-23: 0.028; 2023-24: 0.027; 2024-25: 0.026; 2025-26: 0.025; 2026-27: 0.024; 2027-28: 0.023; 2028-29: 0.022; 2029-30: 0.021; 2030-31: 0.02; 2031-32: 0.019; 2032-33: 0.019; 2033-34: 0.018; 2034-35: 0.017; 2035-36: 0.017; 2036-37: 0.016; 2037-38: 0.015; 2038-39: 0.015; 2039-40: 0.014; 2040-41: 0.013; 2041-42: 0.013; 2042-43: 0.012; 2043-44: 0.012; 2044-45: 0.011; 2045-46: 0.011; 2046-47: 0.011; 2047-48: 0.01; 2048-49: 0.01; 2049-50: 0
34.5BL | Selective metering - properties | Input (selective meters in each year) | 000's | 2 | 2019-20: 0.003; 2020-21: 0.003; 2021-22: 0.002; 2022-23: 0.002; 2023-24: 0.002; 2024-25: 0.001; 2025-26: 0.001; 2026-27: 0.001; 2027-28: 0.001; 2028-29: 0.001; 2029-30: 0.001; 2030-31: 0.001; 2031-32: 0.001; 2032-33: 0.001; 2033-34: 0.001; 2034-35: 0.001; 2035-36: 0.001; 2036-37: 0.001; 2037-38: 0.001; 2038-39: 0.001; 2039-40: 0.001; 2040-41: 0.001; 2041-42: 0.001; 2042-43: 0.001; 2043-44: 0.001; 2044-45: 0.001; 2045-46: 0; 2046-47: 0; 2047-48: 0; 2048-49: 0; 2049-50: 0
34.6BL | Other changes to existing metering - properties | Input (other changes to meters in each year) | 000's | 2 | 2019-20: 0; 2020-21: 0; 2021-22: 0; 2022-23: 0; 2023-24: 0; 2024-25: 0; 2025-26: 0; 2026-27: 0; 2027-28: 0; 2028-29: 0; 2029-30: 0; 2030-31: 0; 2031-32: 0; 2032-33: 0; 2033-34: 0; 2034-35: 0; 2035-36: 0; 2036-37: 0; 2037-38: 0; 2038-39: 0; 2039-40: 0; 2040-41: 0; 2041-42: 0; 2042-43: 0; 2043-44: 0; 2044-45: 0; 2045-46: 0; 2046-47: 0; 2047-48: 0; 2048-49: 0; 2049-50: 0
34.7BL | Measured household void properties | Input | 000's | 2 | 2019-20: 0.308; 2020-21: 0.315; 2021-22: 0.321; 2022-23: 0.329; 2023-24: 0.336; 2024-25: 0.342; 2025-26: 0.348; 2026-27: 0.354; 2027-28: 0.36; 2028-29: 0.365; 2029-30: 0.369; 2030-31: 0.374; 2031-32: 0.378; 2032-33: 0.382; 2033-34: 0.386; 2034-35: 0.391; 2035-36: 0.395; 2036-37: 0.398; 2037-38: 0.402; 2038-39: 0.406; 2039-40: 0.41; 2040-41: 0.413; 2041-42: 0.417; 2042-43: 0.42; 2043-44: 0.424; 2044-45: 0.427; 2045-46: 0.43; 2046-47: 0.433; 2047-48: 0.436; 2048-49: 0.439; 2049-50: 0.441
35BL | Unmeasured households - properties (excl. void) | Input | 000's | 2 | 2019-20: 1.697; 2020-21: 1.624; 2021-22: 1.56; 2022-23: 1.485; 2023-24: 1.413; 2024-25: 1.344; 2025-26: 1.287; 2026-27: 1.233; 2027-28: 1.18; 2028-29: 1.13; 2029-30: 1.081; 2030-31: 1.034; 2031-32: 0.988; 2032-33: 0.945; 2033-34: 0.903; 2034-35: 0.862; 2035-36: 0.823; 2036-37: 0.785; 2037-38: 0.749; 2038-39: 0.714; 2039-40: 0.68; 2040-41: 0.648; 2041-42: 0.616; 2042-43: 0.586; 2043-44: 0.557; 2044-45: 0.529; 2045-46: 0.518; 2046-47: 0.507; 2047-48: 0.497; 2048-49: 0.488; 2049-50: 0.488
35.1BL | Unmeasured household void properties | Input | 000's | 2 | 2019-20: 0.033; 2020-21: 0.032; 2021-22: 0.031; 2022-23: 0.029; 2023-24: 0.028; 2024-25: 0.027; 2025-26: 0.026; 2026-27: 0.025; 2027-28: 0.024; 2028-29: 0.023; 2029-30: 0.022; 2030-31: 0.021; 2031-32: 0.02; 2032-33: 0.019; 2033-34: 0.018; 2034-35: 0.017; 2035-36: 0.016; 2036-37: 0.016; 2037-38: 0.015; 2038-39: 0.014; 2039-40: 0.014; 2040-41: 0.013; 2041-42: 0.012; 2042-43: 0.012; 2043-44: 0.011; 2044-45: 0.011; 2045-46: 0.01; 2046-47: 0.01; 2047-48: 0.01; 2048-49: 0.01; 2049-50: 0.01
36BL | Total Resource Zone Properties (incl. voids) | sum (31BL:34BL) + 34.7BL + 35BL + 35.1BL | 000's | 2 | 2019-20: 18.577; 2020-21: 19.066; 2021-22: 19.465; 2022-23: 19.874; 2023-24: 20.153; 2024-25: 20.351; 2025-26: 20.531; 2026-27: 20.797; 2027-28: 21.042; 2028-29: 21.242; 2029-30: 21.423; 2030-31: 21.598; 2031-32: 21.771; 2032-33: 21.943; 2033-34: 22.112; 2034-35: 22.278; 2035-36: 22.441; 2036-37: 22.601; 2037-38: 22.758; 2038-39: 22.914; 2039-40: 23.069; 2040-41: 23.221; 2041-42: 23.372; 2042-43: 23.52; 2043-44: 23.668; 2044-45: 23.815; 2045-46: 23.959; 2046-47: 24.102; 2047-48: 24.24; 2048-49: 24.378; 2049-50: 24.512
37BL | Measured Non Household - Population | Input | 000's | 2 | 2019-20: 0.451; 2020-21: 0.463; 2021-22: 0.47; 2022-23: 0.485; 2023-24: 0.495; 2024-25: 0.504; 2025-26: 0.511; 2026-27: 0.523; 2027-28: 0.534; 2028-29: 0.547; 2029-30: 0.558; 2030-31: 0.571; 2031-32: 0.592; 2032-33: 0.61; 2033-34: 0.623; 2034-35: 0.633; 2035-36: 0.643; 2036-37: 0.654; 2037-38: 0.664; 2038-39: 0.674; 2039-40: 0.684; 2040-41: 0.696; 2041-42: 0.71; 2042-43: 0.723; 2043-44: 0.738; 2044-45: 0.754; 2045-46: 0.771; 2046-47: 0.79; 2047-48: 0.808; 2048-49: 0.827; 2049-50: 0.845
38BL | Unmeasured Non Household - Population | Input | 000's | 2 | 2019-20: 0.002; 2020-21: 0.002; 2021-22: 0.002; 2022-23: 0.002; 2023-24: 0.002; 2024-25: 0.002; 2025-26: 0.002; 2026-27: 0.002; 2027-28: 0.002; 2028-29: 0.002; 2029-30: 0.002; 2030-31: 0.002; 2031-32: 0.002; 2032-33: 0.002; 2033-34: 0.003; 2034-35: 0.003; 2035-36: 0.003; 2036-37: 0.003; 2037-38: 0.003; 2038-39: 0.003; 2039-40: 0.003; 2040-41: 0.003; 2041-42: 0.003; 2042-43: 0.003; 2043-44: 0.003; 2044-45: 0.003; 2045-46: 0.003; 2046-47: 0.003; 2047-48: 0.003; 2048-49: 0.003; 2049-50: 0.003
39BL | Measured Household - Population | Input | 000's | 2 | 2019-20: 35.659; 2020-21: 36.413; 2021-22: 36.86; 2022-23: 37.83; 2023-24: 38.511; 2024-25: 39.04; 2025-26: 39.47; 2026-27: 40.044; 2027-28: 40.568; 2028-29: 40.961; 2029-30: 41.306; 2030-31: 41.624; 2031-32: 41.935; 2032-33: 42.247; 2033-34: 42.579; 2034-35: 42.915; 2035-36: 43.228; 2036-37: 43.528; 2037-38: 43.828; 2038-39: 44.133; 2039-40: 44.482; 2040-41: 44.812; 2041-42: 45.153; 2042-43: 45.502; 2043-44: 45.853; 2044-45: 46.206; 2045-46: 46.511; 2046-47: 46.812; 2047-48: 47.113; 2048-49: 47.416; 2049-50: 47.692
40BL | Unmeasured Household - Population | Input | 000's | 2 | 2019-20: 5.013; 2020-21: 4.807; 2021-22: 4.631; 2022-23: 4.417; 2023-24: 4.215; 2024-25: 4.025; 2025-26: 3.866; 2026-27: 3.709; 2027-28: 3.559; 2028-29: 3.413; 2029-30: 3.272; 2030-31: 3.137; 2031-32: 3.006; 2032-33: 2.882; 2033-34: 2.763; 2034-35: 2.649; 2035-36: 2.539; 2036-37: 2.433; 2037-38: 2.331; 2038-39: 2.234; 2039-40: 2.141; 2040-41: 2.051; 2041-42: 1.965; 2042-43: 1.882; 2043-44: 1.803; 2044-45: 1.725; 2045-46: 1.695; 2046-47: 1.665; 2047-48: 1.637; 2048-49: 1.61; 2049-50: 1.61
41BL | Total Resource Zone Population | sum (37BL:40BL) | 000's | 2 | 2019-20: 41.125; 2020-21: 41.685; 2021-22: 41.963; 2022-23: 42.734; 2023-24: 43.223; 2024-25: 43.571; 2025-26: 43.849; 2026-27: 44.278; 2027-28: 44.663; 2028-29: 44.923; 2029-30: 45.138; 2030-31: 45.334; 2031-32: 45.535; 2032-33: 45.741; 2033-34: 45.968; 2034-35: 46.2; 2035-36: 46.413; 2036-37: 46.618; 2037-38: 46.826; 2038-39: 47.044; 2039-40: 47.31; 2040-41: 47.562; 2041-42: 47.831; 2042-43: 48.11; 2043-44: 48.397; 2044-45: 48.688; 2045-46: 48.98; 2046-47: 49.27; 2047-48: 49.561; 2048-49: 49.856; 2049-50: 50.15
42BL | Average household occupancy rate (excl. voids) | (39BL + 40BL) / (34BL + 35BL) | h/prop | 1 | 2019-20: 2.3553; 2020-21: 2.3234; 2021-22: 2.2892; 2022-23: 2.2814; 2023-24: 2.275; 2024-25: 2.2709; 2025-26: 2.2655; 2026-27: 2.2575; 2027-28: 2.2501; 2028-29: 2.2413; 2029-30: 2.2322; 2030-31: 2.2229; 2031-32: 2.2138; 2032-33: 2.2053; 2033-34: 2.1984; 2034-35: 2.1923; 2035-36: 2.1856; 2036-37: 2.1789; 2037-38: 2.1726; 2038-39: 2.1671; 2039-40: 2.164; 2040-41: 2.1603; 2041-42: 2.1575; 2042-43: 2.1556; 2043-44: 2.1539; 2044-45: 2.1525; 2045-46: 2.1512; 2046-47: 2.15; 2047-48: 2.1493; 2048-49: 2.1488; 2049-50: 2.1484
43BL | Total Household Metering penetration (excl. voids) | 34BL / (34BL + 35BL) | % | 1 | 2019-20: 90.17%; 2020-21: 90.85%; 2021-22: 91.39%; 2022-23: 91.98%; 2023-24: 92.48%; 2024-25: 92.91%; 2025-26: 93.27%; 2026-27: 93.64%; 2027-28: 93.98%; 2028-29: 94.29%; 2029-30: 94.59%; 2030-31: 94.86%; 2031-32: 95.13%; 2032-33: 95.38%; 2033-34: 95.62%; 2034-35: 95.85%; 2035-36: 96.07%; 2036-37: 96.28%; 2037-38: 96.47%; 2038-39: 96.66%; 2039-40: 96.84%; 2040-41: 97.01%; 2041-42: 97.18%; 2042-43: 97.33%; 2043-44: 97.48%; 2044-45: 97.62%; 2045-46: 97.69%; 2046-47: 97.75%; 2047-48: 97.81%; 2048-49: 97.86%; 2049-50: 97.87%
44BL | Total Household Metering penetration (incl. voids) | (34BL) / (34BL + 34.7BL + 35BL + 35.1BL) | % | 1 | 2019-20: 88.43%; 2020-21: 89.1%; 2021-22: 89.65%; 2022-23: 90.24%; 2023-24: 90.72%; 2024-25: 91.14%; 2025-26: 91.48%; 2026-27: 91.84%; 2027-28: 92.18%; 2028-29: 92.48%; 2029-30: 92.77%; 2030-31: 93.04%; 2031-32: 93.3%; 2032-33: 93.55%; 2033-34: 93.78%; 2034-35: 94.01%; 2035-36: 94.22%; 2036-37: 94.43%; 2037-38: 94.62%; 2038-39: 94.8%; 2039-40: 94.97%; 2040-41: 95.14%; 2041-42: 95.31%; 2042-43: 95.46%; 2043-44: 95.6%; 2044-45: 95.74%; 2045-46: 95.81%; 2046-47: 95.87%; 2047-48: 95.92%; 2048-49: 95.97%; 2049-50: 95.99%
45BL | Distribution input | sum (12BL:15BL) +21BL + 22BL + 27BL + 28BL | Ml/d | 2 | 2019-20: 11.24; 2020-21: 11.18; 2021-22: 11.09; 2022-23: 11.14; 2023-24: 11; 2024-25: 10.95; 2025-26: 10.95; 2026-27: 10.97; 2027-28: 11; 2028-29: 11.02; 2029-30: 11; 2030-31: 11; 2031-32: 11.02; 2032-33: 11.04; 2033-34: 11.12; 2034-35: 11.16; 2035-36: 11.21; 2036-37: 11.24; 2037-38: 11.32; 2038-39: 11.37; 2039-40: 11.45; 2040-41: 11.49; 2041-42: 11.56; 2042-43: 11.64; 2043-44: 11.68; 2044-45: 11.75; 2045-46: 11.83; 2046-47: 11.89; 2047-48: 11.95; 2048-49: 12.03; 2049-50: 12.09
46BL | Target headroom (climate change component) | Input | Ml/d | 2 | 2019-20: 0.00050283; 2020-21: 0.00050283; 2021-22: 0.00050283; 2022-23: 0.00050283; 2023-24: 0.00050283; 2024-25: 0.00050283; 2025-26: 0.00050283; 2026-27: 0.00091252; 2027-28: 0.0015514; 2028-29: 0.0010262; 2029-30: 0.0011822; 2030-31: 0.002097; 2031-32: 0.0015599; 2032-33: 0.00084997; 2033-34: 0.0016874; 2034-35: 0.0012839; 2035-36: 0.0022438; 2036-37: 0.0028944; 2037-38: 0.0027813; 2038-39: 0.0023532; 2039-40: 0; 2040-41: 0; 2041-42: 0; 2042-43: 0; 2043-44: 0; 2044-45: 0; 2045-46: 0; 2046-47: 0; 2047-48: 0; 2048-49: 0; 2049-50: 0
47BL | Target headroom (All other components) | Input | Ml/d | 2 | 2019-20: 0.42703; 2020-21: 0.42703; 2021-22: 0.42703; 2022-23: 0.42703; 2023-24: 0.42703; 2024-25: 0.42703; 2025-26: 0.42703; 2026-27: 0.42753; 2027-28: 0.42211; 2028-29: 0.42816; 2029-30: 0.43927; 2030-31: 0.4099; 2031-32: 0.42325; 2032-33: 0.43297; 2033-34: 0.44254; 2034-35: 0.46626; 2035-36: 0.40358; 2036-37: 0.3604; 2037-38: 0.39026; 2038-39: 0.41479; 2039-40: 0.30703; 2040-41: 0.32797; 2041-42: 0.35142; 2042-43: 0.37167; 2043-44: 0.39473; 2044-45: 0.39627; 2045-46: 0.32524; 2046-47: 0.3292; 2047-48: 0.32933; 2048-49: 0.32618; 2049-50: 0.3325
48BL | Target Headroom | 46BL + 47BL | Ml/d | 2 | 2019-20: 0.42753; 2020-21: 0.42753; 2021-22: 0.42753; 2022-23: 0.42753; 2023-24: 0.42753; 2024-25: 0.42753; 2025-26: 0.42753; 2026-27: 0.42844; 2027-28: 0.42366; 2028-29: 0.42919; 2029-30: 0.44045; 2030-31: 0.41199; 2031-32: 0.42481; 2032-33: 0.43382; 2033-34: 0.44423; 2034-35: 0.46755; 2035-36: 0.40583; 2036-37: 0.36329; 2037-38: 0.39304; 2038-39: 0.41715; 2039-40: 0.30703; 2040-41: 0.32797; 2041-42: 0.35142; 2042-43: 0.37167; 2043-44: 0.39473; 2044-45: 0.39627; 2045-46: 0.32524; 2046-47: 0.3292; 2047-48: 0.32933; 2048-49: 0.32618; 2049-50: 0.3325
49BL | Available Headroom | 11BL - 45BL | Ml/d | 2 | 2019-20: 2.8; 2020-21: 2.86; 2021-22: 2.95; 2022-23: 2.9; 2023-24: 3.04; 2024-25: 3.09; 2025-26: 3.09; 2026-27: 3.07; 2027-28: 3.04; 2028-29: 3.02; 2029-30: 3.04; 2030-31: 3.04; 2031-32: 3.02; 2032-33: 3; 2033-34: 2.92; 2034-35: 2.88; 2035-36: 2.83; 2036-37: 2.8; 2037-38: 2.72; 2038-39: 2.67; 2039-40: 2.59; 2040-41: 2.55; 2041-42: 2.48; 2042-43: 2.4; 2043-44: 2.36; 2044-45: 2.29; 2045-46: 2.21; 2046-47: 2.15; 2047-48: 2.09; 2048-49: 2.01; 2049-50: 1.95
49.1BL | Available non-potable balance (if applicable) | 1.1BL -12.1BL | Ml/d | 2 | 2019-20: 0; 2020-21: 0; 2021-22: 0; 2022-23: 0; 2023-24: 0; 2024-25: 0; 2025-26: 0; 2026-27: 0; 2027-28: 0; 2028-29: 0; 2029-30: 0; 2030-31: 0; 2031-32: 0; 2032-33: 0; 2033-34: 0; 2034-35: 0; 2035-36: 0; 2036-37: 0; 2037-38: 0; 2038-39: 0; 2039-40: 0; 2040-41: 0; 2041-42: 0; 2042-43: 0; 2043-44: 0; 2044-45: 0; 2045-46: 0; 2046-47: 0; 2047-48: 0; 2048-49: 0; 2049-50: 0
50BL | Supply Demand Balance |  | Ml/d | 2 | 2019-20: 2.3725; 2020-21: 2.4325; 2021-22: 2.5225; 2022-23: 2.4725; 2023-24: 2.6125; 2024-25: 2.6625; 2025-26: 2.6625; 2026-27: 2.6416; 2027-28: 2.6163; 2028-29: 2.5908; 2029-30: 2.5995; 2030-31: 2.628; 2031-32: 2.5952; 2032-33: 2.5662; 2033-34: 2.4758; 2034-35: 2.4125; 2035-36: 2.4242; 2036-37: 2.4367; 2037-38: 2.327; 2038-39: 2.2529; 2039-40: 2.283; 2040-41: 2.222; 2041-42: 2.1286; 2042-43: 2.0283; 2043-44: 1.9653; 2044-45: 1.8937; 2045-46: 1.8848; 2046-47: 1.8208; 2047-48: 1.7607; 2048-49: 1.6838; 2049-50: 1.6175
Table 3e: DYCP - Final plan Options | Back to top of sheet
WRMP24 reference | Option type | Cat ID | Unit | Decimal places | 2019-20 | 2020-21 | 2021-22 | 2022-23 | 2023-24 | 2024-25 | 2025-26 | 2026-27 | 2027-28 | 2028-29 | 2029-30 | 2030-31 | 2031-32 | 2032-33 | 2033-34 | 2034-35 | 2035-36 | 2036-37 | 2037-38 | 2038-39 | 2039-40 | 2040-41 | 2041-42 | 2042-43 | 2043-44 | 2044-45 | 2045-46 | 2046-47 | 2047-48 | 2048-49 | 2049-50 | 2050-51 | 2051-52 | 2052-53 | 2053-54 | 2054-55 | 2055-56 | 2056-57 | 2057-58 | 2058-59 | 2059-60 | 2060-61 | 2061-62 | 2062-63 | 2063-64 | 2064-65 | 2065-66 | 2066-67 | 2067-68 | 2068-69 | 2069-70 | 2070-71 | 2071-72 | 2072-73 | 2073-74 | 2074-75 | 2075-76 | 2076-77 | 2077-78 | 2078-79 | 2079-80 | 2080-81 | 2081-82 | 2082-83 | 2083-84 | 2084-85 | 2085-86 | 2086-87 | 2087-88 | 2088-89 | 2089-90 | 2090-91 | 2091-92 | 2092-93 | 2093-94 | 2094-95 | 2095-96 | 2096-97 | 2097-98 | 2098-99 | 2099-100
1.11FP | Non potable supplies input reductions as -ve and increases as +ve | RSNPS | Ml/d | 2 | 2019-20: 0; 2020-21: 0; 2021-22: 0; 2022-23: 0; 2023-24: 0; 2024-25: 0; 2025-26: 0; 2026-27: 0; 2027-28: 0; 2028-29: 0; 2029-30: 0; 2030-31: 0; 2031-32: 0; 2032-33: 0; 2033-34: 0; 2034-35: 0; 2035-36: 0; 2036-37: 0; 2037-38: 0; 2038-39: 0; 2039-40: 0; 2040-41: 0; 2041-42: 0; 2042-43: 0; 2043-44: 0; 2044-45: 0; 2045-46: 0; 2046-47: 0; 2047-48: 0; 2048-49: 0; 2049-50: 0
2.1FP | Raw water imports | RSRWI | Ml/d | 2 | 2019-20: 0; 2020-21: 0; 2021-22: 0; 2022-23: 0; 2023-24: 0; 2024-25: 0; 2025-26: 0; 2026-27: 0; 2027-28: 0; 2028-29: 0; 2029-30: 0; 2030-31: 0; 2031-32: 0; 2032-33: 0; 2033-34: 0; 2034-35: 0; 2035-36: 0; 2036-37: 0; 2037-38: 0; 2038-39: 0; 2039-40: 0; 2040-41: 0; 2041-42: 0; 2042-43: 0; 2043-44: 0; 2044-45: 0; 2045-46: 0; 2046-47: 0; 2047-48: 0; 2048-49: 0; 2049-50: 0
3.1FP | Potable water imports input reductions as -ve | RSPWI | Ml/d | 2 | 2019-20: 0; 2020-21: 0; 2021-22: 0; 2022-23: 0; 2023-24: 0; 2024-25: 0; 2025-26: -0.001; 2026-27: -0.001; 2027-28: -0.001; 2028-29: -0.001; 2029-30: -0.001; 2030-31: 4.819; 2031-32: 4.819; 2032-33: 4.819; 2033-34: 4.819; 2034-35: 4.819; 2035-36: 4.819; 2036-37: 4.819; 2037-38: 4.819; 2038-39: 4.819; 2039-40: 4.819; 2040-41: 4.819; 2041-42: 4.819; 2042-43: 4.819; 2043-44: 4.819; 2044-45: 4.819; 2045-46: 4.819; 2046-47: 4.819; 2047-48: 4.819; 2048-49: 4.819; 2049-50: 6.12
4.1FP | Raw water exports input reductions as +ve and increases as -ve | RSRWE | Ml/d | 2 | 2019-20: 0; 2020-21: 0; 2021-22: 0; 2022-23: 0; 2023-24: 0; 2024-25: 0; 2025-26: 0; 2026-27: 0; 2027-28: 0; 2028-29: 0; 2029-30: 0; 2030-31: 0; 2031-32: 0; 2032-33: 0; 2033-34: 0; 2034-35: 0; 2035-36: 0; 2036-37: 0; 2037-38: 0; 2038-39: 0; 2039-40: 0; 2040-41: 0; 2041-42: 0; 2042-43: 0; 2043-44: 0; 2044-45: 0; 2045-46: 0; 2046-47: 0; 2047-48: 0; 2048-49: 0; 2049-50: 0
5.1FP | Potable water exports input reductions as +ve and increases as -ve | RSPWE | Ml/d | 2 | 2019-20: 0; 2020-21: 0; 2021-22: 0; 2022-23: 0; 2023-24: 0; 2024-25: 0; 2025-26: 0; 2026-27: 0; 2027-28: 0; 2028-29: 0; 2029-30: 0; 2030-31: -3.01; 2031-32: -3.01; 2032-33: -5.72; 2033-34: -5.72; 2034-35: -5.72; 2035-36: -5.9; 2036-37: -5.9; 2037-38: -5.9; 2038-39: -5.9; 2039-40: -5.9; 2040-41: -5.9; 2041-42: -5.9; 2042-43: -5.9; 2043-44: -5.9; 2044-45: -8.409; 2045-46: -8.469; 2046-47: -8.459; 2047-48: -8.449; 2048-49: -8.459; 2049-50: -9.95
6.2FP | DO benefit from increase raw water abstractions | RSRWA | Ml/d | 2 | 2019-20: 0; 2020-21: 0; 2021-22: 0; 2022-23: 0; 2023-24: 0; 2024-25: 0; 2025-26: 0; 2026-27: 0; 2027-28: 0; 2028-29: 0; 2029-30: 0; 2030-31: 0; 2031-32: 0; 2032-33: 0; 2033-34: 0; 2034-35: 0; 2035-36: 0; 2036-37: 0; 2037-38: 0; 2038-39: 0; 2039-40: 0; 2040-41: 0; 2041-42: 0; 2042-43: 0; 2043-44: 0; 2044-45: 0; 2045-46: 0; 2046-47: 0; 2047-48: 0; 2048-49: 0; 2049-50: 0
6.3FP | Other options to increase deployable output | RSIPO | Ml/d | 2 | 2019-20: 0; 2020-21: 0; 2021-22: 0; 2022-23: 0; 2023-24: 0; 2024-25: 0; 2025-26: 0; 2026-27: 0; 2027-28: 0; 2028-29: 0; 2029-30: 0; 2030-31: 0.2; 2031-32: 0.2; 2032-33: 0.2; 2033-34: 0.2; 2034-35: 0.2; 2035-36: 0.2; 2036-37: 0.2; 2037-38: 0.2; 2038-39: 0.2; 2039-40: 0.2; 2040-41: 0.2; 2041-42: 0.2; 2042-43: 0.2; 2043-44: 0.2; 2044-45: 0.2; 2045-46: 0.2; 2046-47: 0.2; 2047-48: 0.2; 2048-49: 0.2; 2049-50: 0.2
7.01FP | DO benefit from supply side drought measures | RSDPS | Ml/d | 2 | 2019-20: 0; 2020-21: 0; 2021-22: 0; 2022-23: 0; 2023-24: 0; 2024-25: 0; 2025-26: 0; 2026-27: 0; 2027-28: 0; 2028-29: 0; 2029-30: 0; 2030-31: 0; 2031-32: 0; 2032-33: 0; 2033-34: 0; 2034-35: 0; 2035-36: 0; 2036-37: 0; 2037-38: 0; 2038-39: 0; 2039-40: 0; 2040-41: 0; 2041-42: 0; 2042-43: 0; 2043-44: 0; 2044-45: 0; 2045-46: 0; 2046-47: 0; 2047-48: 0; 2048-49: 0; 2049-50: 0
7.02FP | DO benefit from demand side drought measures | RSDPD | Ml/d | 2 | 2019-20: 0; 2020-21: 0; 2021-22: 0; 2022-23: 0; 2023-24: 0; 2024-25: 0; 2025-26: 0; 2026-27: 0; 2027-28: 0; 2028-29: 0; 2029-30: 0; 2030-31: 0; 2031-32: 0; 2032-33: 0; 2033-34: 0; 2034-35: 0; 2035-36: 0; 2036-37: 0; 2037-38: 0; 2038-39: 0; 2039-40: 0; 2040-41: 0; 2041-42: 0; 2042-43: 0; 2043-44: 0; 2044-45: 0; 2045-46: 0; 2046-47: 0; 2047-48: 0; 2048-49: 0; 2049-50: 0
8.1FP | Reduce raw water losses and operational use input as -ve | RSLOU | Ml/d | 2 | 2019-20: 0; 2020-21: 0; 2021-22: 0; 2022-23: 0; 2023-24: 0; 2024-25: 0; 2025-26: 0; 2026-27: 0; 2027-28: 0; 2028-29: 0; 2029-30: 0; 2030-31: 0; 2031-32: 0; 2032-33: 0; 2033-34: 0; 2034-35: 0; 2035-36: 0; 2036-37: 0; 2037-38: 0; 2038-39: 0; 2039-40: 0; 2040-41: 0; 2041-42: 0; 2042-43: 0; 2043-44: 0; 2044-45: 0; 2045-46: 0; 2046-47: 0; 2047-48: 0; 2048-49: 0; 2049-50: 0
8.2FP | Reduce treatment works losses input as -ve | PSTWL | Ml/d | 2 | 2019-20: 0; 2020-21: 0; 2021-22: 0; 2022-23: 0; 2023-24: 0; 2024-25: 0; 2025-26: 0; 2026-27: 0; 2027-28: 0; 2028-29: 0; 2029-30: 0; 2030-31: 0; 2031-32: 0; 2032-33: 0; 2033-34: 0; 2034-35: 0; 2035-36: 0; 2036-37: 0; 2037-38: 0; 2038-39: 0; 2039-40: 0; 2040-41: 0; 2041-42: 0; 2042-43: 0; 2043-44: 0; 2044-45: 0; 2045-46: 0; 2046-47: 0; 2047-48: 0; 2048-49: 0; 2049-50: 0
9.1FP | Reduce outages input as -ve | PSROU | Ml/d | 2 | 2019-20: 0; 2020-21: 0; 2021-22: 0; 2022-23: 0; 2023-24: 0; 2024-25: 0; 2025-26: 0; 2026-27: 0; 2027-28: 0; 2028-29: 0; 2029-30: 0; 2030-31: 0; 2031-32: 0; 2032-33: 0; 2033-34: 0; 2034-35: 0; 2035-36: 0; 2036-37: 0; 2037-38: 0; 2038-39: 0; 2039-40: 0; 2040-41: 0; 2041-42: 0; 2042-43: 0; 2043-44: 0; 2044-45: 0; 2045-46: 0; 2046-47: 0; 2047-48: 0; 2048-49: 0; 2049-50: 0
12.2FP | Change volume delivered to measured non households input reductions as -ve, line to include both measured non-household consumption and USPL options | CVMNH | Ml/d | 2 | 2019-20: 0; 2020-21: 0; 2021-22: 0; 2022-23: 0; 2023-24: 0; 2024-25: 0; 2025-26: -0.03; 2026-27: -0.06; 2027-28: -0.08; 2028-29: -0.1; 2029-30: -0.12; 2030-31: -0.14; 2031-32: -0.16; 2032-33: -0.19; 2033-34: -0.21; 2034-35: -0.23; 2035-36: -0.25; 2036-37: -0.27; 2037-38: -0.29; 2038-39: -0.31; 2039-40: -0.33; 2040-41: -0.35; 2041-42: -0.38; 2042-43: -0.4; 2043-44: -0.42; 2044-45: -0.44; 2045-46: -0.46; 2046-47: -0.48; 2047-48: -0.5; 2048-49: -0.52; 2049-50: -0.54
13.1FP | Change volume delivered to unmeasured non households input reductions as -ve, line to include both unmeasured non-household consumption and USPL options | CVUNH | Ml/d | 2 | 2019-20: 0; 2020-21: 0; 2021-22: 0; 2022-23: 0; 2023-24: 0; 2024-25: 0; 2025-26: 0; 2026-27: 0; 2027-28: 0; 2028-29: 0; 2029-30: 0; 2030-31: 0; 2031-32: 0; 2032-33: 0; 2033-34: 0; 2034-35: 0; 2035-36: 0; 2036-37: 0; 2037-38: 0; 2038-39: 0; 2039-40: 0; 2040-41: 0; 2041-42: 0; 2042-43: 0; 2043-44: 0; 2044-45: 0; 2045-46: 0; 2046-47: 0; 2047-48: 0; 2048-49: 0; 2049-50: 0
14.1FP | Change volume delivered to measured households input reductions as -ve, line to include both measured household consumption and USPL options | CVMHH | Ml/d | 2 | 2019-20: 0; 2020-21: 0; 2021-22: 0; 2022-23: 0; 2023-24: 0; 2024-25: 0; 2025-26: -0.05; 2026-27: -0.07; 2027-28: -0.09; 2028-29: -0.14; 2029-30: -0.18; 2030-31: -0.22; 2031-32: -0.26; 2032-33: -0.29; 2033-34: -0.32; 2034-35: -0.4; 2035-36: -0.47; 2036-37: -0.55; 2037-38: -0.62; 2038-39: -0.7; 2039-40: -0.78; 2040-41: -0.85; 2041-42: -0.93; 2042-43: -1; 2043-44: -1.08; 2044-45: -1.11; 2045-46: -1.14; 2046-47: -1.18; 2047-48: -1.21; 2048-49: -1.25; 2049-50: -1.28
15.1FP | Change volume delivered to unmeasured households input reductions as -ve, line to include both unmeasured household consumption and USPL options | CVUHH | Ml/d | 2 | 2019-20: 0; 2020-21: 0; 2021-22: 0; 2022-23: 0; 2023-24: 0; 2024-25: 0; 2025-26: 0; 2026-27: 0; 2027-28: 0; 2028-29: 0; 2029-30: 0; 2030-31: 0; 2031-32: 0; 2032-33: 0; 2033-34: 0; 2034-35: 0; 2035-36: 0; 2036-37: 0; 2037-38: 0; 2038-39: 0; 2039-40: 0; 2040-41: 0; 2041-42: 0; 2042-43: 0; 2043-44: 0; 2044-45: 0; 2045-46: 0; 2046-47: 0; 2047-48: 0; 2048-49: 0; 2049-50: 0
21.1FP | Options to reduce water taken unbilled input as -ve | CSWTU | Ml/d | 2 | 2019-20: 0; 2020-21: 0; 2021-22: 0; 2022-23: 0; 2023-24: 0; 2024-25: 0; 2025-26: 0; 2026-27: 0; 2027-28: 0; 2028-29: 0; 2029-30: 0; 2030-31: 0; 2031-32: 0; 2032-33: 0; 2033-34: 0; 2034-35: 0; 2035-36: 0; 2036-37: 0; 2037-38: 0; 2038-39: 0; 2039-40: 0; 2040-41: 0; 2041-42: 0; 2042-43: 0; 2043-44: 0; 2044-45: 0; 2045-46: 0; 2046-47: 0; 2047-48: 0; 2048-49: 0; 2049-50: 0
22.1FP | Reduce distribution system operational use (DSOU) input as -ve | DSDOU | Ml/d | 2 | 2019-20: 0; 2020-21: 0; 2021-22: 0; 2022-23: 0; 2023-24: 0; 2024-25: 0; 2025-26: 0; 2026-27: 0; 2027-28: 0; 2028-29: 0; 2029-30: 0; 2030-31: 0; 2031-32: 0; 2032-33: 0; 2033-34: 0; 2034-35: 0; 2035-36: 0; 2036-37: 0; 2037-38: 0; 2038-39: 0; 2039-40: 0; 2040-41: 0; 2041-42: 0; 2042-43: 0; 2043-44: 0; 2044-45: 0; 2045-46: 0; 2046-47: 0; 2047-48: 0; 2048-49: 0; 2049-50: 0
23.1FP | Options impacting on measured Non Household - USPL input reductions as -ve | CUMNH | Ml/d | 2 | 2019-20: 0; 2020-21: 0; 2021-22: 0; 2022-23: 0; 2023-24: 0; 2024-25: 0; 2025-26: 0; 2026-27: 0; 2027-28: 0; 2028-29: 0; 2029-30: 0; 2030-31: 0; 2031-32: 0; 2032-33: 0; 2033-34: 0; 2034-35: 0; 2035-36: 0; 2036-37: 0; 2037-38: 0; 2038-39: 0; 2039-40: 0; 2040-41: 0; 2041-42: 0; 2042-43: 0; 2043-44: 0; 2044-45: 0; 2045-46: 0; 2046-47: 0; 2047-48: 0; 2048-49: -0.01; 2049-50: -0.01
24.1FP | Options impacting on unmeasured Non Household - USPL input reductions as -ve | CUUNH | Ml/d | 2 | 2019-20: 0; 2020-21: 0; 2021-22: 0; 2022-23: 0; 2023-24: 0; 2024-25: 0; 2025-26: 0; 2026-27: 0; 2027-28: 0; 2028-29: 0; 2029-30: 0; 2030-31: 0; 2031-32: 0; 2032-33: 0; 2033-34: 0; 2034-35: 0; 2035-36: 0; 2036-37: 0; 2037-38: 0; 2038-39: 0; 2039-40: 0; 2040-41: 0; 2041-42: 0; 2042-43: 0; 2043-44: 0; 2044-45: 0; 2045-46: 0; 2046-47: 0; 2047-48: 0; 2048-49: 0; 2049-50: 0
25.1FP | Options impacting on measured Household - USPL input reductions as -ve | CUMHH | Ml/d | 2 | 2019-20: 0; 2020-21: 0; 2021-22: 0; 2022-23: 0; 2023-24: 0; 2024-25: 0; 2025-26: -0.01; 2026-27: -0.01; 2027-28: -0.01; 2028-29: -0.01; 2029-30: -0.01; 2030-31: -0.01; 2031-32: -0.02; 2032-33: -0.02; 2033-34: -0.02; 2034-35: -0.02; 2035-36: -0.02; 2036-37: -0.02; 2037-38: -0.02; 2038-39: -0.02; 2039-40: -0.02; 2040-41: -0.03; 2041-42: -0.03; 2042-43: -0.03; 2043-44: -0.03; 2044-45: -0.03; 2045-46: -0.03; 2046-47: -0.03; 2047-48: -0.03; 2048-49: -0.03; 2049-50: -0.03
26.1FP | Options impacting on unmeasured Household - USPL input reductions as -ve | CUUHH | Ml/d | 2 | 2019-20: 0; 2020-21: 0; 2021-22: 0; 2022-23: 0; 2023-24: 0; 2024-25: 0; 2025-26: 0; 2026-27: 0; 2027-28: 0; 2028-29: 0; 2029-30: 0; 2030-31: 0; 2031-32: 0; 2032-33: 0; 2033-34: 0; 2034-35: 0; 2035-36: 0; 2036-37: 0; 2037-38: 0; 2038-39: 0; 2039-40: 0; 2040-41: 0; 2041-42: 0; 2042-43: 0; 2043-44: 0; 2044-45: 0; 2045-46: 0; 2046-47: 0; 2047-48: 0; 2048-49: 0; 2049-50: 0
27.1FP | Options impacting on Void properties - USPL input reductions as -ve | CUVPP | Ml/d | 2 | 2019-20: 0; 2020-21: 0; 2021-22: 0; 2022-23: 0; 2023-24: 0; 2024-25: 0; 2025-26: 0; 2026-27: 0; 2027-28: 0; 2028-29: 0; 2029-30: 0; 2030-31: 0; 2031-32: 0; 2032-33: 0; 2033-34: 0; 2034-35: 0; 2035-36: 0; 2036-37: 0; 2037-38: 0; 2038-39: 0; 2039-40: 0; 2040-41: 0; 2041-42: 0; 2042-43: 0; 2043-44: 0; 2044-45: 0; 2045-46: 0; 2046-47: 0; 2047-48: 0; 2048-49: 0; 2049-50: 0
28.1FP | Reduce distribution losses input as -ve | DSRDL | Ml/d | 2 | 2019-20: 0; 2020-21: 0; 2021-22: 0; 2022-23: 0; 2023-24: 0; 2024-25: 0; 2025-26: 0; 2026-27: 0; 2027-28: -0.01; 2028-29: -0.01; 2029-30: -0.01; 2030-31: -0.01; 2031-32: -0.01; 2032-33: -0.01; 2033-34: -0.02; 2034-35: -0.02; 2035-36: -0.02; 2036-37: -0.02; 2037-38: -0.02; 2038-39: -0.02; 2039-40: -0.03; 2040-41: -0.03; 2041-42: -0.13; 2042-43: -0.15; 2043-44: -0.15; 2044-45: -0.15; 2045-46: -0.16; 2046-47: -0.16; 2047-48: -0.16; 2048-49: -0.18; 2049-50: -0.19
Table 3f: DYCP - Final plan | Back to top of sheet
WRMP24 reference | Component | Derivation | Unit | Decimal places | 2019-20 | 2020-21 | 2021-22 | 2022-23 | 2023-24 | 2024-25 | 2025-26 | 2026-27 | 2027-28 | 2028-29 | 2029-30 | 2030-31 | 2031-32 | 2032-33 | 2033-34 | 2034-35 | 2035-36 | 2036-37 | 2037-38 | 2038-39 | 2039-40 | 2040-41 | 2041-42 | 2042-43 | 2043-44 | 2044-45 | 2045-46 | 2046-47 | 2047-48 | 2048-49 | 2049-50 | 2050-51 | 2051-52 | 2052-53 | 2053-54 | 2054-55 | 2055-56 | 2056-57 | 2057-58 | 2058-59 | 2059-60 | 2060-61 | 2061-62 | 2062-63 | 2063-64 | 2064-65 | 2065-66 | 2066-67 | 2067-68 | 2068-69 | 2069-70 | 2070-71 | 2071-72 | 2072-73 | 2073-74 | 2074-75 | 2075-76 | 2076-77 | 2077-78 | 2078-79 | 2079-80 | 2080-81 | 2081-82 | 2082-83 | 2083-84 | 2084-85 | 2085-86 | 2086-87 | 2087-88 | 2088-89 | 2089-90 | 2090-91 | 2091-92 | 2092-93 | 2093-94 | 2094-95 | 2095-96 | 2096-97 | 2097-98 | 2098-99 | 2099-100
1FP | Raw water abstracted | Input | Ml/d | 2 | 2019-20: 0; 2020-21: 0; 2021-22: 0; 2022-23: 0; 2023-24: 0; 2024-25: 0; 2025-26: 0; 2026-27: 0; 2027-28: 0; 2028-29: 0; 2029-30: 0; 2030-31: 0; 2031-32: 0; 2032-33: 0; 2033-34: 0; 2034-35: 0; 2035-36: 0; 2036-37: 0; 2037-38: 0; 2038-39: 0; 2039-40: 0; 2040-41: 0; 2041-42: 0; 2042-43: 0; 2043-44: 0; 2044-45: 0; 2045-46: 0; 2046-47: 0; 2047-48: 0; 2048-49: 0; 2049-50: 0
1.1FP | Non-potable water supplies | 1.1BL + 1.11FP | Ml/d | 2 | 2019-20: 0; 2020-21: 0; 2021-22: 0; 2022-23: 0; 2023-24: 0; 2024-25: 0; 2025-26: 0; 2026-27: 0; 2027-28: 0; 2028-29: 0; 2029-30: 0; 2030-31: 0; 2031-32: 0; 2032-33: 0; 2033-34: 0; 2034-35: 0; 2035-36: 0; 2036-37: 0; 2037-38: 0; 2038-39: 0; 2039-40: 0; 2040-41: 0; 2041-42: 0; 2042-43: 0; 2043-44: 0; 2044-45: 0; 2045-46: 0; 2046-47: 0; 2047-48: 0; 2048-49: 0; 2049-50: 0
2FP | Raw water imported | 2BL + 2.1FP | Ml/d | 2 | 2019-20: 0; 2020-21: 0; 2021-22: 0; 2022-23: 0; 2023-24: 0; 2024-25: 0; 2025-26: 0; 2026-27: 0; 2027-28: 0; 2028-29: 0; 2029-30: 0; 2030-31: 0; 2031-32: 0; 2032-33: 0; 2033-34: 0; 2034-35: 0; 2035-36: 0; 2036-37: 0; 2037-38: 0; 2038-39: 0; 2039-40: 0; 2040-41: 0; 2041-42: 0; 2042-43: 0; 2043-44: 0; 2044-45: 0; 2045-46: 0; 2046-47: 0; 2047-48: 0; 2048-49: 0; 2049-50: 0
3FP | Potable water imported | 3BL + 3.1FP | Ml/d | 2 | 2019-20: 0; 2020-21: 0; 2021-22: 0; 2022-23: 0; 2023-24: 0; 2024-25: 0; 2025-26: -0.001; 2026-27: -0.001; 2027-28: -0.001; 2028-29: -0.001; 2029-30: -0.001; 2030-31: 4.819; 2031-32: 4.819; 2032-33: 4.819; 2033-34: 4.819; 2034-35: 4.819; 2035-36: 4.819; 2036-37: 4.819; 2037-38: 4.819; 2038-39: 4.819; 2039-40: 4.819; 2040-41: 4.819; 2041-42: 4.819; 2042-43: 4.819; 2043-44: 4.819; 2044-45: 4.819; 2045-46: 4.819; 2046-47: 4.819; 2047-48: 4.819; 2048-49: 4.819; 2049-50: 6.12
4FP | Raw water exported enter as -ve | 4BL + 4.1FP | Ml/d | 2 | 2019-20: 0; 2020-21: 0; 2021-22: 0; 2022-23: 0; 2023-24: 0; 2024-25: 0; 2025-26: 0; 2026-27: 0; 2027-28: 0; 2028-29: 0; 2029-30: 0; 2030-31: 0; 2031-32: 0; 2032-33: 0; 2033-34: 0; 2034-35: 0; 2035-36: 0; 2036-37: 0; 2037-38: 0; 2038-39: 0; 2039-40: 0; 2040-41: 0; 2041-42: 0; 2042-43: 0; 2043-44: 0; 2044-45: 0; 2045-46: 0; 2046-47: 0; 2047-48: 0; 2048-49: 0; 2049-50: 0
5FP | Potable water exported enter as -ve | 5BL + 5.1FP | Ml/d | 2 | 2019-20: 0; 2020-21: 0; 2021-22: 0; 2022-23: 0; 2023-24: 0; 2024-25: 0; 2025-26: 0; 2026-27: 0; 2027-28: 0; 2028-29: 0; 2029-30: 0; 2030-31: -3.01; 2031-32: -3.01; 2032-33: -5.72; 2033-34: -5.72; 2034-35: -5.72; 2035-36: -5.9; 2036-37: -5.9; 2037-38: -5.9; 2038-39: -5.9; 2039-40: -5.9; 2040-41: -5.9; 2041-42: -5.9; 2042-43: -5.9; 2043-44: -5.9; 2044-45: -8.409; 2045-46: -8.469; 2046-47: -8.459; 2047-48: -8.449; 2048-49: -8.459; 2049-50: -9.95
6.1FP | Deployable Output post forecast changes | 6.1BL + 6.2FP + 6.3FP +7.01FP +7.02FP | Ml/d | 2 | 2019-20: 14.87; 2020-21: 14.87; 2021-22: 14.87; 2022-23: 14.87; 2023-24: 14.87; 2024-25: 14.87; 2025-26: 14.87; 2026-27: 14.87; 2027-28: 14.87; 2028-29: 14.87; 2029-30: 14.87; 2030-31: 15.07; 2031-32: 15.07; 2032-33: 15.07; 2033-34: 15.07; 2034-35: 15.07; 2035-36: 15.07; 2036-37: 15.07; 2037-38: 15.07; 2038-39: 15.07; 2039-40: 15.07; 2040-41: 15.07; 2041-42: 15.07; 2042-43: 15.07; 2043-44: 15.07; 2044-45: 15.07; 2045-46: 15.07; 2046-47: 15.07; 2047-48: 15.07; 2048-49: 15.07; 2049-50: 15.07
8FP | Raw water losses, treatment works losses and operational use | 8BL + 8.1FP + 8.2FP | Ml/d | 2 | 2019-20: 0.74; 2020-21: 0.74; 2021-22: 0.74; 2022-23: 0.74; 2023-24: 0.74; 2024-25: 0.74; 2025-26: 0.74; 2026-27: 0.74; 2027-28: 0.74; 2028-29: 0.74; 2029-30: 0.74; 2030-31: 0.74; 2031-32: 0.74; 2032-33: 0.74; 2033-34: 0.74; 2034-35: 0.74; 2035-36: 0.74; 2036-37: 0.74; 2037-38: 0.74; 2038-39: 0.74; 2039-40: 0.74; 2040-41: 0.74; 2041-42: 0.74; 2042-43: 0.74; 2043-44: 0.74; 2044-45: 0.74; 2045-46: 0.74; 2046-47: 0.74; 2047-48: 0.74; 2048-49: 0.74; 2049-50: 0.74
9FP | Total Outage Allowance | 9BL + 9.1FP | Ml/d | 2 | 2019-20: 0.09; 2020-21: 0.09; 2021-22: 0.09; 2022-23: 0.09; 2023-24: 0.09; 2024-25: 0.09; 2025-26: 0.09; 2026-27: 0.09; 2027-28: 0.09; 2028-29: 0.09; 2029-30: 0.09; 2030-31: 0.09; 2031-32: 0.09; 2032-33: 0.09; 2033-34: 0.09; 2034-35: 0.09; 2035-36: 0.09; 2036-37: 0.09; 2037-38: 0.09; 2038-39: 0.09; 2039-40: 0.09; 2040-41: 0.09; 2041-42: 0.09; 2042-43: 0.09; 2043-44: 0.09; 2044-45: 0.09; 2045-46: 0.09; 2046-47: 0.09; 2047-48: 0.09; 2048-49: 0.09; 2049-50: 0.09
10FP | Water Available For Use (own sources) | (6.1FP) - (8FP + 9FP) | Ml/d | 2 | 2019-20: 14.04; 2020-21: 14.04; 2021-22: 14.04; 2022-23: 14.04; 2023-24: 14.04; 2024-25: 14.04; 2025-26: 14.04; 2026-27: 14.04; 2027-28: 14.04; 2028-29: 14.04; 2029-30: 14.04; 2030-31: 14.24; 2031-32: 14.24; 2032-33: 14.24; 2033-34: 14.24; 2034-35: 14.24; 2035-36: 14.24; 2036-37: 14.24; 2037-38: 14.24; 2038-39: 14.24; 2039-40: 14.24; 2040-41: 14.24; 2041-42: 14.24; 2042-43: 14.24; 2043-44: 14.24; 2044-45: 14.24; 2045-46: 14.24; 2046-47: 14.24; 2047-48: 14.24; 2048-49: 14.24; 2049-50: 14.24
11FP | Total Water Available For Use | 10FP + sum (2FP:5FP) | Ml/d | 2 | 2019-20: 14.04; 2020-21: 14.04; 2021-22: 14.04; 2022-23: 14.04; 2023-24: 14.04; 2024-25: 14.04; 2025-26: 14.039; 2026-27: 14.039; 2027-28: 14.039; 2028-29: 14.039; 2029-30: 14.039; 2030-31: 16.049; 2031-32: 16.049; 2032-33: 13.339; 2033-34: 13.339; 2034-35: 13.339; 2035-36: 13.159; 2036-37: 13.159; 2037-38: 13.159; 2038-39: 13.159; 2039-40: 13.159; 2040-41: 13.159; 2041-42: 13.159; 2042-43: 13.159; 2043-44: 13.159; 2044-45: 10.65; 2045-46: 10.59; 2046-47: 10.6; 2047-48: 10.61; 2048-49: 10.6; 2049-50: 10.41
12FP | Water delivered measured non-household | 12BL + 12.2FP | Ml/d | 2 | 2019-20: 1.99; 2020-21: 2; 2021-22: 2.01; 2022-23: 2.01; 2023-24: 2.02; 2024-25: 2.03; 2025-26: 2.01; 2026-27: 1.99; 2027-28: 1.98; 2028-29: 1.97; 2029-30: 1.96; 2030-31: 1.95; 2031-32: 1.94; 2032-33: 1.92; 2033-34: 1.91; 2034-35: 1.9; 2035-36: 1.9; 2036-37: 1.89; 2037-38: 1.88; 2038-39: 1.88; 2039-40: 1.87; 2040-41: 1.86; 2041-42: 1.84; 2042-43: 1.84; 2043-44: 1.83; 2044-45: 1.82; 2045-46: 1.82; 2046-47: 1.81; 2047-48: 1.81; 2048-49: 1.8; 2049-50: 1.8
12.1FP | Non-potable water consumption | Input | Ml/d | 2 | 2019-20: 0; 2020-21: 0; 2021-22: 0; 2022-23: 0; 2023-24: 0; 2024-25: 0; 2025-26: 0; 2026-27: 0; 2027-28: 0; 2028-29: 0; 2029-30: 0; 2030-31: 0; 2031-32: 0; 2032-33: 0; 2033-34: 0; 2034-35: 0; 2035-36: 0; 2036-37: 0; 2037-38: 0; 2038-39: 0; 2039-40: 0; 2040-41: 0; 2041-42: 0; 2042-43: 0; 2043-44: 0; 2044-45: 0; 2045-46: 0; 2046-47: 0; 2047-48: 0; 2048-49: 0; 2049-50: 0
13FP | Water delivered unmeasured non-household | 13BL + 13.1FP | Ml/d | 2 | 2019-20: 0.01; 2020-21: 0.01; 2021-22: 0.01; 2022-23: 0.01; 2023-24: 0.01; 2024-25: 0.01; 2025-26: 0.01; 2026-27: 0.01; 2027-28: 0.01; 2028-29: 0.01; 2029-30: 0.01; 2030-31: 0.01; 2031-32: 0.01; 2032-33: 0.01; 2033-34: 0.01; 2034-35: 0.01; 2035-36: 0.01; 2036-37: 0.01; 2037-38: 0.01; 2038-39: 0.01; 2039-40: 0.01; 2040-41: 0.01; 2041-42: 0.01; 2042-43: 0.01; 2043-44: 0.01; 2044-45: 0.01; 2045-46: 0.01; 2046-47: 0.01; 2047-48: 0.01; 2048-49: 0.01; 2049-50: 0.01
14FP | Water delivered measured household | 14BL + 14.1FP | Ml/d | 2 | 2019-20: 6.03; 2020-21: 6.05; 2021-22: 6.04; 2022-23: 6.16; 2023-24: 6.11; 2024-25: 6.14; 2025-26: 6.13; 2026-27: 6.17; 2027-28: 6.21; 2028-29: 6.19; 2029-30: 6.18; 2030-31: 6.17; 2031-32: 6.17; 2032-33: 6.2; 2033-34: 6.24; 2034-35: 6.23; 2035-36: 6.22; 2036-37: 6.2; 2037-38: 6.22; 2038-39: 6.21; 2039-40: 6.21; 2040-41: 6.21; 2041-42: 6.2; 2042-43: 6.2; 2043-44: 6.19; 2044-45: 6.24; 2045-46: 6.27; 2046-47: 6.29; 2047-48: 6.32; 2048-49: 6.34; 2049-50: 6.36
15FP | Water delivered unmeasured household | 15BL + 15.1FP | Ml/d | 2 | 2019-20: 1.43; 2020-21: 1.37; 2021-22: 1.31; 2022-23: 1.25; 2023-24: 1.19; 2024-25: 1.13; 2025-26: 1.08; 2026-27: 1.04; 2027-28: 0.99; 2028-29: 0.95; 2029-30: 0.91; 2030-31: 0.87; 2031-32: 0.83; 2032-33: 0.8; 2033-34: 0.77; 2034-35: 0.74; 2035-36: 0.71; 2036-37: 0.68; 2037-38: 0.65; 2038-39: 0.62; 2039-40: 0.6; 2040-41: 0.57; 2041-42: 0.55; 2042-43: 0.53; 2043-44: 0.5; 2044-45: 0.48; 2045-46: 0.48; 2046-47: 0.47; 2047-48: 0.46; 2048-49: 0.45; 2049-50: 0.45
16FP | Percentage of consumption driven by climate change | 16BL | % | 1 | 2019-20: 0%; 2020-21: 0%; 2021-22: 0%; 2022-23: 0.1%; 2023-24: 0.1%; 2024-25: 0.1%; 2025-26: 0.1%; 2026-27: 0.1%; 2027-28: 0.1%; 2028-29: 0.2%; 2029-30: 0.2%; 2030-31: 0.2%; 2031-32: 0.2%; 2032-33: 0.3%; 2033-34: 0.3%; 2034-35: 0.3%; 2035-36: 0.4%; 2036-37: 0.4%; 2037-38: 0.4%; 2038-39: 0.5%; 2039-40: 0.5%; 2040-41: 0.6%; 2041-42: 0.6%; 2042-43: 0.6%; 2043-44: 0.7%; 2044-45: 0.7%; 2045-46: 0.8%; 2046-47: 0.8%; 2047-48: 0.8%; 2048-49: 0.8%; 2049-50: 0.9%
17FP | Volume of consumption driven by climate change | 16FP * (12FP + sum(13FP:15FP) - sum (23FP:26FP)) | Ml/d | 2 | 2019-20: 0; 2020-21: 0; 2021-22: 0; 2022-23: 0.00911; 2023-24: 0.00902; 2024-25: 0.00901; 2025-26: 0.00894; 2026-27: 0.00893; 2027-28: 0.00891; 2028-29: 0.0177; 2029-30: 0.0176; 2030-31: 0.01748; 2031-32: 0.01742; 2032-33: 0.02604; 2033-34: 0.02607; 2034-35: 0.02592; 2035-36: 0.0344; 2036-37: 0.03412; 2037-38: 0.03404; 2038-39: 0.0424; 2039-40: 0.04225; 2040-41: 0.05046; 2041-42: 0.05016; 2042-43: 0.05004; 2043-44: 0.05803; 2044-45: 0.0581; 2045-46: 0.06672; 2046-47: 0.06672; 2047-48: 0.06688; 2048-49: 0.06696; 2049-50: 0.07551
18FP | Measured Household - PCC | ((14FP - 25FP) * 1,000,000) / (39FP * 1000) | l/h/d | 1 | 2019-20: 162.0909; 2020-21: 159.5584; 2021-22: 157.3521; 2022-23: 156.4896; 2023-24: 152.6836; 2024-25: 151.3832; 2025-26: 149.734; 2026-27: 148.8363; 2027-28: 147.8998; 2028-29: 145.9925; 2029-30: 144.7732; 2030-31: 143.4269; 2031-32: 142.8401; 2032-33: 142.2586; 2033-34: 142.0888; 2034-35: 140.7433; 2035-36: 139.4929; 2036-37: 137.8423; 2037-38: 137.3551; 2038-39: 136.1793; 2039-40: 135.1108; 2040-41: 134.1159; 2041-42: 132.8815; 2042-43: 131.8623; 2043-44: 130.6349; 2044-45: 130.5025; 2045-46: 130.2918; 2046-47: 129.8812; 2047-48: 129.6882; 2048-49: 129.2813; 2049-50: 128.9524
19FP | Unmeasured Household - PCC | ((15FP - 26FP) * 1,000,000) / (40FP * 1000) | l/h/d | 1 | 2019-20: 269.2998; 2020-21: 268.3586; 2021-22: 267.7607; 2022-23: 267.1496; 2023-24: 265.7177; 2024-25: 265.8385; 2025-26: 263.8386; 2026-27: 264.2222; 2027-28: 261.3094; 2028-29: 263.6976; 2029-30: 262.8362; 2030-31: 261.3962; 2031-32: 259.481; 2032-33: 260.2359; 2033-34: 264.2056; 2034-35: 264.2507; 2035-36: 263.8834; 2036-37: 263.0497; 2037-38: 261.6903; 2038-39: 264.1003; 2039-40: 266.2307; 2040-41: 263.2862; 2041-42: 264.631; 2042-43: 265.6748; 2043-44: 260.6767; 2044-45: 260.8696; 2045-46: 271.3864; 2046-47: 270.2703; 2047-48: 268.7844; 2048-49: 267.0807; 2049-50: 267.0807
20FP | Average Household - PCC | (((14FP - 25FP) + (15FP - 26FP)) * 1,000,000)/ ((39FP + 40FP) * 1,000) | l/h/d | 1 | 2019-20: 175.3049; 2020-21: 172.2465; 2021-22: 169.6754; 2022-23: 168.0593; 2023-24: 163.8347; 2024-25: 162.0806; 2025-26: 159.9132; 2026-27: 158.6177; 2027-28: 157.0467; 2028-29: 155.0457; 2029-30: 153.4389; 2030-31: 151.6946; 2031-32: 150.642; 2032-33: 149.7928; 2033-34: 149.5302; 2034-35: 147.9238; 2035-36: 146.3937; 2036-37: 144.4703; 2037-38: 143.634; 2038-39: 142.3426; 2039-40: 141.1321; 2040-41: 139.7691; 2041-42: 138.376; 2042-43: 137.1771; 2043-44: 135.5548; 2044-45: 135.1943; 2045-46: 135.2529; 2046-47: 134.7031; 2047-48: 134.359; 2048-49: 133.8066; 2049-50: 133.4631
21FP | Water taken unbilled | 21BL + 21.1FP | Ml/d | 2 | 2019-20: 0.22; 2020-21: 0.22; 2021-22: 0.21; 2022-23: 0.23; 2023-24: 0.22; 2024-25: 0.22; 2025-26: 0.22; 2026-27: 0.21; 2027-28: 0.22; 2028-29: 0.24; 2029-30: 0.22; 2030-31: 0.22; 2031-32: 0.23; 2032-33: 0.21; 2033-34: 0.24; 2034-35: 0.23; 2035-36: 0.23; 2036-37: 0.22; 2037-38: 0.23; 2038-39: 0.22; 2039-40: 0.23; 2040-41: 0.22; 2041-42: 0.22; 2042-43: 0.23; 2043-44: 0.22; 2044-45: 0.22; 2045-46: 0.22; 2046-47: 0.22; 2047-48: 0.21; 2048-49: 0.23; 2049-50: 0.22
22FP | Distribution system operational use | 22BL + 22.1FP | Ml/d | 2 | 2019-20: 0.06; 2020-21: 0.06; 2021-22: 0.06; 2022-23: 0.06; 2023-24: 0.06; 2024-25: 0.06; 2025-26: 0.06; 2026-27: 0.06; 2027-28: 0.06; 2028-29: 0.06; 2029-30: 0.06; 2030-31: 0.06; 2031-32: 0.06; 2032-33: 0.06; 2033-34: 0.06; 2034-35: 0.06; 2035-36: 0.06; 2036-37: 0.06; 2037-38: 0.06; 2038-39: 0.06; 2039-40: 0.06; 2040-41: 0.06; 2041-42: 0.06; 2042-43: 0.06; 2043-44: 0.06; 2044-45: 0.06; 2045-46: 0.06; 2046-47: 0.06; 2047-48: 0.06; 2048-49: 0.06; 2049-50: 0.06
23FP | Measured Non Household - USPL | 23BL + 23.1FP | Ml/d | 2 | 2019-20: 0.01; 2020-21: 0.01; 2021-22: 0.01; 2022-23: 0.01; 2023-24: 0.01; 2024-25: 0.01; 2025-26: 0.01; 2026-27: 0.01; 2027-28: 0.01; 2028-29: 0.01; 2029-30: 0.01; 2030-31: 0.01; 2031-32: 0.01; 2032-33: 0.01; 2033-34: 0.01; 2034-35: 0.01; 2035-36: 0.01; 2036-37: 0.01; 2037-38: 0.01; 2038-39: 0.01; 2039-40: 0.01; 2040-41: 0.01; 2041-42: 0.01; 2042-43: 0.01; 2043-44: 0.01; 2044-45: 0.01; 2045-46: 0.01; 2046-47: 0.01; 2047-48: 0.01; 2048-49: 0; 2049-50: 0
24FP | Unmeasured Non Household - USPL | 24BL + 24.1FP | Ml/d | 2 | 2019-20: 0; 2020-21: 0; 2021-22: 0; 2022-23: 0; 2023-24: 0; 2024-25: 0; 2025-26: 0; 2026-27: 0; 2027-28: 0; 2028-29: 0; 2029-30: 0; 2030-31: 0; 2031-32: 0; 2032-33: 0; 2033-34: 0; 2034-35: 0; 2035-36: 0; 2036-37: 0; 2037-38: 0; 2038-39: 0; 2039-40: 0; 2040-41: 0; 2041-42: 0; 2042-43: 0; 2043-44: 0; 2044-45: 0; 2045-46: 0; 2046-47: 0; 2047-48: 0; 2048-49: 0; 2049-50: 0
25FP | Measured Household - USPL | 25BL + 25.1FP | Ml/d | 2 | 2019-20: 0.25; 2020-21: 0.24; 2021-22: 0.24; 2022-23: 0.24; 2023-24: 0.23; 2024-25: 0.23; 2025-26: 0.22; 2026-27: 0.21; 2027-28: 0.21; 2028-29: 0.21; 2029-30: 0.2; 2030-31: 0.2; 2031-32: 0.18; 2032-33: 0.19; 2033-34: 0.19; 2034-35: 0.19; 2035-36: 0.19; 2036-37: 0.2; 2037-38: 0.2; 2038-39: 0.2; 2039-40: 0.2; 2040-41: 0.2; 2041-42: 0.2; 2042-43: 0.2; 2043-44: 0.2; 2044-45: 0.21; 2045-46: 0.21; 2046-47: 0.21; 2047-48: 0.21; 2048-49: 0.21; 2049-50: 0.21
26FP | Unmeasured Household - USPL | 26BL + 26.1BL | Ml/d | 2 | 2019-20: 0.08; 2020-21: 0.08; 2021-22: 0.07; 2022-23: 0.07; 2023-24: 0.07; 2024-25: 0.06; 2025-26: 0.06; 2026-27: 0.06; 2027-28: 0.06; 2028-29: 0.05; 2029-30: 0.05; 2030-31: 0.05; 2031-32: 0.05; 2032-33: 0.05; 2033-34: 0.04; 2034-35: 0.04; 2035-36: 0.04; 2036-37: 0.04; 2037-38: 0.04; 2038-39: 0.03; 2039-40: 0.03; 2040-41: 0.03; 2041-42: 0.03; 2042-43: 0.03; 2043-44: 0.03; 2044-45: 0.03; 2045-46: 0.02; 2046-47: 0.02; 2047-48: 0.02; 2048-49: 0.02; 2049-50: 0.02
27FP | Void Properties - USPL | 27BL + 27.1FP | Ml/d | 2 | 2019-20: 0.02; 2020-21: 0.02; 2021-22: 0.02; 2022-23: 0.02; 2023-24: 0.02; 2024-25: 0.02; 2025-26: 0.02; 2026-27: 0.02; 2027-28: 0.02; 2028-29: 0.02; 2029-30: 0.02; 2030-31: 0.02; 2031-32: 0.02; 2032-33: 0.02; 2033-34: 0.02; 2034-35: 0.02; 2035-36: 0.02; 2036-37: 0.02; 2037-38: 0.02; 2038-39: 0.02; 2039-40: 0.02; 2040-41: 0.02; 2041-42: 0.03; 2042-43: 0.03; 2043-44: 0.03; 2044-45: 0.03; 2045-46: 0.03; 2046-47: 0.03; 2047-48: 0.03; 2048-49: 0.03; 2049-50: 0.03
28FP | Distribution losses | 28BL + 28.1FP | Ml/d | 2 | 2019-20: 1.48; 2020-21: 1.45; 2021-22: 1.43; 2022-23: 1.4; 2023-24: 1.37; 2024-25: 1.34; 2025-26: 1.34; 2026-27: 1.34; 2027-28: 1.33; 2028-29: 1.33; 2029-30: 1.33; 2030-31: 1.33; 2031-32: 1.33; 2032-33: 1.33; 2033-34: 1.32; 2034-35: 1.32; 2035-36: 1.32; 2036-37: 1.32; 2037-38: 1.32; 2038-39: 1.32; 2039-40: 1.31; 2040-41: 1.31; 2041-42: 1.21; 2042-43: 1.19; 2043-44: 1.19; 2044-45: 1.19; 2045-46: 1.18; 2046-47: 1.18; 2047-48: 1.18; 2048-49: 1.16; 2049-50: 1.15
29FP | Total Leakage | sum (23FP:28FP) | Ml/d | 2 | 2019-20: 1.84; 2020-21: 1.8; 2021-22: 1.77; 2022-23: 1.74; 2023-24: 1.7; 2024-25: 1.66; 2025-26: 1.65; 2026-27: 1.64; 2027-28: 1.63; 2028-29: 1.62; 2029-30: 1.61; 2030-31: 1.61; 2031-32: 1.59; 2032-33: 1.6; 2033-34: 1.58; 2034-35: 1.58; 2035-36: 1.58; 2036-37: 1.59; 2037-38: 1.59; 2038-39: 1.58; 2039-40: 1.57; 2040-41: 1.57; 2041-42: 1.48; 2042-43: 1.46; 2043-44: 1.46; 2044-45: 1.47; 2045-46: 1.45; 2046-47: 1.45; 2047-48: 1.45; 2048-49: 1.42; 2049-50: 1.41
30FP | Leakage/property | (29FP * 1,000,000) / (36FP * 1,000) | l/prop/d | 2 | 2019-20: 99.0472; 2020-21: 94.4089; 2021-22: 90.9324; 2022-23: 87.5516; 2023-24: 84.3547; 2024-25: 81.5685; 2025-26: 80.3663; 2026-27: 78.8575; 2027-28: 77.4641; 2028-29: 76.264; 2029-30: 75.1529; 2030-31: 74.5439; 2031-32: 73.0329; 2032-33: 72.9162; 2033-34: 71.4544; 2034-35: 70.922; 2035-36: 70.4068; 2036-37: 70.3509; 2037-38: 69.8655; 2038-39: 68.9535; 2039-40: 68.0567; 2040-41: 67.6112; 2041-42: 63.3236; 2042-43: 62.0748; 2043-44: 61.6867; 2044-45: 61.7258; 2045-46: 60.5201; 2046-47: 60.161; 2047-48: 59.8185; 2048-49: 58.2492; 2049-50: 57.5228
31FP | Measured Non Household - properties | Input | 000's | 2 | 2019-20: 0.964; 2020-21: 0.974; 2021-22: 0.984; 2022-23: 0.994; 2023-24: 1.004; 2024-25: 1.014; 2025-26: 1.024; 2026-27: 1.033; 2027-28: 1.043; 2028-29: 1.052; 2029-30: 1.058; 2030-31: 1.063; 2031-32: 1.069; 2032-33: 1.074; 2033-34: 1.079; 2034-35: 1.082; 2035-36: 1.086; 2036-37: 1.089; 2037-38: 1.091; 2038-39: 1.094; 2039-40: 1.096; 2040-41: 1.098; 2041-42: 1.1; 2042-43: 1.102; 2043-44: 1.104; 2044-45: 1.105; 2045-46: 1.106; 2046-47: 1.108; 2047-48: 1.108; 2048-49: 1.109; 2049-50: 1.109
32FP | Unmeasured Non Household - properties | Input | 000's | 2 | 2019-20: 0.004; 2020-21: 0.004; 2021-22: 0.004; 2022-23: 0.004; 2023-24: 0.004; 2024-25: 0.004; 2025-26: 0.004; 2026-27: 0.004; 2027-28: 0.004; 2028-29: 0.004; 2029-30: 0.004; 2030-31: 0.004; 2031-32: 0.004; 2032-33: 0.004; 2033-34: 0.004; 2034-35: 0.004; 2035-36: 0.004; 2036-37: 0.004; 2037-38: 0.004; 2038-39: 0.004; 2039-40: 0.004; 2040-41: 0.004; 2041-42: 0.004; 2042-43: 0.004; 2043-44: 0.004; 2044-45: 0.004; 2045-46: 0.004; 2046-47: 0.004; 2047-48: 0.004; 2048-49: 0.004; 2049-50: 0.004
33FP | All void non-households - properties | Input | 000's | 2 | 2019-20: 0; 2020-21: 0; 2021-22: 0; 2022-23: 0; 2023-24: 0; 2024-25: 0; 2025-26: 0; 2026-27: 0; 2027-28: 0; 2028-29: 0; 2029-30: 0; 2030-31: 0; 2031-32: 0; 2032-33: 0; 2033-34: 0; 2034-35: 0; 2035-36: 0; 2036-37: 0; 2037-38: 0; 2038-39: 0; 2039-40: 0; 2040-41: 0; 2041-42: 0; 2042-43: 0; 2043-44: 0; 2044-45: 0; 2045-46: 0; 2046-47: 0; 2047-48: 0; 2048-49: 0; 2049-50: 0
34FP | Measured households - properties (excl. void) | Year before + sum (34.1BL:34.6BL) | 000's | 2 | 2019-20: 15.571; 2020-21: 16.117; 2021-22: 16.565; 2022-23: 17.033; 2023-24: 17.368; 2024-25: 17.62; 2025-26: 17.842; 2026-27: 18.148; 2027-28: 18.431; 2028-29: 18.668; 2029-30: 18.889; 2030-31: 19.102; 2031-32: 19.312; 2032-33: 19.519; 2033-34: 19.722; 2034-35: 19.922; 2035-36: 20.117; 2036-37: 20.309; 2037-38: 20.497; 2038-39: 20.682; 2039-40: 20.865; 2040-41: 21.045; 2041-42: 21.223; 2042-43: 21.396; 2043-44: 21.568; 2044-45: 21.739; 2045-46: 21.891; 2046-47: 22.04; 2047-48: 22.185; 2048-49: 22.328; 2049-50: 22.46
34.1FP | New build properties - properties | Input (new builds in each year) | 000's | 2 | 2019-20: 0.525; 2020-21: 0.455; 2021-22: 0.364; 2022-23: 0.392; 2023-24: 0.262; 2024-25: 0.183; 2025-26: 0.166; 2026-27: 0.252; 2027-28: 0.231; 2028-29: 0.187; 2029-30: 0.173; 2030-31: 0.166; 2031-32: 0.165; 2032-33: 0.163; 2033-34: 0.161; 2034-35: 0.16; 2035-36: 0.155; 2036-37: 0.154; 2037-38: 0.152; 2038-39: 0.149; 2039-40: 0.149; 2040-41: 0.148; 2041-42: 0.146; 2042-43: 0.143; 2043-44: 0.143; 2044-45: 0.143; 2045-46: 0.141; 2046-47: 0.138; 2047-48: 0.135; 2048-49: 0.133; 2049-50: 0.132
34.2FP | Meter optants - properties | Input (meter optants in each year) | 000's | 2 | 2019-20: 0.061; 2020-21: 0.058; 2021-22: 0.053; 2022-23: 0.046; 2023-24: 0.044; 2024-25: 0.042; 2025-26: 0.03; 2026-27: 0.029; 2027-28: 0.028; 2028-29: 0.027; 2029-30: 0.026; 2030-31: 0.026; 2031-32: 0.025; 2032-33: 0.024; 2033-34: 0.023; 2034-35: 0.022; 2035-36: 0.022; 2036-37: 0.021; 2037-38: 0.02; 2038-39: 0.02; 2039-40: 0.019; 2040-41: 0.018; 2041-42: 0.018; 2042-43: 0.017; 2043-44: 0.016; 2044-45: 0.016; 2045-46: 0; 2046-47: 0; 2047-48: 0; 2048-49: 0; 2049-50: 0
34.3FP | Compulsory metering - properties | Input (compulsory meters in each year) | 000's | 2 | 2019-20: 0; 2020-21: 0; 2021-22: 0; 2022-23: 0; 2023-24: 0; 2024-25: 0; 2025-26: 0; 2026-27: 0; 2027-28: 0; 2028-29: 0; 2029-30: 0; 2030-31: 0; 2031-32: 0; 2032-33: 0; 2033-34: 0; 2034-35: 0; 2035-36: 0; 2036-37: 0; 2037-38: 0; 2038-39: 0; 2039-40: 0; 2040-41: 0; 2041-42: 0; 2042-43: 0; 2043-44: 0; 2044-45: 0; 2045-46: 0; 2046-47: 0; 2047-48: 0; 2048-49: 0; 2049-50: 0
34.4FP | Metering on change of occupancy - properties | Input (change of occupancy meters in each year) | 000's | 2 | 2019-20: 0.031; 2020-21: 0.03; 2021-22: 0.029; 2022-23: 0.028; 2023-24: 0.027; 2024-25: 0.026; 2025-26: 0.025; 2026-27: 0.024; 2027-28: 0.023; 2028-29: 0.022; 2029-30: 0.021; 2030-31: 0.02; 2031-32: 0.019; 2032-33: 0.019; 2033-34: 0.018; 2034-35: 0.017; 2035-36: 0.017; 2036-37: 0.016; 2037-38: 0.015; 2038-39: 0.015; 2039-40: 0.014; 2040-41: 0.013; 2041-42: 0.013; 2042-43: 0.012; 2043-44: 0.012; 2044-45: 0.011; 2045-46: 0.011; 2046-47: 0.011; 2047-48: 0.01; 2048-49: 0.01; 2049-50: 0
34.5FP | Selective metering - properties | Input (selective meters in each year) | 000's | 2 | 2019-20: 0.003; 2020-21: 0.003; 2021-22: 0.002; 2022-23: 0.002; 2023-24: 0.002; 2024-25: 0.001; 2025-26: 0.001; 2026-27: 0.001; 2027-28: 0.001; 2028-29: 0.001; 2029-30: 0.001; 2030-31: 0.001; 2031-32: 0.001; 2032-33: 0.001; 2033-34: 0.001; 2034-35: 0.001; 2035-36: 0.001; 2036-37: 0.001; 2037-38: 0.001; 2038-39: 0.001; 2039-40: 0.001; 2040-41: 0.001; 2041-42: 0.001; 2042-43: 0.001; 2043-44: 0.001; 2044-45: 0.001; 2045-46: 0; 2046-47: 0; 2047-48: 0; 2048-49: 0; 2049-50: 0
34.6FP | Other changes to existing metering - properties | Input (other changes to meters in each year) | 000's | 2 | 2019-20: 0; 2020-21: 0; 2021-22: 0; 2022-23: 0; 2023-24: 0; 2024-25: 0; 2025-26: 0; 2026-27: 0; 2027-28: 0; 2028-29: 0; 2029-30: 0; 2030-31: 0; 2031-32: 0; 2032-33: 0; 2033-34: 0; 2034-35: 0; 2035-36: 0; 2036-37: 0; 2037-38: 0; 2038-39: 0; 2039-40: 0; 2040-41: 0; 2041-42: 0; 2042-43: 0; 2043-44: 0; 2044-45: 0; 2045-46: 0; 2046-47: 0; 2047-48: 0; 2048-49: 0; 2049-50: 0
34.7FP | Measured household void properties | Input | 000's | 2 | 2019-20: 0.308; 2020-21: 0.315; 2021-22: 0.321; 2022-23: 0.329; 2023-24: 0.336; 2024-25: 0.342; 2025-26: 0.348; 2026-27: 0.354; 2027-28: 0.36; 2028-29: 0.365; 2029-30: 0.369; 2030-31: 0.374; 2031-32: 0.378; 2032-33: 0.382; 2033-34: 0.386; 2034-35: 0.391; 2035-36: 0.395; 2036-37: 0.398; 2037-38: 0.402; 2038-39: 0.406; 2039-40: 0.41; 2040-41: 0.413; 2041-42: 0.417; 2042-43: 0.42; 2043-44: 0.424; 2044-45: 0.427; 2045-46: 0.43; 2046-47: 0.433; 2047-48: 0.436; 2048-49: 0.439; 2049-50: 0.441
35FP | Unmeasured households - properties (excl. void) | Input | 000's | 2 | 2019-20: 1.697; 2020-21: 1.624; 2021-22: 1.56; 2022-23: 1.485; 2023-24: 1.413; 2024-25: 1.344; 2025-26: 1.287; 2026-27: 1.233; 2027-28: 1.18; 2028-29: 1.13; 2029-30: 1.081; 2030-31: 1.034; 2031-32: 0.988; 2032-33: 0.945; 2033-34: 0.903; 2034-35: 0.862; 2035-36: 0.823; 2036-37: 0.785; 2037-38: 0.749; 2038-39: 0.714; 2039-40: 0.68; 2040-41: 0.648; 2041-42: 0.616; 2042-43: 0.586; 2043-44: 0.557; 2044-45: 0.529; 2045-46: 0.518; 2046-47: 0.507; 2047-48: 0.497; 2048-49: 0.488; 2049-50: 0.488
35.1FP | Unmeasured household void properties | Input | 000's | 2 | 2019-20: 0.033; 2020-21: 0.032; 2021-22: 0.031; 2022-23: 0.029; 2023-24: 0.028; 2024-25: 0.027; 2025-26: 0.026; 2026-27: 0.025; 2027-28: 0.024; 2028-29: 0.023; 2029-30: 0.022; 2030-31: 0.021; 2031-32: 0.02; 2032-33: 0.019; 2033-34: 0.018; 2034-35: 0.017; 2035-36: 0.016; 2036-37: 0.016; 2037-38: 0.015; 2038-39: 0.014; 2039-40: 0.014; 2040-41: 0.013; 2041-42: 0.012; 2042-43: 0.012; 2043-44: 0.011; 2044-45: 0.011; 2045-46: 0.01; 2046-47: 0.01; 2047-48: 0.01; 2048-49: 0.01; 2049-50: 0.01
36FP | Total Resource Zone Properties (incl. voids) | sum (31FP:34FP) + 34.7FP + 35BL + 35.1BL | 000's | 2 | 2019-20: 18.577; 2020-21: 19.066; 2021-22: 19.465; 2022-23: 19.874; 2023-24: 20.153; 2024-25: 20.351; 2025-26: 20.531; 2026-27: 20.797; 2027-28: 21.042; 2028-29: 21.242; 2029-30: 21.423; 2030-31: 21.598; 2031-32: 21.771; 2032-33: 21.943; 2033-34: 22.112; 2034-35: 22.278; 2035-36: 22.441; 2036-37: 22.601; 2037-38: 22.758; 2038-39: 22.914; 2039-40: 23.069; 2040-41: 23.221; 2041-42: 23.372; 2042-43: 23.52; 2043-44: 23.668; 2044-45: 23.815; 2045-46: 23.959; 2046-47: 24.102; 2047-48: 24.24; 2048-49: 24.378; 2049-50: 24.512
37FP | Measured Non Household - Population | Input | 000's | 2 | 2019-20: 0.451; 2020-21: 0.463; 2021-22: 0.47; 2022-23: 0.485; 2023-24: 0.495; 2024-25: 0.504; 2025-26: 0.511; 2026-27: 0.523; 2027-28: 0.534; 2028-29: 0.547; 2029-30: 0.558; 2030-31: 0.571; 2031-32: 0.592; 2032-33: 0.61; 2033-34: 0.623; 2034-35: 0.633; 2035-36: 0.643; 2036-37: 0.654; 2037-38: 0.664; 2038-39: 0.674; 2039-40: 0.684; 2040-41: 0.696; 2041-42: 0.71; 2042-43: 0.723; 2043-44: 0.738; 2044-45: 0.754; 2045-46: 0.771; 2046-47: 0.79; 2047-48: 0.808; 2048-49: 0.827; 2049-50: 0.845
38FP | Unmeasured Non Household - Population | Input | 000's | 2 | 2019-20: 0.002; 2020-21: 0.002; 2021-22: 0.002; 2022-23: 0.002; 2023-24: 0.002; 2024-25: 0.002; 2025-26: 0.002; 2026-27: 0.002; 2027-28: 0.002; 2028-29: 0.002; 2029-30: 0.002; 2030-31: 0.002; 2031-32: 0.002; 2032-33: 0.002; 2033-34: 0.003; 2034-35: 0.003; 2035-36: 0.003; 2036-37: 0.003; 2037-38: 0.003; 2038-39: 0.003; 2039-40: 0.003; 2040-41: 0.003; 2041-42: 0.003; 2042-43: 0.003; 2043-44: 0.003; 2044-45: 0.003; 2045-46: 0.003; 2046-47: 0.003; 2047-48: 0.003; 2048-49: 0.003; 2049-50: 0.003
39FP | Measured Household - Population | Input | 000's | 2 | 2019-20: 35.659; 2020-21: 36.413; 2021-22: 36.86; 2022-23: 37.83; 2023-24: 38.511; 2024-25: 39.04; 2025-26: 39.47; 2026-27: 40.044; 2027-28: 40.568; 2028-29: 40.961; 2029-30: 41.306; 2030-31: 41.624; 2031-32: 41.935; 2032-33: 42.247; 2033-34: 42.579; 2034-35: 42.915; 2035-36: 43.228; 2036-37: 43.528; 2037-38: 43.828; 2038-39: 44.133; 2039-40: 44.482; 2040-41: 44.812; 2041-42: 45.153; 2042-43: 45.502; 2043-44: 45.853; 2044-45: 46.206; 2045-46: 46.511; 2046-47: 46.812; 2047-48: 47.113; 2048-49: 47.416; 2049-50: 47.692
40FP | Unmeasured Household - Population | Input | 000's | 2 | 2019-20: 5.013; 2020-21: 4.807; 2021-22: 4.631; 2022-23: 4.417; 2023-24: 4.215; 2024-25: 4.025; 2025-26: 3.866; 2026-27: 3.709; 2027-28: 3.559; 2028-29: 3.413; 2029-30: 3.272; 2030-31: 3.137; 2031-32: 3.006; 2032-33: 2.882; 2033-34: 2.763; 2034-35: 2.649; 2035-36: 2.539; 2036-37: 2.433; 2037-38: 2.331; 2038-39: 2.234; 2039-40: 2.141; 2040-41: 2.051; 2041-42: 1.965; 2042-43: 1.882; 2043-44: 1.803; 2044-45: 1.725; 2045-46: 1.695; 2046-47: 1.665; 2047-48: 1.637; 2048-49: 1.61; 2049-50: 1.61
41FP | Total Resource Zone Population | sum (37FP:40FP) | 000's | 2 | 2019-20: 41.125; 2020-21: 41.685; 2021-22: 41.963; 2022-23: 42.734; 2023-24: 43.223; 2024-25: 43.571; 2025-26: 43.849; 2026-27: 44.278; 2027-28: 44.663; 2028-29: 44.923; 2029-30: 45.138; 2030-31: 45.334; 2031-32: 45.535; 2032-33: 45.741; 2033-34: 45.968; 2034-35: 46.2; 2035-36: 46.413; 2036-37: 46.618; 2037-38: 46.826; 2038-39: 47.044; 2039-40: 47.31; 2040-41: 47.562; 2041-42: 47.831; 2042-43: 48.11; 2043-44: 48.397; 2044-45: 48.688; 2045-46: 48.98; 2046-47: 49.27; 2047-48: 49.561; 2048-49: 49.856; 2049-50: 50.15
42FP | Average household occupancy rate (excl. voids) | (39FP + 40FP) / (34FP + 35FP) | h/prop | 1 | 2019-20: 2.3553; 2020-21: 2.3234; 2021-22: 2.2892; 2022-23: 2.2814; 2023-24: 2.275; 2024-25: 2.2709; 2025-26: 2.2655; 2026-27: 2.2575; 2027-28: 2.2501; 2028-29: 2.2413; 2029-30: 2.2322; 2030-31: 2.2229; 2031-32: 2.2138; 2032-33: 2.2053; 2033-34: 2.1984; 2034-35: 2.1923; 2035-36: 2.1856; 2036-37: 2.1789; 2037-38: 2.1726; 2038-39: 2.1671; 2039-40: 2.164; 2040-41: 2.1603; 2041-42: 2.1575; 2042-43: 2.1556; 2043-44: 2.1539; 2044-45: 2.1525; 2045-46: 2.1512; 2046-47: 2.15; 2047-48: 2.1493; 2048-49: 2.1488; 2049-50: 2.1484
43FP | Total Household Metering penetration (excl. voids) | 34FP / (34FP + 35FP) | % | 1 | 2019-20: 90.17%; 2020-21: 90.85%; 2021-22: 91.39%; 2022-23: 91.98%; 2023-24: 92.48%; 2024-25: 92.91%; 2025-26: 93.27%; 2026-27: 93.64%; 2027-28: 93.98%; 2028-29: 94.29%; 2029-30: 94.59%; 2030-31: 94.86%; 2031-32: 95.13%; 2032-33: 95.38%; 2033-34: 95.62%; 2034-35: 95.85%; 2035-36: 96.07%; 2036-37: 96.28%; 2037-38: 96.47%; 2038-39: 96.66%; 2039-40: 96.84%; 2040-41: 97.01%; 2041-42: 97.18%; 2042-43: 97.33%; 2043-44: 97.48%; 2044-45: 97.62%; 2045-46: 97.69%; 2046-47: 97.75%; 2047-48: 97.81%; 2048-49: 97.86%; 2049-50: 97.87%
44FP | Total Household Metering penetration (incl. voids) | (34FP) / (34FP + 34.7FP + 35FP + 35.1FP) | % | 1 | 2019-20: 88.43%; 2020-21: 89.1%; 2021-22: 89.65%; 2022-23: 90.24%; 2023-24: 90.72%; 2024-25: 91.14%; 2025-26: 91.48%; 2026-27: 91.84%; 2027-28: 92.18%; 2028-29: 92.48%; 2029-30: 92.77%; 2030-31: 93.04%; 2031-32: 93.3%; 2032-33: 93.55%; 2033-34: 93.78%; 2034-35: 94.01%; 2035-36: 94.22%; 2036-37: 94.43%; 2037-38: 94.62%; 2038-39: 94.8%; 2039-40: 94.97%; 2040-41: 95.14%; 2041-42: 95.31%; 2042-43: 95.46%; 2043-44: 95.6%; 2044-45: 95.74%; 2045-46: 95.81%; 2046-47: 95.87%; 2047-48: 95.92%; 2048-49: 95.97%; 2049-50: 95.99%
45FP | Distribution input | sum (12FP:15FP) + 21FP + 22FP + 27FP + 28FP | Ml/d | 2 | 2019-20: 11.24; 2020-21: 11.18; 2021-22: 11.09; 2022-23: 11.14; 2023-24: 11; 2024-25: 10.95; 2025-26: 10.87; 2026-27: 10.84; 2027-28: 10.82; 2028-29: 10.77; 2029-30: 10.69; 2030-31: 10.63; 2031-32: 10.59; 2032-33: 10.55; 2033-34: 10.57; 2034-35: 10.51; 2035-36: 10.47; 2036-37: 10.4; 2037-38: 10.39; 2038-39: 10.34; 2039-40: 10.31; 2040-41: 10.26; 2041-42: 10.12; 2042-43: 10.09; 2043-44: 10.03; 2044-45: 10.05; 2045-46: 10.07; 2046-47: 10.07; 2047-48: 10.08; 2048-49: 10.08; 2049-50: 10.08
46FP | Target headroom (climate change component) | Input | Ml/d | 2 | 2019-20: 0.00050283; 2020-21: 0.00050283; 2021-22: 0.00050283; 2022-23: 0.00050283; 2023-24: 0.00050283; 2024-25: 0.00050283; 2025-26: 0.00050283; 2026-27: 0.00091252; 2027-28: 0.0015514; 2028-29: 0.0010262; 2029-30: 0.0011822; 2030-31: 0.002097; 2031-32: 0.0015599; 2032-33: 0.00084997; 2033-34: 0.0016874; 2034-35: 0.0012839; 2035-36: 0.0022438; 2036-37: 0.0028944; 2037-38: 0.0027813; 2038-39: 0.0023532; 2039-40: 0; 2040-41: 0; 2041-42: 0; 2042-43: 0; 2043-44: 0; 2044-45: 0; 2045-46: 0; 2046-47: 0; 2047-48: 0; 2048-49: 0; 2049-50: 0
47FP | Target headroom (All other components) | Input | Ml/d | 2 | 2019-20: 0.42703; 2020-21: 0.42703; 2021-22: 0.42703; 2022-23: 0.42703; 2023-24: 0.42703; 2024-25: 0.42703; 2025-26: 0.42703; 2026-27: 0.42753; 2027-28: 0.42211; 2028-29: 0.42816; 2029-30: 0.43927; 2030-31: 0.4099; 2031-32: 0.42325; 2032-33: 0.43297; 2033-34: 0.44254; 2034-35: 0.46626; 2035-36: 0.40358; 2036-37: 0.3604; 2037-38: 0.39026; 2038-39: 0.41479; 2039-40: 0.30703; 2040-41: 0.32797; 2041-42: 0.35142; 2042-43: 0.37167; 2043-44: 0.39473; 2044-45: 0.39627; 2045-46: 0.32524; 2046-47: 0.3292; 2047-48: 0.32933; 2048-49: 0.32618; 2049-50: 0.3325
48FP | Target Headroom | 46FP + 47FP | Ml/d | 2 | 2019-20: 0.42753; 2020-21: 0.42753; 2021-22: 0.42753; 2022-23: 0.42753; 2023-24: 0.42753; 2024-25: 0.42753; 2025-26: 0.42753; 2026-27: 0.42844; 2027-28: 0.42366; 2028-29: 0.42919; 2029-30: 0.44045; 2030-31: 0.41199; 2031-32: 0.42481; 2032-33: 0.43382; 2033-34: 0.44423; 2034-35: 0.46755; 2035-36: 0.40583; 2036-37: 0.36329; 2037-38: 0.39304; 2038-39: 0.41715; 2039-40: 0.30703; 2040-41: 0.32797; 2041-42: 0.35142; 2042-43: 0.37167; 2043-44: 0.39473; 2044-45: 0.39627; 2045-46: 0.32524; 2046-47: 0.3292; 2047-48: 0.32933; 2048-49: 0.32618; 2049-50: 0.3325
49FP | Available Headroom | 11FP - 45FP | Ml/d | 2 | 2019-20: 2.8; 2020-21: 2.86; 2021-22: 2.95; 2022-23: 2.9; 2023-24: 3.04; 2024-25: 3.09; 2025-26: 3.169; 2026-27: 3.199; 2027-28: 3.219; 2028-29: 3.269; 2029-30: 3.349; 2030-31: 5.419; 2031-32: 5.459; 2032-33: 2.789; 2033-34: 2.769; 2034-35: 2.829; 2035-36: 2.689; 2036-37: 2.759; 2037-38: 2.769; 2038-39: 2.819; 2039-40: 2.849; 2040-41: 2.899; 2041-42: 3.039; 2042-43: 3.069; 2043-44: 3.129; 2044-45: 0.6; 2045-46: 0.52; 2046-47: 0.53; 2047-48: 0.53; 2048-49: 0.52; 2049-50: 0.33
49.1FP | Available non-potable balance (if applicable) | 1.1FP - 12.1FP | Ml/d | 2 | 2019-20: 0; 2020-21: 0; 2021-22: 0; 2022-23: 0; 2023-24: 0; 2024-25: 0; 2025-26: 0; 2026-27: 0; 2027-28: 0; 2028-29: 0; 2029-30: 0; 2030-31: 0; 2031-32: 0; 2032-33: 0; 2033-34: 0; 2034-35: 0; 2035-36: 0; 2036-37: 0; 2037-38: 0; 2038-39: 0; 2039-40: 0; 2040-41: 0; 2041-42: 0; 2042-43: 0; 2043-44: 0; 2044-45: 0; 2045-46: 0; 2046-47: 0; 2047-48: 0; 2048-49: 0; 2049-50: 0
50FP | Supply Demand Balance | 49FP - 48FP | Ml/d | 2 | 2019-20: 2.3725; 2020-21: 2.4325; 2021-22: 2.5225; 2022-23: 2.4725; 2023-24: 2.6125; 2024-25: 2.6625; 2025-26: 2.7415; 2026-27: 2.7706; 2027-28: 2.7953; 2028-29: 2.8398; 2029-30: 2.9085; 2030-31: 5.007; 2031-32: 5.0342; 2032-33: 2.3552; 2033-34: 2.3248; 2034-35: 2.3615; 2035-36: 2.2832; 2036-37: 2.3957; 2037-38: 2.376; 2038-39: 2.4019; 2039-40: 2.542; 2040-41: 2.571; 2041-42: 2.6876; 2042-43: 2.6973; 2043-44: 2.7343; 2044-45: 0.20373; 2045-46: 0.19476; 2046-47: 0.2008; 2047-48: 0.20067; 2048-49: 0.19382; 2049-50: -0.0024995
Data for Charts
DYAA Baseline |  |  |  |  | 2019-20 | 2020-21 | 2021-22 | 2022-23 | 2023-24 | 2024-25 | 2025-26 | 2026-27 | 2027-28 | 2028-29 | 2029-30 | 2030-31 | 2031-32 | 2032-33 | 2033-34 | 2034-35 | 2035-36 | 2036-37 | 2037-38 | 2038-39 | 2039-40 | 2040-41 | 2041-42 | 2042-43 | 2043-44 | 2044-45 | 2045-46 | 2046-47 | 2047-48 | 2048-49 | 2049-50 | 2050-51 | 2051-52 | 2052-53 | 2053-54 | 2054-55 | 2055-56 | 2056-57 | 2057-58 | 2058-59 | 2059-60 | 2060-61 | 2061-62 | 2062-63 | 2063-64 | 2064-65 | 2065-66 | 2066-67 | 2067-68 | 2068-69 | 2069-70 | 2070-71 | 2071-72 | 2072-73 | 2073-74 | 2074-75 | 2075-76 | 2076-77 | 2077-78 | 2078-79 | 2079-80 | 2080-81 | 2081-82 | 2082-83 | 2083-84 | 2084-85 | 2085-86 | 2086-87 | 2087-88 | 2088-89 | 2089-90 | 2090-91 | 2091-92 | 2092-93 | 2093-94 | 2094-95 | 2095-96 | 2096-97 | 2097-98 | 2098-99 | 2099-100
| Measured HH consumption |  | Ml/d | 2 | 4.31 | 4.34 | 4.33 | 4.42 | 4.39 | 4.41 | 4.43 | 4.49 | 4.53 | 4.55 | 4.58 | 4.6 | 4.63 | 4.67 | 4.71 | 4.76 | 4.81 | 4.84 | 4.9 | 4.95 | 5.01 | 5.05 | 5.09 | 5.14 | 5.19 | 5.23 | 5.27 | 5.31 | 5.35 | 5.39 | 5.43 | 0 | 0 | 0 | 0 | 0 | 0 | 0 | 0 | 0 | 0 | 0 | 0 | 0 | 0 | 0 | 0 | 0 | 0 | 0 | 0 | 0 | 0 | 0 | 0 | 0 | 0 | 0 | 0 | 0 | 0 | 0 | 0 | 0 | 0 | 0 | 0 | 0 | 0 | 0 | 0 | 0 | 0 | 0 | 0 | 0 | 0 | 0 | 0 | 0 | 0
| Unmeasured HH consumption |  | Ml/d | 2 | 0.95 | 0.91 | 0.88 | 0.83 | 0.79 | 0.76 | 0.72 | 0.69 | 0.66 | 0.64 | 0.61 | 0.58 | 0.55 | 0.53 | 0.51 | 0.49 | 0.47 | 0.45 | 0.43 | 0.42 | 0.4 | 0.38 | 0.36 | 0.35 | 0.33 | 0.32 | 0.32 | 0.31 | 0.31 | 0.3 | 0.3 | 0 | 0 | 0 | 0 | 0 | 0 | 0 | 0 | 0 | 0 | 0 | 0 | 0 | 0 | 0 | 0 | 0 | 0 | 0 | 0 | 0 | 0 | 0 | 0 | 0 | 0 | 0 | 0 | 0 | 0 | 0 | 0 | 0 | 0 | 0 | 0 | 0 | 0 | 0 | 0 | 0 | 0 | 0 | 0 | 0 | 0 | 0 | 0 | 0 | 0
| Non-HH consumption |  | Ml/d | 2 | 1.48 | 1.49 | 1.5 | 1.5 | 1.51 | 1.52 | 1.52 | 1.53 | 1.54 | 1.54 | 1.55 | 1.56 | 1.56 | 1.57 | 1.58 | 1.59 | 1.6 | 1.61 | 1.62 | 1.63 | 1.64 | 1.65 | 1.66 | 1.67 | 1.68 | 1.69 | 1.7 | 1.71 | 1.72 | 1.73 | 1.75 | 0 | 0 | 0 | 0 | 0 | 0 | 0 | 0 | 0 | 0 | 0 | 0 | 0 | 0 | 0 | 0 | 0 | 0 | 0 | 0 | 0 | 0 | 0 | 0 | 0 | 0 | 0 | 0 | 0 | 0 | 0 | 0 | 0 | 0 | 0 | 0 | 0 | 0 | 0 | 0 | 0 | 0 | 0 | 0 | 0 | 0 | 0 | 0 | 0 | 0
| Total Leakage |  | Ml/d | 2 | 1.84 | 1.8 | 1.77 | 1.74 | 1.7 | 1.66 | 1.66 | 1.65 | 1.65 | 1.64 | 1.63 | 1.63 | 1.62 | 1.63 | 1.62 | 1.62 | 1.62 | 1.63 | 1.63 | 1.62 | 1.62 | 1.63 | 1.64 | 1.64 | 1.64 | 1.65 | 1.64 | 1.64 | 1.64 | 1.64 | 1.64 | 0 | 0 | 0 | 0 | 0 | 0 | 0 | 0 | 0 | 0 | 0 | 0 | 0 | 0 | 0 | 0 | 0 | 0 | 0 | 0 | 0 | 0 | 0 | 0 | 0 | 0 | 0 | 0 | 0 | 0 | 0 | 0 | 0 | 0 | 0 | 0 | 0 | 0 | 0 | 0 | 0 | 0 | 0 | 0 | 0 | 0 | 0 | 0 | 0 | 0
| Other demand components |  | Ml/d | 2 | 0.28 | 0.28 | 0.27 | 0.29 | 0.28 | 0.28 | 0.28 | 0.27 | 0.28 | 0.3 | 0.28 | 0.28 | 0.29 | 0.27 | 0.3 | 0.29 | 0.29 | 0.28 | 0.29 | 0.28 | 0.29 | 0.28 | 0.28 | 0.29 | 0.28 | 0.28 | 0.28 | 0.28 | 0.27 | 0.29 | 0.28 | 0 | 0 | 0 | 0 | 0 | 0 | 0 | 0 | 0 | 0 | 0 | 0 | 0 | 0 | 0 | 0 | 0 | 0 | 0 | 0 | 0 | 0 | 0 | 0 | 0 | 0 | 0 | 0 | 0 | 0 | 0 | 0 | 0 | 0 | 0 | 0 | 0 | 0 | 0 | 0 | 0 | 0 | 0 | 0 | 0 | 0 | 0 | 0 | 0 | 0
| Total Water Available for use |  | Ml/d | 2 | 9.84 | 9.84 | 9.84 | 9.84 | 9.84 | 9.84 | 7.459 | 7.469 | 7.469 | 7.479 | 7.489 | 6.809 | 6.799 | 6.789 | 6.769 | 6.739 | 6.789 | 2.211 | 2.211 | 2.211 | 2.211 | 2.211 | 2.211 | 2.211 | 2.211 | 2.211 | 2.211 | 2.211 | 2.211 | 2.211 | 2.211 | 0 | 0 | 0 | 0 | 0 | 0 | 0 | 0 | 0 | 0 | 0 | 0 | 0 | 0 | 0 | 0 | 0 | 0 | 0 | 0 | 0 | 0 | 0 | 0 | 0 | 0 | 0 | 0 | 0 | 0 | 0 | 0 | 0 | 0 | 0 | 0 | 0 | 0 | 0 | 0 | 0 | 0 | 0 | 0 | 0 | 0 | 0 | 0 | 0 | 0
| Total Demand + Target Headroom |  | Ml/d | 2 | 9.1967 | 9.1567 | 9.0867 | 9.1167 | 9.0067 | 8.9667 | 8.9467 | 8.9672 | 8.9936 | 9.0078 | 8.9968 | 8.9743 | 8.9844 | 9.011 | 9.0695 | 9.1175 | 9.1089 | 9.0955 | 9.179 | 9.228 | 9.2012 | 9.2474 | 9.3054 | 9.3809 | 9.429 | 9.4799 | 9.4644 | 9.5072 | 9.5471 | 9.6046 | 9.6593 | 0 | 0 | 0 | 0 | 0 | 0 | 0 | 0 | 0 | 0 | 0 | 0 | 0 | 0 | 0 | 0 | 0 | 0 | 0 | 0 | 0 | 0 | 0 | 0 | 0 | 0 | 0 | 0 | 0 | 0 | 0 | 0 | 0 | 0 | 0 | 0 | 0 | 0 | 0 | 0 | 0 | 0 | 0 | 0 | 0 | 0 | 0 | 0 | 0 | 0
DYAA Final Plan |  |  |  |  | 2019-20 | 2020-21 | 2021-22 | 2022-23 | 2023-24 | 2024-25 | 2025-26 | 2026-27 | 2027-28 | 2028-29 | 2029-30 | 2030-31 | 2031-32 | 2032-33 | 2033-34 | 2034-35 | 2035-36 | 2036-37 | 2037-38 | 2038-39 | 2039-40 | 2040-41 | 2041-42 | 2042-43 | 2043-44 | 2044-45 | 2045-46 | 2046-47 | 2047-48 | 2048-49 | 2049-50 | 2050-51 | 2051-52 | 2052-53 | 2053-54 | 2054-55 | 2055-56 | 2056-57 | 2057-58 | 2058-59 | 2059-60 | 2060-61 | 2061-62 | 2062-63 | 2063-64 | 2064-65 | 2065-66 | 2066-67 | 2067-68 | 2068-69 | 2069-70 | 2070-71 | 2071-72 | 2072-73 | 2073-74 | 2074-75 | 2075-76 | 2076-77 | 2077-78 | 2078-79 | 2079-80 | 2080-81 | 2081-82 | 2082-83 | 2083-84 | 2084-85 | 2085-86 | 2086-87 | 2087-88 | 2088-89 | 2089-90 | 2090-91 | 2091-92 | 2092-93 | 2093-94 | 2094-95 | 2095-96 | 2096-97 | 2097-98 | 2098-99 | 2099-100
| Measured HH consumption |  | Ml/d | 2 | 4.31 | 4.34 | 4.33 | 4.42 | 4.39 | 4.41 | 4.39 | 4.45 | 4.47 | 4.45 | 4.45 | 4.44 | 4.45 | 4.47 | 4.48 | 4.48 | 4.47 | 4.45 | 4.45 | 4.45 | 4.45 | 4.44 | 4.43 | 4.42 | 4.42 | 4.43 | 4.45 | 4.47 | 4.48 | 4.5 | 4.51 | 0 | 0 | 0 | 0 | 0 | 0 | 0 | 0 | 0 | 0 | 0 | 0 | 0 | 0 | 0 | 0 | 0 | 0 | 0 | 0 | 0 | 0 | 0 | 0 | 0 | 0 | 0 | 0 | 0 | 0 | 0 | 0 | 0 | 0 | 0 | 0 | 0 | 0 | 0 | 0 | 0 | 0 | 0 | 0 | 0 | 0 | 0 | 0 | 0 | 0
| Unmeasured HH consumption |  | Ml/d | 2 | 0.95 | 0.91 | 0.88 | 0.83 | 0.79 | 0.76 | 0.72 | 0.69 | 0.66 | 0.64 | 0.61 | 0.58 | 0.55 | 0.53 | 0.51 | 0.49 | 0.47 | 0.45 | 0.43 | 0.42 | 0.4 | 0.38 | 0.36 | 0.35 | 0.33 | 0.32 | 0.32 | 0.31 | 0.31 | 0.3 | 0.3 | 0 | 0 | 0 | 0 | 0 | 0 | 0 | 0 | 0 | 0 | 0 | 0 | 0 | 0 | 0 | 0 | 0 | 0 | 0 | 0 | 0 | 0 | 0 | 0 | 0 | 0 | 0 | 0 | 0 | 0 | 0 | 0 | 0 | 0 | 0 | 0 | 0 | 0 | 0 | 0 | 0 | 0 | 0 | 0 | 0 | 0 | 0 | 0 | 0 | 0
| Non-HH consumption |  | Ml/d | 2 | 1.48 | 1.49 | 1.5 | 1.5 | 1.51 | 1.52 | 1.5 | 1.49 | 1.48 | 1.46 | 1.46 | 1.45 | 1.44 | 1.43 | 1.43 | 1.42 | 1.41 | 1.41 | 1.4 | 1.4 | 1.39 | 1.39 | 1.38 | 1.37 | 1.37 | 1.36 | 1.36 | 1.35 | 1.35 | 1.35 | 1.36 | 0 | 0 | 0 | 0 | 0 | 0 | 0 | 0 | 0 | 0 | 0 | 0 | 0 | 0 | 0 | 0 | 0 | 0 | 0 | 0 | 0 | 0 | 0 | 0 | 0 | 0 | 0 | 0 | 0 | 0 | 0 | 0 | 0 | 0 | 0 | 0 | 0 | 0 | 0 | 0 | 0 | 0 | 0 | 0 | 0 | 0 | 0 | 0 | 0 | 0
| Total Leakage |  | Ml/d | 2 | 1.84 | 1.8 | 1.77 | 1.74 | 1.7 | 1.66 | 1.66 | 1.64 | 1.63 | 1.62 | 1.61 | 1.61 | 1.59 | 1.6 | 1.58 | 1.58 | 1.58 | 1.59 | 1.59 | 1.58 | 1.57 | 1.57 | 1.48 | 1.46 | 1.46 | 1.47 | 1.45 | 1.45 | 1.45 | 1.42 | 1.41 | 0 | 0 | 0 | 0 | 0 | 0 | 0 | 0 | 0 | 0 | 0 | 0 | 0 | 0 | 0 | 0 | 0 | 0 | 0 | 0 | 0 | 0 | 0 | 0 | 0 | 0 | 0 | 0 | 0 | 0 | 0 | 0 | 0 | 0 | 0 | 0 | 0 | 0 | 0 | 0 | 0 | 0 | 0 | 0 | 0 | 0 | 0 | 0 | 0 | 0
| Other demand components |  | Ml/d | 2 | 0.28 | 0.28 | 0.27 | 0.29 | 0.28 | 0.28 | 0.28 | 0.27 | 0.28 | 0.3 | 0.28 | 0.28 | 0.29 | 0.27 | 0.3 | 0.29 | 0.29 | 0.28 | 0.29 | 0.28 | 0.29 | 0.28 | 0.28 | 0.29 | 0.28 | 0.28 | 0.28 | 0.28 | 0.27 | 0.29 | 0.28 | 0 | 0 | 0 | 0 | 0 | 0 | 0 | 0 | 0 | 0 | 0 | 0 | 0 | 0 | 0 | 0 | 0 | 0 | 0 | 0 | 0 | 0 | 0 | 0 | 0 | 0 | 0 | 0 | 0 | 0 | 0 | 0 | 0 | 0 | 0 | 0 | 0 | 0 | 0 | 0 | 0 | 0 | 0 | 0 | 0 | 0 | 0 | 0 | 0 | 0
| Total Water Available for use |  | Ml/d | 2 | 9.84 | 9.84 | 9.84 | 9.84 | 9.84 | 9.84 | 8.9 | 8.88 | 8.85 | 8.81 | 8.76 | 8.88 | 8.85 | 8.84 | 8.85 | 8.83 | 8.74 | 8.67 | 8.67 | 8.66 | 8.54 | 8.52 | 8.41 | 8.38 | 8.37 | 8.37 | 8.31 | 8.32 | 8.32 | 8.31 | 8.12 | 0 | 0 | 0 | 0 | 0 | 0 | 0 | 0 | 0 | 0 | 0 | 0 | 0 | 0 | 0 | 0 | 0 | 0 | 0 | 0 | 0 | 0 | 0 | 0 | 0 | 0 | 0 | 0 | 0 | 0 | 0 | 0 | 0 | 0 | 0 | 0 | 0 | 0 | 0 | 0 | 0 | 0 | 0 | 0 | 0 | 0 | 0 | 0 | 0 | 0
| Total Demand + Target Headroom |  | Ml/d | 2 | 9.1967 | 9.1567 | 9.0867 | 9.1167 | 9.0067 | 8.9667 | 8.8867 | 8.8772 | 8.8536 | 8.8078 | 8.7568 | 8.6843 | 8.6544 | 8.641 | 8.6495 | 8.6275 | 8.5389 | 8.4655 | 8.469 | 8.458 | 8.3412 | 8.3174 | 8.2054 | 8.1809 | 8.169 | 8.1699 | 8.1144 | 8.1172 | 8.1171 | 8.1146 | 8.1193 | 0 | 0 | 0 | 0 | 0 | 0 | 0 | 0 | 0 | 0 | 0 | 0 | 0 | 0 | 0 | 0 | 0 | 0 | 0 | 0 | 0 | 0 | 0 | 0 | 0 | 0 | 0 | 0 | 0 | 0 | 0 | 0 | 0 | 0 | 0 | 0 | 0 | 0 | 0 | 0 | 0 | 0 | 0 | 0 | 0 | 0 | 0 | 0 | 0 | 0
DYCP Baseline |  |  |  |  | 2019-20 | 2020-21 | 2021-22 | 2022-23 | 2023-24 | 2024-25 | 2025-26 | 2026-27 | 2027-28 | 2028-29 | 2029-30 | 2030-31 | 2031-32 | 2032-33 | 2033-34 | 2034-35 | 2035-36 | 2036-37 | 2037-38 | 2038-39 | 2039-40 | 2040-41 | 2041-42 | 2042-43 | 2043-44 | 2044-45 | 2045-46 | 2046-47 | 2047-48 | 2048-49 | 2049-50 | 2050-51 | 2051-52 | 2052-53 | 2053-54 | 2054-55 | 2055-56 | 2056-57 | 2057-58 | 2058-59 | 2059-60 | 2060-61 | 2061-62 | 2062-63 | 2063-64 | 2064-65 | 2065-66 | 2066-67 | 2067-68 | 2068-69 | 2069-70 | 2070-71 | 2071-72 | 2072-73 | 2073-74 | 2074-75 | 2075-76 | 2076-77 | 2077-78 | 2078-79 | 2079-80 | 2080-81 | 2081-82 | 2082-83 | 2083-84 | 2084-85 | 2085-86 | 2086-87 | 2087-88 | 2088-89 | 2089-90 | 2090-91 | 2091-92 | 2092-93 | 2093-94 | 2094-95 | 2095-96 | 2096-97 | 2097-98 | 2098-99 | 2099-100
| Measured HH consumption |  | Ml/d | 2 | 5.78 | 5.81 | 5.8 | 5.92 | 5.88 | 5.91 | 5.95 | 6.02 | 6.08 | 6.11 | 6.15 | 6.18 | 6.23 | 6.28 | 6.35 | 6.42 | 6.48 | 6.53 | 6.62 | 6.69 | 6.77 | 6.83 | 6.9 | 6.97 | 7.04 | 7.11 | 7.17 | 7.23 | 7.29 | 7.35 | 7.4 | 0 | 0 | 0 | 0 | 0 | 0 | 0 | 0 | 0 | 0 | 0 | 0 | 0 | 0 | 0 | 0 | 0 | 0 | 0 | 0 | 0 | 0 | 0 | 0 | 0 | 0 | 0 | 0 | 0 | 0 | 0 | 0 | 0 | 0 | 0 | 0 | 0 | 0 | 0 | 0 | 0 | 0 | 0 | 0 | 0 | 0 | 0 | 0 | 0 | 0
| Unmeasured HH consumption |  | Ml/d | 2 | 1.35 | 1.29 | 1.24 | 1.18 | 1.12 | 1.07 | 1.02 | 0.98 | 0.93 | 0.9 | 0.86 | 0.82 | 0.78 | 0.75 | 0.73 | 0.7 | 0.67 | 0.64 | 0.61 | 0.59 | 0.57 | 0.54 | 0.52 | 0.5 | 0.47 | 0.45 | 0.46 | 0.45 | 0.44 | 0.43 | 0.43 | 0 | 0 | 0 | 0 | 0 | 0 | 0 | 0 | 0 | 0 | 0 | 0 | 0 | 0 | 0 | 0 | 0 | 0 | 0 | 0 | 0 | 0 | 0 | 0 | 0 | 0 | 0 | 0 | 0 | 0 | 0 | 0 | 0 | 0 | 0 | 0 | 0 | 0 | 0 | 0 | 0 | 0 | 0 | 0 | 0 | 0 | 0 | 0 | 0 | 0
| Non-HH consumption |  | Ml/d | 2 | 1.99 | 2 | 2.01 | 2.01 | 2.02 | 2.03 | 2.04 | 2.05 | 2.06 | 2.07 | 2.08 | 2.09 | 2.1 | 2.11 | 2.12 | 2.13 | 2.15 | 2.16 | 2.17 | 2.19 | 2.2 | 2.21 | 2.22 | 2.24 | 2.25 | 2.26 | 2.28 | 2.29 | 2.31 | 2.32 | 2.34 | 0 | 0 | 0 | 0 | 0 | 0 | 0 | 0 | 0 | 0 | 0 | 0 | 0 | 0 | 0 | 0 | 0 | 0 | 0 | 0 | 0 | 0 | 0 | 0 | 0 | 0 | 0 | 0 | 0 | 0 | 0 | 0 | 0 | 0 | 0 | 0 | 0 | 0 | 0 | 0 | 0 | 0 | 0 | 0 | 0 | 0 | 0 | 0 | 0 | 0
| Total Leakage |  | Ml/d | 2 | 1.84 | 1.8 | 1.77 | 1.74 | 1.7 | 1.66 | 1.66 | 1.65 | 1.65 | 1.64 | 1.63 | 1.63 | 1.62 | 1.63 | 1.62 | 1.62 | 1.62 | 1.63 | 1.63 | 1.62 | 1.62 | 1.63 | 1.64 | 1.64 | 1.64 | 1.65 | 1.64 | 1.64 | 1.64 | 1.64 | 1.64 | 0 | 0 | 0 | 0 | 0 | 0 | 0 | 0 | 0 | 0 | 0 | 0 | 0 | 0 | 0 | 0 | 0 | 0 | 0 | 0 | 0 | 0 | 0 | 0 | 0 | 0 | 0 | 0 | 0 | 0 | 0 | 0 | 0 | 0 | 0 | 0 | 0 | 0 | 0 | 0 | 0 | 0 | 0 | 0 | 0 | 0 | 0 | 0 | 0 | 0
| Other demand components |  | Ml/d | 2 | 0.28 | 0.28 | 0.27 | 0.29 | 0.28 | 0.28 | 0.28 | 0.27 | 0.28 | 0.3 | 0.28 | 0.28 | 0.29 | 0.27 | 0.3 | 0.29 | 0.29 | 0.28 | 0.29 | 0.28 | 0.29 | 0.28 | 0.28 | 0.29 | 0.28 | 0.28 | 0.28 | 0.28 | 0.27 | 0.29 | 0.28 | 0 | 0 | 0 | 0 | 0 | 0 | 0 | 0 | 0 | 0 | 0 | 0 | 0 | 0 | 0 | 0 | 0 | 0 | 0 | 0 | 0 | 0 | 0 | 0 | 0 | 0 | 0 | 0 | 0 | 0 | 0 | 0 | 0 | 0 | 0 | 0 | 0 | 0 | 0 | 0 | 0 | 0 | 0 | 0 | 0 | 0 | 0 | 0 | 0 | 0
| Total Water Available for use |  | Ml/d | 2 | 14.04 | 14.04 | 14.04 | 14.04 | 14.04 | 14.04 | 14.04 | 14.04 | 14.04 | 14.04 | 14.04 | 14.04 | 14.04 | 14.04 | 14.04 | 14.04 | 14.04 | 14.04 | 14.04 | 14.04 | 14.04 | 14.04 | 14.04 | 14.04 | 14.04 | 14.04 | 14.04 | 14.04 | 14.04 | 14.04 | 14.04 | 0 | 0 | 0 | 0 | 0 | 0 | 0 | 0 | 0 | 0 | 0 | 0 | 0 | 0 | 0 | 0 | 0 | 0 | 0 | 0 | 0 | 0 | 0 | 0 | 0 | 0 | 0 | 0 | 0 | 0 | 0 | 0 | 0 | 0 | 0 | 0 | 0 | 0 | 0 | 0 | 0 | 0 | 0 | 0 | 0 | 0 | 0 | 0 | 0 | 0
| Total Demand + Target Headroom |  | Ml/d | 2 | 11.6675 | 11.6075 | 11.5175 | 11.5675 | 11.4275 | 11.3775 | 11.3775 | 11.3984 | 11.4237 | 11.4492 | 11.4405 | 11.412 | 11.4448 | 11.4738 | 11.5642 | 11.6275 | 11.6158 | 11.6033 | 11.713 | 11.7871 | 11.757 | 11.818 | 11.9114 | 12.0117 | 12.0747 | 12.1463 | 12.1552 | 12.2192 | 12.2793 | 12.3562 | 12.4225 | 0 | 0 | 0 | 0 | 0 | 0 | 0 | 0 | 0 | 0 | 0 | 0 | 0 | 0 | 0 | 0 | 0 | 0 | 0 | 0 | 0 | 0 | 0 | 0 | 0 | 0 | 0 | 0 | 0 | 0 | 0 | 0 | 0 | 0 | 0 | 0 | 0 | 0 | 0 | 0 | 0 | 0 | 0 | 0 | 0 | 0 | 0 | 0 | 0 | 0
DYCP Final Plan |  |  |  |  | 2019-20 | 2020-21 | 2021-22 | 2022-23 | 2023-24 | 2024-25 | 2025-26 | 2026-27 | 2027-28 | 2028-29 | 2029-30 | 2030-31 | 2031-32 | 2032-33 | 2033-34 | 2034-35 | 2035-36 | 2036-37 | 2037-38 | 2038-39 | 2039-40 | 2040-41 | 2041-42 | 2042-43 | 2043-44 | 2044-45 | 2045-46 | 2046-47 | 2047-48 | 2048-49 | 2049-50 | 2050-51 | 2051-52 | 2052-53 | 2053-54 | 2054-55 | 2055-56 | 2056-57 | 2057-58 | 2058-59 | 2059-60 | 2060-61 | 2061-62 | 2062-63 | 2063-64 | 2064-65 | 2065-66 | 2066-67 | 2067-68 | 2068-69 | 2069-70 | 2070-71 | 2071-72 | 2072-73 | 2073-74 | 2074-75 | 2075-76 | 2076-77 | 2077-78 | 2078-79 | 2079-80 | 2080-81 | 2081-82 | 2082-83 | 2083-84 | 2084-85 | 2085-86 | 2086-87 | 2087-88 | 2088-89 | 2089-90 | 2090-91 | 2091-92 | 2092-93 | 2093-94 | 2094-95 | 2095-96 | 2096-97 | 2097-98 | 2098-99 | 2099-100
| Measured HH consumption |  | Ml/d | 2 | 5.78 | 5.81 | 5.8 | 5.92 | 5.88 | 5.91 | 5.91 | 5.96 | 6 | 5.98 | 5.98 | 5.97 | 5.99 | 6.01 | 6.05 | 6.04 | 6.03 | 6 | 6.02 | 6.01 | 6.01 | 6.01 | 6 | 6 | 5.99 | 6.03 | 6.06 | 6.08 | 6.11 | 6.13 | 6.15 | 0 | 0 | 0 | 0 | 0 | 0 | 0 | 0 | 0 | 0 | 0 | 0 | 0 | 0 | 0 | 0 | 0 | 0 | 0 | 0 | 0 | 0 | 0 | 0 | 0 | 0 | 0 | 0 | 0 | 0 | 0 | 0 | 0 | 0 | 0 | 0 | 0 | 0 | 0 | 0 | 0 | 0 | 0 | 0 | 0 | 0 | 0 | 0 | 0 | 0
| Unmeasured HH consumption |  | Ml/d | 2 | 1.35 | 1.29 | 1.24 | 1.18 | 1.12 | 1.07 | 1.02 | 0.98 | 0.93 | 0.9 | 0.86 | 0.82 | 0.78 | 0.75 | 0.73 | 0.7 | 0.67 | 0.64 | 0.61 | 0.59 | 0.57 | 0.54 | 0.52 | 0.5 | 0.47 | 0.45 | 0.46 | 0.45 | 0.44 | 0.43 | 0.43 | 0 | 0 | 0 | 0 | 0 | 0 | 0 | 0 | 0 | 0 | 0 | 0 | 0 | 0 | 0 | 0 | 0 | 0 | 0 | 0 | 0 | 0 | 0 | 0 | 0 | 0 | 0 | 0 | 0 | 0 | 0 | 0 | 0 | 0 | 0 | 0 | 0 | 0 | 0 | 0 | 0 | 0 | 0 | 0 | 0 | 0 | 0 | 0 | 0 | 0
| Non-HH consumption |  | Ml/d | 2 | 1.99 | 2 | 2.01 | 2.01 | 2.02 | 2.03 | 2.01 | 1.99 | 1.98 | 1.97 | 1.96 | 1.95 | 1.94 | 1.92 | 1.91 | 1.9 | 1.9 | 1.89 | 1.88 | 1.88 | 1.87 | 1.86 | 1.84 | 1.84 | 1.83 | 1.82 | 1.82 | 1.81 | 1.81 | 1.81 | 1.81 | 0 | 0 | 0 | 0 | 0 | 0 | 0 | 0 | 0 | 0 | 0 | 0 | 0 | 0 | 0 | 0 | 0 | 0 | 0 | 0 | 0 | 0 | 0 | 0 | 0 | 0 | 0 | 0 | 0 | 0 | 0 | 0 | 0 | 0 | 0 | 0 | 0 | 0 | 0 | 0 | 0 | 0 | 0 | 0 | 0 | 0 | 0 | 0 | 0 | 0
| Total Leakage |  | Ml/d | 2 | 1.84 | 1.8 | 1.77 | 1.74 | 1.7 | 1.66 | 1.65 | 1.64 | 1.63 | 1.62 | 1.61 | 1.61 | 1.59 | 1.6 | 1.58 | 1.58 | 1.58 | 1.59 | 1.59 | 1.58 | 1.57 | 1.57 | 1.48 | 1.46 | 1.46 | 1.47 | 1.45 | 1.45 | 1.45 | 1.42 | 1.41 | 0 | 0 | 0 | 0 | 0 | 0 | 0 | 0 | 0 | 0 | 0 | 0 | 0 | 0 | 0 | 0 | 0 | 0 | 0 | 0 | 0 | 0 | 0 | 0 | 0 | 0 | 0 | 0 | 0 | 0 | 0 | 0 | 0 | 0 | 0 | 0 | 0 | 0 | 0 | 0 | 0 | 0 | 0 | 0 | 0 | 0 | 0 | 0 | 0 | 0
| Other demand components |  | Ml/d | 2 | 0.28 | 0.28 | 0.27 | 0.29 | 0.28 | 0.28 | 0.28 | 0.27 | 0.28 | 0.3 | 0.28 | 0.28 | 0.29 | 0.27 | 0.3 | 0.29 | 0.29 | 0.28 | 0.29 | 0.28 | 0.29 | 0.28 | 0.28 | 0.29 | 0.28 | 0.28 | 0.28 | 0.28 | 0.27 | 0.29 | 0.28 | 0 | 0 | 0 | 0 | 0 | 0 | 0 | 0 | 0 | 0 | 0 | 0 | 0 | 0 | 0 | 0 | 0 | 0 | 0 | 0 | 0 | 0 | 0 | 0 | 0 | 0 | 0 | 0 | 0 | 0 | 0 | 0 | 0 | 0 | 0 | 0 | 0 | 0 | 0 | 0 | 0 | 0 | 0 | 0 | 0 | 0 | 0 | 0 | 0 | 0
| Total Water Available for use |  | Ml/d | 2 | 14.04 | 14.04 | 14.04 | 14.04 | 14.04 | 14.04 | 14.039 | 14.039 | 14.039 | 14.039 | 14.039 | 16.049 | 16.049 | 13.339 | 13.339 | 13.339 | 13.159 | 13.159 | 13.159 | 13.159 | 13.159 | 13.159 | 13.159 | 13.159 | 13.159 | 10.65 | 10.59 | 10.6 | 10.61 | 10.6 | 10.41 | 0 | 0 | 0 | 0 | 0 | 0 | 0 | 0 | 0 | 0 | 0 | 0 | 0 | 0 | 0 | 0 | 0 | 0 | 0 | 0 | 0 | 0 | 0 | 0 | 0 | 0 | 0 | 0 | 0 | 0 | 0 | 0 | 0 | 0 | 0 | 0 | 0 | 0 | 0 | 0 | 0 | 0 | 0 | 0 | 0 | 0 | 0 | 0 | 0 | 0
| Total Demand + Target Headroom |  | Ml/d | 2 | 11.6675 | 11.6075 | 11.5175 | 11.5675 | 11.4275 | 11.3775 | 11.2975 | 11.2684 | 11.2437 | 11.1992 | 11.1305 | 11.042 | 11.0148 | 10.9838 | 11.0142 | 10.9775 | 10.8758 | 10.7633 | 10.783 | 10.7571 | 10.617 | 10.588 | 10.4714 | 10.4617 | 10.4247 | 10.4463 | 10.3952 | 10.3992 | 10.4093 | 10.4062 | 10.4125 | 0 | 0 | 0 | 0 | 0 | 0 | 0 | 0 | 0 | 0 | 0 | 0 | 0 | 0 | 0 | 0 | 0 | 0 | 0 | 0 | 0 | 0 | 0 | 0 | 0 | 0 | 0 | 0 | 0 | 0 | 0 | 0 | 0 | 0 | 0 | 0 | 0 | 0 | 0 | 0 | 0 | 0 | 0 | 0 | 0 | 0 | 0 | 0 | 0 | 0

## AWSNED
Back to title page
Table 3a: DYAA - Baseline
Table 3b: DYAA - Final plan Options
Table 3c: DYAA - Final plan
Table 3d: DYCP - Baseline
Table 3e: DYCP - Final plan Options
Table 3f: DYCP - Final plan
Water Company | Anglian Water | Version | V3.1
WRZ | AWSNED | Planning Scenario | DYAA
Table 3a: DYAA - Baseline | Back to top of sheet
WRMP24 reference | Component | Derivation | Unit | Decimal places | 2019-20 | 2020-21 | 2021-22 | 2022-23 | 2023-24 | 2024-25 | 2025-26 | 2026-27 | 2027-28 | 2028-29 | 2029-30 | 2030-31 | 2031-32 | 2032-33 | 2033-34 | 2034-35 | 2035-36 | 2036-37 | 2037-38 | 2038-39 | 2039-40 | 2040-41 | 2041-42 | 2042-43 | 2043-44 | 2044-45 | 2045-46 | 2046-47 | 2047-48 | 2048-49 | 2049-50 | 2050-51 | 2051-52 | 2052-53 | 2053-54 | 2054-55 | 2055-56 | 2056-57 | 2057-58 | 2058-59 | 2059-60 | 2060-61 | 2061-62 | 2062-63 | 2063-64 | 2064-65 | 2065-66 | 2066-67 | 2067-68 | 2068-69 | 2069-70 | 2070-71 | 2071-72 | 2072-73 | 2073-74 | 2074-75 | 2075-76 | 2076-77 | 2077-78 | 2078-79 | 2079-80 | 2080-81 | 2081-82 | 2082-83 | 2083-84 | 2084-85 | 2085-86 | 2086-87 | 2087-88 | 2088-89 | 2089-90 | 2090-91 | 2091-92 | 2092-93 | 2093-94 | 2094-95 | 2095-96 | 2096-97 | 2097-98 | 2098-99 | 2099-100
1BL | Raw water abstracted | Input | Ml/d | 2 | 2019-20: 0; 2020-21: 0; 2021-22: 0; 2022-23: 0; 2023-24: 0; 2024-25: 0; 2025-26: 0; 2026-27: 0; 2027-28: 0; 2028-29: 0; 2029-30: 0; 2030-31: 0; 2031-32: 0; 2032-33: 0; 2033-34: 0; 2034-35: 0; 2035-36: 0; 2036-37: 0; 2037-38: 0; 2038-39: 0; 2039-40: 0; 2040-41: 0; 2041-42: 0; 2042-43: 0; 2043-44: 0; 2044-45: 0; 2045-46: 0; 2046-47: 0; 2047-48: 0; 2048-49: 0; 2049-50: 0
1.1BL | Non-potable water supplies (if applicable) | Input | Ml/d | 2 | 2019-20: 0; 2020-21: 0; 2021-22: 0; 2022-23: 0; 2023-24: 0; 2024-25: 0; 2025-26: 0; 2026-27: 0; 2027-28: 0; 2028-29: 0; 2029-30: 0; 2030-31: 0; 2031-32: 0; 2032-33: 0; 2033-34: 0; 2034-35: 0; 2035-36: 0; 2036-37: 0; 2037-38: 0; 2038-39: 0; 2039-40: 0; 2040-41: 0; 2041-42: 0; 2042-43: 0; 2043-44: 0; 2044-45: 0; 2045-46: 0; 2046-47: 0; 2047-48: 0; 2048-49: 0; 2049-50: 0
2BL | Raw water imported | Input | Ml/d | 2 | 2019-20: 0; 2020-21: 0; 2021-22: 0; 2022-23: 0; 2023-24: 0; 2024-25: 0; 2025-26: 0; 2026-27: 0; 2027-28: 0; 2028-29: 0; 2029-30: 0; 2030-31: 0; 2031-32: 0; 2032-33: 0; 2033-34: 0; 2034-35: 0; 2035-36: 0; 2036-37: 0; 2037-38: 0; 2038-39: 0; 2039-40: 0; 2040-41: 0; 2041-42: 0; 2042-43: 0; 2043-44: 0; 2044-45: 0; 2045-46: 0; 2046-47: 0; 2047-48: 0; 2048-49: 0; 2049-50: 0
3BL | Potable water imported | Input | Ml/d | 2 | 2019-20: 0; 2020-21: 0; 2021-22: 0; 2022-23: 0; 2023-24: 0; 2024-25: 0; 2025-26: 0.182; 2026-27: 0.172; 2027-28: 0.172; 2028-29: 0.162; 2029-30: 0.152; 2030-31: 0.832; 2031-32: 0.842; 2032-33: 0.852; 2033-34: 0.872; 2034-35: 0.902; 2035-36: 0.852; 2036-37: 1.6; 2037-38: 1.6; 2038-39: 1.6; 2039-40: 1.6; 2040-41: 1.6; 2041-42: 1.6; 2042-43: 1.6; 2043-44: 1.6; 2044-45: 1.6; 2045-46: 1.6; 2046-47: 1.6; 2047-48: 1.6; 2048-49: 1.6; 2049-50: 1.6
4BL | Raw water exported enter as -ve | Input | Ml/d | 2 | 2019-20: 0; 2020-21: 0; 2021-22: 0; 2022-23: 0; 2023-24: 0; 2024-25: 0; 2025-26: 0; 2026-27: 0; 2027-28: 0; 2028-29: 0; 2029-30: 0; 2030-31: 0; 2031-32: 0; 2032-33: 0; 2033-34: 0; 2034-35: 0; 2035-36: 0; 2036-37: 0; 2037-38: 0; 2038-39: 0; 2039-40: 0; 2040-41: 0; 2041-42: 0; 2042-43: 0; 2043-44: 0; 2044-45: 0; 2045-46: 0; 2046-47: 0; 2047-48: 0; 2048-49: 0; 2049-50: 0
5BL | Potable water exported enter as -ve | Input | Ml/d | 2 | 2019-20: 0; 2020-21: 0; 2021-22: 0; 2022-23: 0; 2023-24: 0; 2024-25: 0; 2025-26: 0; 2026-27: 0; 2027-28: 0; 2028-29: 0; 2029-30: 0; 2030-31: 0; 2031-32: 0; 2032-33: 0; 2033-34: 0; 2034-35: 0; 2035-36: 0; 2036-37: 0; 2037-38: 0; 2038-39: 0; 2039-40: 0; 2040-41: 0; 2041-42: 0; 2042-43: 0; 2043-44: 0; 2044-45: 0; 2045-46: 0; 2046-47: 0; 2047-48: 0; 2048-49: 0; 2049-50: 0
6BL | Deployable Output before forecast changes | Input | Ml/d | 2 | 2019-20: 6.7; 2020-21: 6.7; 2021-22: 6.7; 2022-23: 6.7; 2023-24: 6.7; 2024-25: 6.7; 2025-26: 6.18; 2026-27: 6.18; 2027-28: 6.18; 2028-29: 6.18; 2029-30: 6.18; 2030-31: 6.18; 2031-32: 6.18; 2032-33: 6.18; 2033-34: 6.18; 2034-35: 6.18; 2035-36: 6.18; 2036-37: 6.18; 2037-38: 6.18; 2038-39: 6.18; 2039-40: 6.18; 2040-41: 6.18; 2041-42: 6.18; 2042-43: 6.18; 2043-44: 6.18; 2044-45: 6.18; 2045-46: 6.18; 2046-47: 6.18; 2047-48: 6.18; 2048-49: 6.18; 2049-50: 6.18
6.1BL | Deployable Output post forecast changes | 6BL + 7BL | Ml/d | 2 | 2019-20: 6.7; 2020-21: 6.7; 2021-22: 6.7; 2022-23: 6.7; 2023-24: 6.7; 2024-25: 6.7; 2025-26: 5.14; 2026-27: 5.14; 2027-28: 5.14; 2028-29: 5.14; 2029-30: 5.14; 2030-31: 4.42; 2031-32: 4.42; 2032-33: 4.42; 2033-34: 4.42; 2034-35: 4.42; 2035-36: 4.42; 2036-37: 3.44; 2037-38: 3.44; 2038-39: 3.44; 2039-40: 3.44; 2040-41: 3.44; 2041-42: 3.44; 2042-43: 3.44; 2043-44: 3.44; 2044-45: 3.44; 2045-46: 3.44; 2046-47: 3.44; 2047-48: 3.44; 2048-49: 3.44; 2049-50: 3.44
7BL | Baseline forecast changes to Deployable Output | sum (7.1BL:7.6BL) | Ml/d | 2 | 2019-20: 0; 2020-21: 0; 2021-22: 0; 2022-23: 0; 2023-24: 0; 2024-25: 0; 2025-26: -1.04; 2026-27: -1.04; 2027-28: -1.04; 2028-29: -1.04; 2029-30: -1.04; 2030-31: -1.76; 2031-32: -1.76; 2032-33: -1.76; 2033-34: -1.76; 2034-35: -1.76; 2035-36: -1.76; 2036-37: -2.74; 2037-38: -2.74; 2038-39: -2.74; 2039-40: -2.74; 2040-41: -2.74; 2041-42: -2.74; 2042-43: -2.74; 2043-44: -2.74; 2044-45: -2.74; 2045-46: -2.74; 2046-47: -2.74; 2047-48: -2.74; 2048-49: -2.74; 2049-50: -2.74
7.1BL | Change in DO due to climate change | Input | Ml/d | 2 | 2019-20: 0; 2020-21: 0; 2021-22: 0; 2022-23: 0; 2023-24: 0; 2024-25: 0; 2025-26: 0; 2026-27: 0; 2027-28: 0; 2028-29: 0; 2029-30: 0; 2030-31: 0; 2031-32: 0; 2032-33: 0; 2033-34: 0; 2034-35: 0; 2035-36: 0; 2036-37: 0; 2037-38: 0; 2038-39: 0; 2039-40: 0; 2040-41: 0; 2041-42: 0; 2042-43: 0; 2043-44: 0; 2044-45: 0; 2045-46: 0; 2046-47: 0; 2047-48: 0; 2048-49: 0; 2049-50: 0
7.2BL | Total confirmed DO reductions to restore sustainable abstraction enter as -ve | Input | Ml/d | 2 | 2019-20: 0; 2020-21: 0; 2021-22: 0; 2022-23: 0; 2023-24: 0; 2024-25: 0; 2025-26: -1.04; 2026-27: -1.04; 2027-28: -1.04; 2028-29: -1.04; 2029-30: -1.04; 2030-31: -1.76; 2031-32: -1.76; 2032-33: -1.76; 2033-34: -1.76; 2034-35: -1.76; 2035-36: -1.76; 2036-37: -1.76; 2037-38: -1.76; 2038-39: -1.76; 2039-40: -1.76; 2040-41: -1.76; 2041-42: -1.76; 2042-43: -1.76; 2043-44: -1.76; 2044-45: -1.76; 2045-46: -1.76; 2046-47: -1.76; 2047-48: -1.76; 2048-49: -1.76; 2049-50: -1.76
7.3BL | Total additional DO reductions for Environmental Destination (excl. any confirmed reductions) enter as -ve | Input | Ml/d | 2 | 2019-20: 0; 2020-21: 0; 2021-22: 0; 2022-23: 0; 2023-24: 0; 2024-25: 0; 2025-26: 0; 2026-27: 0; 2027-28: 0; 2028-29: 0; 2029-30: 0; 2030-31: 0; 2031-32: 0; 2032-33: 0; 2033-34: 0; 2034-35: 0; 2035-36: 0; 2036-37: -0.98; 2037-38: -0.98; 2038-39: -0.98; 2039-40: -0.98; 2040-41: -0.98; 2041-42: -0.98; 2042-43: -0.98; 2043-44: -0.98; 2044-45: -0.98; 2045-46: -0.98; 2046-47: -0.98; 2047-48: -0.98; 2048-49: -0.98; 2049-50: -0.98
7.4BL | Change in DO from prolonged Outage reduction enter as -ve | Input | Ml/d | 2 | 2019-20: 0; 2020-21: 0; 2021-22: 0; 2022-23: 0; 2023-24: 0; 2024-25: 0; 2025-26: 0; 2026-27: 0; 2027-28: 0; 2028-29: 0; 2029-30: 0; 2030-31: 0; 2031-32: 0; 2032-33: 0; 2033-34: 0; 2034-35: 0; 2035-36: 0; 2036-37: 0; 2037-38: 0; 2038-39: 0; 2039-40: 0; 2040-41: 0; 2041-42: 0; 2042-43: 0; 2043-44: 0; 2044-45: 0; 2045-46: 0; 2046-47: 0; 2047-48: 0; 2048-49: 0; 2049-50: 0
7.5BL | Change in DO from drought measures | Zero for baseline | Ml/d | 2 | 2019-20: 0; 2020-21: 0; 2021-22: 0; 2022-23: 0; 2023-24: 0; 2024-25: 0; 2025-26: 0; 2026-27: 0; 2027-28: 0; 2028-29: 0; 2029-30: 0; 2030-31: 0; 2031-32: 0; 2032-33: 0; 2033-34: 0; 2034-35: 0; 2035-36: 0; 2036-37: 0; 2037-38: 0; 2038-39: 0; 2039-40: 0; 2040-41: 0; 2041-42: 0; 2042-43: 0; 2043-44: 0; 2044-45: 0; 2045-46: 0; 2046-47: 0; 2047-48: 0; 2048-49: 0; 2049-50: 0
7.6BL | Total other changes to DO (e.g. nitrates/operational decline) | Input | Ml/d | 2 | 2019-20: 0; 2020-21: 0; 2021-22: 0; 2022-23: 0; 2023-24: 0; 2024-25: 0; 2025-26: 0; 2026-27: 0; 2027-28: 0; 2028-29: 0; 2029-30: 0; 2030-31: 0; 2031-32: 0; 2032-33: 0; 2033-34: 0; 2034-35: 0; 2035-36: 0; 2036-37: 0; 2037-38: 0; 2038-39: 0; 2039-40: 0; 2040-41: 0; 2041-42: 0; 2042-43: 0; 2043-44: 0; 2044-45: 0; 2045-46: 0; 2046-47: 0; 2047-48: 0; 2048-49: 0; 2049-50: 0
8BL | Raw water losses, treatment works losses and operational use | Input | Ml/d | 2 | 2019-20: 0.29; 2020-21: 0.29; 2021-22: 0.29; 2022-23: 0.29; 2023-24: 0.29; 2024-25: 0.29; 2025-26: 0.29; 2026-27: 0.29; 2027-28: 0.29; 2028-29: 0.29; 2029-30: 0.29; 2030-31: 0.29; 2031-32: 0.29; 2032-33: 0.29; 2033-34: 0.29; 2034-35: 0.29; 2035-36: 0.29; 2036-37: 0.29; 2037-38: 0.29; 2038-39: 0.29; 2039-40: 0.29; 2040-41: 0.29; 2041-42: 0.29; 2042-43: 0.29; 2043-44: 0.29; 2044-45: 0.29; 2045-46: 0.29; 2046-47: 0.29; 2047-48: 0.29; 2048-49: 0.29; 2049-50: 0.29
9BL | Total Outage Allowance | Input | Ml/d | 2 | 2019-20: 0.04; 2020-21: 0.04; 2021-22: 0.04; 2022-23: 0.04; 2023-24: 0.04; 2024-25: 0.04; 2025-26: 0.04; 2026-27: 0.04; 2027-28: 0.04; 2028-29: 0.04; 2029-30: 0.04; 2030-31: 0.03; 2031-32: 0.03; 2032-33: 0.03; 2033-34: 0.03; 2034-35: 0.03; 2035-36: 0.02; 2036-37: 0.02; 2037-38: 0.02; 2038-39: 0.02; 2039-40: 0.02; 2040-41: 0.02; 2041-42: 0.02; 2042-43: 0.02; 2043-44: 0.02; 2044-45: 0.02; 2045-46: 0.02; 2046-47: 0.02; 2047-48: 0.02; 2048-49: 0.02; 2049-50: 0.02
10BL | Water Available For Use (own sources) | (6BL + 7BL) - (8BL + 9BL) | Ml/d | 2 | 2019-20: 6.37; 2020-21: 6.37; 2021-22: 6.37; 2022-23: 6.37; 2023-24: 6.37; 2024-25: 6.37; 2025-26: 4.81; 2026-27: 4.81; 2027-28: 4.81; 2028-29: 4.81; 2029-30: 4.81; 2030-31: 4.1; 2031-32: 4.1; 2032-33: 4.1; 2033-34: 4.1; 2034-35: 4.1; 2035-36: 4.11; 2036-37: 3.13; 2037-38: 3.13; 2038-39: 3.13; 2039-40: 3.13; 2040-41: 3.13; 2041-42: 3.13; 2042-43: 3.13; 2043-44: 3.13; 2044-45: 3.13; 2045-46: 3.13; 2046-47: 3.13; 2047-48: 3.13; 2048-49: 3.13; 2049-50: 3.13
11BL | Total Water Available For Use | 10BL + sum (2BL:5BL) | Ml/d | 2 | 2019-20: 6.37; 2020-21: 6.37; 2021-22: 6.37; 2022-23: 6.37; 2023-24: 6.37; 2024-25: 6.37; 2025-26: 4.992; 2026-27: 4.982; 2027-28: 4.982; 2028-29: 4.972; 2029-30: 4.962; 2030-31: 4.932; 2031-32: 4.942; 2032-33: 4.952; 2033-34: 4.972; 2034-35: 5.002; 2035-36: 4.962; 2036-37: 4.73; 2037-38: 4.73; 2038-39: 4.73; 2039-40: 4.73; 2040-41: 4.73; 2041-42: 4.73; 2042-43: 4.73; 2043-44: 4.73; 2044-45: 4.73; 2045-46: 4.73; 2046-47: 4.73; 2047-48: 4.73; 2048-49: 4.73; 2049-50: 4.73
12BL | Water delivered measured non-household | Input | Ml/d | 2 | 2019-20: 0.71; 2020-21: 0.71; 2021-22: 0.71; 2022-23: 0.71; 2023-24: 0.71; 2024-25: 0.71; 2025-26: 0.72; 2026-27: 0.72; 2027-28: 0.72; 2028-29: 0.72; 2029-30: 0.73; 2030-31: 0.73; 2031-32: 0.73; 2032-33: 0.73; 2033-34: 0.74; 2034-35: 0.74; 2035-36: 0.75; 2036-37: 0.75; 2037-38: 0.76; 2038-39: 0.76; 2039-40: 0.76; 2040-41: 0.77; 2041-42: 0.77; 2042-43: 0.77; 2043-44: 0.78; 2044-45: 0.78; 2045-46: 0.78; 2046-47: 0.79; 2047-48: 0.79; 2048-49: 0.8; 2049-50: 0.8
12.1BL | Non-potable water consumption (if applicable) | Input | Ml/d | 2 | 2019-20: 0; 2020-21: 0; 2021-22: 0; 2022-23: 0; 2023-24: 0; 2024-25: 0; 2025-26: 0; 2026-27: 0; 2027-28: 0; 2028-29: 0; 2029-30: 0; 2030-31: 0; 2031-32: 0; 2032-33: 0; 2033-34: 0; 2034-35: 0; 2035-36: 0; 2036-37: 0; 2037-38: 0; 2038-39: 0; 2039-40: 0; 2040-41: 0; 2041-42: 0; 2042-43: 0; 2043-44: 0; 2044-45: 0; 2045-46: 0; 2046-47: 0; 2047-48: 0; 2048-49: 0; 2049-50: 0
13BL | Water delivered unmeasured non-household | Input | Ml/d | 2 | 2019-20: 0; 2020-21: 0; 2021-22: 0; 2022-23: 0; 2023-24: 0; 2024-25: 0; 2025-26: 0; 2026-27: 0; 2027-28: 0; 2028-29: 0; 2029-30: 0; 2030-31: 0; 2031-32: 0; 2032-33: 0; 2033-34: 0; 2034-35: 0; 2035-36: 0; 2036-37: 0; 2037-38: 0; 2038-39: 0; 2039-40: 0; 2040-41: 0; 2041-42: 0; 2042-43: 0; 2043-44: 0; 2044-45: 0; 2045-46: 0; 2046-47: 0; 2047-48: 0; 2048-49: 0; 2049-50: 0
14BL | Water delivered measured household | Input | Ml/d | 2 | 2019-20: 2.14; 2020-21: 2.16; 2021-22: 2.18; 2022-23: 2.23; 2023-24: 2.21; 2024-25: 2.25; 2025-26: 2.28; 2026-27: 2.31; 2027-28: 2.34; 2028-29: 2.36; 2029-30: 2.37; 2030-31: 2.39; 2031-32: 2.41; 2032-33: 2.44; 2033-34: 2.47; 2034-35: 2.5; 2035-36: 2.53; 2036-37: 2.56; 2037-38: 2.6; 2038-39: 2.63; 2039-40: 2.66; 2040-41: 2.69; 2041-42: 2.72; 2042-43: 2.75; 2043-44: 2.78; 2044-45: 2.81; 2045-46: 2.84; 2046-47: 2.86; 2047-48: 2.88; 2048-49: 2.9; 2049-50: 2.92
15BL | Water delivered unmeasured household | Input | Ml/d | 2 | 2019-20: 0.78; 2020-21: 0.73; 2021-22: 0.7; 2022-23: 0.65; 2023-24: 0.61; 2024-25: 0.57; 2025-26: 0.54; 2026-27: 0.51; 2027-28: 0.48; 2028-29: 0.45; 2029-30: 0.42; 2030-31: 0.39; 2031-32: 0.37; 2032-33: 0.35; 2033-34: 0.32; 2034-35: 0.3; 2035-36: 0.28; 2036-37: 0.26; 2037-38: 0.24; 2038-39: 0.22; 2039-40: 0.2; 2040-41: 0.19; 2041-42: 0.17; 2042-43: 0.16; 2043-44: 0.14; 2044-45: 0.12; 2045-46: 0.12; 2046-47: 0.11; 2047-48: 0.11; 2048-49: 0.1; 2049-50: 0.1
16BL | Percentage of consumption driven by climate change | Input | % | 1 | 2019-20: 0%; 2020-21: 0%; 2021-22: 0%; 2022-23: 0.1%; 2023-24: 0.1%; 2024-25: 0.1%; 2025-26: 0.1%; 2026-27: 0.1%; 2027-28: 0.1%; 2028-29: 0.2%; 2029-30: 0.2%; 2030-31: 0.2%; 2031-32: 0.2%; 2032-33: 0.3%; 2033-34: 0.3%; 2034-35: 0.3%; 2035-36: 0.4%; 2036-37: 0.4%; 2037-38: 0.4%; 2038-39: 0.5%; 2039-40: 0.5%; 2040-41: 0.6%; 2041-42: 0.6%; 2042-43: 0.6%; 2043-44: 0.7%; 2044-45: 0.7%; 2045-46: 0.8%; 2046-47: 0.8%; 2047-48: 0.8%; 2048-49: 0.8%; 2049-50: 0.9%
17BL | Volume of consumption driven by climate change | 16BL * (12BL + sum(13BL:15BL) - sum (23BL:26BL)) | Ml/d | 2 | 2019-20: 0; 2020-21: 0; 2021-22: 0; 2022-23: 0.00343; 2023-24: 0.00338; 2024-25: 0.00338; 2025-26: 0.00339; 2026-27: 0.0034; 2027-28: 0.0034; 2028-29: 0.0068; 2029-30: 0.00678; 2030-31: 0.00676; 2031-32: 0.00678; 2032-33: 0.0102; 2033-34: 0.01023; 2034-35: 0.01026; 2035-36: 0.01376; 2036-37: 0.01376; 2037-38: 0.01388; 2038-39: 0.01745; 2039-40: 0.0175; 2040-41: 0.02118; 2041-42: 0.02124; 2042-43: 0.02136; 2043-44: 0.02506; 2044-45: 0.02506; 2045-46: 0.02888; 2046-47: 0.02904; 2047-48: 0.0292; 2048-49: 0.02936; 2049-50: 0.03321
18BL | Measured Household - PCC | ((14BL - 25BL) * 1,000,000) / (39BL *1,000) | l/h/d | 1 | 2019-20: 117.9907; 2020-21: 116.9424; 2021-22: 115.8301; 2022-23: 115.4621; 2023-24: 112.6355; 2024-25: 112.5949; 2025-26: 112.0189; 2026-27: 111.7968; 2027-28: 111.6928; 2028-29: 111.9661; 2029-30: 111.3716; 2030-31: 111.3478; 2031-32: 111.287; 2032-33: 111.7186; 2033-34: 112.1372; 2034-35: 112.5537; 2035-36: 113.0205; 2036-37: 113.0567; 2037-38: 113.9939; 2038-39: 114.4382; 2039-40: 114.7776; 2040-41: 115.1674; 2041-42: 115.5407; 2042-43: 115.8926; 2043-44: 116.2438; 2044-45: 116.154; 2045-46: 116.6717; 2046-47: 116.758; 2047-48: 116.8283; 2048-49: 116.8831; 2049-50: 117.0541
19BL | Unmeasured Household - PCC | ((15BL - 26BL) * 1,000,000) / (40BL *1,000) | l/h/d | 1 | 2019-20: 238.9525; 2020-21: 234.6446; 2021-22: 235.9347; 2022-23: 235.1581; 2023-24: 233.7023; 2024-25: 231.5422; 2025-26: 231.9109; 2026-27: 235.8722; 2027-28: 234.4971; 2028-29: 232.5581; 2029-30: 229.682; 2030-31: 225.9887; 2031-32: 234.4273; 2032-33: 236.0515; 2033-34: 229.709; 2034-35: 229.6965; 2035-36: 229.0749; 2036-37: 227.9202; 2037-38: 225.641; 2038-39: 233.3333; 2039-40: 229.1918; 2040-41: 237.1542; 2041-42: 230.8802; 2042-43: 238.8535; 2043-44: 229.682; 2044-45: 217.8218; 2045-46: 229.1667; 2046-47: 219.7802; 2047-48: 232.0186; 2048-49: 220.5882; 2049-50: 220.5882
20BL | Average Household - PCC | (((14BL - 25BL) + (15BL - 26BL)) * 1,000,000) / ((39BL + 40BL) *1,000) | l/h/d | 1 | 2019-20: 136.3073; 2020-21: 133.6401; 2021-22: 131.8724; 2022-23: 130.2792; 2023-24: 126.5823; 2024-25: 125.3273; 2025-26: 123.9765; 2026-27: 123.3775; 2027-28: 122.4174; 2028-29: 121.8297; 2029-30: 120.433; 2030-31: 119.5559; 2031-32: 119.5166; 2032-33: 119.4669; 2033-34: 118.9525; 2034-35: 118.8635; 2035-36: 118.8171; 2036-37: 118.3588; 2037-38: 118.7462; 2038-39: 119.089; 2039-40: 118.8778; 2040-41: 119.15; 2041-42: 118.961; 2042-43: 119.1794; 2043-44: 118.9619; 2044-45: 118.3158; 2045-46: 118.933; 2046-47: 118.7104; 2047-48: 118.8849; 2048-49: 118.6259; 2049-50: 118.7843
21BL | Water taken unbilled | Input | Ml/d | 2 | 2019-20: 0.13; 2020-21: 0.13; 2021-22: 0.12; 2022-23: 0.14; 2023-24: 0.14; 2024-25: 0.13; 2025-26: 0.12; 2026-27: 0.13; 2027-28: 0.13; 2028-29: 0.13; 2029-30: 0.13; 2030-31: 0.14; 2031-32: 0.13; 2032-33: 0.13; 2033-34: 0.14; 2034-35: 0.14; 2035-36: 0.14; 2036-37: 0.13; 2037-38: 0.13; 2038-39: 0.13; 2039-40: 0.15; 2040-41: 0.13; 2041-42: 0.14; 2042-43: 0.13; 2043-44: 0.13; 2044-45: 0.14; 2045-46: 0.14; 2046-47: 0.14; 2047-48: 0.13; 2048-49: 0.13; 2049-50: 0.15
22BL | Distribution system operational use | Input | Ml/d | 2 | 2019-20: 0.03; 2020-21: 0.03; 2021-22: 0.03; 2022-23: 0.03; 2023-24: 0.03; 2024-25: 0.03; 2025-26: 0.03; 2026-27: 0.03; 2027-28: 0.03; 2028-29: 0.03; 2029-30: 0.03; 2030-31: 0.03; 2031-32: 0.03; 2032-33: 0.03; 2033-34: 0.03; 2034-35: 0.03; 2035-36: 0.03; 2036-37: 0.03; 2037-38: 0.03; 2038-39: 0.03; 2039-40: 0.03; 2040-41: 0.03; 2041-42: 0.03; 2042-43: 0.03; 2043-44: 0.03; 2044-45: 0.03; 2045-46: 0.03; 2046-47: 0.03; 2047-48: 0.03; 2048-49: 0.03; 2049-50: 0.03
23BL | Measured Non Household - USPL | Input | Ml/d | 2 | 2019-20: 0.01; 2020-21: 0.01; 2021-22: 0.01; 2022-23: 0.01; 2023-24: 0.01; 2024-25: 0.01; 2025-26: 0.01; 2026-27: 0.01; 2027-28: 0.01; 2028-29: 0.01; 2029-30: 0.01; 2030-31: 0.01; 2031-32: 0.01; 2032-33: 0.01; 2033-34: 0.01; 2034-35: 0.01; 2035-36: 0.01; 2036-37: 0.01; 2037-38: 0.01; 2038-39: 0.01; 2039-40: 0.01; 2040-41: 0.01; 2041-42: 0.01; 2042-43: 0.01; 2043-44: 0.01; 2044-45: 0.01; 2045-46: 0.01; 2046-47: 0.01; 2047-48: 0.01; 2048-49: 0.01; 2049-50: 0.01
24BL | Unmeasured Non Household - USPL | Input | Ml/d | 2 | 2019-20: 0; 2020-21: 0; 2021-22: 0; 2022-23: 0; 2023-24: 0; 2024-25: 0; 2025-26: 0; 2026-27: 0; 2027-28: 0; 2028-29: 0; 2029-30: 0; 2030-31: 0; 2031-32: 0; 2032-33: 0; 2033-34: 0; 2034-35: 0; 2035-36: 0; 2036-37: 0; 2037-38: 0; 2038-39: 0; 2039-40: 0; 2040-41: 0; 2041-42: 0; 2042-43: 0; 2043-44: 0; 2044-45: 0; 2045-46: 0; 2046-47: 0; 2047-48: 0; 2048-49: 0; 2049-50: 0
25BL | Measured Household - USPL | Input | Ml/d | 2 | 2019-20: 0.12; 2020-21: 0.11; 2021-22: 0.11; 2022-23: 0.11; 2023-24: 0.1; 2024-25: 0.1; 2025-26: 0.1; 2026-27: 0.1; 2027-28: 0.1; 2028-29: 0.09; 2029-30: 0.09; 2030-31: 0.09; 2031-32: 0.09; 2032-33: 0.09; 2033-34: 0.09; 2034-35: 0.09; 2035-36: 0.09; 2036-37: 0.1; 2037-38: 0.1; 2038-39: 0.1; 2039-40: 0.1; 2040-41: 0.1; 2041-42: 0.1; 2042-43: 0.1; 2043-44: 0.1; 2044-45: 0.11; 2045-46: 0.11; 2046-47: 0.11; 2047-48: 0.11; 2048-49: 0.11; 2049-50: 0.11
26BL | Unmeasured Household - USPL | Input | Ml/d | 2 | 2019-20: 0.05; 2020-21: 0.05; 2021-22: 0.05; 2022-23: 0.04; 2023-24: 0.04; 2024-25: 0.04; 2025-26: 0.04; 2026-27: 0.03; 2027-28: 0.03; 2028-29: 0.03; 2029-30: 0.03; 2030-31: 0.03; 2031-32: 0.02; 2032-33: 0.02; 2033-34: 0.02; 2034-35: 0.02; 2035-36: 0.02; 2036-37: 0.02; 2037-38: 0.02; 2038-39: 0.01; 2039-40: 0.01; 2040-41: 0.01; 2041-42: 0.01; 2042-43: 0.01; 2043-44: 0.01; 2044-45: 0.01; 2045-46: 0.01; 2046-47: 0.01; 2047-48: 0.01; 2048-49: 0.01; 2049-50: 0.01
27BL | Void Properties - USPL | Input | Ml/d | 2 | 2019-20: 0.01; 2020-21: 0.01; 2021-22: 0.01; 2022-23: 0.01; 2023-24: 0.01; 2024-25: 0.01; 2025-26: 0.01; 2026-27: 0.01; 2027-28: 0.01; 2028-29: 0.01; 2029-30: 0.01; 2030-31: 0.01; 2031-32: 0.01; 2032-33: 0.01; 2033-34: 0.01; 2034-35: 0.01; 2035-36: 0.01; 2036-37: 0.01; 2037-38: 0.01; 2038-39: 0.01; 2039-40: 0.01; 2040-41: 0.01; 2041-42: 0.01; 2042-43: 0.01; 2043-44: 0.01; 2044-45: 0.01; 2045-46: 0.01; 2046-47: 0.01; 2047-48: 0.01; 2048-49: 0.01; 2049-50: 0.01
28BL | Distribution losses | Input | Ml/d | 2 | 2019-20: 1.17; 2020-21: 1.14; 2021-22: 1.13; 2022-23: 1.1; 2023-24: 1.08; 2024-25: 1.06; 2025-26: 1.06; 2026-27: 1.06; 2027-28: 1.06; 2028-29: 1.06; 2029-30: 1.06; 2030-31: 1.06; 2031-32: 1.06; 2032-33: 1.06; 2033-34: 1.06; 2034-35: 1.06; 2035-36: 1.06; 2036-37: 1.06; 2037-38: 1.06; 2038-39: 1.06; 2039-40: 1.06; 2040-41: 1.06; 2041-42: 1.06; 2042-43: 1.06; 2043-44: 1.06; 2044-45: 1.06; 2045-46: 1.06; 2046-47: 1.06; 2047-48: 1.06; 2048-49: 1.06; 2049-50: 1.06
29BL | Total Leakage | sum (23BL:28BL) | Ml/d | 2 | 2019-20: 1.36; 2020-21: 1.32; 2021-22: 1.31; 2022-23: 1.27; 2023-24: 1.24; 2024-25: 1.22; 2025-26: 1.22; 2026-27: 1.21; 2027-28: 1.21; 2028-29: 1.2; 2029-30: 1.2; 2030-31: 1.2; 2031-32: 1.19; 2032-33: 1.19; 2033-34: 1.19; 2034-35: 1.19; 2035-36: 1.19; 2036-37: 1.2; 2037-38: 1.2; 2038-39: 1.19; 2039-40: 1.19; 2040-41: 1.19; 2041-42: 1.19; 2042-43: 1.19; 2043-44: 1.19; 2044-45: 1.2; 2045-46: 1.2; 2046-47: 1.2; 2047-48: 1.2; 2048-49: 1.2; 2049-50: 1.2
30BL | Leakage/property | (29BL * 1,000,000) / (36BL * 1,000) | l/prop/d | 2 | 2019-20: 146.6307; 2020-21: 139.9491; 2021-22: 136.5437; 2022-23: 130.1763; 2023-24: 125.5696; 2024-25: 122.0366; 2025-26: 120.0551; 2026-27: 117.6585; 2027-28: 116.4021; 2028-29: 114.4383; 2029-30: 113.5396; 2030-31: 112.6761; 2031-32: 110.873; 2032-33: 110.0527; 2033-34: 109.2445; 2034-35: 108.4876; 2035-36: 107.7703; 2036-37: 107.9428; 2037-38: 107.2194; 2038-39: 105.6276; 2039-40: 104.9475; 2040-41: 104.2853; 2041-42: 103.6405; 2042-43: 103.0214; 2043-44: 102.392; 2044-45: 102.6431; 2045-46: 102.0495; 2046-47: 101.4628; 2047-48: 100.8912; 2048-49: 100.3009; 2049-50: 99.7423
31BL | Measured Non Household - properties | Input | 000's | 2 | 2019-20: 0.605; 2020-21: 0.611; 2021-22: 0.616; 2022-23: 0.622; 2023-24: 0.629; 2024-25: 0.634; 2025-26: 0.639; 2026-27: 0.645; 2027-28: 0.65; 2028-29: 0.655; 2029-30: 0.659; 2030-31: 0.662; 2031-32: 0.664; 2032-33: 0.665; 2033-34: 0.667; 2034-35: 0.669; 2035-36: 0.67; 2036-37: 0.671; 2037-38: 0.673; 2038-39: 0.674; 2039-40: 0.674; 2040-41: 0.675; 2041-42: 0.676; 2042-43: 0.677; 2043-44: 0.679; 2044-45: 0.68; 2045-46: 0.682; 2046-47: 0.683; 2047-48: 0.685; 2048-49: 0.687; 2049-50: 0.689
32BL | Unmeasured Non Household - properties | Input | 000's | 2 | 2019-20: 0.002; 2020-21: 0.002; 2021-22: 0.002; 2022-23: 0.002; 2023-24: 0.003; 2024-25: 0.003; 2025-26: 0.003; 2026-27: 0.003; 2027-28: 0.003; 2028-29: 0.003; 2029-30: 0.003; 2030-31: 0.003; 2031-32: 0.003; 2032-33: 0.003; 2033-34: 0.003; 2034-35: 0.003; 2035-36: 0.003; 2036-37: 0.003; 2037-38: 0.003; 2038-39: 0.003; 2039-40: 0.003; 2040-41: 0.003; 2041-42: 0.003; 2042-43: 0.003; 2043-44: 0.003; 2044-45: 0.003; 2045-46: 0.003; 2046-47: 0.003; 2047-48: 0.003; 2048-49: 0.003; 2049-50: 0.003
33BL | All void non-households - properties | Input | 000's | 2 | 2019-20: 0; 2020-21: 0; 2021-22: 0; 2022-23: 0; 2023-24: 0; 2024-25: 0; 2025-26: 0; 2026-27: 0; 2027-28: 0; 2028-29: 0; 2029-30: 0; 2030-31: 0; 2031-32: 0; 2032-33: 0; 2033-34: 0; 2034-35: 0; 2035-36: 0; 2036-37: 0; 2037-38: 0; 2038-39: 0; 2039-40: 0; 2040-41: 0; 2041-42: 0; 2042-43: 0; 2043-44: 0; 2044-45: 0; 2045-46: 0; 2046-47: 0; 2047-48: 0; 2048-49: 0; 2049-50: 0
34BL | Measured households - properties (excl. void) | Year before + sum (34.1BL:34.6BL) | 000's | 2 | 2019-20: 7.353; 2020-21: 7.562; 2021-22: 7.77; 2022-23: 7.986; 2023-24: 8.154; 2024-25: 8.326; 2025-26: 8.532; 2026-27: 8.691; 2027-28: 8.84; 2028-29: 8.966; 2029-30: 9.085; 2030-31: 9.199; 2031-32: 9.317; 2032-33: 9.432; 2033-34: 9.542; 2034-35: 9.649; 2035-36: 9.753; 2036-37: 9.857; 2037-38: 9.959; 2038-39: 10.06; 2039-40: 10.16; 2040-41: 10.257; 2041-42: 10.352; 2042-43: 10.444; 2043-44: 10.536; 2044-45: 10.626; 2045-46: 10.701; 2046-47: 10.775; 2047-48: 10.849; 2048-49: 10.923; 2049-50: 10.987
34.1BL | New build properties - properties | Input (new builds in each year) | 000's | 2 | 2019-20: 0.153; 2020-21: 0.136; 2021-22: 0.14; 2022-23: 0.154; 2023-24: 0.109; 2024-25: 0.115; 2025-26: 0.159; 2026-27: 0.113; 2027-28: 0.105; 2028-29: 0.083; 2029-30: 0.078; 2030-31: 0.075; 2031-32: 0.079; 2032-33: 0.078; 2033-34: 0.075; 2034-35: 0.073; 2035-36: 0.071; 2036-37: 0.072; 2037-38: 0.071; 2038-39: 0.072; 2039-40: 0.071; 2040-41: 0.07; 2041-42: 0.068; 2042-43: 0.067; 2043-44: 0.067; 2044-45: 0.066; 2045-46: 0.065; 2046-47: 0.065; 2047-48: 0.065; 2048-49: 0.065; 2049-50: 0.064
34.2BL | Meter optants - properties | Input (meter optants in each year) | 000's | 2 | 2019-20: 0.047; 2020-21: 0.045; 2021-22: 0.041; 2022-23: 0.036; 2023-24: 0.034; 2024-25: 0.033; 2025-26: 0.024; 2026-27: 0.023; 2027-28: 0.022; 2028-29: 0.022; 2029-30: 0.021; 2030-31: 0.02; 2031-32: 0.02; 2032-33: 0.019; 2033-34: 0.018; 2034-35: 0.018; 2035-36: 0.017; 2036-37: 0.017; 2037-38: 0.016; 2038-39: 0.015; 2039-40: 0.015; 2040-41: 0.014; 2041-42: 0.014; 2042-43: 0.013; 2043-44: 0.013; 2044-45: 0.013; 2045-46: 0; 2046-47: 0; 2047-48: 0; 2048-49: 0; 2049-50: 0
34.3BL | Compulsory metering - properties | Input (compulsory meters in each year) | 000's | 2 | 2019-20: 0; 2020-21: 0; 2021-22: 0; 2022-23: 0; 2023-24: 0; 2024-25: 0; 2025-26: 0; 2026-27: 0; 2027-28: 0; 2028-29: 0; 2029-30: 0; 2030-31: 0; 2031-32: 0; 2032-33: 0; 2033-34: 0; 2034-35: 0; 2035-36: 0; 2036-37: 0; 2037-38: 0; 2038-39: 0; 2039-40: 0; 2040-41: 0; 2041-42: 0; 2042-43: 0; 2043-44: 0; 2044-45: 0; 2045-46: 0; 2046-47: 0; 2047-48: 0; 2048-49: 0; 2049-50: 0
34.4BL | Metering on change of occupancy - properties | Input (change of occupancy meters in each year) | 000's | 2 | 2019-20: 0.028; 2020-21: 0.027; 2021-22: 0.026; 2022-23: 0.025; 2023-24: 0.024; 2024-25: 0.023; 2025-26: 0.022; 2026-27: 0.022; 2027-28: 0.021; 2028-29: 0.02; 2029-30: 0.019; 2030-31: 0.018; 2031-32: 0.018; 2032-33: 0.017; 2033-34: 0.016; 2034-35: 0.015; 2035-36: 0.015; 2036-37: 0.014; 2037-38: 0.014; 2038-39: 0.013; 2039-40: 0.013; 2040-41: 0.012; 2041-42: 0.012; 2042-43: 0.011; 2043-44: 0.011; 2044-45: 0.01; 2045-46: 0.01; 2046-47: 0.009; 2047-48: 0.009; 2048-49: 0.009; 2049-50: 0
34.5BL | Selective metering - properties | Input (selective meters in each year) | 000's | 2 | 2019-20: 0.001; 2020-21: 0.001; 2021-22: 0.001; 2022-23: 0.001; 2023-24: 0.001; 2024-25: 0.001; 2025-26: 0.001; 2026-27: 0.001; 2027-28: 0.001; 2028-29: 0.001; 2029-30: 0.001; 2030-31: 0.001; 2031-32: 0.001; 2032-33: 0.001; 2033-34: 0.001; 2034-35: 0.001; 2035-36: 0.001; 2036-37: 0.001; 2037-38: 0.001; 2038-39: 0.001; 2039-40: 0.001; 2040-41: 0.001; 2041-42: 0.001; 2042-43: 0.001; 2043-44: 0.001; 2044-45: 0.001; 2045-46: 0; 2046-47: 0; 2047-48: 0; 2048-49: 0; 2049-50: 0
34.6BL | Other changes to existing metering - properties | Input (other changes to meters in each year) | 000's | 2 | 2019-20: 0; 2020-21: 0; 2021-22: 0; 2022-23: 0; 2023-24: 0; 2024-25: 0; 2025-26: 0; 2026-27: 0; 2027-28: 0; 2028-29: 0; 2029-30: 0; 2030-31: 0; 2031-32: 0; 2032-33: 0; 2033-34: 0; 2034-35: 0; 2035-36: 0; 2036-37: 0; 2037-38: 0; 2038-39: 0; 2039-40: 0; 2040-41: 0; 2041-42: 0; 2042-43: 0; 2043-44: 0; 2044-45: 0; 2045-46: 0; 2046-47: 0; 2047-48: 0; 2048-49: 0; 2049-50: 0
34.7BL | Measured household void properties | Input | 000's | 2 | 2019-20: 0.145; 2020-21: 0.149; 2021-22: 0.152; 2022-23: 0.156; 2023-24: 0.16; 2024-25: 0.163; 2025-26: 0.166; 2026-27: 0.169; 2027-28: 0.172; 2028-29: 0.175; 2029-30: 0.177; 2030-31: 0.18; 2031-32: 0.182; 2032-33: 0.184; 2033-34: 0.187; 2034-35: 0.189; 2035-36: 0.191; 2036-37: 0.193; 2037-38: 0.195; 2038-39: 0.197; 2039-40: 0.199; 2040-41: 0.201; 2041-42: 0.202; 2042-43: 0.204; 2043-44: 0.206; 2044-45: 0.208; 2045-46: 0.209; 2046-47: 0.211; 2047-48: 0.212; 2048-49: 0.214; 2049-50: 0.215
35BL | Unmeasured households - properties (excl. void) | Input | 000's | 2 | 2019-20: 1.148; 2020-21: 1.087; 2021-22: 1.034; 2022-23: 0.971; 2023-24: 0.911; 2024-25: 0.854; 2025-26: 0.806; 2026-27: 0.761; 2027-28: 0.716; 2028-29: 0.674; 2029-30: 0.633; 2030-31: 0.594; 2031-32: 0.556; 2032-33: 0.519; 2033-34: 0.484; 2034-35: 0.45; 2035-36: 0.417; 2036-37: 0.385; 2037-38: 0.355; 2038-39: 0.326; 2039-40: 0.297; 2040-41: 0.27; 2041-42: 0.244; 2042-43: 0.219; 2043-44: 0.194; 2044-45: 0.171; 2045-46: 0.161; 2046-47: 0.152; 2047-48: 0.142; 2048-49: 0.134; 2049-50: 0.134
35.1BL | Unmeasured household void properties | Input | 000's | 2 | 2019-20: 0.022; 2020-21: 0.021; 2021-22: 0.02; 2022-23: 0.019; 2023-24: 0.018; 2024-25: 0.017; 2025-26: 0.016; 2026-27: 0.015; 2027-28: 0.014; 2028-29: 0.013; 2029-30: 0.012; 2030-31: 0.012; 2031-32: 0.011; 2032-33: 0.01; 2033-34: 0.01; 2034-35: 0.009; 2035-36: 0.008; 2036-37: 0.008; 2037-38: 0.007; 2038-39: 0.006; 2039-40: 0.006; 2040-41: 0.005; 2041-42: 0.005; 2042-43: 0.004; 2043-44: 0.004; 2044-45: 0.003; 2045-46: 0.003; 2046-47: 0.003; 2047-48: 0.003; 2048-49: 0.003; 2049-50: 0.003
36BL | Total Resource Zone Properties (incl. voids) | sum (31BL:34BL) + 34.7BL + 35BL + 35.1BL | 000's | 2 | 2019-20: 9.275; 2020-21: 9.432; 2021-22: 9.594; 2022-23: 9.756; 2023-24: 9.875; 2024-25: 9.997; 2025-26: 10.162; 2026-27: 10.284; 2027-28: 10.395; 2028-29: 10.486; 2029-30: 10.569; 2030-31: 10.65; 2031-32: 10.733; 2032-33: 10.813; 2033-34: 10.893; 2034-35: 10.969; 2035-36: 11.042; 2036-37: 11.117; 2037-38: 11.192; 2038-39: 11.266; 2039-40: 11.339; 2040-41: 11.411; 2041-42: 11.482; 2042-43: 11.551; 2043-44: 11.622; 2044-45: 11.691; 2045-46: 11.759; 2046-47: 11.827; 2047-48: 11.894; 2048-49: 11.964; 2049-50: 12.031
37BL | Measured Non Household - Population | Input | 000's | 2 | 2019-20: 0.529; 2020-21: 0.54; 2021-22: 0.545; 2022-23: 0.56; 2023-24: 0.57; 2024-25: 0.577; 2025-26: 0.582; 2026-27: 0.588; 2027-28: 0.595; 2028-29: 0.605; 2029-30: 0.614; 2030-31: 0.625; 2031-32: 0.644; 2032-33: 0.659; 2033-34: 0.672; 2034-35: 0.682; 2035-36: 0.692; 2036-37: 0.702; 2037-38: 0.713; 2038-39: 0.723; 2039-40: 0.733; 2040-41: 0.744; 2041-42: 0.756; 2042-43: 0.766; 2043-44: 0.778; 2044-45: 0.79; 2045-46: 0.804; 2046-47: 0.819; 2047-48: 0.833; 2048-49: 0.847; 2049-50: 0.861
38BL | Unmeasured Non Household - Population | Input | 000's | 2 | 2019-20: 0.002; 2020-21: 0.002; 2021-22: 0.002; 2022-23: 0.002; 2023-24: 0.002; 2024-25: 0.002; 2025-26: 0.002; 2026-27: 0.002; 2027-28: 0.002; 2028-29: 0.002; 2029-30: 0.002; 2030-31: 0.003; 2031-32: 0.003; 2032-33: 0.003; 2033-34: 0.003; 2034-35: 0.003; 2035-36: 0.003; 2036-37: 0.003; 2037-38: 0.003; 2038-39: 0.003; 2039-40: 0.003; 2040-41: 0.003; 2041-42: 0.003; 2042-43: 0.003; 2043-44: 0.003; 2044-45: 0.003; 2045-46: 0.003; 2046-47: 0.003; 2047-48: 0.003; 2048-49: 0.003; 2049-50: 0.003
39BL | Measured Household - Population | Input | 000's | 2 | 2019-20: 17.12; 2020-21: 17.53; 2021-22: 17.871; 2022-23: 18.361; 2023-24: 18.733; 2024-25: 19.095; 2025-26: 19.461; 2026-27: 19.768; 2027-28: 20.055; 2028-29: 20.274; 2029-30: 20.472; 2030-31: 20.656; 2031-32: 20.847; 2032-33: 21.035; 2033-34: 21.224; 2034-35: 21.412; 2035-36: 21.589; 2036-37: 21.759; 2037-38: 21.931; 2038-39: 22.108; 2039-40: 22.304; 2040-41: 22.489; 2041-42: 22.676; 2042-43: 22.866; 2043-44: 23.055; 2044-45: 23.245; 2045-46: 23.399; 2046-47: 23.553; 2047-48: 23.71; 2048-49: 23.87; 2049-50: 24.006
40BL | Unmeasured Household - Population | Input | 000's | 2 | 2019-20: 3.055; 2020-21: 2.898; 2021-22: 2.755; 2022-23: 2.594; 2023-24: 2.439; 2024-25: 2.289; 2025-26: 2.156; 2026-27: 2.035; 2027-28: 1.919; 2028-29: 1.806; 2029-30: 1.698; 2030-31: 1.593; 2031-32: 1.493; 2032-33: 1.398; 2033-34: 1.306; 2034-35: 1.219; 2035-36: 1.135; 2036-37: 1.053; 2037-38: 0.975; 2038-39: 0.9; 2039-40: 0.829; 2040-41: 0.759; 2041-42: 0.693; 2042-43: 0.628; 2043-44: 0.566; 2044-45: 0.505; 2045-46: 0.48; 2046-47: 0.455; 2047-48: 0.431; 2048-49: 0.408; 2049-50: 0.408
41BL | Total Resource Zone Population | sum (37BL:40BL) | 000's | 2 | 2019-20: 20.706; 2020-21: 20.97; 2021-22: 21.173; 2022-23: 21.517; 2023-24: 21.744; 2024-25: 21.963; 2025-26: 22.201; 2026-27: 22.393; 2027-28: 22.571; 2028-29: 22.687; 2029-30: 22.786; 2030-31: 22.877; 2031-32: 22.987; 2032-33: 23.095; 2033-34: 23.205; 2034-35: 23.316; 2035-36: 23.419; 2036-37: 23.517; 2037-38: 23.622; 2038-39: 23.734; 2039-40: 23.869; 2040-41: 23.995; 2041-42: 24.128; 2042-43: 24.263; 2043-44: 24.402; 2044-45: 24.543; 2045-46: 24.686; 2046-47: 24.83; 2047-48: 24.977; 2048-49: 25.128; 2049-50: 25.278
42BL | Average household occupancy rate (excl. voids) | (39BL + 40BL) / (34BL + 35BL) | h/prop | 1 | 2019-20: 2.3733; 2020-21: 2.3619; 2021-22: 2.3428; 2022-23: 2.3395; 2023-24: 2.3356; 2024-25: 2.3294; 2025-26: 2.3149; 2026-27: 2.3067; 2027-28: 2.2995; 2028-29: 2.2905; 2029-30: 2.2813; 2030-31: 2.2719; 2031-32: 2.2627; 2032-33: 2.2543; 2033-34: 2.2472; 2034-35: 2.2409; 2035-36: 2.2344; 2036-37: 2.2273; 2037-38: 2.2209; 2038-39: 2.2153; 2039-40: 2.2122; 2040-41: 2.2084; 2041-42: 2.2055; 2042-43: 2.2033; 2043-44: 2.2014; 2044-45: 2.1997; 2045-46: 2.1984; 2046-47: 2.1971; 2047-48: 2.1964; 2048-49: 2.1957; 2049-50: 2.1953
43BL | Total Household Metering penetration (excl. voids) | 34BL / (34BL + 35BL) | % | 1 | 2019-20: 86.5%; 2020-21: 87.43%; 2021-22: 88.26%; 2022-23: 89.16%; 2023-24: 89.95%; 2024-25: 90.7%; 2025-26: 91.37%; 2026-27: 91.95%; 2027-28: 92.51%; 2028-29: 93.01%; 2029-30: 93.49%; 2030-31: 93.93%; 2031-32: 94.37%; 2032-33: 94.78%; 2033-34: 95.17%; 2034-35: 95.54%; 2035-36: 95.9%; 2036-37: 96.24%; 2037-38: 96.56%; 2038-39: 96.86%; 2039-40: 97.16%; 2040-41: 97.44%; 2041-42: 97.7%; 2042-43: 97.95%; 2043-44: 98.19%; 2044-45: 98.42%; 2045-46: 98.52%; 2046-47: 98.61%; 2047-48: 98.71%; 2048-49: 98.79%; 2049-50: 98.8%
44BL | Total Household Metering penetration (incl. voids) | (34BL) / (34BL + 34.7BL + 35BL + 35.1BL) | % | 1 | 2019-20: 84.83%; 2020-21: 85.75%; 2021-22: 86.56%; 2022-23: 87.45%; 2023-24: 88.22%; 2024-25: 88.95%; 2025-26: 89.62%; 2026-27: 90.19%; 2027-28: 90.74%; 2028-29: 91.23%; 2029-30: 91.7%; 2030-31: 92.13%; 2031-32: 92.56%; 2032-33: 92.97%; 2033-34: 93.34%; 2034-35: 93.71%; 2035-36: 94.06%; 2036-37: 94.39%; 2037-38: 94.7%; 2038-39: 95%; 2039-40: 95.29%; 2040-41: 95.57%; 2041-42: 95.83%; 2042-43: 96.07%; 2043-44: 96.31%; 2044-45: 96.53%; 2045-46: 96.63%; 2046-47: 96.71%; 2047-48: 96.81%; 2048-49: 96.89%; 2049-50: 96.9%
45BL | Distribution input | sum (12BL:15BL) +21BL + 22BL + 27BL + 28BL | Ml/d | 2 | 2019-20: 4.97; 2020-21: 4.91; 2021-22: 4.88; 2022-23: 4.87; 2023-24: 4.79; 2024-25: 4.76; 2025-26: 4.76; 2026-27: 4.77; 2027-28: 4.77; 2028-29: 4.76; 2029-30: 4.75; 2030-31: 4.75; 2031-32: 4.74; 2032-33: 4.75; 2033-34: 4.77; 2034-35: 4.78; 2035-36: 4.8; 2036-37: 4.8; 2037-38: 4.83; 2038-39: 4.84; 2039-40: 4.87; 2040-41: 4.88; 2041-42: 4.9; 2042-43: 4.91; 2043-44: 4.93; 2044-45: 4.95; 2045-46: 4.98; 2046-47: 5; 2047-48: 5.01; 2048-49: 5.03; 2049-50: 5.07
46BL | Target headroom (climate change component) | Input | Ml/d | 2 | 2019-20: 0.00013683; 2020-21: 0.00013683; 2021-22: 0.00013683; 2022-23: 0.00013683; 2023-24: 0.00013683; 2024-25: 0.00013683; 2025-26: 0.00013683; 2026-27: 0.00015223; 2027-28: 0.00056181; 2028-29: 0.00068263; 2029-30: 0.00112; 2030-31: 0.00080548; 2031-32: 0.00047881; 2032-33: 0.0011333; 2033-34: 0.00044703; 2034-35: 0.00087778; 2035-36: 0.0010182; 2036-37: 0.00056419; 2037-38: 0.00078232; 2038-39: 0.0009729; 2039-40: 0; 2040-41: 0; 2041-42: 0; 2042-43: 0; 2043-44: 0; 2044-45: 0; 2045-46: 0; 2046-47: 0; 2047-48: 0; 2048-49: 0; 2049-50: 0
47BL | Target headroom (All other components) | Input | Ml/d | 2 | 2019-20: 0.21607; 2020-21: 0.21607; 2021-22: 0.21607; 2022-23: 0.21607; 2023-24: 0.21607; 2024-25: 0.21607; 2025-26: 0.21607; 2026-27: 0.21091; 2027-28: 0.20954; 2028-29: 0.21099; 2029-30: 0.21345; 2030-31: 0.19188; 2031-32: 0.19782; 2032-33: 0.19974; 2033-34: 0.20416; 2034-35: 0.21447; 2035-36: 0.17216; 2036-37: 0.15316; 2037-38: 0.16058; 2038-39: 0.27683; 2039-40: 0.21872; 2040-41: 0.22779; 2041-42: 0.23533; 2042-43: 0.24167; 2043-44: 0.25184; 2044-45: 0.25341; 2045-46: 0.21764; 2046-47: 0.2775; 2047-48: 0.27671; 2048-49: 0.27989; 2049-50: 0.27884
48BL | Target Headroom | 46BL + 47BL | Ml/d | 2 | 2019-20: 0.21621; 2020-21: 0.21621; 2021-22: 0.21621; 2022-23: 0.21621; 2023-24: 0.21621; 2024-25: 0.21621; 2025-26: 0.21621; 2026-27: 0.21106; 2027-28: 0.2101; 2028-29: 0.21167; 2029-30: 0.21457; 2030-31: 0.19268; 2031-32: 0.1983; 2032-33: 0.20087; 2033-34: 0.20461; 2034-35: 0.21535; 2035-36: 0.17318; 2036-37: 0.15373; 2037-38: 0.16136; 2038-39: 0.2778; 2039-40: 0.21872; 2040-41: 0.22779; 2041-42: 0.23533; 2042-43: 0.24167; 2043-44: 0.25184; 2044-45: 0.25341; 2045-46: 0.21764; 2046-47: 0.2775; 2047-48: 0.27671; 2048-49: 0.27989; 2049-50: 0.27884
49BL | Available Headroom | 11BL - 45BL | Ml/d | 2 | 2019-20: 1.4; 2020-21: 1.46; 2021-22: 1.49; 2022-23: 1.5; 2023-24: 1.58; 2024-25: 1.61; 2025-26: 0.232; 2026-27: 0.212; 2027-28: 0.212; 2028-29: 0.212; 2029-30: 0.212; 2030-31: 0.182; 2031-32: 0.202; 2032-33: 0.202; 2033-34: 0.202; 2034-35: 0.222; 2035-36: 0.162; 2036-37: -0.07; 2037-38: -0.1; 2038-39: -0.11; 2039-40: -0.14; 2040-41: -0.15; 2041-42: -0.17; 2042-43: -0.18; 2043-44: -0.2; 2044-45: -0.22; 2045-46: -0.25; 2046-47: -0.27; 2047-48: -0.28; 2048-49: -0.3; 2049-50: -0.34
49.1BL | Available non-potable balance (if applicable) | 1.1BL -12.1BL | Ml/d | 2 | 2019-20: 0; 2020-21: 0; 2021-22: 0; 2022-23: 0; 2023-24: 0; 2024-25: 0; 2025-26: 0; 2026-27: 0; 2027-28: 0; 2028-29: 0; 2029-30: 0; 2030-31: 0; 2031-32: 0; 2032-33: 0; 2033-34: 0; 2034-35: 0; 2035-36: 0; 2036-37: 0; 2037-38: 0; 2038-39: 0; 2039-40: 0; 2040-41: 0; 2041-42: 0; 2042-43: 0; 2043-44: 0; 2044-45: 0; 2045-46: 0; 2046-47: 0; 2047-48: 0; 2048-49: 0; 2049-50: 0
50BL | Supply Demand Balance | 49BL - 48BL | Ml/d | 2 | 2019-20: 1.1838; 2020-21: 1.2438; 2021-22: 1.2738; 2022-23: 1.2838; 2023-24: 1.3638; 2024-25: 1.3938; 2025-26: 0.01579; 2026-27: 0.00093951; 2027-28: 0.0019008; 2028-29: 0.00032531; 2029-30: -0.0025745; 2030-31: -0.010683; 2031-32: 0.0037006; 2032-33: 0.0011271; 2033-34: -0.002609; 2034-35: 0.0066496; 2035-36: -0.011183; 2036-37: -0.22373; 2037-38: -0.26136; 2038-39: -0.3878; 2039-40: -0.35872; 2040-41: -0.37779; 2041-42: -0.40533; 2042-43: -0.42167; 2043-44: -0.45184; 2044-45: -0.47341; 2045-46: -0.46764; 2046-47: -0.5475; 2047-48: -0.55671; 2048-49: -0.57989; 2049-50: -0.61884
Table 3b: DYAA - Final plan Options | Back to top of sheet |  |  |  | 2019-20: 0.1
WRMP24 reference | Option type | Cat ID | Unit | Decimal places | 2019-20 | 2020-21 | 2021-22 | 2022-23 | 2023-24 | 2024-25 | 2025-26 | 2026-27 | 2027-28 | 2028-29 | 2029-30 | 2030-31 | 2031-32 | 2032-33 | 2033-34 | 2034-35 | 2035-36 | 2036-37 | 2037-38 | 2038-39 | 2039-40 | 2040-41 | 2041-42 | 2042-43 | 2043-44 | 2044-45 | 2045-46 | 2046-47 | 2047-48 | 2048-49 | 2049-50 | 2050-51 | 2051-52 | 2052-53 | 2053-54 | 2054-55 | 2055-56 | 2056-57 | 2057-58 | 2058-59 | 2059-60 | 2060-61 | 2061-62 | 2062-63 | 2063-64 | 2064-65 | 2065-66 | 2066-67 | 2067-68 | 2068-69 | 2069-70 | 2070-71 | 2071-72 | 2072-73 | 2073-74 | 2074-75 | 2075-76 | 2076-77 | 2077-78 | 2078-79 | 2079-80 | 2080-81 | 2081-82 | 2082-83 | 2083-84 | 2084-85 | 2085-86 | 2086-87 | 2087-88 | 2088-89 | 2089-90 | 2090-91 | 2091-92 | 2092-93 | 2093-94 | 2094-95 | 2095-96 | 2096-97 | 2097-98 | 2098-99 | 2099-100
1.11FP | Non potable supplies input reductions as -ve and increases as +ve | RSNPS | Ml/d | 2 | 0.1 2019-20: 0; 0.1 2020-21: 0; 0.1 2021-22: 0; 0.1 2022-23: 0; 0.1 2023-24: 0; 0.1 2024-25: 0; 0.1 2025-26: 0; 0.1 2026-27: 0; 0.1 2027-28: 0; 0.1 2028-29: 0; 0.1 2029-30: 0; 0.1 2030-31: 0; 0.1 2031-32: 0; 0.1 2032-33: 0; 0.1 2033-34: 0; 0.1 2034-35: 0; 0.1 2035-36: 0; 0.1 2036-37: 0; 0.1 2037-38: 0; 0.1 2038-39: 0; 0.1 2039-40: 0; 0.1 2040-41: 0; 0.1 2041-42: 0; 0.1 2042-43: 0; 0.1 2043-44: 0; 0.1 2044-45: 0; 0.1 2045-46: 0; 0.1 2046-47: 0; 0.1 2047-48: 0; 0.1 2048-49: 0; 0.1 2049-50: 0
2.1FP | Raw water imports input reductions as -ve | RSRWI | Ml/d | 2 | 0.1 2019-20: 0; 0.1 2020-21: 0; 0.1 2021-22: 0; 0.1 2022-23: 0; 0.1 2023-24: 0; 0.1 2024-25: 0; 0.1 2025-26: 0; 0.1 2026-27: 0; 0.1 2027-28: 0; 0.1 2028-29: 0; 0.1 2029-30: 0; 0.1 2030-31: 0; 0.1 2031-32: 0; 0.1 2032-33: 0; 0.1 2033-34: 0; 0.1 2034-35: 0; 0.1 2035-36: 0; 0.1 2036-37: 0; 0.1 2037-38: 0; 0.1 2038-39: 0; 0.1 2039-40: 0; 0.1 2040-41: 0; 0.1 2041-42: 0; 0.1 2042-43: 0; 0.1 2043-44: 0; 0.1 2044-45: 0; 0.1 2045-46: 0; 0.1 2046-47: 0; 0.1 2047-48: 0; 0.1 2048-49: 0; 0.1 2049-50: 0
3.1FP | Potable water imports input reductions as -ve | RSPWI | Ml/d | 2 | 0.1 2019-20: 0; 0.1 2020-21: 0; 0.1 2021-22: 0; 0.1 2022-23: 0; 0.1 2023-24: 0; 0.1 2024-25: 0; 0.1 2025-26: -0.152; 0.1 2026-27: -0.122; 0.1 2027-28: -0.092; 0.1 2028-29: -0.042; 0.1 2029-30: 0.018; 0.1 2030-31: -0.831; 0.1 2031-32: -0.841; 0.1 2032-33: -0.202; 0.1 2033-34: -0.232; 0.1 2034-35: -0.262; 0.1 2035-36: 1.618; 0.1 2036-37: 7.45; 0.1 2037-38: 7.27; 0.1 2038-39: 7.34; 0.1 2039-40: 7.09; 0.1 2040-41: 7.02; 0.1 2041-42: 6.96; 0.1 2042-43: 6.79; 0.1 2043-44: 6.72; 0.1 2044-45: 6.64; 0.1 2045-46: 6.42; 0.1 2046-47: 6.4; 0.1 2047-48: 6.35; 0.1 2048-49: 6.29; 0.1 2049-50: 5.86
4.1FP | Raw water exports input reductions as +ve and increases as -ve | RSRWE | Ml/d | 2 | 0.1 2019-20: 0; 0.1 2020-21: 0; 0.1 2021-22: 0; 0.1 2022-23: 0; 0.1 2023-24: 0; 0.1 2024-25: 0; 0.1 2025-26: 0; 0.1 2026-27: 0; 0.1 2027-28: 0; 0.1 2028-29: 0; 0.1 2029-30: 0; 0.1 2030-31: 0; 0.1 2031-32: 0; 0.1 2032-33: 0; 0.1 2033-34: 0; 0.1 2034-35: 0; 0.1 2035-36: 0; 0.1 2036-37: 0; 0.1 2037-38: 0; 0.1 2038-39: 0; 0.1 2039-40: 0; 0.1 2040-41: 0; 0.1 2041-42: 0; 0.1 2042-43: 0; 0.1 2043-44: 0; 0.1 2044-45: 0; 0.1 2045-46: 0; 0.1 2046-47: 0; 0.1 2047-48: 0; 0.1 2048-49: 0; 0.1 2049-50: 0
5.1FP | Potable water exports input reductions as +ve and increases as -ve | RSPWE | Ml/d | 2 | 0.1 2019-20: 0; 0.1 2020-21: 0; 0.1 2021-22: 0; 0.1 2022-23: 0; 0.1 2023-24: 0; 0.1 2024-25: 0; 0.1 2025-26: 0.001; 0.1 2026-27: 0.001; 0.1 2027-28: 0.001; 0.1 2028-29: -0.269; 0.1 2029-30: -0.069; 0.1 2030-31: 0.001; 0.1 2031-32: 0.001; 0.1 2032-33: 0.001; 0.1 2033-34: 0.001; 0.1 2034-35: 0.001; 0.1 2035-36: -2.149; 0.1 2036-37: -7.799; 0.1 2037-38: -7.769; 0.1 2038-39: -7.749; 0.1 2039-40: -7.589; 0.1 2040-41: -7.539; 0.1 2041-42: -7.489; 0.1 2042-43: -7.349; 0.1 2043-44: -7.289; 0.1 2044-45: -7.209; 0.1 2045-46: -7.019; 0.1 2046-47: -6.949; 0.1 2047-48: -6.909; 0.1 2048-49: -6.849; 0.1 2049-50: -6.419
6.2FP | DO benefit from increase raw water abstractions | RSRWA | Ml/d | 2 | 0.1 2019-20: 0; 0.1 2020-21: 0; 0.1 2021-22: 0; 0.1 2022-23: 0; 0.1 2023-24: 0; 0.1 2024-25: 0; 0.1 2025-26: 0; 0.1 2026-27: 0; 0.1 2027-28: 0; 0.1 2028-29: 0; 0.1 2029-30: 0; 0.1 2030-31: 0; 0.1 2031-32: 0; 0.1 2032-33: 0; 0.1 2033-34: 0; 0.1 2034-35: 0; 0.1 2035-36: 0; 0.1 2036-37: 0; 0.1 2037-38: 0; 0.1 2038-39: 0; 0.1 2039-40: 0; 0.1 2040-41: 0; 0.1 2041-42: 0; 0.1 2042-43: 0; 0.1 2043-44: 0; 0.1 2044-45: 0; 0.1 2045-46: 0; 0.1 2046-47: 0; 0.1 2047-48: 0; 0.1 2048-49: 0; 0.1 2049-50: 0
6.3FP | Other options to increase deployable output | RSIPO | Ml/d | 2 | 0.1 2019-20: 0; 0.1 2020-21: 0; 0.1 2021-22: 0; 0.1 2022-23: 0; 0.1 2023-24: 0; 0.1 2024-25: 0; 0.1 2025-26: 1.04; 0.1 2026-27: 1.04; 0.1 2027-28: 1.04; 0.1 2028-29: 1.04; 0.1 2029-30: 1.04; 0.1 2030-31: 0.82; 0.1 2031-32: 0.82; 0.1 2032-33: 0.1; 0.1 2033-34: 0.1; 0.1 2034-35: 0.1; 0.1 2035-36: 0.1; 0.1 2036-37: 0.1; 0.1 2037-38: 0.1; 0.1 2038-39: 0.1; 0.1 2039-40: 0.1; 0.1 2040-41: 0.1; 0.1 2041-42: 0.1; 0.1 2042-43: 0.1; 0.1 2043-44: 0.1; 0.1 2044-45: 0.1; 0.1 2045-46: 0.1; 0.1 2046-47: 0.1; 0.1 2047-48: 0.1; 0.1 2048-49: 0.1; 0.1 2049-50: 0.1
7.01FP | DO benefit from supply side drought measures | RSDPS | Ml/d | 2 | 0.1 2019-20: 0; 0.1 2020-21: 0; 0.1 2021-22: 0; 0.1 2022-23: 0; 0.1 2023-24: 0; 0.1 2024-25: 0; 0.1 2025-26: 0; 0.1 2026-27: 0; 0.1 2027-28: 0; 0.1 2028-29: 0; 0.1 2029-30: 0; 0.1 2030-31: 0; 0.1 2031-32: 0; 0.1 2032-33: 0; 0.1 2033-34: 0; 0.1 2034-35: 0; 0.1 2035-36: 0; 0.1 2036-37: 0; 0.1 2037-38: 0; 0.1 2038-39: 0; 0.1 2039-40: 0; 0.1 2040-41: 0; 0.1 2041-42: 0; 0.1 2042-43: 0; 0.1 2043-44: 0; 0.1 2044-45: 0; 0.1 2045-46: 0; 0.1 2046-47: 0; 0.1 2047-48: 0; 0.1 2048-49: 0; 0.1 2049-50: 0
7.02FP | Benefit from demand side drought measures | RSDPD | Ml/d | 2 | 0.1 2019-20: 0; 0.1 2020-21: 0; 0.1 2021-22: 0; 0.1 2022-23: 0; 0.1 2023-24: 0; 0.1 2024-25: 0; 0.1 2025-26: 0; 0.1 2026-27: 0; 0.1 2027-28: 0; 0.1 2028-29: 0; 0.1 2029-30: 0; 0.1 2030-31: 0; 0.1 2031-32: 0; 0.1 2032-33: 0; 0.1 2033-34: 0; 0.1 2034-35: 0; 0.1 2035-36: 0; 0.1 2036-37: 0; 0.1 2037-38: 0; 0.1 2038-39: 0; 0.1 2039-40: 0; 0.1 2040-41: 0; 0.1 2041-42: 0; 0.1 2042-43: 0; 0.1 2043-44: 0; 0.1 2044-45: 0; 0.1 2045-46: 0; 0.1 2046-47: 0; 0.1 2047-48: 0; 0.1 2048-49: 0; 0.1 2049-50: 0
8.1FP | Reduce raw water losses and operational use input as -ve | RSLOU | Ml/d | 2 | 0.1 2019-20: 0; 0.1 2020-21: 0; 0.1 2021-22: 0; 0.1 2022-23: 0; 0.1 2023-24: 0; 0.1 2024-25: 0; 0.1 2025-26: 0; 0.1 2026-27: 0; 0.1 2027-28: 0; 0.1 2028-29: 0; 0.1 2029-30: 0; 0.1 2030-31: 0; 0.1 2031-32: 0; 0.1 2032-33: 0; 0.1 2033-34: 0; 0.1 2034-35: 0; 0.1 2035-36: 0; 0.1 2036-37: 0; 0.1 2037-38: 0; 0.1 2038-39: 0; 0.1 2039-40: 0; 0.1 2040-41: 0; 0.1 2041-42: 0; 0.1 2042-43: 0; 0.1 2043-44: 0; 0.1 2044-45: 0; 0.1 2045-46: 0; 0.1 2046-47: 0; 0.1 2047-48: 0; 0.1 2048-49: 0; 0.1 2049-50: 0
8.2FP | Reduce treatment works losses input as -ve | PSTWL | Ml/d | 2 | 0.1 2019-20: 0; 0.1 2020-21: 0; 0.1 2021-22: 0; 0.1 2022-23: 0; 0.1 2023-24: 0; 0.1 2024-25: 0; 0.1 2025-26: 0; 0.1 2026-27: 0; 0.1 2027-28: 0; 0.1 2028-29: 0; 0.1 2029-30: 0; 0.1 2030-31: 0; 0.1 2031-32: 0; 0.1 2032-33: 0; 0.1 2033-34: 0; 0.1 2034-35: 0; 0.1 2035-36: 0; 0.1 2036-37: 0; 0.1 2037-38: 0; 0.1 2038-39: 0; 0.1 2039-40: 0; 0.1 2040-41: 0; 0.1 2041-42: 0; 0.1 2042-43: 0; 0.1 2043-44: 0; 0.1 2044-45: 0; 0.1 2045-46: 0; 0.1 2046-47: 0; 0.1 2047-48: 0; 0.1 2048-49: 0; 0.1 2049-50: 0
9.1FP | Reduce outages input as -ve | PSROU | Ml/d | 2 | 0.1 2019-20: 0; 0.1 2020-21: 0; 0.1 2021-22: 0; 0.1 2022-23: 0; 0.1 2023-24: 0; 0.1 2024-25: 0; 0.1 2025-26: 0; 0.1 2026-27: 0; 0.1 2027-28: 0; 0.1 2028-29: 0; 0.1 2029-30: 0; 0.1 2030-31: 0; 0.1 2031-32: 0; 0.1 2032-33: 0; 0.1 2033-34: 0; 0.1 2034-35: 0; 0.1 2035-36: 0; 0.1 2036-37: 0; 0.1 2037-38: 0; 0.1 2038-39: 0; 0.1 2039-40: 0; 0.1 2040-41: 0; 0.1 2041-42: 0; 0.1 2042-43: 0; 0.1 2043-44: 0; 0.1 2044-45: 0; 0.1 2045-46: 0; 0.1 2046-47: 0; 0.1 2047-48: 0; 0.1 2048-49: 0; 0.1 2049-50: 0
12.2FP | Change volume delivered to measured non households input reductions as -ve, line to include both measured non-household consumption and USPL options | CVMNH | Ml/d | 2 | 0.1 2019-20: 0; 0.1 2020-21: 0; 0.1 2021-22: 0; 0.1 2022-23: 0; 0.1 2023-24: 0; 0.1 2024-25: 0; 0.1 2025-26: -0.01; 0.1 2026-27: -0.03; 0.1 2027-28: -0.04; 0.1 2028-29: -0.05; 0.1 2029-30: -0.06; 0.1 2030-31: -0.07; 0.1 2031-32: -0.08; 0.1 2032-33: -0.09; 0.1 2033-34: -0.1; 0.1 2034-35: -0.11; 0.1 2035-36: -0.12; 0.1 2036-37: -0.12; 0.1 2037-38: -0.13; 0.1 2038-39: -0.14; 0.1 2039-40: -0.15; 0.1 2040-41: -0.16; 0.1 2041-42: -0.17; 0.1 2042-43: -0.18; 0.1 2043-44: -0.19; 0.1 2044-45: -0.2; 0.1 2045-46: -0.21; 0.1 2046-47: -0.22; 0.1 2047-48: -0.23; 0.1 2048-49: -0.24; 0.1 2049-50: -0.25
13.1FP | Change volume delivered to unmeasured non households input reductions as -ve, line to include both unmeasured non-household consumption and USPL options | CVUNH | Ml/d | 2 | 0.1 2019-20: 0; 0.1 2020-21: 0; 0.1 2021-22: 0; 0.1 2022-23: 0; 0.1 2023-24: 0; 0.1 2024-25: 0; 0.1 2025-26: 0; 0.1 2026-27: 0; 0.1 2027-28: 0; 0.1 2028-29: 0; 0.1 2029-30: 0; 0.1 2030-31: 0; 0.1 2031-32: 0; 0.1 2032-33: 0; 0.1 2033-34: 0; 0.1 2034-35: 0; 0.1 2035-36: 0; 0.1 2036-37: 0; 0.1 2037-38: 0; 0.1 2038-39: 0; 0.1 2039-40: 0; 0.1 2040-41: 0; 0.1 2041-42: 0; 0.1 2042-43: 0; 0.1 2043-44: 0; 0.1 2044-45: 0; 0.1 2045-46: 0; 0.1 2046-47: 0; 0.1 2047-48: 0; 0.1 2048-49: 0; 0.1 2049-50: 0
14.1FP | Change volume delivered to measured households input reductions as -ve, line to include both measured household consumption and USPL options | CVMHH | Ml/d | 2 | 0.1 2019-20: 0; 0.1 2020-21: 0; 0.1 2021-22: 0; 0.1 2022-23: 0; 0.1 2023-24: 0; 0.1 2024-25: 0; 0.1 2025-26: -0.02; 0.1 2026-27: -0.03; 0.1 2027-28: -0.04; 0.1 2028-29: -0.05; 0.1 2029-30: -0.07; 0.1 2030-31: -0.09; 0.1 2031-32: -0.1; 0.1 2032-33: -0.11; 0.1 2033-34: -0.13; 0.1 2034-35: -0.15; 0.1 2035-36: -0.18; 0.1 2036-37: -0.21; 0.1 2037-38: -0.24; 0.1 2038-39: -0.27; 0.1 2039-40: -0.3; 0.1 2040-41: -0.32; 0.1 2041-42: -0.35; 0.1 2042-43: -0.38; 0.1 2043-44: -0.41; 0.1 2044-45: -0.42; 0.1 2045-46: -0.44; 0.1 2046-47: -0.45; 0.1 2047-48: -0.46; 0.1 2048-49: -0.47; 0.1 2049-50: -0.49
15.1FP | Change volume delivered to unmeasured households input reductions as -ve, line to include both unmeasured household consumption and USPL options | CVUHH | Ml/d | 2 | 0.1 2019-20: 0; 0.1 2020-21: 0; 0.1 2021-22: 0; 0.1 2022-23: 0; 0.1 2023-24: 0; 0.1 2024-25: 0; 0.1 2025-26: 0; 0.1 2026-27: 0; 0.1 2027-28: 0; 0.1 2028-29: 0; 0.1 2029-30: 0; 0.1 2030-31: 0; 0.1 2031-32: 0; 0.1 2032-33: 0; 0.1 2033-34: 0; 0.1 2034-35: 0; 0.1 2035-36: 0; 0.1 2036-37: 0; 0.1 2037-38: 0; 0.1 2038-39: 0; 0.1 2039-40: 0; 0.1 2040-41: 0; 0.1 2041-42: 0; 0.1 2042-43: 0; 0.1 2043-44: 0; 0.1 2044-45: 0; 0.1 2045-46: 0; 0.1 2046-47: 0; 0.1 2047-48: 0; 0.1 2048-49: 0; 0.1 2049-50: 0
21.1FP | Options to reduce water taken unbilled input as -ve | CSWTU | Ml/d | 2 | 0.1 2019-20: 0; 0.1 2020-21: 0; 0.1 2021-22: 0; 0.1 2022-23: 0; 0.1 2023-24: 0; 0.1 2024-25: 0; 0.1 2025-26: 0; 0.1 2026-27: 0; 0.1 2027-28: 0; 0.1 2028-29: 0; 0.1 2029-30: 0; 0.1 2030-31: 0; 0.1 2031-32: 0; 0.1 2032-33: 0; 0.1 2033-34: 0; 0.1 2034-35: 0; 0.1 2035-36: 0; 0.1 2036-37: 0; 0.1 2037-38: 0; 0.1 2038-39: 0; 0.1 2039-40: 0; 0.1 2040-41: 0; 0.1 2041-42: 0; 0.1 2042-43: 0; 0.1 2043-44: 0; 0.1 2044-45: 0; 0.1 2045-46: 0; 0.1 2046-47: 0; 0.1 2047-48: 0; 0.1 2048-49: 0; 0.1 2049-50: 0
22.1FP | Reduce distribution system operational use (DSOU) input as -ve | DSDOU | Ml/d | 2 | 0.1 2019-20: 0; 0.1 2020-21: 0; 0.1 2021-22: 0; 0.1 2022-23: 0; 0.1 2023-24: 0; 0.1 2024-25: 0; 0.1 2025-26: 0; 0.1 2026-27: 0; 0.1 2027-28: 0; 0.1 2028-29: 0; 0.1 2029-30: 0; 0.1 2030-31: 0; 0.1 2031-32: 0; 0.1 2032-33: 0; 0.1 2033-34: 0; 0.1 2034-35: 0; 0.1 2035-36: 0; 0.1 2036-37: 0; 0.1 2037-38: 0; 0.1 2038-39: 0; 0.1 2039-40: 0; 0.1 2040-41: 0; 0.1 2041-42: 0; 0.1 2042-43: 0; 0.1 2043-44: 0; 0.1 2044-45: 0; 0.1 2045-46: 0; 0.1 2046-47: 0; 0.1 2047-48: 0; 0.1 2048-49: 0; 0.1 2049-50: 0
23.1FP | Options impacting on measured Non Household - USPL input reductions as -ve | CUMNH | Ml/d | 2 | 0.1 2019-20: 0; 0.1 2020-21: 0; 0.1 2021-22: 0; 0.1 2022-23: 0; 0.1 2023-24: 0; 0.1 2024-25: 0; 0.1 2025-26: 0; 0.1 2026-27: 0; 0.1 2027-28: 0; 0.1 2028-29: 0; 0.1 2029-30: 0; 0.1 2030-31: 0; 0.1 2031-32: 0; 0.1 2032-33: 0; 0.1 2033-34: 0; 0.1 2034-35: 0; 0.1 2035-36: 0; 0.1 2036-37: 0; 0.1 2037-38: 0; 0.1 2038-39: 0; 0.1 2039-40: 0; 0.1 2040-41: 0; 0.1 2041-42: 0; 0.1 2042-43: 0; 0.1 2043-44: 0; 0.1 2044-45: 0; 0.1 2045-46: 0; 0.1 2046-47: 0; 0.1 2047-48: 0; 0.1 2048-49: 0; 0.1 2049-50: 0
24.1FP | Options impacting on unmeasured Non Household - USPL input reductions as -ve | CUUNH | Ml/d | 2 | 0.1 2019-20: 0; 0.1 2020-21: 0; 0.1 2021-22: 0; 0.1 2022-23: 0; 0.1 2023-24: 0; 0.1 2024-25: 0; 0.1 2025-26: 0; 0.1 2026-27: 0; 0.1 2027-28: 0; 0.1 2028-29: 0; 0.1 2029-30: 0; 0.1 2030-31: 0; 0.1 2031-32: 0; 0.1 2032-33: 0; 0.1 2033-34: 0; 0.1 2034-35: 0; 0.1 2035-36: 0; 0.1 2036-37: 0; 0.1 2037-38: 0; 0.1 2038-39: 0; 0.1 2039-40: 0; 0.1 2040-41: 0; 0.1 2041-42: 0; 0.1 2042-43: 0; 0.1 2043-44: 0; 0.1 2044-45: 0; 0.1 2045-46: 0; 0.1 2046-47: 0; 0.1 2047-48: 0; 0.1 2048-49: 0; 0.1 2049-50: 0
25.1FP | Options impacting on measured Household - USPL input reductions as -ve | CUMHH | Ml/d | 2 | 0.1 2019-20: 0; 0.1 2020-21: 0; 0.1 2021-22: 0; 0.1 2022-23: 0; 0.1 2023-24: 0; 0.1 2024-25: 0; 0.1 2025-26: 0; 0.1 2026-27: 0; 0.1 2027-28: 0; 0.1 2028-29: -0.01; 0.1 2029-30: -0.01; 0.1 2030-31: -0.01; 0.1 2031-32: -0.01; 0.1 2032-33: -0.01; 0.1 2033-34: -0.01; 0.1 2034-35: -0.01; 0.1 2035-36: -0.01; 0.1 2036-37: -0.01; 0.1 2037-38: -0.01; 0.1 2038-39: -0.01; 0.1 2039-40: -0.01; 0.1 2040-41: -0.01; 0.1 2041-42: -0.01; 0.1 2042-43: -0.01; 0.1 2043-44: -0.01; 0.1 2044-45: -0.02; 0.1 2045-46: -0.02; 0.1 2046-47: -0.02; 0.1 2047-48: -0.02; 0.1 2048-49: -0.02; 0.1 2049-50: -0.02
26.1FP | Options impacting on unmeasured Household - USPL input reductions as -ve | CUUHH | Ml/d | 2 | 0.1 2019-20: 0; 0.1 2020-21: 0; 0.1 2021-22: 0; 0.1 2022-23: 0; 0.1 2023-24: 0; 0.1 2024-25: 0; 0.1 2025-26: 0; 0.1 2026-27: 0; 0.1 2027-28: 0; 0.1 2028-29: 0; 0.1 2029-30: 0; 0.1 2030-31: 0; 0.1 2031-32: 0; 0.1 2032-33: 0; 0.1 2033-34: 0; 0.1 2034-35: 0; 0.1 2035-36: 0; 0.1 2036-37: 0; 0.1 2037-38: 0; 0.1 2038-39: 0; 0.1 2039-40: 0; 0.1 2040-41: 0; 0.1 2041-42: 0; 0.1 2042-43: 0; 0.1 2043-44: 0; 0.1 2044-45: 0; 0.1 2045-46: 0; 0.1 2046-47: 0; 0.1 2047-48: 0; 0.1 2048-49: 0; 0.1 2049-50: 0
27.1FP | Options impacting on Void properties - USPL input reductions as -ve | CUVPP | Ml/d | 2 | 0.1 2019-20: 0; 0.1 2020-21: 0; 0.1 2021-22: 0; 0.1 2022-23: 0; 0.1 2023-24: 0; 0.1 2024-25: 0; 0.1 2025-26: 0; 0.1 2026-27: 0; 0.1 2027-28: 0; 0.1 2028-29: 0; 0.1 2029-30: 0; 0.1 2030-31: 0; 0.1 2031-32: 0; 0.1 2032-33: 0; 0.1 2033-34: 0; 0.1 2034-35: 0; 0.1 2035-36: 0; 0.1 2036-37: 0; 0.1 2037-38: 0; 0.1 2038-39: 0; 0.1 2039-40: 0; 0.1 2040-41: 0; 0.1 2041-42: 0; 0.1 2042-43: 0; 0.1 2043-44: 0; 0.1 2044-45: 0; 0.1 2045-46: 0; 0.1 2046-47: 0; 0.1 2047-48: 0; 0.1 2048-49: 0; 0.1 2049-50: 0
28.1FP | Reduce distribution losses input as -ve | DSRDL | Ml/d | 2 | 0.1 2019-20: 0; 0.1 2020-21: 0; 0.1 2021-22: 0; 0.1 2022-23: 0; 0.1 2023-24: 0; 0.1 2024-25: 0; 0.1 2025-26: 0; 0.1 2026-27: 0; 0.1 2027-28: 0; 0.1 2028-29: 0; 0.1 2029-30: 0; 0.1 2030-31: 0; 0.1 2031-32: 0; 0.1 2032-33: 0; 0.1 2033-34: 0; 0.1 2034-35: 0; 0.1 2035-36: -0.24; 0.1 2036-37: -0.24; 0.1 2037-38: -0.39; 0.1 2038-39: -0.39; 0.1 2039-40: -0.41; 0.1 2040-41: -0.42; 0.1 2041-42: -0.42; 0.1 2042-43: -0.42; 0.1 2043-44: -0.42; 0.1 2044-45: -0.42; 0.1 2045-46: -0.42; 0.1 2046-47: -0.43; 0.1 2047-48: -0.43; 0.1 2048-49: -0.43; 0.1 2049-50: -0.44
Table 3c: DYAA - Final plan | Back to top of sheet
WRMP24 reference | Component | Derivation | Unit | Decimal places | 2019-20 | 2020-21 | 2021-22 | 2022-23 | 2023-24 | 2024-25 | 2025-26 | 2026-27 | 2027-28 | 2028-29 | 2029-30 | 2030-31 | 2031-32 | 2032-33 | 2033-34 | 2034-35 | 2035-36 | 2036-37 | 2037-38 | 2038-39 | 2039-40 | 2040-41 | 2041-42 | 2042-43 | 2043-44 | 2044-45 | 2045-46 | 2046-47 | 2047-48 | 2048-49 | 2049-50 | 2050-51 | 2051-52 | 2052-53 | 2053-54 | 2054-55 | 2055-56 | 2056-57 | 2057-58 | 2058-59 | 2059-60 | 2060-61 | 2061-62 | 2062-63 | 2063-64 | 2064-65 | 2065-66 | 2066-67 | 2067-68 | 2068-69 | 2069-70 | 2070-71 | 2071-72 | 2072-73 | 2073-74 | 2074-75 | 2075-76 | 2076-77 | 2077-78 | 2078-79 | 2079-80 | 2080-81 | 2081-82 | 2082-83 | 2083-84 | 2084-85 | 2085-86 | 2086-87 | 2087-88 | 2088-89 | 2089-90 | 2090-91 | 2091-92 | 2092-93 | 2093-94 | 2094-95 | 2095-96 | 2096-97 | 2097-98 | 2098-99 | 2099-100
1FP | Raw water abstracted | Input | Ml/d | 2 | 2019-20: 0; 2020-21: 0; 2021-22: 0; 2022-23: 0; 2023-24: 0; 2024-25: 0; 2025-26: 0; 2026-27: 0; 2027-28: 0; 2028-29: 0; 2029-30: 0; 2030-31: 0; 2031-32: 0; 2032-33: 0; 2033-34: 0; 2034-35: 0; 2035-36: 0; 2036-37: 0; 2037-38: 0; 2038-39: 0; 2039-40: 0; 2040-41: 0; 2041-42: 0; 2042-43: 0; 2043-44: 0; 2044-45: 0; 2045-46: 0; 2046-47: 0; 2047-48: 0; 2048-49: 0; 2049-50: 0
1.1FP | Non-potable water supplies | 1.1BL + 1.11FP | Ml/d | 2 | 2019-20: 0; 2020-21: 0; 2021-22: 0; 2022-23: 0; 2023-24: 0; 2024-25: 0; 2025-26: 0; 2026-27: 0; 2027-28: 0; 2028-29: 0; 2029-30: 0; 2030-31: 0; 2031-32: 0; 2032-33: 0; 2033-34: 0; 2034-35: 0; 2035-36: 0; 2036-37: 0; 2037-38: 0; 2038-39: 0; 2039-40: 0; 2040-41: 0; 2041-42: 0; 2042-43: 0; 2043-44: 0; 2044-45: 0; 2045-46: 0; 2046-47: 0; 2047-48: 0; 2048-49: 0; 2049-50: 0
2FP | Raw water imported | 2BL + 2.1FP | Ml/d | 2 | 2019-20: 0; 2020-21: 0; 2021-22: 0; 2022-23: 0; 2023-24: 0; 2024-25: 0; 2025-26: 0; 2026-27: 0; 2027-28: 0; 2028-29: 0; 2029-30: 0; 2030-31: 0; 2031-32: 0; 2032-33: 0; 2033-34: 0; 2034-35: 0; 2035-36: 0; 2036-37: 0; 2037-38: 0; 2038-39: 0; 2039-40: 0; 2040-41: 0; 2041-42: 0; 2042-43: 0; 2043-44: 0; 2044-45: 0; 2045-46: 0; 2046-47: 0; 2047-48: 0; 2048-49: 0; 2049-50: 0
3FP | Potable water imported | 3BL + 3.1FP | Ml/d | 2 | 2019-20: 0; 2020-21: 0; 2021-22: 0; 2022-23: 0; 2023-24: 0; 2024-25: 0; 2025-26: 0.03; 2026-27: 0.05; 2027-28: 0.08; 2028-29: 0.12; 2029-30: 0.17; 2030-31: 0.001; 2031-32: 0.001; 2032-33: 0.65; 2033-34: 0.64; 2034-35: 0.64; 2035-36: 2.47; 2036-37: 9.05; 2037-38: 8.87; 2038-39: 8.94; 2039-40: 8.69; 2040-41: 8.62; 2041-42: 8.56; 2042-43: 8.39; 2043-44: 8.32; 2044-45: 8.24; 2045-46: 8.02; 2046-47: 8; 2047-48: 7.95; 2048-49: 7.89; 2049-50: 7.46
4FP | Raw water exported enter as -ve | 4BL + 4.1FP | Ml/d | 2 | 2019-20: 0; 2020-21: 0; 2021-22: 0; 2022-23: 0; 2023-24: 0; 2024-25: 0; 2025-26: 0; 2026-27: 0; 2027-28: 0; 2028-29: 0; 2029-30: 0; 2030-31: 0; 2031-32: 0; 2032-33: 0; 2033-34: 0; 2034-35: 0; 2035-36: 0; 2036-37: 0; 2037-38: 0; 2038-39: 0; 2039-40: 0; 2040-41: 0; 2041-42: 0; 2042-43: 0; 2043-44: 0; 2044-45: 0; 2045-46: 0; 2046-47: 0; 2047-48: 0; 2048-49: 0; 2049-50: 0
5FP | Potable water exported enter as -ve | 5BL + 5.1FP | Ml/d | 2 | 2019-20: 0; 2020-21: 0; 2021-22: 0; 2022-23: 0; 2023-24: 0; 2024-25: 0; 2025-26: 0.001; 2026-27: 0.001; 2027-28: 0.001; 2028-29: -0.269; 2029-30: -0.069; 2030-31: 0.001; 2031-32: 0.001; 2032-33: 0.001; 2033-34: 0.001; 2034-35: 0.001; 2035-36: -2.149; 2036-37: -7.799; 2037-38: -7.769; 2038-39: -7.749; 2039-40: -7.589; 2040-41: -7.539; 2041-42: -7.489; 2042-43: -7.349; 2043-44: -7.289; 2044-45: -7.209; 2045-46: -7.019; 2046-47: -6.949; 2047-48: -6.909; 2048-49: -6.849; 2049-50: -6.419
6.1FP | Deployable Output post forecast changes | 6.1BL + 6.2FP + 6.3FP +7.01FP +7.02FP | Ml/d | 2 | 2019-20: 6.7; 2020-21: 6.7; 2021-22: 6.7; 2022-23: 6.7; 2023-24: 6.7; 2024-25: 6.7; 2025-26: 6.18; 2026-27: 6.18; 2027-28: 6.18; 2028-29: 6.18; 2029-30: 6.18; 2030-31: 5.24; 2031-32: 5.24; 2032-33: 4.52; 2033-34: 4.52; 2034-35: 4.52; 2035-36: 4.52; 2036-37: 3.54; 2037-38: 3.54; 2038-39: 3.54; 2039-40: 3.54; 2040-41: 3.54; 2041-42: 3.54; 2042-43: 3.54; 2043-44: 3.54; 2044-45: 3.54; 2045-46: 3.54; 2046-47: 3.54; 2047-48: 3.54; 2048-49: 3.54; 2049-50: 3.54
8FP | Raw water losses, treatment works losses and operational use | 8BL + 8.1FP + 8.2FP | Ml/d | 2 | 2019-20: 0.29; 2020-21: 0.29; 2021-22: 0.29; 2022-23: 0.29; 2023-24: 0.29; 2024-25: 0.29; 2025-26: 0.29; 2026-27: 0.29; 2027-28: 0.29; 2028-29: 0.29; 2029-30: 0.29; 2030-31: 0.29; 2031-32: 0.29; 2032-33: 0.29; 2033-34: 0.29; 2034-35: 0.29; 2035-36: 0.29; 2036-37: 0.29; 2037-38: 0.29; 2038-39: 0.29; 2039-40: 0.29; 2040-41: 0.29; 2041-42: 0.29; 2042-43: 0.29; 2043-44: 0.29; 2044-45: 0.29; 2045-46: 0.29; 2046-47: 0.29; 2047-48: 0.29; 2048-49: 0.29; 2049-50: 0.29
9FP | Total Outage Allowance | 9BL + 9.1FP | Ml/d | 2 | 2019-20: 0.04; 2020-21: 0.04; 2021-22: 0.04; 2022-23: 0.04; 2023-24: 0.04; 2024-25: 0.04; 2025-26: 0.04; 2026-27: 0.04; 2027-28: 0.04; 2028-29: 0.04; 2029-30: 0.04; 2030-31: 0.03; 2031-32: 0.03; 2032-33: 0.03; 2033-34: 0.03; 2034-35: 0.03; 2035-36: 0.02; 2036-37: 0.02; 2037-38: 0.02; 2038-39: 0.02; 2039-40: 0.02; 2040-41: 0.02; 2041-42: 0.02; 2042-43: 0.02; 2043-44: 0.02; 2044-45: 0.02; 2045-46: 0.02; 2046-47: 0.02; 2047-48: 0.02; 2048-49: 0.02; 2049-50: 0.02
10FP | Water Available For Use (own sources) | (6.1FP) - (8FP + 9FP) | Ml/d | 2 | 2019-20: 6.37; 2020-21: 6.37; 2021-22: 6.37; 2022-23: 6.37; 2023-24: 6.37; 2024-25: 6.37; 2025-26: 5.85; 2026-27: 5.85; 2027-28: 5.85; 2028-29: 5.85; 2029-30: 5.85; 2030-31: 4.92; 2031-32: 4.92; 2032-33: 4.2; 2033-34: 4.2; 2034-35: 4.2; 2035-36: 4.21; 2036-37: 3.23; 2037-38: 3.23; 2038-39: 3.23; 2039-40: 3.23; 2040-41: 3.23; 2041-42: 3.23; 2042-43: 3.23; 2043-44: 3.23; 2044-45: 3.23; 2045-46: 3.23; 2046-47: 3.23; 2047-48: 3.23; 2048-49: 3.23; 2049-50: 3.23
11FP | Total Water Available For Use | 10FP + sum (2FP:5FP) | Ml/d | 2 | 2019-20: 6.37; 2020-21: 6.37; 2021-22: 6.37; 2022-23: 6.37; 2023-24: 6.37; 2024-25: 6.37; 2025-26: 5.881; 2026-27: 5.901; 2027-28: 5.931; 2028-29: 5.701; 2029-30: 5.951; 2030-31: 4.922; 2031-32: 4.922; 2032-33: 4.851; 2033-34: 4.841; 2034-35: 4.841; 2035-36: 4.531; 2036-37: 4.481; 2037-38: 4.331; 2038-39: 4.421; 2039-40: 4.331; 2040-41: 4.311; 2041-42: 4.301; 2042-43: 4.271; 2043-44: 4.261; 2044-45: 4.261; 2045-46: 4.231; 2046-47: 4.281; 2047-48: 4.271; 2048-49: 4.271; 2049-50: 4.271
12FP | Water delivered measured non-household | 12BL + 12.2FP | Ml/d | 2 | 2019-20: 0.71; 2020-21: 0.71; 2021-22: 0.71; 2022-23: 0.71; 2023-24: 0.71; 2024-25: 0.71; 2025-26: 0.71; 2026-27: 0.69; 2027-28: 0.68; 2028-29: 0.67; 2029-30: 0.67; 2030-31: 0.66; 2031-32: 0.65; 2032-33: 0.64; 2033-34: 0.64; 2034-35: 0.63; 2035-36: 0.63; 2036-37: 0.63; 2037-38: 0.63; 2038-39: 0.62; 2039-40: 0.61; 2040-41: 0.61; 2041-42: 0.6; 2042-43: 0.59; 2043-44: 0.59; 2044-45: 0.58; 2045-46: 0.57; 2046-47: 0.57; 2047-48: 0.56; 2048-49: 0.56; 2049-50: 0.55
12.1FP | Non-potable water consumption | Input | Ml/d | 2 | 2019-20: 0; 2020-21: 0; 2021-22: 0; 2022-23: 0; 2023-24: 0; 2024-25: 0; 2025-26: 0; 2026-27: 0; 2027-28: 0; 2028-29: 0; 2029-30: 0; 2030-31: 0; 2031-32: 0; 2032-33: 0; 2033-34: 0; 2034-35: 0; 2035-36: 0; 2036-37: 0; 2037-38: 0; 2038-39: 0; 2039-40: 0; 2040-41: 0; 2041-42: 0; 2042-43: 0; 2043-44: 0; 2044-45: 0; 2045-46: 0; 2046-47: 0; 2047-48: 0; 2048-49: 0; 2049-50: 0
13FP | Water delivered unmeasured non-household | 13BL + 13.1FP | Ml/d | 2 | 2019-20: 0; 2020-21: 0; 2021-22: 0; 2022-23: 0; 2023-24: 0; 2024-25: 0; 2025-26: 0; 2026-27: 0; 2027-28: 0; 2028-29: 0; 2029-30: 0; 2030-31: 0; 2031-32: 0; 2032-33: 0; 2033-34: 0; 2034-35: 0; 2035-36: 0; 2036-37: 0; 2037-38: 0; 2038-39: 0; 2039-40: 0; 2040-41: 0; 2041-42: 0; 2042-43: 0; 2043-44: 0; 2044-45: 0; 2045-46: 0; 2046-47: 0; 2047-48: 0; 2048-49: 0; 2049-50: 0
14FP | Water delivered measured household | 14BL + 14.1FP | Ml/d | 2 | 2019-20: 2.14; 2020-21: 2.16; 2021-22: 2.18; 2022-23: 2.23; 2023-24: 2.21; 2024-25: 2.25; 2025-26: 2.26; 2026-27: 2.28; 2027-28: 2.3; 2028-29: 2.31; 2029-30: 2.3; 2030-31: 2.3; 2031-32: 2.31; 2032-33: 2.33; 2033-34: 2.34; 2034-35: 2.35; 2035-36: 2.35; 2036-37: 2.35; 2037-38: 2.36; 2038-39: 2.36; 2039-40: 2.36; 2040-41: 2.37; 2041-42: 2.37; 2042-43: 2.37; 2043-44: 2.37; 2044-45: 2.39; 2045-46: 2.4; 2046-47: 2.41; 2047-48: 2.42; 2048-49: 2.43; 2049-50: 2.43
15FP | Water delivered unmeasured household | 15BL + 15.1FP | Ml/d | 2 | 2019-20: 0.78; 2020-21: 0.73; 2021-22: 0.7; 2022-23: 0.65; 2023-24: 0.61; 2024-25: 0.57; 2025-26: 0.54; 2026-27: 0.51; 2027-28: 0.48; 2028-29: 0.45; 2029-30: 0.42; 2030-31: 0.39; 2031-32: 0.37; 2032-33: 0.35; 2033-34: 0.32; 2034-35: 0.3; 2035-36: 0.28; 2036-37: 0.26; 2037-38: 0.24; 2038-39: 0.22; 2039-40: 0.2; 2040-41: 0.19; 2041-42: 0.17; 2042-43: 0.16; 2043-44: 0.14; 2044-45: 0.12; 2045-46: 0.12; 2046-47: 0.11; 2047-48: 0.11; 2048-49: 0.1; 2049-50: 0.1
16FP | Percentage of consumption driven by climate change | 16BL | % | 1 | 2019-20: 0%; 2020-21: 0%; 2021-22: 0%; 2022-23: 0.1%; 2023-24: 0.1%; 2024-25: 0.1%; 2025-26: 0.1%; 2026-27: 0.1%; 2027-28: 0.1%; 2028-29: 0.2%; 2029-30: 0.2%; 2030-31: 0.2%; 2031-32: 0.2%; 2032-33: 0.3%; 2033-34: 0.3%; 2034-35: 0.3%; 2035-36: 0.4%; 2036-37: 0.4%; 2037-38: 0.4%; 2038-39: 0.5%; 2039-40: 0.5%; 2040-41: 0.6%; 2041-42: 0.6%; 2042-43: 0.6%; 2043-44: 0.7%; 2044-45: 0.7%; 2045-46: 0.8%; 2046-47: 0.8%; 2047-48: 0.8%; 2048-49: 0.8%; 2049-50: 0.9%
17FP | Volume of consumption driven by climate change | 16FP * (12FP + sum(13FP:15FP) - sum (23FP:26FP)) | Ml/d | 2 | 2019-20: 0; 2020-21: 0; 2021-22: 0; 2022-23: 0.00343; 2023-24: 0.00338; 2024-25: 0.00338; 2025-26: 0.00336; 2026-27: 0.00334; 2027-28: 0.00332; 2028-29: 0.00662; 2029-30: 0.00654; 2030-31: 0.00646; 2031-32: 0.00644; 2032-33: 0.00963; 2033-34: 0.00957; 2034-35: 0.00951; 2035-36: 0.0126; 2036-37: 0.01248; 2037-38: 0.01244; 2038-39: 0.01545; 2039-40: 0.0153; 2040-41: 0.01836; 2041-42: 0.01818; 2042-43: 0.01806; 2043-44: 0.02093; 2044-45: 0.02086; 2045-46: 0.02384; 2046-47: 0.02384; 2047-48: 0.02384; 2048-49: 0.02384; 2049-50: 0.02673
18FP | Measured Household - PCC | ((14FP - 25FP) * 1,000,000) / (39FP * 1000) | l/h/d | 1 | 2019-20: 117.9907; 2020-21: 116.9424; 2021-22: 115.8301; 2022-23: 115.4621; 2023-24: 112.6355; 2024-25: 112.5949; 2025-26: 110.9912; 2026-27: 110.2792; 2027-28: 109.6983; 2028-29: 109.9931; 2029-30: 108.4408; 2030-31: 107.4748; 2031-32: 106.9698; 2032-33: 106.9646; 2033-34: 106.4832; 2034-35: 106.0153; 2035-36: 105.1461; 2036-37: 103.8651; 2037-38: 103.5065; 2038-39: 102.6778; 2039-40: 101.7755; 2040-41: 101.3829; 2041-42: 100.5468; 2042-43: 99.7114; 2043-44: 98.8939; 2044-45: 98.946; 2045-46: 98.7222; 2046-47: 98.5013; 2047-48: 98.2708; 2048-49: 98.031; 2049-50: 97.4756
19FP | Unmeasured Household - PCC | ((15FP - 26FP) * 1,000,000) / (40FP * 1000) | l/h/d | 1 | 2019-20: 238.9525; 2020-21: 234.6446; 2021-22: 235.9347; 2022-23: 235.1581; 2023-24: 233.7023; 2024-25: 231.5422; 2025-26: 231.9109; 2026-27: 235.8722; 2027-28: 234.4971; 2028-29: 232.5581; 2029-30: 229.682; 2030-31: 225.9887; 2031-32: 234.4273; 2032-33: 236.0515; 2033-34: 229.709; 2034-35: 229.6965; 2035-36: 229.0749; 2036-37: 227.9202; 2037-38: 225.641; 2038-39: 233.3333; 2039-40: 229.1918; 2040-41: 237.1542; 2041-42: 230.8802; 2042-43: 238.8535; 2043-44: 229.682; 2044-45: 217.8218; 2045-46: 229.1667; 2046-47: 219.7802; 2047-48: 232.0186; 2048-49: 220.5882; 2049-50: 220.5882
20FP | Average Household - PCC | (((14FP - 25FP) + (15FP - 26FP)) * 1,000,000)/ ((39FP + 40FP) * 1,000) | l/h/d | 1 | 2019-20: 136.3073; 2020-21: 133.6401; 2021-22: 131.8724; 2022-23: 130.2792; 2023-24: 126.5823; 2024-25: 125.3273; 2025-26: 123.0513; 2026-27: 122.0016; 2027-28: 120.5971; 2028-29: 120.0181; 2029-30: 117.7267; 2030-31: 115.9603; 2031-32: 115.4879; 2032-33: 115.0091; 2033-34: 113.6263; 2034-35: 112.6773; 2035-36: 111.336; 2036-37: 109.5914; 2037-38: 108.7051; 2038-39: 107.7886; 2039-40: 106.3416; 2040-41: 105.8156; 2041-42: 104.4118; 2042-43: 103.4307; 2043-44: 102.0279; 2044-45: 101.4737; 2045-46: 101.3443; 2046-47: 100.7997; 2047-48: 100.6586; 2048-49: 100.0906; 2049-50: 99.5331
21FP | Water taken unbilled | 21BL + 21.1FP | Ml/d | 2 | 2019-20: 0.13; 2020-21: 0.13; 2021-22: 0.12; 2022-23: 0.14; 2023-24: 0.14; 2024-25: 0.13; 2025-26: 0.12; 2026-27: 0.13; 2027-28: 0.13; 2028-29: 0.13; 2029-30: 0.13; 2030-31: 0.14; 2031-32: 0.13; 2032-33: 0.13; 2033-34: 0.14; 2034-35: 0.14; 2035-36: 0.14; 2036-37: 0.13; 2037-38: 0.13; 2038-39: 0.13; 2039-40: 0.15; 2040-41: 0.13; 2041-42: 0.14; 2042-43: 0.13; 2043-44: 0.13; 2044-45: 0.14; 2045-46: 0.14; 2046-47: 0.14; 2047-48: 0.13; 2048-49: 0.13; 2049-50: 0.15
22FP | Distribution system operational use | 22BL + 22.1FP | Ml/d | 2 | 2019-20: 0.03; 2020-21: 0.03; 2021-22: 0.03; 2022-23: 0.03; 2023-24: 0.03; 2024-25: 0.03; 2025-26: 0.03; 2026-27: 0.03; 2027-28: 0.03; 2028-29: 0.03; 2029-30: 0.03; 2030-31: 0.03; 2031-32: 0.03; 2032-33: 0.03; 2033-34: 0.03; 2034-35: 0.03; 2035-36: 0.03; 2036-37: 0.03; 2037-38: 0.03; 2038-39: 0.03; 2039-40: 0.03; 2040-41: 0.03; 2041-42: 0.03; 2042-43: 0.03; 2043-44: 0.03; 2044-45: 0.03; 2045-46: 0.03; 2046-47: 0.03; 2047-48: 0.03; 2048-49: 0.03; 2049-50: 0.03
23FP | Measured Non Household - USPL | 23BL + 23.1FP | Ml/d | 2 | 2019-20: 0.01; 2020-21: 0.01; 2021-22: 0.01; 2022-23: 0.01; 2023-24: 0.01; 2024-25: 0.01; 2025-26: 0.01; 2026-27: 0.01; 2027-28: 0.01; 2028-29: 0.01; 2029-30: 0.01; 2030-31: 0.01; 2031-32: 0.01; 2032-33: 0.01; 2033-34: 0.01; 2034-35: 0.01; 2035-36: 0.01; 2036-37: 0.01; 2037-38: 0.01; 2038-39: 0.01; 2039-40: 0.01; 2040-41: 0.01; 2041-42: 0.01; 2042-43: 0.01; 2043-44: 0.01; 2044-45: 0.01; 2045-46: 0.01; 2046-47: 0.01; 2047-48: 0.01; 2048-49: 0.01; 2049-50: 0.01
24FP | Unmeasured Non Household - USPL | 24BL + 24.1FP | Ml/d | 2 | 2019-20: 0; 2020-21: 0; 2021-22: 0; 2022-23: 0; 2023-24: 0; 2024-25: 0; 2025-26: 0; 2026-27: 0; 2027-28: 0; 2028-29: 0; 2029-30: 0; 2030-31: 0; 2031-32: 0; 2032-33: 0; 2033-34: 0; 2034-35: 0; 2035-36: 0; 2036-37: 0; 2037-38: 0; 2038-39: 0; 2039-40: 0; 2040-41: 0; 2041-42: 0; 2042-43: 0; 2043-44: 0; 2044-45: 0; 2045-46: 0; 2046-47: 0; 2047-48: 0; 2048-49: 0; 2049-50: 0
25FP | Measured Household - USPL | 25BL + 25.1FP | Ml/d | 2 | 2019-20: 0.12; 2020-21: 0.11; 2021-22: 0.11; 2022-23: 0.11; 2023-24: 0.1; 2024-25: 0.1; 2025-26: 0.1; 2026-27: 0.1; 2027-28: 0.1; 2028-29: 0.08; 2029-30: 0.08; 2030-31: 0.08; 2031-32: 0.08; 2032-33: 0.08; 2033-34: 0.08; 2034-35: 0.08; 2035-36: 0.08; 2036-37: 0.09; 2037-38: 0.09; 2038-39: 0.09; 2039-40: 0.09; 2040-41: 0.09; 2041-42: 0.09; 2042-43: 0.09; 2043-44: 0.09; 2044-45: 0.09; 2045-46: 0.09; 2046-47: 0.09; 2047-48: 0.09; 2048-49: 0.09; 2049-50: 0.09
26FP | Unmeasured Household - USPL | 26BL + 26.1BL | Ml/d | 2 | 2019-20: 0.05; 2020-21: 0.05; 2021-22: 0.05; 2022-23: 0.04; 2023-24: 0.04; 2024-25: 0.04; 2025-26: 0.04; 2026-27: 0.03; 2027-28: 0.03; 2028-29: 0.03; 2029-30: 0.03; 2030-31: 0.03; 2031-32: 0.02; 2032-33: 0.02; 2033-34: 0.02; 2034-35: 0.02; 2035-36: 0.02; 2036-37: 0.02; 2037-38: 0.02; 2038-39: 0.01; 2039-40: 0.01; 2040-41: 0.01; 2041-42: 0.01; 2042-43: 0.01; 2043-44: 0.01; 2044-45: 0.01; 2045-46: 0.01; 2046-47: 0.01; 2047-48: 0.01; 2048-49: 0.01; 2049-50: 0.01
27FP | Void Properties - USPL | 27BL + 27.1FP | Ml/d | 2 | 2019-20: 0.01; 2020-21: 0.01; 2021-22: 0.01; 2022-23: 0.01; 2023-24: 0.01; 2024-25: 0.01; 2025-26: 0.01; 2026-27: 0.01; 2027-28: 0.01; 2028-29: 0.01; 2029-30: 0.01; 2030-31: 0.01; 2031-32: 0.01; 2032-33: 0.01; 2033-34: 0.01; 2034-35: 0.01; 2035-36: 0.01; 2036-37: 0.01; 2037-38: 0.01; 2038-39: 0.01; 2039-40: 0.01; 2040-41: 0.01; 2041-42: 0.01; 2042-43: 0.01; 2043-44: 0.01; 2044-45: 0.01; 2045-46: 0.01; 2046-47: 0.01; 2047-48: 0.01; 2048-49: 0.01; 2049-50: 0.01
28FP | Distribution losses | 28BL + 28.1FP | Ml/d | 2 | 2019-20: 1.17; 2020-21: 1.14; 2021-22: 1.13; 2022-23: 1.1; 2023-24: 1.08; 2024-25: 1.06; 2025-26: 1.06; 2026-27: 1.06; 2027-28: 1.06; 2028-29: 1.06; 2029-30: 1.06; 2030-31: 1.06; 2031-32: 1.06; 2032-33: 1.06; 2033-34: 1.06; 2034-35: 1.06; 2035-36: 0.82; 2036-37: 0.82; 2037-38: 0.67; 2038-39: 0.67; 2039-40: 0.65; 2040-41: 0.64; 2041-42: 0.64; 2042-43: 0.64; 2043-44: 0.64; 2044-45: 0.64; 2045-46: 0.64; 2046-47: 0.63; 2047-48: 0.63; 2048-49: 0.63; 2049-50: 0.62
29FP | Total Leakage | sum (23FP:28FP) | Ml/d | 2 | 2019-20: 1.36; 2020-21: 1.32; 2021-22: 1.31; 2022-23: 1.27; 2023-24: 1.24; 2024-25: 1.22; 2025-26: 1.22; 2026-27: 1.21; 2027-28: 1.21; 2028-29: 1.19; 2029-30: 1.19; 2030-31: 1.19; 2031-32: 1.18; 2032-33: 1.18; 2033-34: 1.18; 2034-35: 1.18; 2035-36: 0.94; 2036-37: 0.95; 2037-38: 0.8; 2038-39: 0.79; 2039-40: 0.77; 2040-41: 0.76; 2041-42: 0.76; 2042-43: 0.76; 2043-44: 0.76; 2044-45: 0.76; 2045-46: 0.76; 2046-47: 0.75; 2047-48: 0.75; 2048-49: 0.75; 2049-50: 0.74
30FP | Leakage/property | (29FP * 1,000,000) / (36FP * 1,000) | l/prop/d | 2 | 2019-20: 146.6307; 2020-21: 139.9491; 2021-22: 136.5437; 2022-23: 130.1763; 2023-24: 125.5696; 2024-25: 122.0366; 2025-26: 120.0551; 2026-27: 117.6585; 2027-28: 116.4021; 2028-29: 113.4846; 2029-30: 112.5934; 2030-31: 111.7371; 2031-32: 109.9413; 2032-33: 109.1279; 2033-34: 108.3264; 2034-35: 107.5759; 2035-36: 85.1295; 2036-37: 85.4547; 2037-38: 71.4796; 2038-39: 70.1225; 2039-40: 67.9072; 2040-41: 66.6024; 2041-42: 66.1906; 2042-43: 65.7952; 2043-44: 65.3932; 2044-45: 65.0073; 2045-46: 64.6313; 2046-47: 63.4142; 2047-48: 63.057; 2048-49: 62.6881; 2049-50: 61.5078
31FP | Measured Non Household - properties | Input | 000's | 2 | 2019-20: 0.605; 2020-21: 0.611; 2021-22: 0.616; 2022-23: 0.622; 2023-24: 0.629; 2024-25: 0.634; 2025-26: 0.639; 2026-27: 0.645; 2027-28: 0.65; 2028-29: 0.655; 2029-30: 0.659; 2030-31: 0.662; 2031-32: 0.664; 2032-33: 0.665; 2033-34: 0.667; 2034-35: 0.669; 2035-36: 0.67; 2036-37: 0.671; 2037-38: 0.673; 2038-39: 0.674; 2039-40: 0.674; 2040-41: 0.675; 2041-42: 0.676; 2042-43: 0.677; 2043-44: 0.679; 2044-45: 0.68; 2045-46: 0.682; 2046-47: 0.683; 2047-48: 0.685; 2048-49: 0.687; 2049-50: 0.689
32FP | Unmeasured Non Household - properties | Input | 000's | 2 | 2019-20: 0.002; 2020-21: 0.002; 2021-22: 0.002; 2022-23: 0.002; 2023-24: 0.003; 2024-25: 0.003; 2025-26: 0.003; 2026-27: 0.003; 2027-28: 0.003; 2028-29: 0.003; 2029-30: 0.003; 2030-31: 0.003; 2031-32: 0.003; 2032-33: 0.003; 2033-34: 0.003; 2034-35: 0.003; 2035-36: 0.003; 2036-37: 0.003; 2037-38: 0.003; 2038-39: 0.003; 2039-40: 0.003; 2040-41: 0.003; 2041-42: 0.003; 2042-43: 0.003; 2043-44: 0.003; 2044-45: 0.003; 2045-46: 0.003; 2046-47: 0.003; 2047-48: 0.003; 2048-49: 0.003; 2049-50: 0.003
33FP | All void non-households - properties | Input | 000's | 2 | 2019-20: 0; 2020-21: 0; 2021-22: 0; 2022-23: 0; 2023-24: 0; 2024-25: 0; 2025-26: 0; 2026-27: 0; 2027-28: 0; 2028-29: 0; 2029-30: 0; 2030-31: 0; 2031-32: 0; 2032-33: 0; 2033-34: 0; 2034-35: 0; 2035-36: 0; 2036-37: 0; 2037-38: 0; 2038-39: 0; 2039-40: 0; 2040-41: 0; 2041-42: 0; 2042-43: 0; 2043-44: 0; 2044-45: 0; 2045-46: 0; 2046-47: 0; 2047-48: 0; 2048-49: 0; 2049-50: 0
34FP | Measured households - properties (excl. void) | Year before + sum (34.1BL:34.6BL) | 000's | 2 | 2019-20: 7.353; 2020-21: 7.562; 2021-22: 7.77; 2022-23: 7.986; 2023-24: 8.154; 2024-25: 8.326; 2025-26: 8.532; 2026-27: 8.691; 2027-28: 8.84; 2028-29: 8.966; 2029-30: 9.085; 2030-31: 9.199; 2031-32: 9.317; 2032-33: 9.432; 2033-34: 9.542; 2034-35: 9.649; 2035-36: 9.753; 2036-37: 9.857; 2037-38: 9.959; 2038-39: 10.06; 2039-40: 10.16; 2040-41: 10.257; 2041-42: 10.352; 2042-43: 10.444; 2043-44: 10.536; 2044-45: 10.626; 2045-46: 10.701; 2046-47: 10.775; 2047-48: 10.849; 2048-49: 10.923; 2049-50: 10.987
34.1FP | New build properties - properties | Input (new builds in each year) | 000's | 2 | 2019-20: 0.153; 2020-21: 0.136; 2021-22: 0.14; 2022-23: 0.154; 2023-24: 0.109; 2024-25: 0.115; 2025-26: 0.159; 2026-27: 0.113; 2027-28: 0.105; 2028-29: 0.083; 2029-30: 0.078; 2030-31: 0.075; 2031-32: 0.079; 2032-33: 0.078; 2033-34: 0.075; 2034-35: 0.073; 2035-36: 0.071; 2036-37: 0.072; 2037-38: 0.071; 2038-39: 0.072; 2039-40: 0.071; 2040-41: 0.07; 2041-42: 0.068; 2042-43: 0.067; 2043-44: 0.067; 2044-45: 0.066; 2045-46: 0.065; 2046-47: 0.065; 2047-48: 0.065; 2048-49: 0.065; 2049-50: 0.064
34.2FP | Meter optants - properties | Input (meter optants in each year) | 000's | 2 | 2019-20: 0.047; 2020-21: 0.045; 2021-22: 0.041; 2022-23: 0.036; 2023-24: 0.034; 2024-25: 0.033; 2025-26: 0.024; 2026-27: 0.023; 2027-28: 0.022; 2028-29: 0.022; 2029-30: 0.021; 2030-31: 0.02; 2031-32: 0.02; 2032-33: 0.019; 2033-34: 0.018; 2034-35: 0.018; 2035-36: 0.017; 2036-37: 0.017; 2037-38: 0.016; 2038-39: 0.015; 2039-40: 0.015; 2040-41: 0.014; 2041-42: 0.014; 2042-43: 0.013; 2043-44: 0.013; 2044-45: 0.013; 2045-46: 0; 2046-47: 0; 2047-48: 0; 2048-49: 0; 2049-50: 0
34.3FP | Compulsory metering - properties | Input (compulsory meters in each year) | 000's | 2 | 2019-20: 0; 2020-21: 0; 2021-22: 0; 2022-23: 0; 2023-24: 0; 2024-25: 0; 2025-26: 0; 2026-27: 0; 2027-28: 0; 2028-29: 0; 2029-30: 0; 2030-31: 0; 2031-32: 0; 2032-33: 0; 2033-34: 0; 2034-35: 0; 2035-36: 0; 2036-37: 0; 2037-38: 0; 2038-39: 0; 2039-40: 0; 2040-41: 0; 2041-42: 0; 2042-43: 0; 2043-44: 0; 2044-45: 0; 2045-46: 0; 2046-47: 0; 2047-48: 0; 2048-49: 0; 2049-50: 0
34.4FP | Metering on change of occupancy - properties | Input (change of occupancy meters in each year) | 000's | 2 | 2019-20: 0.028; 2020-21: 0.027; 2021-22: 0.026; 2022-23: 0.025; 2023-24: 0.024; 2024-25: 0.023; 2025-26: 0.022; 2026-27: 0.022; 2027-28: 0.021; 2028-29: 0.02; 2029-30: 0.019; 2030-31: 0.018; 2031-32: 0.018; 2032-33: 0.017; 2033-34: 0.016; 2034-35: 0.015; 2035-36: 0.015; 2036-37: 0.014; 2037-38: 0.014; 2038-39: 0.013; 2039-40: 0.013; 2040-41: 0.012; 2041-42: 0.012; 2042-43: 0.011; 2043-44: 0.011; 2044-45: 0.01; 2045-46: 0.01; 2046-47: 0.009; 2047-48: 0.009; 2048-49: 0.009; 2049-50: 0
34.5FP | Selective metering - properties | Input (selective meters in each year) | 000's | 2 | 2019-20: 0.001; 2020-21: 0.001; 2021-22: 0.001; 2022-23: 0.001; 2023-24: 0.001; 2024-25: 0.001; 2025-26: 0.001; 2026-27: 0.001; 2027-28: 0.001; 2028-29: 0.001; 2029-30: 0.001; 2030-31: 0.001; 2031-32: 0.001; 2032-33: 0.001; 2033-34: 0.001; 2034-35: 0.001; 2035-36: 0.001; 2036-37: 0.001; 2037-38: 0.001; 2038-39: 0.001; 2039-40: 0.001; 2040-41: 0.001; 2041-42: 0.001; 2042-43: 0.001; 2043-44: 0.001; 2044-45: 0.001; 2045-46: 0; 2046-47: 0; 2047-48: 0; 2048-49: 0; 2049-50: 0
34.6FP | Other changes to existing metering - properties | Input (other changes to meters in each year) | 000's | 2 | 2019-20: 0; 2020-21: 0; 2021-22: 0; 2022-23: 0; 2023-24: 0; 2024-25: 0; 2025-26: 0; 2026-27: 0; 2027-28: 0; 2028-29: 0; 2029-30: 0; 2030-31: 0; 2031-32: 0; 2032-33: 0; 2033-34: 0; 2034-35: 0; 2035-36: 0; 2036-37: 0; 2037-38: 0; 2038-39: 0; 2039-40: 0; 2040-41: 0; 2041-42: 0; 2042-43: 0; 2043-44: 0; 2044-45: 0; 2045-46: 0; 2046-47: 0; 2047-48: 0; 2048-49: 0; 2049-50: 0
34.7FP | Measured household void properties | Input | 000's | 2 | 2019-20: 0.145; 2020-21: 0.149; 2021-22: 0.152; 2022-23: 0.156; 2023-24: 0.16; 2024-25: 0.163; 2025-26: 0.166; 2026-27: 0.169; 2027-28: 0.172; 2028-29: 0.175; 2029-30: 0.177; 2030-31: 0.18; 2031-32: 0.182; 2032-33: 0.184; 2033-34: 0.187; 2034-35: 0.189; 2035-36: 0.191; 2036-37: 0.193; 2037-38: 0.195; 2038-39: 0.197; 2039-40: 0.199; 2040-41: 0.201; 2041-42: 0.202; 2042-43: 0.204; 2043-44: 0.206; 2044-45: 0.208; 2045-46: 0.209; 2046-47: 0.211; 2047-48: 0.212; 2048-49: 0.214; 2049-50: 0.215
35FP | Unmeasured households - properties (excl. void) | Input | 000's | 2 | 2019-20: 1.148; 2020-21: 1.087; 2021-22: 1.034; 2022-23: 0.971; 2023-24: 0.911; 2024-25: 0.854; 2025-26: 0.806; 2026-27: 0.761; 2027-28: 0.716; 2028-29: 0.674; 2029-30: 0.633; 2030-31: 0.594; 2031-32: 0.556; 2032-33: 0.519; 2033-34: 0.484; 2034-35: 0.45; 2035-36: 0.417; 2036-37: 0.385; 2037-38: 0.355; 2038-39: 0.326; 2039-40: 0.297; 2040-41: 0.27; 2041-42: 0.244; 2042-43: 0.219; 2043-44: 0.194; 2044-45: 0.171; 2045-46: 0.161; 2046-47: 0.152; 2047-48: 0.142; 2048-49: 0.134; 2049-50: 0.134
35.1FP | Unmeasured household void properties | Input | 000's | 2 | 2019-20: 0.022; 2020-21: 0.021; 2021-22: 0.02; 2022-23: 0.019; 2023-24: 0.018; 2024-25: 0.017; 2025-26: 0.016; 2026-27: 0.015; 2027-28: 0.014; 2028-29: 0.013; 2029-30: 0.012; 2030-31: 0.012; 2031-32: 0.011; 2032-33: 0.01; 2033-34: 0.01; 2034-35: 0.009; 2035-36: 0.008; 2036-37: 0.008; 2037-38: 0.007; 2038-39: 0.006; 2039-40: 0.006; 2040-41: 0.005; 2041-42: 0.005; 2042-43: 0.004; 2043-44: 0.004; 2044-45: 0.003; 2045-46: 0.003; 2046-47: 0.003; 2047-48: 0.003; 2048-49: 0.003; 2049-50: 0.003
36FP | Total Resource Zone Properties (incl. voids) | sum (31FP:34FP) + 34.7FP + 35BL + 35.1BL | 000's | 2 | 2019-20: 9.275; 2020-21: 9.432; 2021-22: 9.594; 2022-23: 9.756; 2023-24: 9.875; 2024-25: 9.997; 2025-26: 10.162; 2026-27: 10.284; 2027-28: 10.395; 2028-29: 10.486; 2029-30: 10.569; 2030-31: 10.65; 2031-32: 10.733; 2032-33: 10.813; 2033-34: 10.893; 2034-35: 10.969; 2035-36: 11.042; 2036-37: 11.117; 2037-38: 11.192; 2038-39: 11.266; 2039-40: 11.339; 2040-41: 11.411; 2041-42: 11.482; 2042-43: 11.551; 2043-44: 11.622; 2044-45: 11.691; 2045-46: 11.759; 2046-47: 11.827; 2047-48: 11.894; 2048-49: 11.964; 2049-50: 12.031
37FP | Measured Non Household - Population | Input | 000's | 2 | 2019-20: 0.529; 2020-21: 0.54; 2021-22: 0.545; 2022-23: 0.56; 2023-24: 0.57; 2024-25: 0.577; 2025-26: 0.582; 2026-27: 0.588; 2027-28: 0.595; 2028-29: 0.605; 2029-30: 0.614; 2030-31: 0.625; 2031-32: 0.644; 2032-33: 0.659; 2033-34: 0.672; 2034-35: 0.682; 2035-36: 0.692; 2036-37: 0.702; 2037-38: 0.713; 2038-39: 0.723; 2039-40: 0.733; 2040-41: 0.744; 2041-42: 0.756; 2042-43: 0.766; 2043-44: 0.778; 2044-45: 0.79; 2045-46: 0.804; 2046-47: 0.819; 2047-48: 0.833; 2048-49: 0.847; 2049-50: 0.861
38FP | Unmeasured Non Household - Population | Input | 000's | 2 | 2019-20: 0.002; 2020-21: 0.002; 2021-22: 0.002; 2022-23: 0.002; 2023-24: 0.002; 2024-25: 0.002; 2025-26: 0.002; 2026-27: 0.002; 2027-28: 0.002; 2028-29: 0.002; 2029-30: 0.002; 2030-31: 0.003; 2031-32: 0.003; 2032-33: 0.003; 2033-34: 0.003; 2034-35: 0.003; 2035-36: 0.003; 2036-37: 0.003; 2037-38: 0.003; 2038-39: 0.003; 2039-40: 0.003; 2040-41: 0.003; 2041-42: 0.003; 2042-43: 0.003; 2043-44: 0.003; 2044-45: 0.003; 2045-46: 0.003; 2046-47: 0.003; 2047-48: 0.003; 2048-49: 0.003; 2049-50: 0.003
39FP | Measured Household - Population | Input | 000's | 2 | 2019-20: 17.12; 2020-21: 17.53; 2021-22: 17.871; 2022-23: 18.361; 2023-24: 18.733; 2024-25: 19.095; 2025-26: 19.461; 2026-27: 19.768; 2027-28: 20.055; 2028-29: 20.274; 2029-30: 20.472; 2030-31: 20.656; 2031-32: 20.847; 2032-33: 21.035; 2033-34: 21.224; 2034-35: 21.412; 2035-36: 21.589; 2036-37: 21.759; 2037-38: 21.931; 2038-39: 22.108; 2039-40: 22.304; 2040-41: 22.489; 2041-42: 22.676; 2042-43: 22.866; 2043-44: 23.055; 2044-45: 23.245; 2045-46: 23.399; 2046-47: 23.553; 2047-48: 23.71; 2048-49: 23.87; 2049-50: 24.006
40FP | Unmeasured Household - Population | Input | 000's | 2 | 2019-20: 3.055; 2020-21: 2.898; 2021-22: 2.755; 2022-23: 2.594; 2023-24: 2.439; 2024-25: 2.289; 2025-26: 2.156; 2026-27: 2.035; 2027-28: 1.919; 2028-29: 1.806; 2029-30: 1.698; 2030-31: 1.593; 2031-32: 1.493; 2032-33: 1.398; 2033-34: 1.306; 2034-35: 1.219; 2035-36: 1.135; 2036-37: 1.053; 2037-38: 0.975; 2038-39: 0.9; 2039-40: 0.829; 2040-41: 0.759; 2041-42: 0.693; 2042-43: 0.628; 2043-44: 0.566; 2044-45: 0.505; 2045-46: 0.48; 2046-47: 0.455; 2047-48: 0.431; 2048-49: 0.408; 2049-50: 0.408
41FP | Total Resource Zone Population | sum (37FP:40FP) | 000's | 2 | 2019-20: 20.706; 2020-21: 20.97; 2021-22: 21.173; 2022-23: 21.517; 2023-24: 21.744; 2024-25: 21.963; 2025-26: 22.201; 2026-27: 22.393; 2027-28: 22.571; 2028-29: 22.687; 2029-30: 22.786; 2030-31: 22.877; 2031-32: 22.987; 2032-33: 23.095; 2033-34: 23.205; 2034-35: 23.316; 2035-36: 23.419; 2036-37: 23.517; 2037-38: 23.622; 2038-39: 23.734; 2039-40: 23.869; 2040-41: 23.995; 2041-42: 24.128; 2042-43: 24.263; 2043-44: 24.402; 2044-45: 24.543; 2045-46: 24.686; 2046-47: 24.83; 2047-48: 24.977; 2048-49: 25.128; 2049-50: 25.278
42FP | Average household occupancy rate (excl. voids) | (39FP + 40FP) / (34FP + 35FP) | h/prop | 1 | 2019-20: 2.3733; 2020-21: 2.3619; 2021-22: 2.3428; 2022-23: 2.3395; 2023-24: 2.3356; 2024-25: 2.3294; 2025-26: 2.3149; 2026-27: 2.3067; 2027-28: 2.2995; 2028-29: 2.2905; 2029-30: 2.2813; 2030-31: 2.2719; 2031-32: 2.2627; 2032-33: 2.2543; 2033-34: 2.2472; 2034-35: 2.2409; 2035-36: 2.2344; 2036-37: 2.2273; 2037-38: 2.2209; 2038-39: 2.2153; 2039-40: 2.2122; 2040-41: 2.2084; 2041-42: 2.2055; 2042-43: 2.2033; 2043-44: 2.2014; 2044-45: 2.1997; 2045-46: 2.1984; 2046-47: 2.1971; 2047-48: 2.1964; 2048-49: 2.1957; 2049-50: 2.1953
43FP | Total Household Metering penetration (excl. voids) | 34FP / (34FP + 35FP) | % | 1 | 2019-20: 86.5%; 2020-21: 87.43%; 2021-22: 88.26%; 2022-23: 89.16%; 2023-24: 89.95%; 2024-25: 90.7%; 2025-26: 91.37%; 2026-27: 91.95%; 2027-28: 92.51%; 2028-29: 93.01%; 2029-30: 93.49%; 2030-31: 93.93%; 2031-32: 94.37%; 2032-33: 94.78%; 2033-34: 95.17%; 2034-35: 95.54%; 2035-36: 95.9%; 2036-37: 96.24%; 2037-38: 96.56%; 2038-39: 96.86%; 2039-40: 97.16%; 2040-41: 97.44%; 2041-42: 97.7%; 2042-43: 97.95%; 2043-44: 98.19%; 2044-45: 98.42%; 2045-46: 98.52%; 2046-47: 98.61%; 2047-48: 98.71%; 2048-49: 98.79%; 2049-50: 98.8%
44FP | Total Household Metering penetration (incl. voids) | (34FP) / (34FP + 34.7FP + 35FP + 35.1FP) | % | 1 | 2019-20: 84.83%; 2020-21: 85.75%; 2021-22: 86.56%; 2022-23: 87.45%; 2023-24: 88.22%; 2024-25: 88.95%; 2025-26: 89.62%; 2026-27: 90.19%; 2027-28: 90.74%; 2028-29: 91.23%; 2029-30: 91.7%; 2030-31: 92.13%; 2031-32: 92.56%; 2032-33: 92.97%; 2033-34: 93.34%; 2034-35: 93.71%; 2035-36: 94.06%; 2036-37: 94.39%; 2037-38: 94.7%; 2038-39: 95%; 2039-40: 95.29%; 2040-41: 95.57%; 2041-42: 95.83%; 2042-43: 96.07%; 2043-44: 96.31%; 2044-45: 96.53%; 2045-46: 96.63%; 2046-47: 96.71%; 2047-48: 96.81%; 2048-49: 96.89%; 2049-50: 96.9%
45FP | Distribution input | sum (12FP:15FP) + 21FP + 22FP + 27FP + 28FP | Ml/d | 2 | 2019-20: 4.97; 2020-21: 4.91; 2021-22: 4.88; 2022-23: 4.87; 2023-24: 4.79; 2024-25: 4.76; 2025-26: 4.73; 2026-27: 4.71; 2027-28: 4.69; 2028-29: 4.66; 2029-30: 4.62; 2030-31: 4.59; 2031-32: 4.56; 2032-33: 4.55; 2033-34: 4.54; 2034-35: 4.52; 2035-36: 4.26; 2036-37: 4.23; 2037-38: 4.07; 2038-39: 4.04; 2039-40: 4.01; 2040-41: 3.98; 2041-42: 3.96; 2042-43: 3.93; 2043-44: 3.91; 2044-45: 3.91; 2045-46: 3.91; 2046-47: 3.9; 2047-48: 3.89; 2048-49: 3.89; 2049-50: 3.89
46FP | Target headroom (climate change component) | Input | Ml/d | 2 | 2019-20: 0.00013683; 2020-21: 0.00013683; 2021-22: 0.00013683; 2022-23: 0.00013683; 2023-24: 0.00013683; 2024-25: 0.00013683; 2025-26: 0.00013683; 2026-27: 0.00015223; 2027-28: 0.00056181; 2028-29: 0.00068263; 2029-30: 0.00112; 2030-31: 0.00080548; 2031-32: 0.00047881; 2032-33: 0.0011333; 2033-34: 0.00044703; 2034-35: 0.00087778; 2035-36: 0.0010182; 2036-37: 0.00056419; 2037-38: 0.00078232; 2038-39: 0.0009729; 2039-40: 0; 2040-41: 0; 2041-42: 0; 2042-43: 0; 2043-44: 0; 2044-45: 0; 2045-46: 0; 2046-47: 0; 2047-48: 0; 2048-49: 0; 2049-50: 0
47FP | Target headroom (All other components) | Input | Ml/d | 2 | 2019-20: 0.21607; 2020-21: 0.21607; 2021-22: 0.21607; 2022-23: 0.21607; 2023-24: 0.21607; 2024-25: 0.21607; 2025-26: 0.21607; 2026-27: 0.21091; 2027-28: 0.20954; 2028-29: 0.21099; 2029-30: 0.21345; 2030-31: 0.19188; 2031-32: 0.19782; 2032-33: 0.19974; 2033-34: 0.20416; 2034-35: 0.21447; 2035-36: 0.17216; 2036-37: 0.15316; 2037-38: 0.16058; 2038-39: 0.27683; 2039-40: 0.21872; 2040-41: 0.22779; 2041-42: 0.23533; 2042-43: 0.24167; 2043-44: 0.25184; 2044-45: 0.25341; 2045-46: 0.21764; 2046-47: 0.2775; 2047-48: 0.27671; 2048-49: 0.27989; 2049-50: 0.27884
48FP | Target Headroom | 46FP + 47FP | Ml/d | 2 | 2019-20: 0.21621; 2020-21: 0.21621; 2021-22: 0.21621; 2022-23: 0.21621; 2023-24: 0.21621; 2024-25: 0.21621; 2025-26: 0.21621; 2026-27: 0.21106; 2027-28: 0.2101; 2028-29: 0.21167; 2029-30: 0.21457; 2030-31: 0.19268; 2031-32: 0.1983; 2032-33: 0.20087; 2033-34: 0.20461; 2034-35: 0.21535; 2035-36: 0.17318; 2036-37: 0.15373; 2037-38: 0.16136; 2038-39: 0.2778; 2039-40: 0.21872; 2040-41: 0.22779; 2041-42: 0.23533; 2042-43: 0.24167; 2043-44: 0.25184; 2044-45: 0.25341; 2045-46: 0.21764; 2046-47: 0.2775; 2047-48: 0.27671; 2048-49: 0.27989; 2049-50: 0.27884
49FP | Available Headroom | 11FP - 45FP | Ml/d | 2 | 2019-20: 1.4; 2020-21: 1.46; 2021-22: 1.49; 2022-23: 1.5; 2023-24: 1.58; 2024-25: 1.61; 2025-26: 1.151; 2026-27: 1.191; 2027-28: 1.241; 2028-29: 1.041; 2029-30: 1.331; 2030-31: 0.332; 2031-32: 0.362; 2032-33: 0.301; 2033-34: 0.301; 2034-35: 0.321; 2035-36: 0.271; 2036-37: 0.251; 2037-38: 0.261; 2038-39: 0.381; 2039-40: 0.321; 2040-41: 0.331; 2041-42: 0.341; 2042-43: 0.341; 2043-44: 0.351; 2044-45: 0.351; 2045-46: 0.321; 2046-47: 0.381; 2047-48: 0.381; 2048-49: 0.381; 2049-50: 0.381
49.1FP | Available non-potable balance (if applicable) | 1.1FP - 12.1FP | Ml/d | 2 | 2019-20: 0; 2020-21: 0; 2021-22: 0; 2022-23: 0; 2023-24: 0; 2024-25: 0; 2025-26: 0; 2026-27: 0; 2027-28: 0; 2028-29: 0; 2029-30: 0; 2030-31: 0; 2031-32: 0; 2032-33: 0; 2033-34: 0; 2034-35: 0; 2035-36: 0; 2036-37: 0; 2037-38: 0; 2038-39: 0; 2039-40: 0; 2040-41: 0; 2041-42: 0; 2042-43: 0; 2043-44: 0; 2044-45: 0; 2045-46: 0; 2046-47: 0; 2047-48: 0; 2048-49: 0; 2049-50: 0
50FP | Supply Demand Balance | 49FP - 48FP | Ml/d | 2 | 2019-20: 1.1838; 2020-21: 1.2438; 2021-22: 1.2738; 2022-23: 1.2838; 2023-24: 1.3638; 2024-25: 1.3938; 2025-26: 0.93479; 2026-27: 0.97994; 2027-28: 1.0309; 2028-29: 0.82933; 2029-30: 1.1164; 2030-31: 0.13932; 2031-32: 0.1637; 2032-33: 0.10013; 2033-34: 0.096391; 2034-35: 0.10565; 2035-36: 0.097817; 2036-37: 0.097274; 2037-38: 0.099637; 2038-39: 0.1032; 2039-40: 0.10228; 2040-41: 0.10321; 2041-42: 0.10567; 2042-43: 0.099328; 2043-44: 0.099164; 2044-45: 0.097587; 2045-46: 0.10336; 2046-47: 0.1035; 2047-48: 0.10429; 2048-49: 0.10111; 2049-50: 0.10216
Water Company | Anglian Water | Version | V3.1
WRZ | AWSNED | Planning Scenario | DYCP
Table 3d: DYCP - Baseline | Back to top of sheet
WRMP24 reference | Component | Derivation | Unit | Decimal places | 2019-20 | 2020-21 | 2021-22 | 2022-23 | 2023-24 | 2024-25 | 2025-26 | 2026-27 | 2027-28 | 2028-29 | 2029-30 | 2030-31 | 2031-32 | 2032-33 | 2033-34 | 2034-35 | 2035-36 | 2036-37 | 2037-38 | 2038-39 | 2039-40 | 2040-41 | 2041-42 | 2042-43 | 2043-44 | 2044-45 | 2045-46 | 2046-47 | 2047-48 | 2048-49 | 2049-50 | 2050-51 | 2051-52 | 2052-53 | 2053-54 | 2054-55 | 2055-56 | 2056-57 | 2057-58 | 2058-59 | 2059-60 | 2060-61 | 2061-62 | 2062-63 | 2063-64 | 2064-65 | 2065-66 | 2066-67 | 2067-68 | 2068-69 | 2069-70 | 2070-71 | 2071-72 | 2072-73 | 2073-74 | 2074-75 | 2075-76 | 2076-77 | 2077-78 | 2078-79 | 2079-80 | 2080-81 | 2081-82 | 2082-83 | 2083-84 | 2084-85 | 2085-86 | 2086-87 | 2087-88 | 2088-89 | 2089-90 | 2090-91 | 2091-92 | 2092-93 | 2093-94 | 2094-95 | 2095-96 | 2096-97 | 2097-98 | 2098-99 | 2099-100
1BL | Raw water abstracted | Input | Ml/d | 2 | 2019-20: 0; 2020-21: 0; 2021-22: 0; 2022-23: 0; 2023-24: 0; 2024-25: 0; 2025-26: 0; 2026-27: 0; 2027-28: 0; 2028-29: 0; 2029-30: 0; 2030-31: 0; 2031-32: 0; 2032-33: 0; 2033-34: 0; 2034-35: 0; 2035-36: 0; 2036-37: 0; 2037-38: 0; 2038-39: 0; 2039-40: 0; 2040-41: 0; 2041-42: 0; 2042-43: 0; 2043-44: 0; 2044-45: 0; 2045-46: 0; 2046-47: 0; 2047-48: 0; 2048-49: 0; 2049-50: 0
1.1BL | Non-potable water supplies | Input | Ml/d | 2 | 2019-20: 0; 2020-21: 0; 2021-22: 0; 2022-23: 0; 2023-24: 0; 2024-25: 0; 2025-26: 0; 2026-27: 0; 2027-28: 0; 2028-29: 0; 2029-30: 0; 2030-31: 0; 2031-32: 0; 2032-33: 0; 2033-34: 0; 2034-35: 0; 2035-36: 0; 2036-37: 0; 2037-38: 0; 2038-39: 0; 2039-40: 0; 2040-41: 0; 2041-42: 0; 2042-43: 0; 2043-44: 0; 2044-45: 0; 2045-46: 0; 2046-47: 0; 2047-48: 0; 2048-49: 0; 2049-50: 0
2BL | Raw water imported | Input | Ml/d | 2 | 2019-20: 0; 2020-21: 0; 2021-22: 0; 2022-23: 0; 2023-24: 0; 2024-25: 0; 2025-26: 0; 2026-27: 0; 2027-28: 0; 2028-29: 0; 2029-30: 0; 2030-31: 0; 2031-32: 0; 2032-33: 0; 2033-34: 0; 2034-35: 0; 2035-36: 0; 2036-37: 0; 2037-38: 0; 2038-39: 0; 2039-40: 0; 2040-41: 0; 2041-42: 0; 2042-43: 0; 2043-44: 0; 2044-45: 0; 2045-46: 0; 2046-47: 0; 2047-48: 0; 2048-49: 0; 2049-50: 0
3BL | Potable water imported | Input | Ml/d | 2 | 2019-20: 0; 2020-21: 0; 2021-22: 0; 2022-23: 0; 2023-24: 0; 2024-25: 0; 2025-26: 0; 2026-27: 0; 2027-28: 0; 2028-29: 0; 2029-30: 0; 2030-31: 0; 2031-32: 0; 2032-33: 0; 2033-34: 0; 2034-35: 0; 2035-36: 0; 2036-37: 0; 2037-38: 0; 2038-39: 0; 2039-40: 0; 2040-41: 0; 2041-42: 0; 2042-43: 0; 2043-44: 0; 2044-45: 0; 2045-46: 0; 2046-47: 0; 2047-48: 0; 2048-49: 0; 2049-50: 0
4BL | Raw water exported enter as -ve | Input | Ml/d | 2 | 2019-20: 0; 2020-21: 0; 2021-22: 0; 2022-23: 0; 2023-24: 0; 2024-25: 0; 2025-26: 0; 2026-27: 0; 2027-28: 0; 2028-29: 0; 2029-30: 0; 2030-31: 0; 2031-32: 0; 2032-33: 0; 2033-34: 0; 2034-35: 0; 2035-36: 0; 2036-37: 0; 2037-38: 0; 2038-39: 0; 2039-40: 0; 2040-41: 0; 2041-42: 0; 2042-43: 0; 2043-44: 0; 2044-45: 0; 2045-46: 0; 2046-47: 0; 2047-48: 0; 2048-49: 0; 2049-50: 0
5BL | Potable water exported enter as -ve | Input | Ml/d | 2 | 2019-20: 0; 2020-21: 0; 2021-22: 0; 2022-23: 0; 2023-24: 0; 2024-25: 0; 2025-26: -0.001; 2026-27: -0.001; 2027-28: -0.001; 2028-29: -0.001; 2029-30: -0.001; 2030-31: -0.001; 2031-32: -0.001; 2032-33: -0.001; 2033-34: -0.001; 2034-35: -0.001; 2035-36: -0.001; 2036-37: -0.001; 2037-38: -0.001; 2038-39: -0.001; 2039-40: -0.001; 2040-41: -0.001; 2041-42: -0.001; 2042-43: -0.001; 2043-44: -0.001; 2044-45: -0.001; 2045-46: -1; 2046-47: -1; 2047-48: -1; 2048-49: -1; 2049-50: -1
6BL | Deployable Output before forecast changes | Input | Ml/d | 2 | 2019-20: 8.21; 2020-21: 8.21; 2021-22: 8.21; 2022-23: 8.21; 2023-24: 8.21; 2024-25: 8.21; 2025-26: 8.21; 2026-27: 8.21; 2027-28: 8.21; 2028-29: 8.21; 2029-30: 8.21; 2030-31: 8.21; 2031-32: 8.21; 2032-33: 8.21; 2033-34: 8.21; 2034-35: 8.21; 2035-36: 8.21; 2036-37: 8.21; 2037-38: 8.21; 2038-39: 8.21; 2039-40: 8.21; 2040-41: 8.21; 2041-42: 8.21; 2042-43: 8.21; 2043-44: 8.21; 2044-45: 8.21; 2045-46: 8.21; 2046-47: 8.21; 2047-48: 8.21; 2048-49: 8.21; 2049-50: 8.21
6.1BL | Deployable Output post forecast changes | 6BL + 7BL | Ml/d | 2 | 2019-20: 8.21; 2020-21: 8.21; 2021-22: 8.21; 2022-23: 8.21; 2023-24: 8.21; 2024-25: 8.21; 2025-26: 8.21; 2026-27: 8.21; 2027-28: 8.21; 2028-29: 8.21; 2029-30: 8.21; 2030-31: 8.21; 2031-32: 8.21; 2032-33: 8.21; 2033-34: 8.21; 2034-35: 8.21; 2035-36: 8.21; 2036-37: 8.21; 2037-38: 8.21; 2038-39: 8.21; 2039-40: 8.21; 2040-41: 8.21; 2041-42: 8.21; 2042-43: 8.21; 2043-44: 8.21; 2044-45: 8.21; 2045-46: 8.21; 2046-47: 8.21; 2047-48: 8.21; 2048-49: 8.21; 2049-50: 8.21
7BL | Baseline forecast changes to Deployable Output | sum (7.1BL:7.6BL) | Ml/d | 2 | 2019-20: 0; 2020-21: 0; 2021-22: 0; 2022-23: 0; 2023-24: 0; 2024-25: 0; 2025-26: 0; 2026-27: 0; 2027-28: 0; 2028-29: 0; 2029-30: 0; 2030-31: 0; 2031-32: 0; 2032-33: 0; 2033-34: 0; 2034-35: 0; 2035-36: 0; 2036-37: 0; 2037-38: 0; 2038-39: 0; 2039-40: 0; 2040-41: 0; 2041-42: 0; 2042-43: 0; 2043-44: 0; 2044-45: 0; 2045-46: 0; 2046-47: 0; 2047-48: 0; 2048-49: 0; 2049-50: 0
7.1BL | Change in DO due to climate change | Input | Ml/d | 2 | 2019-20: 0; 2020-21: 0; 2021-22: 0; 2022-23: 0; 2023-24: 0; 2024-25: 0; 2025-26: 0; 2026-27: 0; 2027-28: 0; 2028-29: 0; 2029-30: 0; 2030-31: 0; 2031-32: 0; 2032-33: 0; 2033-34: 0; 2034-35: 0; 2035-36: 0; 2036-37: 0; 2037-38: 0; 2038-39: 0; 2039-40: 0; 2040-41: 0; 2041-42: 0; 2042-43: 0; 2043-44: 0; 2044-45: 0; 2045-46: 0; 2046-47: 0; 2047-48: 0; 2048-49: 0; 2049-50: 0
7.2BL | Total confirmed DO reductions to restore sustainable abstraction enter as -ve | Input | Ml/d | 2 | 2019-20: 0; 2020-21: 0; 2021-22: 0; 2022-23: 0; 2023-24: 0; 2024-25: 0; 2025-26: 0; 2026-27: 0; 2027-28: 0; 2028-29: 0; 2029-30: 0; 2030-31: 0; 2031-32: 0; 2032-33: 0; 2033-34: 0; 2034-35: 0; 2035-36: 0; 2036-37: 0; 2037-38: 0; 2038-39: 0; 2039-40: 0; 2040-41: 0; 2041-42: 0; 2042-43: 0; 2043-44: 0; 2044-45: 0; 2045-46: 0; 2046-47: 0; 2047-48: 0; 2048-49: 0; 2049-50: 0
7.3BL | Total expected DO reductions to restore sustainable abstraction (Environmental Destination) (excl. any confirmed reductions) enter as -ve | Input | Ml/d | 2 | 2019-20: 0; 2020-21: 0; 2021-22: 0; 2022-23: 0; 2023-24: 0; 2024-25: 0; 2025-26: 0; 2026-27: 0; 2027-28: 0; 2028-29: 0; 2029-30: 0; 2030-31: 0; 2031-32: 0; 2032-33: 0; 2033-34: 0; 2034-35: 0; 2035-36: 0; 2036-37: 0; 2037-38: 0; 2038-39: 0; 2039-40: 0; 2040-41: 0; 2041-42: 0; 2042-43: 0; 2043-44: 0; 2044-45: 0; 2045-46: 0; 2046-47: 0; 2047-48: 0; 2048-49: 0; 2049-50: 0
7.4BL | Change in DO from prolonged Outage reduction enter as -ve | Input | Ml/d | 2 | 2019-20: 0; 2020-21: 0; 2021-22: 0; 2022-23: 0; 2023-24: 0; 2024-25: 0; 2025-26: 0; 2026-27: 0; 2027-28: 0; 2028-29: 0; 2029-30: 0; 2030-31: 0; 2031-32: 0; 2032-33: 0; 2033-34: 0; 2034-35: 0; 2035-36: 0; 2036-37: 0; 2037-38: 0; 2038-39: 0; 2039-40: 0; 2040-41: 0; 2041-42: 0; 2042-43: 0; 2043-44: 0; 2044-45: 0; 2045-46: 0; 2046-47: 0; 2047-48: 0; 2048-49: 0; 2049-50: 0
7.5BL | Change in DO from drought measures | Zero for baseline | Ml/d | 2 | 2019-20: 0; 2020-21: 0; 2021-22: 0; 2022-23: 0; 2023-24: 0; 2024-25: 0; 2025-26: 0; 2026-27: 0; 2027-28: 0; 2028-29: 0; 2029-30: 0; 2030-31: 0; 2031-32: 0; 2032-33: 0; 2033-34: 0; 2034-35: 0; 2035-36: 0; 2036-37: 0; 2037-38: 0; 2038-39: 0; 2039-40: 0; 2040-41: 0; 2041-42: 0; 2042-43: 0; 2043-44: 0; 2044-45: 0; 2045-46: 0; 2046-47: 0; 2047-48: 0; 2048-49: 0; 2049-50: 0
7.6BL | Total other changes to DO (specify e.g. Nitrates) | Input | Ml/d | 2 | 2019-20: 0; 2020-21: 0; 2021-22: 0; 2022-23: 0; 2023-24: 0; 2024-25: 0; 2025-26: 0; 2026-27: 0; 2027-28: 0; 2028-29: 0; 2029-30: 0; 2030-31: 0; 2031-32: 0; 2032-33: 0; 2033-34: 0; 2034-35: 0; 2035-36: 0; 2036-37: 0; 2037-38: 0; 2038-39: 0; 2039-40: 0; 2040-41: 0; 2041-42: 0; 2042-43: 0; 2043-44: 0; 2044-45: 0; 2045-46: 0; 2046-47: 0; 2047-48: 0; 2048-49: 0; 2049-50: 0
8BL | Raw water losses, treatment works losses and operational use | Input | Ml/d | 2 | 2019-20: 0.36; 2020-21: 0.36; 2021-22: 0.36; 2022-23: 0.36; 2023-24: 0.36; 2024-25: 0.36; 2025-26: 0.36; 2026-27: 0.36; 2027-28: 0.36; 2028-29: 0.36; 2029-30: 0.36; 2030-31: 0.36; 2031-32: 0.36; 2032-33: 0.36; 2033-34: 0.36; 2034-35: 0.36; 2035-36: 0.36; 2036-37: 0.36; 2037-38: 0.36; 2038-39: 0.36; 2039-40: 0.36; 2040-41: 0.36; 2041-42: 0.36; 2042-43: 0.36; 2043-44: 0.36; 2044-45: 0.36; 2045-46: 0.36; 2046-47: 0.36; 2047-48: 0.36; 2048-49: 0.36; 2049-50: 0.36
9BL | Total Outage Allowance | Input | Ml/d | 2 | 2019-20: 0.05; 2020-21: 0.05; 2021-22: 0.05; 2022-23: 0.05; 2023-24: 0.05; 2024-25: 0.05; 2025-26: 0.05; 2026-27: 0.05; 2027-28: 0.05; 2028-29: 0.05; 2029-30: 0.05; 2030-31: 0.05; 2031-32: 0.05; 2032-33: 0.05; 2033-34: 0.05; 2034-35: 0.05; 2035-36: 0.05; 2036-37: 0.05; 2037-38: 0.05; 2038-39: 0.05; 2039-40: 0.05; 2040-41: 0.05; 2041-42: 0.05; 2042-43: 0.05; 2043-44: 0.05; 2044-45: 0.05; 2045-46: 0.05; 2046-47: 0.05; 2047-48: 0.05; 2048-49: 0.05; 2049-50: 0.05
10BL | Water Available For Use (own sources) | (6BL + 7BL) - (8BL + 9BL) | Ml/d | 2 | 2019-20: 7.8; 2020-21: 7.8; 2021-22: 7.8; 2022-23: 7.8; 2023-24: 7.8; 2024-25: 7.8; 2025-26: 7.8; 2026-27: 7.8; 2027-28: 7.8; 2028-29: 7.8; 2029-30: 7.8; 2030-31: 7.8; 2031-32: 7.8; 2032-33: 7.8; 2033-34: 7.8; 2034-35: 7.8; 2035-36: 7.8; 2036-37: 7.8; 2037-38: 7.8; 2038-39: 7.8; 2039-40: 7.8; 2040-41: 7.8; 2041-42: 7.8; 2042-43: 7.8; 2043-44: 7.8; 2044-45: 7.8; 2045-46: 7.8; 2046-47: 7.8; 2047-48: 7.8; 2048-49: 7.8; 2049-50: 7.8
11BL | Total Water Available For Use | 10BL + sum (2BL:5BL) | Ml/d | 2 | 2019-20: 7.8; 2020-21: 7.8; 2021-22: 7.8; 2022-23: 7.8; 2023-24: 7.8; 2024-25: 7.8; 2025-26: 7.799; 2026-27: 7.799; 2027-28: 7.799; 2028-29: 7.799; 2029-30: 7.799; 2030-31: 7.799; 2031-32: 7.799; 2032-33: 7.799; 2033-34: 7.799; 2034-35: 7.799; 2035-36: 7.799; 2036-37: 7.799; 2037-38: 7.799; 2038-39: 7.799; 2039-40: 7.799; 2040-41: 7.799; 2041-42: 7.799; 2042-43: 7.799; 2043-44: 7.799; 2044-45: 7.799; 2045-46: 6.8; 2046-47: 6.8; 2047-48: 6.8; 2048-49: 6.8; 2049-50: 6.8
12BL | Water delivered measured non-household | Input Note - consumption & uspl | Ml/d | 2 | 2019-20: 0.95; 2020-21: 0.95; 2021-22: 0.95; 2022-23: 0.95; 2023-24: 0.95; 2024-25: 0.96; 2025-26: 0.96; 2026-27: 0.96; 2027-28: 0.97; 2028-29: 0.97; 2029-30: 0.97; 2030-31: 0.98; 2031-32: 0.98; 2032-33: 0.98; 2033-34: 0.99; 2034-35: 1; 2035-36: 1; 2036-37: 1.01; 2037-38: 1.02; 2038-39: 1.02; 2039-40: 1.03; 2040-41: 1.03; 2041-42: 1.03; 2042-43: 1.04; 2043-44: 1.04; 2044-45: 1.05; 2045-46: 1.05; 2046-47: 1.06; 2047-48: 1.06; 2048-49: 1.07; 2049-50: 1.07
12.1BL | Non-potable water consumption | Input | Ml/d | 2
13BL | Water delivered unmeasured non-household | Input Note - consumption & uspl | Ml/d | 2 | 2019-20: 0; 2020-21: 0; 2021-22: 0; 2022-23: 0; 2023-24: 0; 2024-25: 0; 2025-26: 0; 2026-27: 0; 2027-28: 0; 2028-29: 0; 2029-30: 0; 2030-31: 0; 2031-32: 0; 2032-33: 0; 2033-34: 0; 2034-35: 0; 2035-36: 0; 2036-37: 0; 2037-38: 0; 2038-39: 0; 2039-40: 0; 2040-41: 0; 2041-42: 0; 2042-43: 0; 2043-44: 0; 2044-45: 0; 2045-46: 0; 2046-47: 0; 2047-48: 0; 2048-49: 0; 2049-50: 0
14BL | Water delivered measured household | Input Note - consumption & uspl | Ml/d | 2 | 2019-20: 2.84; 2020-21: 2.86; 2021-22: 2.88; 2022-23: 2.96; 2023-24: 2.93; 2024-25: 2.98; 2025-26: 3.03; 2026-27: 3.07; 2027-28: 3.1; 2028-29: 3.13; 2029-30: 3.15; 2030-31: 3.18; 2031-32: 3.21; 2032-33: 3.25; 2033-34: 3.3; 2034-35: 3.34; 2035-36: 3.38; 2036-37: 3.42; 2037-38: 3.47; 2038-39: 3.52; 2039-40: 3.57; 2040-41: 3.61; 2041-42: 3.65; 2042-43: 3.7; 2043-44: 3.74; 2044-45: 3.78; 2045-46: 3.82; 2046-47: 3.85; 2047-48: 3.88; 2048-49: 3.92; 2049-50: 3.94
15BL | Water delivered unmeasured household | Input Note - consumption & uspl | Ml/d | 2 | 2019-20: 1.07; 2020-21: 1.01; 2021-22: 0.96; 2022-23: 0.91; 2023-24: 0.85; 2024-25: 0.79; 2025-26: 0.75; 2026-27: 0.7; 2027-28: 0.66; 2028-29: 0.62; 2029-30: 0.58; 2030-31: 0.55; 2031-32: 0.51; 2032-33: 0.48; 2033-34: 0.45; 2034-35: 0.42; 2035-36: 0.39; 2036-37: 0.36; 2037-38: 0.34; 2038-39: 0.31; 2039-40: 0.29; 2040-41: 0.26; 2041-42: 0.24; 2042-43: 0.22; 2043-44: 0.2; 2044-45: 0.18; 2045-46: 0.17; 2046-47: 0.16; 2047-48: 0.15; 2048-49: 0.14; 2049-50: 0.14
16BL | Percentage of consumption driven by climate change | Input | % | 1 | 2019-20: 0%; 2020-21: 0%; 2021-22: 0%; 2022-23: 0.1%; 2023-24: 0.1%; 2024-25: 0.1%; 2025-26: 0.1%; 2026-27: 0.1%; 2027-28: 0.1%; 2028-29: 0.2%; 2029-30: 0.2%; 2030-31: 0.2%; 2031-32: 0.2%; 2032-33: 0.3%; 2033-34: 0.3%; 2034-35: 0.3%; 2035-36: 0.4%; 2036-37: 0.4%; 2037-38: 0.4%; 2038-39: 0.5%; 2039-40: 0.5%; 2040-41: 0.6%; 2041-42: 0.6%; 2042-43: 0.6%; 2043-44: 0.7%; 2044-45: 0.7%; 2045-46: 0.8%; 2046-47: 0.8%; 2047-48: 0.8%; 2048-49: 0.8%; 2049-50: 0.9%
17BL | Volume of consumption driven by climate change | 16BL * (12BL + sum(13BL:15BL) - sum (23BL:26BL)) | Ml/d | 2 | 2019-20: 0; 2020-21: 0; 2021-22: 0; 2022-23: 0.00466; 2023-24: 0.00458; 2024-25: 0.00458; 2025-26: 0.00459; 2026-27: 0.00459; 2027-28: 0.00459; 2028-29: 0.00918; 2029-30: 0.00914; 2030-31: 0.00916; 2031-32: 0.00916; 2032-33: 0.01377; 2033-34: 0.01386; 2034-35: 0.01392; 2035-36: 0.0186; 2036-37: 0.01864; 2037-38: 0.0188; 2038-39: 0.02365; 2039-40: 0.02385; 2040-41: 0.02868; 2041-42: 0.0288; 2042-43: 0.02904; 2043-44: 0.03402; 2044-45: 0.03416; 2045-46: 0.03928; 2046-47: 0.03952; 2047-48: 0.03968; 2048-49: 0.04; 2049-50: 0.04518
18BL | Measured Household - PCC | ((14BL - 25BL) * 1,000,000) / (39BL *1,000) | l/h/d | 1 | 2019-20: 158.8785; 2020-21: 156.8739; 2021-22: 154.9997; 2022-23: 155.2203; 2023-24: 151.0703; 2024-25: 150.8248; 2025-26: 150.5575; 2026-27: 150.2428; 2027-28: 149.5886; 2028-29: 149.9457; 2029-30: 149.4725; 2030-31: 149.5933; 2031-32: 149.6618; 2032-33: 150.2258; 2033-34: 151.2439; 2034-35: 151.784; 2035-36: 152.3924; 2036-37: 152.5805; 2037-38: 153.6638; 2038-39: 154.6951; 2039-40: 155.5775; 2040-41: 156.0763; 2041-42: 156.5532; 2042-43: 157.439; 2043-44: 157.8833; 2044-45: 157.8834; 2045-46: 158.5538; 2046-47: 158.7908; 2047-48: 159.0046; 2048-49: 159.6146; 2049-50: 159.5434
19BL | Unmeasured Household - PCC | ((15BL - 26BL) * 1,000,000) / (40BL *1,000) | l/h/d | 1 | 2019-20: 333.8789; 2020-21: 331.2629; 2021-22: 330.3085; 2022-23: 335.3894; 2023-24: 332.1033; 2024-25: 327.654; 2025-26: 329.3135; 2026-27: 329.2383; 2027-28: 328.296; 2028-29: 326.6888; 2029-30: 323.9105; 2030-31: 326.4281; 2031-32: 328.1983; 2032-33: 329.0415; 2033-34: 329.2496; 2034-35: 328.1378; 2035-36: 325.9912; 2036-37: 322.887; 2037-38: 328.2051; 2038-39: 333.3333; 2039-40: 337.7563; 2040-41: 329.3808; 2041-42: 331.8903; 2042-43: 334.3949; 2043-44: 335.689; 2044-45: 336.6337; 2045-46: 333.3333; 2046-47: 329.6703; 2047-48: 324.826; 2048-49: 318.6275; 2049-50: 318.6275
20BL | Average Household - PCC | (((14BL - 25BL) + (15BL - 26BL)) * 1,000,000) / ((39BL + 40BL) *1,000) | l/h/d | 1 | 2019-20: 185.3779; 2020-21: 181.6135; 2021-22: 178.4156; 2022-23: 177.5233; 2023-24: 171.9252; 2024-25: 169.7531; 2025-26: 168.386; 2026-27: 166.9495; 2027-28: 165.1952; 2028-29: 164.4022; 2029-30: 162.8327; 2030-31: 162.2545; 2031-32: 161.5936; 2032-33: 161.3694; 2033-34: 161.5624; 2034-35: 161.2832; 2035-36: 161.0632; 2036-37: 160.4419; 2037-38: 161.0932; 2038-39: 161.6829; 2039-40: 162.1061; 2040-41: 161.7343; 2041-42: 161.7527; 2042-43: 162.1691; 2043-44: 162.1439; 2044-45: 161.6842; 2045-46: 162.0671; 2046-47: 162.0293; 2047-48: 161.9651; 2048-49: 162.2868; 2049-50: 162.202
21BL | Water taken unbilled | Input | Ml/d | 2 | 2019-20: 0.13; 2020-21: 0.13; 2021-22: 0.12; 2022-23: 0.14; 2023-24: 0.14; 2024-25: 0.13; 2025-26: 0.12; 2026-27: 0.13; 2027-28: 0.13; 2028-29: 0.13; 2029-30: 0.13; 2030-31: 0.14; 2031-32: 0.13; 2032-33: 0.13; 2033-34: 0.14; 2034-35: 0.14; 2035-36: 0.14; 2036-37: 0.13; 2037-38: 0.13; 2038-39: 0.13; 2039-40: 0.15; 2040-41: 0.13; 2041-42: 0.14; 2042-43: 0.13; 2043-44: 0.13; 2044-45: 0.14; 2045-46: 0.14; 2046-47: 0.14; 2047-48: 0.13; 2048-49: 0.13; 2049-50: 0.15
22BL | Distribution system operational use | Input | Ml/d | 2 | 2019-20: 0.03; 2020-21: 0.03; 2021-22: 0.03; 2022-23: 0.03; 2023-24: 0.03; 2024-25: 0.03; 2025-26: 0.03; 2026-27: 0.03; 2027-28: 0.03; 2028-29: 0.03; 2029-30: 0.03; 2030-31: 0.03; 2031-32: 0.03; 2032-33: 0.03; 2033-34: 0.03; 2034-35: 0.03; 2035-36: 0.03; 2036-37: 0.03; 2037-38: 0.03; 2038-39: 0.03; 2039-40: 0.03; 2040-41: 0.03; 2041-42: 0.03; 2042-43: 0.03; 2043-44: 0.03; 2044-45: 0.03; 2045-46: 0.03; 2046-47: 0.03; 2047-48: 0.03; 2048-49: 0.03; 2049-50: 0.03
23BL | Measured Non Household - USPL | Input | Ml/d | 2 | 2019-20: 0.01; 2020-21: 0.01; 2021-22: 0.01; 2022-23: 0.01; 2023-24: 0.01; 2024-25: 0.01; 2025-26: 0.01; 2026-27: 0.01; 2027-28: 0.01; 2028-29: 0.01; 2029-30: 0.01; 2030-31: 0.01; 2031-32: 0.01; 2032-33: 0.01; 2033-34: 0.01; 2034-35: 0.01; 2035-36: 0.01; 2036-37: 0.01; 2037-38: 0.01; 2038-39: 0.01; 2039-40: 0.01; 2040-41: 0.01; 2041-42: 0.01; 2042-43: 0.01; 2043-44: 0.01; 2044-45: 0.01; 2045-46: 0.01; 2046-47: 0.01; 2047-48: 0.01; 2048-49: 0.01; 2049-50: 0.01
24BL | Unmeasured Non Household - USPL | Input | Ml/d | 2 | 2019-20: 0; 2020-21: 0; 2021-22: 0; 2022-23: 0; 2023-24: 0; 2024-25: 0; 2025-26: 0; 2026-27: 0; 2027-28: 0; 2028-29: 0; 2029-30: 0; 2030-31: 0; 2031-32: 0; 2032-33: 0; 2033-34: 0; 2034-35: 0; 2035-36: 0; 2036-37: 0; 2037-38: 0; 2038-39: 0; 2039-40: 0; 2040-41: 0; 2041-42: 0; 2042-43: 0; 2043-44: 0; 2044-45: 0; 2045-46: 0; 2046-47: 0; 2047-48: 0; 2048-49: 0; 2049-50: 0
25BL | Measured Household - USPL | Input | Ml/d | 2 | 2019-20: 0.12; 2020-21: 0.11; 2021-22: 0.11; 2022-23: 0.11; 2023-24: 0.1; 2024-25: 0.1; 2025-26: 0.1; 2026-27: 0.1; 2027-28: 0.1; 2028-29: 0.09; 2029-30: 0.09; 2030-31: 0.09; 2031-32: 0.09; 2032-33: 0.09; 2033-34: 0.09; 2034-35: 0.09; 2035-36: 0.09; 2036-37: 0.1; 2037-38: 0.1; 2038-39: 0.1; 2039-40: 0.1; 2040-41: 0.1; 2041-42: 0.1; 2042-43: 0.1; 2043-44: 0.1; 2044-45: 0.11; 2045-46: 0.11; 2046-47: 0.11; 2047-48: 0.11; 2048-49: 0.11; 2049-50: 0.11
26BL | Unmeasured Household - USPL | Input | Ml/d | 2 | 2019-20: 0.05; 2020-21: 0.05; 2021-22: 0.05; 2022-23: 0.04; 2023-24: 0.04; 2024-25: 0.04; 2025-26: 0.04; 2026-27: 0.03; 2027-28: 0.03; 2028-29: 0.03; 2029-30: 0.03; 2030-31: 0.03; 2031-32: 0.02; 2032-33: 0.02; 2033-34: 0.02; 2034-35: 0.02; 2035-36: 0.02; 2036-37: 0.02; 2037-38: 0.02; 2038-39: 0.01; 2039-40: 0.01; 2040-41: 0.01; 2041-42: 0.01; 2042-43: 0.01; 2043-44: 0.01; 2044-45: 0.01; 2045-46: 0.01; 2046-47: 0.01; 2047-48: 0.01; 2048-49: 0.01; 2049-50: 0.01
27BL | Void Properties - USPL | Input | Ml/d | 2 | 2019-20: 0.01; 2020-21: 0.01; 2021-22: 0.01; 2022-23: 0.01; 2023-24: 0.01; 2024-25: 0.01; 2025-26: 0.01; 2026-27: 0.01; 2027-28: 0.01; 2028-29: 0.01; 2029-30: 0.01; 2030-31: 0.01; 2031-32: 0.01; 2032-33: 0.01; 2033-34: 0.01; 2034-35: 0.01; 2035-36: 0.01; 2036-37: 0.01; 2037-38: 0.01; 2038-39: 0.01; 2039-40: 0.01; 2040-41: 0.01; 2041-42: 0.01; 2042-43: 0.01; 2043-44: 0.01; 2044-45: 0.01; 2045-46: 0.01; 2046-47: 0.01; 2047-48: 0.01; 2048-49: 0.01; 2049-50: 0.01
28BL | Distribution losses | Input | Ml/d | 2 | 2019-20: 1.17; 2020-21: 1.14; 2021-22: 1.13; 2022-23: 1.1; 2023-24: 1.08; 2024-25: 1.06; 2025-26: 1.06; 2026-27: 1.06; 2027-28: 1.06; 2028-29: 1.06; 2029-30: 1.06; 2030-31: 1.06; 2031-32: 1.06; 2032-33: 1.06; 2033-34: 1.06; 2034-35: 1.06; 2035-36: 1.06; 2036-37: 1.06; 2037-38: 1.06; 2038-39: 1.06; 2039-40: 1.06; 2040-41: 1.06; 2041-42: 1.06; 2042-43: 1.06; 2043-44: 1.06; 2044-45: 1.06; 2045-46: 1.06; 2046-47: 1.06; 2047-48: 1.06; 2048-49: 1.06; 2049-50: 1.06
29BL | Total Leakage | sum (23BL:28BL) | Ml/d | 2 | 2019-20: 1.36; 2020-21: 1.32; 2021-22: 1.31; 2022-23: 1.27; 2023-24: 1.24; 2024-25: 1.22; 2025-26: 1.22; 2026-27: 1.21; 2027-28: 1.21; 2028-29: 1.2; 2029-30: 1.2; 2030-31: 1.2; 2031-32: 1.19; 2032-33: 1.19; 2033-34: 1.19; 2034-35: 1.19; 2035-36: 1.19; 2036-37: 1.2; 2037-38: 1.2; 2038-39: 1.19; 2039-40: 1.19; 2040-41: 1.19; 2041-42: 1.19; 2042-43: 1.19; 2043-44: 1.19; 2044-45: 1.2; 2045-46: 1.2; 2046-47: 1.2; 2047-48: 1.2; 2048-49: 1.2; 2049-50: 1.2
30BL | Leakage/property | (29BL * 1,000,000) / (36BL * 1,000) | l/prop/d | 2 | 2019-20: 146.6307; 2020-21: 139.9491; 2021-22: 136.5437; 2022-23: 130.1763; 2023-24: 125.5696; 2024-25: 122.0366; 2025-26: 120.0551; 2026-27: 117.6585; 2027-28: 116.4021; 2028-29: 114.4383; 2029-30: 113.5396; 2030-31: 112.6761; 2031-32: 110.873; 2032-33: 110.0527; 2033-34: 109.2445; 2034-35: 108.4876; 2035-36: 107.7703; 2036-37: 107.9428; 2037-38: 107.2194; 2038-39: 105.6276; 2039-40: 104.9475; 2040-41: 104.2853; 2041-42: 103.6405; 2042-43: 103.0214; 2043-44: 102.392; 2044-45: 102.6431; 2045-46: 102.0495; 2046-47: 101.4628; 2047-48: 100.8912; 2048-49: 100.3009; 2049-50: 99.7423
31BL | Measured Non Household - properties | Input | 000's | 2 | 2019-20: 0.605; 2020-21: 0.611; 2021-22: 0.616; 2022-23: 0.622; 2023-24: 0.629; 2024-25: 0.634; 2025-26: 0.639; 2026-27: 0.645; 2027-28: 0.65; 2028-29: 0.655; 2029-30: 0.659; 2030-31: 0.662; 2031-32: 0.664; 2032-33: 0.665; 2033-34: 0.667; 2034-35: 0.669; 2035-36: 0.67; 2036-37: 0.671; 2037-38: 0.673; 2038-39: 0.674; 2039-40: 0.674; 2040-41: 0.675; 2041-42: 0.676; 2042-43: 0.677; 2043-44: 0.679; 2044-45: 0.68; 2045-46: 0.682; 2046-47: 0.683; 2047-48: 0.685; 2048-49: 0.687; 2049-50: 0.689
32BL | Unmeasured Non Household - properties | Input | 000's | 2 | 2019-20: 0.002; 2020-21: 0.002; 2021-22: 0.002; 2022-23: 0.002; 2023-24: 0.003; 2024-25: 0.003; 2025-26: 0.003; 2026-27: 0.003; 2027-28: 0.003; 2028-29: 0.003; 2029-30: 0.003; 2030-31: 0.003; 2031-32: 0.003; 2032-33: 0.003; 2033-34: 0.003; 2034-35: 0.003; 2035-36: 0.003; 2036-37: 0.003; 2037-38: 0.003; 2038-39: 0.003; 2039-40: 0.003; 2040-41: 0.003; 2041-42: 0.003; 2042-43: 0.003; 2043-44: 0.003; 2044-45: 0.003; 2045-46: 0.003; 2046-47: 0.003; 2047-48: 0.003; 2048-49: 0.003; 2049-50: 0.003
33BL | All void non-households - properties | Input | 000's | 2 | 2019-20: 0; 2020-21: 0; 2021-22: 0; 2022-23: 0; 2023-24: 0; 2024-25: 0; 2025-26: 0; 2026-27: 0; 2027-28: 0; 2028-29: 0; 2029-30: 0; 2030-31: 0; 2031-32: 0; 2032-33: 0; 2033-34: 0; 2034-35: 0; 2035-36: 0; 2036-37: 0; 2037-38: 0; 2038-39: 0; 2039-40: 0; 2040-41: 0; 2041-42: 0; 2042-43: 0; 2043-44: 0; 2044-45: 0; 2045-46: 0; 2046-47: 0; 2047-48: 0; 2048-49: 0; 2049-50: 0
34BL | Measured households - properties (excl. void) | Year before + sum (34.1BL:34.6BL) | 000's | 2 | 2019-20: 7.353; 2020-21: 7.562; 2021-22: 7.77; 2022-23: 7.986; 2023-24: 8.154; 2024-25: 8.326; 2025-26: 8.532; 2026-27: 8.691; 2027-28: 8.84; 2028-29: 8.966; 2029-30: 9.085; 2030-31: 9.199; 2031-32: 9.317; 2032-33: 9.432; 2033-34: 9.542; 2034-35: 9.649; 2035-36: 9.753; 2036-37: 9.857; 2037-38: 9.959; 2038-39: 10.06; 2039-40: 10.16; 2040-41: 10.257; 2041-42: 10.352; 2042-43: 10.444; 2043-44: 10.536; 2044-45: 10.626; 2045-46: 10.701; 2046-47: 10.775; 2047-48: 10.849; 2048-49: 10.923; 2049-50: 10.987
34.1BL | New build properties - properties | Input (new builds in each year) | 000's | 2 | 2019-20: 0.153; 2020-21: 0.136; 2021-22: 0.14; 2022-23: 0.154; 2023-24: 0.109; 2024-25: 0.115; 2025-26: 0.159; 2026-27: 0.113; 2027-28: 0.105; 2028-29: 0.083; 2029-30: 0.078; 2030-31: 0.075; 2031-32: 0.079; 2032-33: 0.078; 2033-34: 0.075; 2034-35: 0.073; 2035-36: 0.071; 2036-37: 0.072; 2037-38: 0.071; 2038-39: 0.072; 2039-40: 0.071; 2040-41: 0.07; 2041-42: 0.068; 2042-43: 0.067; 2043-44: 0.067; 2044-45: 0.066; 2045-46: 0.065; 2046-47: 0.065; 2047-48: 0.065; 2048-49: 0.065; 2049-50: 0.064
34.2BL | Meter optants - properties | Input (meter optants in each year) | 000's | 2 | 2019-20: 0.047; 2020-21: 0.045; 2021-22: 0.041; 2022-23: 0.036; 2023-24: 0.034; 2024-25: 0.033; 2025-26: 0.024; 2026-27: 0.023; 2027-28: 0.022; 2028-29: 0.022; 2029-30: 0.021; 2030-31: 0.02; 2031-32: 0.02; 2032-33: 0.019; 2033-34: 0.018; 2034-35: 0.018; 2035-36: 0.017; 2036-37: 0.017; 2037-38: 0.016; 2038-39: 0.015; 2039-40: 0.015; 2040-41: 0.014; 2041-42: 0.014; 2042-43: 0.013; 2043-44: 0.013; 2044-45: 0.013; 2045-46: 0; 2046-47: 0; 2047-48: 0; 2048-49: 0; 2049-50: 0
34.3BL | Compulsory metering - properties | Input (compulsory meters in each year) | 000's | 2 | 2019-20: 0; 2020-21: 0; 2021-22: 0; 2022-23: 0; 2023-24: 0; 2024-25: 0; 2025-26: 0; 2026-27: 0; 2027-28: 0; 2028-29: 0; 2029-30: 0; 2030-31: 0; 2031-32: 0; 2032-33: 0; 2033-34: 0; 2034-35: 0; 2035-36: 0; 2036-37: 0; 2037-38: 0; 2038-39: 0; 2039-40: 0; 2040-41: 0; 2041-42: 0; 2042-43: 0; 2043-44: 0; 2044-45: 0; 2045-46: 0; 2046-47: 0; 2047-48: 0; 2048-49: 0; 2049-50: 0
34.4BL | Metering on change of occupancy - properties | Input (change of occupancy meters in each year) | 000's | 2 | 2019-20: 0.028; 2020-21: 0.027; 2021-22: 0.026; 2022-23: 0.025; 2023-24: 0.024; 2024-25: 0.023; 2025-26: 0.022; 2026-27: 0.022; 2027-28: 0.021; 2028-29: 0.02; 2029-30: 0.019; 2030-31: 0.018; 2031-32: 0.018; 2032-33: 0.017; 2033-34: 0.016; 2034-35: 0.015; 2035-36: 0.015; 2036-37: 0.014; 2037-38: 0.014; 2038-39: 0.013; 2039-40: 0.013; 2040-41: 0.012; 2041-42: 0.012; 2042-43: 0.011; 2043-44: 0.011; 2044-45: 0.01; 2045-46: 0.01; 2046-47: 0.009; 2047-48: 0.009; 2048-49: 0.009; 2049-50: 0
34.5BL | Selective metering - properties | Input (selective meters in each year) | 000's | 2 | 2019-20: 0.001; 2020-21: 0.001; 2021-22: 0.001; 2022-23: 0.001; 2023-24: 0.001; 2024-25: 0.001; 2025-26: 0.001; 2026-27: 0.001; 2027-28: 0.001; 2028-29: 0.001; 2029-30: 0.001; 2030-31: 0.001; 2031-32: 0.001; 2032-33: 0.001; 2033-34: 0.001; 2034-35: 0.001; 2035-36: 0.001; 2036-37: 0.001; 2037-38: 0.001; 2038-39: 0.001; 2039-40: 0.001; 2040-41: 0.001; 2041-42: 0.001; 2042-43: 0.001; 2043-44: 0.001; 2044-45: 0.001; 2045-46: 0; 2046-47: 0; 2047-48: 0; 2048-49: 0; 2049-50: 0
34.6BL | Other changes to existing metering - properties | Input (other changes to meters in each year) | 000's | 2 | 2019-20: 0; 2020-21: 0; 2021-22: 0; 2022-23: 0; 2023-24: 0; 2024-25: 0; 2025-26: 0; 2026-27: 0; 2027-28: 0; 2028-29: 0; 2029-30: 0; 2030-31: 0; 2031-32: 0; 2032-33: 0; 2033-34: 0; 2034-35: 0; 2035-36: 0; 2036-37: 0; 2037-38: 0; 2038-39: 0; 2039-40: 0; 2040-41: 0; 2041-42: 0; 2042-43: 0; 2043-44: 0; 2044-45: 0; 2045-46: 0; 2046-47: 0; 2047-48: 0; 2048-49: 0; 2049-50: 0
34.7BL | Measured household void properties | Input | 000's | 2 | 2019-20: 0.145; 2020-21: 0.149; 2021-22: 0.152; 2022-23: 0.156; 2023-24: 0.16; 2024-25: 0.163; 2025-26: 0.166; 2026-27: 0.169; 2027-28: 0.172; 2028-29: 0.175; 2029-30: 0.177; 2030-31: 0.18; 2031-32: 0.182; 2032-33: 0.184; 2033-34: 0.187; 2034-35: 0.189; 2035-36: 0.191; 2036-37: 0.193; 2037-38: 0.195; 2038-39: 0.197; 2039-40: 0.199; 2040-41: 0.201; 2041-42: 0.202; 2042-43: 0.204; 2043-44: 0.206; 2044-45: 0.208; 2045-46: 0.209; 2046-47: 0.211; 2047-48: 0.212; 2048-49: 0.214; 2049-50: 0.215
35BL | Unmeasured households - properties (excl. void) | Input | 000's | 2 | 2019-20: 1.148; 2020-21: 1.087; 2021-22: 1.034; 2022-23: 0.971; 2023-24: 0.911; 2024-25: 0.854; 2025-26: 0.806; 2026-27: 0.761; 2027-28: 0.716; 2028-29: 0.674; 2029-30: 0.633; 2030-31: 0.594; 2031-32: 0.556; 2032-33: 0.519; 2033-34: 0.484; 2034-35: 0.45; 2035-36: 0.417; 2036-37: 0.385; 2037-38: 0.355; 2038-39: 0.326; 2039-40: 0.297; 2040-41: 0.27; 2041-42: 0.244; 2042-43: 0.219; 2043-44: 0.194; 2044-45: 0.171; 2045-46: 0.161; 2046-47: 0.152; 2047-48: 0.142; 2048-49: 0.134; 2049-50: 0.134
35.1BL | Unmeasured household void properties | Input | 000's | 2 | 2019-20: 0.022; 2020-21: 0.021; 2021-22: 0.02; 2022-23: 0.019; 2023-24: 0.018; 2024-25: 0.017; 2025-26: 0.016; 2026-27: 0.015; 2027-28: 0.014; 2028-29: 0.013; 2029-30: 0.012; 2030-31: 0.012; 2031-32: 0.011; 2032-33: 0.01; 2033-34: 0.01; 2034-35: 0.009; 2035-36: 0.008; 2036-37: 0.008; 2037-38: 0.007; 2038-39: 0.006; 2039-40: 0.006; 2040-41: 0.005; 2041-42: 0.005; 2042-43: 0.004; 2043-44: 0.004; 2044-45: 0.003; 2045-46: 0.003; 2046-47: 0.003; 2047-48: 0.003; 2048-49: 0.003; 2049-50: 0.003
36BL | Total Resource Zone Properties (incl. voids) | sum (31BL:34BL) + 34.7BL + 35BL + 35.1BL | 000's | 2 | 2019-20: 9.275; 2020-21: 9.432; 2021-22: 9.594; 2022-23: 9.756; 2023-24: 9.875; 2024-25: 9.997; 2025-26: 10.162; 2026-27: 10.284; 2027-28: 10.395; 2028-29: 10.486; 2029-30: 10.569; 2030-31: 10.65; 2031-32: 10.733; 2032-33: 10.813; 2033-34: 10.893; 2034-35: 10.969; 2035-36: 11.042; 2036-37: 11.117; 2037-38: 11.192; 2038-39: 11.266; 2039-40: 11.339; 2040-41: 11.411; 2041-42: 11.482; 2042-43: 11.551; 2043-44: 11.622; 2044-45: 11.691; 2045-46: 11.759; 2046-47: 11.827; 2047-48: 11.894; 2048-49: 11.964; 2049-50: 12.031
37BL | Measured Non Household - Population | Input | 000's | 2 | 2019-20: 0.529; 2020-21: 0.54; 2021-22: 0.545; 2022-23: 0.56; 2023-24: 0.57; 2024-25: 0.577; 2025-26: 0.582; 2026-27: 0.588; 2027-28: 0.595; 2028-29: 0.605; 2029-30: 0.614; 2030-31: 0.625; 2031-32: 0.644; 2032-33: 0.659; 2033-34: 0.672; 2034-35: 0.682; 2035-36: 0.692; 2036-37: 0.702; 2037-38: 0.713; 2038-39: 0.723; 2039-40: 0.733; 2040-41: 0.744; 2041-42: 0.756; 2042-43: 0.766; 2043-44: 0.778; 2044-45: 0.79; 2045-46: 0.804; 2046-47: 0.819; 2047-48: 0.833; 2048-49: 0.847; 2049-50: 0.861
38BL | Unmeasured Non Household - Population | Input | 000's | 2 | 2019-20: 0.002; 2020-21: 0.002; 2021-22: 0.002; 2022-23: 0.002; 2023-24: 0.002; 2024-25: 0.002; 2025-26: 0.002; 2026-27: 0.002; 2027-28: 0.002; 2028-29: 0.002; 2029-30: 0.002; 2030-31: 0.003; 2031-32: 0.003; 2032-33: 0.003; 2033-34: 0.003; 2034-35: 0.003; 2035-36: 0.003; 2036-37: 0.003; 2037-38: 0.003; 2038-39: 0.003; 2039-40: 0.003; 2040-41: 0.003; 2041-42: 0.003; 2042-43: 0.003; 2043-44: 0.003; 2044-45: 0.003; 2045-46: 0.003; 2046-47: 0.003; 2047-48: 0.003; 2048-49: 0.003; 2049-50: 0.003
39BL | Measured Household - Population | Input | 000's | 2 | 2019-20: 17.12; 2020-21: 17.53; 2021-22: 17.871; 2022-23: 18.361; 2023-24: 18.733; 2024-25: 19.095; 2025-26: 19.461; 2026-27: 19.768; 2027-28: 20.055; 2028-29: 20.274; 2029-30: 20.472; 2030-31: 20.656; 2031-32: 20.847; 2032-33: 21.035; 2033-34: 21.224; 2034-35: 21.412; 2035-36: 21.589; 2036-37: 21.759; 2037-38: 21.931; 2038-39: 22.108; 2039-40: 22.304; 2040-41: 22.489; 2041-42: 22.676; 2042-43: 22.866; 2043-44: 23.055; 2044-45: 23.245; 2045-46: 23.399; 2046-47: 23.553; 2047-48: 23.71; 2048-49: 23.87; 2049-50: 24.006
40BL | Unmeasured Household - Population | Input | 000's | 2 | 2019-20: 3.055; 2020-21: 2.898; 2021-22: 2.755; 2022-23: 2.594; 2023-24: 2.439; 2024-25: 2.289; 2025-26: 2.156; 2026-27: 2.035; 2027-28: 1.919; 2028-29: 1.806; 2029-30: 1.698; 2030-31: 1.593; 2031-32: 1.493; 2032-33: 1.398; 2033-34: 1.306; 2034-35: 1.219; 2035-36: 1.135; 2036-37: 1.053; 2037-38: 0.975; 2038-39: 0.9; 2039-40: 0.829; 2040-41: 0.759; 2041-42: 0.693; 2042-43: 0.628; 2043-44: 0.566; 2044-45: 0.505; 2045-46: 0.48; 2046-47: 0.455; 2047-48: 0.431; 2048-49: 0.408; 2049-50: 0.408
41BL | Total Resource Zone Population | sum (37BL:40BL) | 000's | 2 | 2019-20: 20.706; 2020-21: 20.97; 2021-22: 21.173; 2022-23: 21.517; 2023-24: 21.744; 2024-25: 21.963; 2025-26: 22.201; 2026-27: 22.393; 2027-28: 22.571; 2028-29: 22.687; 2029-30: 22.786; 2030-31: 22.877; 2031-32: 22.987; 2032-33: 23.095; 2033-34: 23.205; 2034-35: 23.316; 2035-36: 23.419; 2036-37: 23.517; 2037-38: 23.622; 2038-39: 23.734; 2039-40: 23.869; 2040-41: 23.995; 2041-42: 24.128; 2042-43: 24.263; 2043-44: 24.402; 2044-45: 24.543; 2045-46: 24.686; 2046-47: 24.83; 2047-48: 24.977; 2048-49: 25.128; 2049-50: 25.278
42BL | Average household occupancy rate (excl. voids) | (39BL + 40BL) / (34BL + 35BL) | h/prop | 1 | 2019-20: 2.3733; 2020-21: 2.3619; 2021-22: 2.3428; 2022-23: 2.3395; 2023-24: 2.3356; 2024-25: 2.3294; 2025-26: 2.3149; 2026-27: 2.3067; 2027-28: 2.2995; 2028-29: 2.2905; 2029-30: 2.2813; 2030-31: 2.2719; 2031-32: 2.2627; 2032-33: 2.2543; 2033-34: 2.2472; 2034-35: 2.2409; 2035-36: 2.2344; 2036-37: 2.2273; 2037-38: 2.2209; 2038-39: 2.2153; 2039-40: 2.2122; 2040-41: 2.2084; 2041-42: 2.2055; 2042-43: 2.2033; 2043-44: 2.2014; 2044-45: 2.1997; 2045-46: 2.1984; 2046-47: 2.1971; 2047-48: 2.1964; 2048-49: 2.1957; 2049-50: 2.1953
43BL | Total Household Metering penetration (excl. voids) | 34BL / (34BL + 35BL) | % | 1 | 2019-20: 86.5%; 2020-21: 87.43%; 2021-22: 88.26%; 2022-23: 89.16%; 2023-24: 89.95%; 2024-25: 90.7%; 2025-26: 91.37%; 2026-27: 91.95%; 2027-28: 92.51%; 2028-29: 93.01%; 2029-30: 93.49%; 2030-31: 93.93%; 2031-32: 94.37%; 2032-33: 94.78%; 2033-34: 95.17%; 2034-35: 95.54%; 2035-36: 95.9%; 2036-37: 96.24%; 2037-38: 96.56%; 2038-39: 96.86%; 2039-40: 97.16%; 2040-41: 97.44%; 2041-42: 97.7%; 2042-43: 97.95%; 2043-44: 98.19%; 2044-45: 98.42%; 2045-46: 98.52%; 2046-47: 98.61%; 2047-48: 98.71%; 2048-49: 98.79%; 2049-50: 98.8%
44BL | Total Household Metering penetration (incl. voids) | (34BL) / (34BL + 34.7BL + 35BL + 35.1BL) | % | 1 | 2019-20: 84.83%; 2020-21: 85.75%; 2021-22: 86.56%; 2022-23: 87.45%; 2023-24: 88.22%; 2024-25: 88.95%; 2025-26: 89.62%; 2026-27: 90.19%; 2027-28: 90.74%; 2028-29: 91.23%; 2029-30: 91.7%; 2030-31: 92.13%; 2031-32: 92.56%; 2032-33: 92.97%; 2033-34: 93.34%; 2034-35: 93.71%; 2035-36: 94.06%; 2036-37: 94.39%; 2037-38: 94.7%; 2038-39: 95%; 2039-40: 95.29%; 2040-41: 95.57%; 2041-42: 95.83%; 2042-43: 96.07%; 2043-44: 96.31%; 2044-45: 96.53%; 2045-46: 96.63%; 2046-47: 96.71%; 2047-48: 96.81%; 2048-49: 96.89%; 2049-50: 96.9%
45BL | Distribution input | sum (12BL:15BL) +21BL + 22BL + 27BL + 28BL | Ml/d | 2 | 2019-20: 6.2; 2020-21: 6.13; 2021-22: 6.08; 2022-23: 6.1; 2023-24: 5.99; 2024-25: 5.96; 2025-26: 5.96; 2026-27: 5.96; 2027-28: 5.96; 2028-29: 5.95; 2029-30: 5.93; 2030-31: 5.95; 2031-32: 5.93; 2032-33: 5.94; 2033-34: 5.98; 2034-35: 6; 2035-36: 6.01; 2036-37: 6.02; 2037-38: 6.06; 2038-39: 6.08; 2039-40: 6.14; 2040-41: 6.13; 2041-42: 6.16; 2042-43: 6.19; 2043-44: 6.21; 2044-45: 6.25; 2045-46: 6.28; 2046-47: 6.31; 2047-48: 6.32; 2048-49: 6.36; 2049-50: 6.4
46BL | Target headroom (climate change component) | Input | Ml/d | 2 | 2019-20: 0.00017125; 2020-21: 0.00017125; 2021-22: 0.00017125; 2022-23: 0.00017125; 2023-24: 0.00017125; 2024-25: 0.00017125; 2025-26: 0.00017125; 2026-27: 0.00019037; 2027-28: 0.00070196; 2028-29: 0.00085256; 2029-30: 0.0013988; 2030-31: 0.0010055; 2031-32: 0.00059747; 2032-33: 0.0014148; 2033-34: 0.0005583; 2034-35: 0.0010953; 2035-36: 0.0012835; 2036-37: 0.00071223; 2037-38: 0.00099376; 2038-39: 0.0012378; 2039-40: 0; 2040-41: 0; 2041-42: 0; 2042-43: 0; 2043-44: 0; 2044-45: 0; 2045-46: 0; 2046-47: 0; 2047-48: 0; 2048-49: 0; 2049-50: 0
47BL | Target headroom (All other components) | Input | Ml/d | 2 | 2019-20: 0.27043; 2020-21: 0.27043; 2021-22: 0.27043; 2022-23: 0.27043; 2023-24: 0.27043; 2024-25: 0.27043; 2025-26: 0.27043; 2026-27: 0.26375; 2027-28: 0.26181; 2028-29: 0.26351; 2029-30: 0.26659; 2030-31: 0.23953; 2031-32: 0.24684; 2032-33: 0.24935; 2033-34: 0.25498; 2034-35: 0.26762; 2035-36: 0.21702; 2036-37: 0.19335; 2037-38: 0.20398; 2038-39: 0.3522; 2039-40: 0.27817; 2040-41: 0.2896; 2041-42: 0.29892; 2042-43: 0.30809; 2043-44: 0.32075; 2044-45: 0.32276; 2045-46: 0.2772; 2046-47: 0.35363; 2047-48: 0.35353; 2048-49: 0.35687; 2049-50: 0.35626
48BL | Target Headroom | 46BL + 47BL | Ml/d | 2 | 2019-20: 0.27061; 2020-21: 0.27061; 2021-22: 0.27061; 2022-23: 0.27061; 2023-24: 0.27061; 2024-25: 0.27061; 2025-26: 0.27061; 2026-27: 0.26394; 2027-28: 0.26251; 2028-29: 0.26437; 2029-30: 0.26799; 2030-31: 0.24054; 2031-32: 0.24744; 2032-33: 0.25076; 2033-34: 0.25554; 2034-35: 0.26871; 2035-36: 0.21831; 2036-37: 0.19407; 2037-38: 0.20497; 2038-39: 0.35344; 2039-40: 0.27817; 2040-41: 0.2896; 2041-42: 0.29892; 2042-43: 0.30809; 2043-44: 0.32075; 2044-45: 0.32276; 2045-46: 0.2772; 2046-47: 0.35363; 2047-48: 0.35353; 2048-49: 0.35687; 2049-50: 0.35626
49BL | Available Headroom | 11BL - 45BL | Ml/d | 2 | 2019-20: 1.6; 2020-21: 1.67; 2021-22: 1.72; 2022-23: 1.7; 2023-24: 1.81; 2024-25: 1.84; 2025-26: 1.839; 2026-27: 1.839; 2027-28: 1.839; 2028-29: 1.849; 2029-30: 1.869; 2030-31: 1.849; 2031-32: 1.869; 2032-33: 1.859; 2033-34: 1.819; 2034-35: 1.799; 2035-36: 1.789; 2036-37: 1.779; 2037-38: 1.739; 2038-39: 1.719; 2039-40: 1.659; 2040-41: 1.669; 2041-42: 1.639; 2042-43: 1.609; 2043-44: 1.589; 2044-45: 1.549; 2045-46: 0.52; 2046-47: 0.49; 2047-48: 0.48; 2048-49: 0.44; 2049-50: 0.4
49.1BL | Available non-potable balance (if applicable) | 1.1BL -12.1BL | Ml/d | 2 | 2019-20: 0; 2020-21: 0; 2021-22: 0; 2022-23: 0; 2023-24: 0; 2024-25: 0; 2025-26: 0; 2026-27: 0; 2027-28: 0; 2028-29: 0; 2029-30: 0; 2030-31: 0; 2031-32: 0; 2032-33: 0; 2033-34: 0; 2034-35: 0; 2035-36: 0; 2036-37: 0; 2037-38: 0; 2038-39: 0; 2039-40: 0; 2040-41: 0; 2041-42: 0; 2042-43: 0; 2043-44: 0; 2044-45: 0; 2045-46: 0; 2046-47: 0; 2047-48: 0; 2048-49: 0; 2049-50: 0
50BL | Supply Demand Balance |  | Ml/d | 2 | 2019-20: 1.3294; 2020-21: 1.3994; 2021-22: 1.4494; 2022-23: 1.4294; 2023-24: 1.5394; 2024-25: 1.5694; 2025-26: 1.5684; 2026-27: 1.5751; 2027-28: 1.5765; 2028-29: 1.5846; 2029-30: 1.601; 2030-31: 1.6085; 2031-32: 1.6216; 2032-33: 1.6082; 2033-34: 1.5635; 2034-35: 1.5303; 2035-36: 1.5707; 2036-37: 1.5849; 2037-38: 1.534; 2038-39: 1.3656; 2039-40: 1.3808; 2040-41: 1.3794; 2041-42: 1.3401; 2042-43: 1.3009; 2043-44: 1.2682; 2044-45: 1.2262; 2045-46: 0.2428; 2046-47: 0.13637; 2047-48: 0.12647; 2048-49: 0.083127; 2049-50: 0.043738
Table 3e: DYCP - Final plan Options | Back to top of sheet
WRMP24 reference | Option type | Cat ID | Unit | Decimal places | 2019-20 | 2020-21 | 2021-22 | 2022-23 | 2023-24 | 2024-25 | 2025-26 | 2026-27 | 2027-28 | 2028-29 | 2029-30 | 2030-31 | 2031-32 | 2032-33 | 2033-34 | 2034-35 | 2035-36 | 2036-37 | 2037-38 | 2038-39 | 2039-40 | 2040-41 | 2041-42 | 2042-43 | 2043-44 | 2044-45 | 2045-46 | 2046-47 | 2047-48 | 2048-49 | 2049-50 | 2050-51 | 2051-52 | 2052-53 | 2053-54 | 2054-55 | 2055-56 | 2056-57 | 2057-58 | 2058-59 | 2059-60 | 2060-61 | 2061-62 | 2062-63 | 2063-64 | 2064-65 | 2065-66 | 2066-67 | 2067-68 | 2068-69 | 2069-70 | 2070-71 | 2071-72 | 2072-73 | 2073-74 | 2074-75 | 2075-76 | 2076-77 | 2077-78 | 2078-79 | 2079-80 | 2080-81 | 2081-82 | 2082-83 | 2083-84 | 2084-85 | 2085-86 | 2086-87 | 2087-88 | 2088-89 | 2089-90 | 2090-91 | 2091-92 | 2092-93 | 2093-94 | 2094-95 | 2095-96 | 2096-97 | 2097-98 | 2098-99 | 2099-100
1.11FP | Non potable supplies input reductions as -ve and increases as +ve | RSNPS | Ml/d | 2 | 2019-20: 0; 2020-21: 0; 2021-22: 0; 2022-23: 0; 2023-24: 0; 2024-25: 0; 2025-26: 0; 2026-27: 0; 2027-28: 0; 2028-29: 0; 2029-30: 0; 2030-31: 0; 2031-32: 0; 2032-33: 0; 2033-34: 0; 2034-35: 0; 2035-36: 0; 2036-37: 0; 2037-38: 0; 2038-39: 0; 2039-40: 0; 2040-41: 0; 2041-42: 0; 2042-43: 0; 2043-44: 0; 2044-45: 0; 2045-46: 0; 2046-47: 0; 2047-48: 0; 2048-49: 0; 2049-50: 0
2.1FP | Raw water imports | RSRWI | Ml/d | 2 | 2019-20: 0; 2020-21: 0; 2021-22: 0; 2022-23: 0; 2023-24: 0; 2024-25: 0; 2025-26: 0; 2026-27: 0; 2027-28: 0; 2028-29: 0; 2029-30: 0; 2030-31: 0; 2031-32: 0; 2032-33: 0; 2033-34: 0; 2034-35: 0; 2035-36: 0; 2036-37: 0; 2037-38: 0; 2038-39: 0; 2039-40: 0; 2040-41: 0; 2041-42: 0; 2042-43: 0; 2043-44: 0; 2044-45: 0; 2045-46: 0; 2046-47: 0; 2047-48: 0; 2048-49: 0; 2049-50: 0
3.1FP | Potable water imports input reductions as -ve | RSPWI | Ml/d | 2 | 2019-20: 0; 2020-21: 0; 2021-22: 0; 2022-23: 0; 2023-24: 0; 2024-25: 0; 2025-26: 0; 2026-27: 0; 2027-28: 0; 2028-29: 0; 2029-30: 0; 2030-31: 0; 2031-32: 0; 2032-33: 0; 2033-34: 0; 2034-35: 0; 2035-36: 0.18; 2036-37: 0.18; 2037-38: 0.18; 2038-39: 0.18; 2039-40: 0.18; 2040-41: 0.18; 2041-42: 0.18; 2042-43: 0.18; 2043-44: 0.18; 2044-45: 0.18; 2045-46: 0.18; 2046-47: 0.18; 2047-48: 0.18; 2048-49: 0.18; 2049-50: 0.18
4.1FP | Raw water exports input reductions as +ve and increases as -ve | RSRWE | Ml/d | 2 | 2019-20: 0; 2020-21: 0; 2021-22: 0; 2022-23: 0; 2023-24: 0; 2024-25: 0; 2025-26: 0; 2026-27: 0; 2027-28: 0; 2028-29: 0; 2029-30: 0; 2030-31: 0; 2031-32: 0; 2032-33: 0; 2033-34: 0; 2034-35: 0; 2035-36: 0; 2036-37: 0; 2037-38: 0; 2038-39: 0; 2039-40: 0; 2040-41: 0; 2041-42: 0; 2042-43: 0; 2043-44: 0; 2044-45: 0; 2045-46: 0; 2046-47: 0; 2047-48: 0; 2048-49: 0; 2049-50: 0
5.1FP | Potable water exports input reductions as +ve and increases as -ve | RSPWE | Ml/d | 2 | 2019-20: 0; 2020-21: 0; 2021-22: 0; 2022-23: 0; 2023-24: 0; 2024-25: 0; 2025-26: 0; 2026-27: 0; 2027-28: 0; 2028-29: 0; 2029-30: 0; 2030-31: 0; 2031-32: 0; 2032-33: 0; 2033-34: 0; 2034-35: 0; 2035-36: -0.65; 2036-37: -0.65; 2037-38: -0.65; 2038-39: -0.65; 2039-40: -0.65; 2040-41: -0.65; 2041-42: -0.65; 2042-43: -0.65; 2043-44: -0.65; 2044-45: -0.65; 2045-46: 0.35; 2046-47: 0.35; 2047-48: 0.35; 2048-49: 0.35; 2049-50: 0.35
6.2FP | DO benefit from increase raw water abstractions | RSRWA | Ml/d | 2 | 2019-20: 0; 2020-21: 0; 2021-22: 0; 2022-23: 0; 2023-24: 0; 2024-25: 0; 2025-26: 0; 2026-27: 0; 2027-28: 0; 2028-29: 0; 2029-30: 0; 2030-31: 0; 2031-32: 0; 2032-33: 0; 2033-34: 0; 2034-35: 0; 2035-36: 0; 2036-37: 0; 2037-38: 0; 2038-39: 0; 2039-40: 0; 2040-41: 0; 2041-42: 0; 2042-43: 0; 2043-44: 0; 2044-45: 0; 2045-46: 0; 2046-47: 0; 2047-48: 0; 2048-49: 0; 2049-50: 0
6.3FP | Other options to increase deployable output | RSIPO | Ml/d | 2 | 2019-20: 0; 2020-21: 0; 2021-22: 0; 2022-23: 0; 2023-24: 0; 2024-25: 0; 2025-26: 0; 2026-27: 0; 2027-28: 0; 2028-29: 0; 2029-30: 0; 2030-31: 0.1; 2031-32: 0.1; 2032-33: 0.1; 2033-34: 0.1; 2034-35: 0.1; 2035-36: 0.1; 2036-37: 0.1; 2037-38: 0.1; 2038-39: 0.1; 2039-40: 0.1; 2040-41: 0.1; 2041-42: 0.1; 2042-43: 0.1; 2043-44: 0.1; 2044-45: 0.1; 2045-46: 0.1; 2046-47: 0.1; 2047-48: 0.1; 2048-49: 0.1; 2049-50: 0.1
7.01FP | DO benefit from supply side drought measures | RSDPS | Ml/d | 2 | 2019-20: 0; 2020-21: 0; 2021-22: 0; 2022-23: 0; 2023-24: 0; 2024-25: 0; 2025-26: 0; 2026-27: 0; 2027-28: 0; 2028-29: 0; 2029-30: 0; 2030-31: 0; 2031-32: 0; 2032-33: 0; 2033-34: 0; 2034-35: 0; 2035-36: 0; 2036-37: 0; 2037-38: 0; 2038-39: 0; 2039-40: 0; 2040-41: 0; 2041-42: 0; 2042-43: 0; 2043-44: 0; 2044-45: 0; 2045-46: 0; 2046-47: 0; 2047-48: 0; 2048-49: 0; 2049-50: 0
7.02FP | DO benefit from demand side drought measures | RSDPD | Ml/d | 2 | 2019-20: 0; 2020-21: 0; 2021-22: 0; 2022-23: 0; 2023-24: 0; 2024-25: 0; 2025-26: 0; 2026-27: 0; 2027-28: 0; 2028-29: 0; 2029-30: 0; 2030-31: 0; 2031-32: 0; 2032-33: 0; 2033-34: 0; 2034-35: 0; 2035-36: 0; 2036-37: 0; 2037-38: 0; 2038-39: 0; 2039-40: 0; 2040-41: 0; 2041-42: 0; 2042-43: 0; 2043-44: 0; 2044-45: 0; 2045-46: 0; 2046-47: 0; 2047-48: 0; 2048-49: 0; 2049-50: 0
8.1FP | Reduce raw water losses and operational use input as -ve | RSLOU | Ml/d | 2 | 2019-20: 0; 2020-21: 0; 2021-22: 0; 2022-23: 0; 2023-24: 0; 2024-25: 0; 2025-26: 0; 2026-27: 0; 2027-28: 0; 2028-29: 0; 2029-30: 0; 2030-31: 0; 2031-32: 0; 2032-33: 0; 2033-34: 0; 2034-35: 0; 2035-36: 0; 2036-37: 0; 2037-38: 0; 2038-39: 0; 2039-40: 0; 2040-41: 0; 2041-42: 0; 2042-43: 0; 2043-44: 0; 2044-45: 0; 2045-46: 0; 2046-47: 0; 2047-48: 0; 2048-49: 0; 2049-50: 0
8.2FP | Reduce treatment works losses input as -ve | PSTWL | Ml/d | 2 | 2019-20: 0; 2020-21: 0; 2021-22: 0; 2022-23: 0; 2023-24: 0; 2024-25: 0; 2025-26: 0; 2026-27: 0; 2027-28: 0; 2028-29: 0; 2029-30: 0; 2030-31: 0; 2031-32: 0; 2032-33: 0; 2033-34: 0; 2034-35: 0; 2035-36: 0; 2036-37: 0; 2037-38: 0; 2038-39: 0; 2039-40: 0; 2040-41: 0; 2041-42: 0; 2042-43: 0; 2043-44: 0; 2044-45: 0; 2045-46: 0; 2046-47: 0; 2047-48: 0; 2048-49: 0; 2049-50: 0
9.1FP | Reduce outages input as -ve | PSROU | Ml/d | 2 | 2019-20: 0; 2020-21: 0; 2021-22: 0; 2022-23: 0; 2023-24: 0; 2024-25: 0; 2025-26: 0; 2026-27: 0; 2027-28: 0; 2028-29: 0; 2029-30: 0; 2030-31: 0; 2031-32: 0; 2032-33: 0; 2033-34: 0; 2034-35: 0; 2035-36: 0; 2036-37: 0; 2037-38: 0; 2038-39: 0; 2039-40: 0; 2040-41: 0; 2041-42: 0; 2042-43: 0; 2043-44: 0; 2044-45: 0; 2045-46: 0; 2046-47: 0; 2047-48: 0; 2048-49: 0; 2049-50: 0
12.2FP | Change volume delivered to measured non households input reductions as -ve, line to include both measured non-household consumption and USPL options | CVMNH | Ml/d | 2 | 2019-20: 0; 2020-21: 0; 2021-22: 0; 2022-23: 0; 2023-24: 0; 2024-25: 0; 2025-26: -0.02; 2026-27: -0.03; 2027-28: -0.05; 2028-29: -0.06; 2029-30: -0.08; 2030-31: -0.09; 2031-32: -0.1; 2032-33: -0.12; 2033-34: -0.13; 2034-35: -0.14; 2035-36: -0.15; 2036-37: -0.17; 2037-38: -0.18; 2038-39: -0.19; 2039-40: -0.21; 2040-41: -0.22; 2041-42: -0.23; 2042-43: -0.24; 2043-44: -0.26; 2044-45: -0.27; 2045-46: -0.28; 2046-47: -0.3; 2047-48: -0.31; 2048-49: -0.32; 2049-50: -0.33
13.1FP | Change volume delivered to unmeasured non households input reductions as -ve, line to include both unmeasured non-household consumption and USPL options | CVUNH | Ml/d | 2 | 2019-20: 0; 2020-21: 0; 2021-22: 0; 2022-23: 0; 2023-24: 0; 2024-25: 0; 2025-26: 0; 2026-27: 0; 2027-28: 0; 2028-29: 0; 2029-30: 0; 2030-31: 0; 2031-32: 0; 2032-33: 0; 2033-34: 0; 2034-35: 0; 2035-36: 0; 2036-37: 0; 2037-38: 0; 2038-39: 0; 2039-40: 0; 2040-41: 0; 2041-42: 0; 2042-43: 0; 2043-44: 0; 2044-45: 0; 2045-46: 0; 2046-47: 0; 2047-48: 0; 2048-49: 0; 2049-50: 0
14.1FP | Change volume delivered to measured households input reductions as -ve, line to include both measured household consumption and USPL options | CVMHH | Ml/d | 2 | 2019-20: 0; 2020-21: 0; 2021-22: 0; 2022-23: 0; 2023-24: 0; 2024-25: 0; 2025-26: -0.03; 2026-27: -0.04; 2027-28: -0.05; 2028-29: -0.07; 2029-30: -0.09; 2030-31: -0.11; 2031-32: -0.14; 2032-33: -0.15; 2033-34: -0.17; 2034-35: -0.2; 2035-36: -0.24; 2036-37: -0.28; 2037-38: -0.32; 2038-39: -0.36; 2039-40: -0.4; 2040-41: -0.43; 2041-42: -0.47; 2042-43: -0.51; 2043-44: -0.55; 2044-45: -0.57; 2045-46: -0.59; 2046-47: -0.6; 2047-48: -0.62; 2048-49: -0.64; 2049-50: -0.66
15.1FP | Change volume delivered to unmeasured households input reductions as -ve, line to include both unmeasured household consumption and USPL options | CVUHH | Ml/d | 2 | 2019-20: 0; 2020-21: 0; 2021-22: 0; 2022-23: 0; 2023-24: 0; 2024-25: 0; 2025-26: 0; 2026-27: 0; 2027-28: 0; 2028-29: 0; 2029-30: 0; 2030-31: 0; 2031-32: 0; 2032-33: 0; 2033-34: 0; 2034-35: 0; 2035-36: 0; 2036-37: 0; 2037-38: 0; 2038-39: 0; 2039-40: 0; 2040-41: 0; 2041-42: 0; 2042-43: 0; 2043-44: 0; 2044-45: 0; 2045-46: 0; 2046-47: 0; 2047-48: 0; 2048-49: 0; 2049-50: 0
21.1FP | Options to reduce water taken unbilled input as -ve | CSWTU | Ml/d | 2 | 2019-20: 0; 2020-21: 0; 2021-22: 0; 2022-23: 0; 2023-24: 0; 2024-25: 0; 2025-26: 0; 2026-27: 0; 2027-28: 0; 2028-29: 0; 2029-30: 0; 2030-31: 0; 2031-32: 0; 2032-33: 0; 2033-34: 0; 2034-35: 0; 2035-36: 0; 2036-37: 0; 2037-38: 0; 2038-39: 0; 2039-40: 0; 2040-41: 0; 2041-42: 0; 2042-43: 0; 2043-44: 0; 2044-45: 0; 2045-46: 0; 2046-47: 0; 2047-48: 0; 2048-49: 0; 2049-50: 0
22.1FP | Reduce distribution system operational use (DSOU) input as -ve | DSDOU | Ml/d | 2 | 2019-20: 0; 2020-21: 0; 2021-22: 0; 2022-23: 0; 2023-24: 0; 2024-25: 0; 2025-26: 0; 2026-27: 0; 2027-28: 0; 2028-29: 0; 2029-30: 0; 2030-31: 0; 2031-32: 0; 2032-33: 0; 2033-34: 0; 2034-35: 0; 2035-36: 0; 2036-37: 0; 2037-38: 0; 2038-39: 0; 2039-40: 0; 2040-41: 0; 2041-42: 0; 2042-43: 0; 2043-44: 0; 2044-45: 0; 2045-46: 0; 2046-47: 0; 2047-48: 0; 2048-49: 0; 2049-50: 0
23.1FP | Options impacting on measured Non Household - USPL input reductions as -ve | CUMNH | Ml/d | 2 | 2019-20: 0; 2020-21: 0; 2021-22: 0; 2022-23: 0; 2023-24: 0; 2024-25: 0; 2025-26: 0; 2026-27: 0; 2027-28: 0; 2028-29: 0; 2029-30: 0; 2030-31: 0; 2031-32: 0; 2032-33: 0; 2033-34: 0; 2034-35: 0; 2035-36: 0; 2036-37: 0; 2037-38: 0; 2038-39: 0; 2039-40: 0; 2040-41: 0; 2041-42: 0; 2042-43: 0; 2043-44: 0; 2044-45: 0; 2045-46: 0; 2046-47: 0; 2047-48: 0; 2048-49: 0; 2049-50: 0
24.1FP | Options impacting on unmeasured Non Household - USPL input reductions as -ve | CUUNH | Ml/d | 2 | 2019-20: 0; 2020-21: 0; 2021-22: 0; 2022-23: 0; 2023-24: 0; 2024-25: 0; 2025-26: 0; 2026-27: 0; 2027-28: 0; 2028-29: 0; 2029-30: 0; 2030-31: 0; 2031-32: 0; 2032-33: 0; 2033-34: 0; 2034-35: 0; 2035-36: 0; 2036-37: 0; 2037-38: 0; 2038-39: 0; 2039-40: 0; 2040-41: 0; 2041-42: 0; 2042-43: 0; 2043-44: 0; 2044-45: 0; 2045-46: 0; 2046-47: 0; 2047-48: 0; 2048-49: 0; 2049-50: 0
25.1FP | Options impacting on measured Household - USPL input reductions as -ve | CUMHH | Ml/d | 2 | 2019-20: 0; 2020-21: 0; 2021-22: 0; 2022-23: 0; 2023-24: 0; 2024-25: 0; 2025-26: 0; 2026-27: 0; 2027-28: 0; 2028-29: -0.01; 2029-30: -0.01; 2030-31: -0.01; 2031-32: -0.01; 2032-33: -0.01; 2033-34: -0.01; 2034-35: -0.01; 2035-36: -0.01; 2036-37: -0.01; 2037-38: -0.01; 2038-39: -0.01; 2039-40: -0.01; 2040-41: -0.01; 2041-42: -0.01; 2042-43: -0.01; 2043-44: -0.01; 2044-45: -0.02; 2045-46: -0.02; 2046-47: -0.02; 2047-48: -0.02; 2048-49: -0.02; 2049-50: -0.02
26.1FP | Options impacting on unmeasured Household - USPL input reductions as -ve | CUUHH | Ml/d | 2 | 2019-20: 0; 2020-21: 0; 2021-22: 0; 2022-23: 0; 2023-24: 0; 2024-25: 0; 2025-26: 0; 2026-27: 0; 2027-28: 0; 2028-29: 0; 2029-30: 0; 2030-31: 0; 2031-32: 0; 2032-33: 0; 2033-34: 0; 2034-35: 0; 2035-36: 0; 2036-37: 0; 2037-38: 0; 2038-39: 0; 2039-40: 0; 2040-41: 0; 2041-42: 0; 2042-43: 0; 2043-44: 0; 2044-45: 0; 2045-46: 0; 2046-47: 0; 2047-48: 0; 2048-49: 0; 2049-50: 0
27.1FP | Options impacting on Void properties - USPL input reductions as -ve | CUVPP | Ml/d | 2 | 2019-20: 0; 2020-21: 0; 2021-22: 0; 2022-23: 0; 2023-24: 0; 2024-25: 0; 2025-26: 0; 2026-27: 0; 2027-28: 0; 2028-29: 0; 2029-30: 0; 2030-31: 0; 2031-32: 0; 2032-33: 0; 2033-34: 0; 2034-35: 0; 2035-36: 0; 2036-37: 0; 2037-38: 0; 2038-39: 0; 2039-40: 0; 2040-41: 0; 2041-42: 0; 2042-43: 0; 2043-44: 0; 2044-45: 0; 2045-46: 0; 2046-47: 0; 2047-48: 0; 2048-49: 0; 2049-50: 0
28.1FP | Reduce distribution losses input as -ve | DSRDL | Ml/d | 2 | 2019-20: 0; 2020-21: 0; 2021-22: 0; 2022-23: 0; 2023-24: 0; 2024-25: 0; 2025-26: 0; 2026-27: 0; 2027-28: 0; 2028-29: 0; 2029-30: 0; 2030-31: 0; 2031-32: 0; 2032-33: 0; 2033-34: 0; 2034-35: 0; 2035-36: -0.24; 2036-37: -0.24; 2037-38: -0.39; 2038-39: -0.39; 2039-40: -0.41; 2040-41: -0.42; 2041-42: -0.42; 2042-43: -0.42; 2043-44: -0.42; 2044-45: -0.42; 2045-46: -0.42; 2046-47: -0.43; 2047-48: -0.43; 2048-49: -0.43; 2049-50: -0.44
Table 3f: DYCP - Final plan | Back to top of sheet
WRMP24 reference | Component | Derivation | Unit | Decimal places | 2019-20 | 2020-21 | 2021-22 | 2022-23 | 2023-24 | 2024-25 | 2025-26 | 2026-27 | 2027-28 | 2028-29 | 2029-30 | 2030-31 | 2031-32 | 2032-33 | 2033-34 | 2034-35 | 2035-36 | 2036-37 | 2037-38 | 2038-39 | 2039-40 | 2040-41 | 2041-42 | 2042-43 | 2043-44 | 2044-45 | 2045-46 | 2046-47 | 2047-48 | 2048-49 | 2049-50 | 2050-51 | 2051-52 | 2052-53 | 2053-54 | 2054-55 | 2055-56 | 2056-57 | 2057-58 | 2058-59 | 2059-60 | 2060-61 | 2061-62 | 2062-63 | 2063-64 | 2064-65 | 2065-66 | 2066-67 | 2067-68 | 2068-69 | 2069-70 | 2070-71 | 2071-72 | 2072-73 | 2073-74 | 2074-75 | 2075-76 | 2076-77 | 2077-78 | 2078-79 | 2079-80 | 2080-81 | 2081-82 | 2082-83 | 2083-84 | 2084-85 | 2085-86 | 2086-87 | 2087-88 | 2088-89 | 2089-90 | 2090-91 | 2091-92 | 2092-93 | 2093-94 | 2094-95 | 2095-96 | 2096-97 | 2097-98 | 2098-99 | 2099-100
1FP | Raw water abstracted | Input | Ml/d | 2 | 2019-20: 0; 2020-21: 0; 2021-22: 0; 2022-23: 0; 2023-24: 0; 2024-25: 0; 2025-26: 0; 2026-27: 0; 2027-28: 0; 2028-29: 0; 2029-30: 0; 2030-31: 0; 2031-32: 0; 2032-33: 0; 2033-34: 0; 2034-35: 0; 2035-36: 0; 2036-37: 0; 2037-38: 0; 2038-39: 0; 2039-40: 0; 2040-41: 0; 2041-42: 0; 2042-43: 0; 2043-44: 0; 2044-45: 0; 2045-46: 0; 2046-47: 0; 2047-48: 0; 2048-49: 0; 2049-50: 0
1.1FP | Non-potable water supplies | 1.1BL + 1.11FP | Ml/d | 2 | 2019-20: 0; 2020-21: 0; 2021-22: 0; 2022-23: 0; 2023-24: 0; 2024-25: 0; 2025-26: 0; 2026-27: 0; 2027-28: 0; 2028-29: 0; 2029-30: 0; 2030-31: 0; 2031-32: 0; 2032-33: 0; 2033-34: 0; 2034-35: 0; 2035-36: 0; 2036-37: 0; 2037-38: 0; 2038-39: 0; 2039-40: 0; 2040-41: 0; 2041-42: 0; 2042-43: 0; 2043-44: 0; 2044-45: 0; 2045-46: 0; 2046-47: 0; 2047-48: 0; 2048-49: 0; 2049-50: 0
2FP | Raw water imported | 2BL + 2.1FP | Ml/d | 2 | 2019-20: 0; 2020-21: 0; 2021-22: 0; 2022-23: 0; 2023-24: 0; 2024-25: 0; 2025-26: 0; 2026-27: 0; 2027-28: 0; 2028-29: 0; 2029-30: 0; 2030-31: 0; 2031-32: 0; 2032-33: 0; 2033-34: 0; 2034-35: 0; 2035-36: 0; 2036-37: 0; 2037-38: 0; 2038-39: 0; 2039-40: 0; 2040-41: 0; 2041-42: 0; 2042-43: 0; 2043-44: 0; 2044-45: 0; 2045-46: 0; 2046-47: 0; 2047-48: 0; 2048-49: 0; 2049-50: 0
3FP | Potable water imported | 3BL + 3.1FP | Ml/d | 2 | 2019-20: 0; 2020-21: 0; 2021-22: 0; 2022-23: 0; 2023-24: 0; 2024-25: 0; 2025-26: 0; 2026-27: 0; 2027-28: 0; 2028-29: 0; 2029-30: 0; 2030-31: 0; 2031-32: 0; 2032-33: 0; 2033-34: 0; 2034-35: 0; 2035-36: 0.18; 2036-37: 0.18; 2037-38: 0.18; 2038-39: 0.18; 2039-40: 0.18; 2040-41: 0.18; 2041-42: 0.18; 2042-43: 0.18; 2043-44: 0.18; 2044-45: 0.18; 2045-46: 0.18; 2046-47: 0.18; 2047-48: 0.18; 2048-49: 0.18; 2049-50: 0.18
4FP | Raw water exported enter as -ve | 4BL + 4.1FP | Ml/d | 2 | 2019-20: 0; 2020-21: 0; 2021-22: 0; 2022-23: 0; 2023-24: 0; 2024-25: 0; 2025-26: 0; 2026-27: 0; 2027-28: 0; 2028-29: 0; 2029-30: 0; 2030-31: 0; 2031-32: 0; 2032-33: 0; 2033-34: 0; 2034-35: 0; 2035-36: 0; 2036-37: 0; 2037-38: 0; 2038-39: 0; 2039-40: 0; 2040-41: 0; 2041-42: 0; 2042-43: 0; 2043-44: 0; 2044-45: 0; 2045-46: 0; 2046-47: 0; 2047-48: 0; 2048-49: 0; 2049-50: 0
5FP | Potable water exported enter as -ve | 5BL + 5.1FP | Ml/d | 2 | 2019-20: 0; 2020-21: 0; 2021-22: 0; 2022-23: 0; 2023-24: 0; 2024-25: 0; 2025-26: -0.001; 2026-27: -0.001; 2027-28: -0.001; 2028-29: -0.001; 2029-30: -0.001; 2030-31: -0.001; 2031-32: -0.001; 2032-33: -0.001; 2033-34: -0.001; 2034-35: -0.001; 2035-36: -0.651; 2036-37: -0.651; 2037-38: -0.651; 2038-39: -0.651; 2039-40: -0.651; 2040-41: -0.651; 2041-42: -0.651; 2042-43: -0.651; 2043-44: -0.651; 2044-45: -0.651; 2045-46: -0.65; 2046-47: -0.65; 2047-48: -0.65; 2048-49: -0.65; 2049-50: -0.65
6.1FP | Deployable Output post forecast changes | 6.1BL + 6.2FP + 6.3FP +7.01FP +7.02FP | Ml/d | 2 | 2019-20: 8.21; 2020-21: 8.21; 2021-22: 8.21; 2022-23: 8.21; 2023-24: 8.21; 2024-25: 8.21; 2025-26: 8.21; 2026-27: 8.21; 2027-28: 8.21; 2028-29: 8.21; 2029-30: 8.21; 2030-31: 8.31; 2031-32: 8.31; 2032-33: 8.31; 2033-34: 8.31; 2034-35: 8.31; 2035-36: 8.31; 2036-37: 8.31; 2037-38: 8.31; 2038-39: 8.31; 2039-40: 8.31; 2040-41: 8.31; 2041-42: 8.31; 2042-43: 8.31; 2043-44: 8.31; 2044-45: 8.31; 2045-46: 8.31; 2046-47: 8.31; 2047-48: 8.31; 2048-49: 8.31; 2049-50: 8.31
8FP | Raw water losses, treatment works losses and operational use | 8BL + 8.1FP + 8.2FP | Ml/d | 2 | 2019-20: 0.36; 2020-21: 0.36; 2021-22: 0.36; 2022-23: 0.36; 2023-24: 0.36; 2024-25: 0.36; 2025-26: 0.36; 2026-27: 0.36; 2027-28: 0.36; 2028-29: 0.36; 2029-30: 0.36; 2030-31: 0.36; 2031-32: 0.36; 2032-33: 0.36; 2033-34: 0.36; 2034-35: 0.36; 2035-36: 0.36; 2036-37: 0.36; 2037-38: 0.36; 2038-39: 0.36; 2039-40: 0.36; 2040-41: 0.36; 2041-42: 0.36; 2042-43: 0.36; 2043-44: 0.36; 2044-45: 0.36; 2045-46: 0.36; 2046-47: 0.36; 2047-48: 0.36; 2048-49: 0.36; 2049-50: 0.36
9FP | Total Outage Allowance | 9BL + 9.1FP | Ml/d | 2 | 2019-20: 0.05; 2020-21: 0.05; 2021-22: 0.05; 2022-23: 0.05; 2023-24: 0.05; 2024-25: 0.05; 2025-26: 0.05; 2026-27: 0.05; 2027-28: 0.05; 2028-29: 0.05; 2029-30: 0.05; 2030-31: 0.05; 2031-32: 0.05; 2032-33: 0.05; 2033-34: 0.05; 2034-35: 0.05; 2035-36: 0.05; 2036-37: 0.05; 2037-38: 0.05; 2038-39: 0.05; 2039-40: 0.05; 2040-41: 0.05; 2041-42: 0.05; 2042-43: 0.05; 2043-44: 0.05; 2044-45: 0.05; 2045-46: 0.05; 2046-47: 0.05; 2047-48: 0.05; 2048-49: 0.05; 2049-50: 0.05
10FP | Water Available For Use (own sources) | (6.1FP) - (8FP + 9FP) | Ml/d | 2 | 2019-20: 7.8; 2020-21: 7.8; 2021-22: 7.8; 2022-23: 7.8; 2023-24: 7.8; 2024-25: 7.8; 2025-26: 7.8; 2026-27: 7.8; 2027-28: 7.8; 2028-29: 7.8; 2029-30: 7.8; 2030-31: 7.9; 2031-32: 7.9; 2032-33: 7.9; 2033-34: 7.9; 2034-35: 7.9; 2035-36: 7.9; 2036-37: 7.9; 2037-38: 7.9; 2038-39: 7.9; 2039-40: 7.9; 2040-41: 7.9; 2041-42: 7.9; 2042-43: 7.9; 2043-44: 7.9; 2044-45: 7.9; 2045-46: 7.9; 2046-47: 7.9; 2047-48: 7.9; 2048-49: 7.9; 2049-50: 7.9
11FP | Total Water Available For Use | 10FP + sum (2FP:5FP) | Ml/d | 2 | 2019-20: 7.8; 2020-21: 7.8; 2021-22: 7.8; 2022-23: 7.8; 2023-24: 7.8; 2024-25: 7.8; 2025-26: 7.799; 2026-27: 7.799; 2027-28: 7.799; 2028-29: 7.799; 2029-30: 7.799; 2030-31: 7.899; 2031-32: 7.899; 2032-33: 7.899; 2033-34: 7.899; 2034-35: 7.899; 2035-36: 7.429; 2036-37: 7.429; 2037-38: 7.429; 2038-39: 7.429; 2039-40: 7.429; 2040-41: 7.429; 2041-42: 7.429; 2042-43: 7.429; 2043-44: 7.429; 2044-45: 7.429; 2045-46: 7.43; 2046-47: 7.43; 2047-48: 7.43; 2048-49: 7.43; 2049-50: 7.43
12FP | Water delivered measured non-household | 12BL + 12.2FP | Ml/d | 2 | 2019-20: 0.95; 2020-21: 0.95; 2021-22: 0.95; 2022-23: 0.95; 2023-24: 0.95; 2024-25: 0.96; 2025-26: 0.94; 2026-27: 0.93; 2027-28: 0.92; 2028-29: 0.91; 2029-30: 0.89; 2030-31: 0.89; 2031-32: 0.88; 2032-33: 0.86; 2033-34: 0.86; 2034-35: 0.86; 2035-36: 0.85; 2036-37: 0.84; 2037-38: 0.84; 2038-39: 0.83; 2039-40: 0.82; 2040-41: 0.81; 2041-42: 0.8; 2042-43: 0.8; 2043-44: 0.78; 2044-45: 0.78; 2045-46: 0.77; 2046-47: 0.76; 2047-48: 0.75; 2048-49: 0.75; 2049-50: 0.74
12.1FP | Non-potable water consumption | Input | Ml/d | 2 | 2019-20: 0; 2020-21: 0; 2021-22: 0; 2022-23: 0; 2023-24: 0; 2024-25: 0; 2025-26: 0; 2026-27: 0; 2027-28: 0; 2028-29: 0; 2029-30: 0; 2030-31: 0; 2031-32: 0; 2032-33: 0; 2033-34: 0; 2034-35: 0; 2035-36: 0; 2036-37: 0; 2037-38: 0; 2038-39: 0; 2039-40: 0; 2040-41: 0; 2041-42: 0; 2042-43: 0; 2043-44: 0; 2044-45: 0; 2045-46: 0; 2046-47: 0; 2047-48: 0; 2048-49: 0; 2049-50: 0
13FP | Water delivered unmeasured non-household | 13BL + 13.1FP | Ml/d | 2 | 2019-20: 0; 2020-21: 0; 2021-22: 0; 2022-23: 0; 2023-24: 0; 2024-25: 0; 2025-26: 0; 2026-27: 0; 2027-28: 0; 2028-29: 0; 2029-30: 0; 2030-31: 0; 2031-32: 0; 2032-33: 0; 2033-34: 0; 2034-35: 0; 2035-36: 0; 2036-37: 0; 2037-38: 0; 2038-39: 0; 2039-40: 0; 2040-41: 0; 2041-42: 0; 2042-43: 0; 2043-44: 0; 2044-45: 0; 2045-46: 0; 2046-47: 0; 2047-48: 0; 2048-49: 0; 2049-50: 0
14FP | Water delivered measured household | 14BL + 14.1FP | Ml/d | 2 | 2019-20: 2.84; 2020-21: 2.86; 2021-22: 2.88; 2022-23: 2.96; 2023-24: 2.93; 2024-25: 2.98; 2025-26: 3; 2026-27: 3.03; 2027-28: 3.05; 2028-29: 3.06; 2029-30: 3.06; 2030-31: 3.07; 2031-32: 3.07; 2032-33: 3.1; 2033-34: 3.13; 2034-35: 3.14; 2035-36: 3.14; 2036-37: 3.14; 2037-38: 3.15; 2038-39: 3.16; 2039-40: 3.17; 2040-41: 3.18; 2041-42: 3.18; 2042-43: 3.19; 2043-44: 3.19; 2044-45: 3.21; 2045-46: 3.23; 2046-47: 3.25; 2047-48: 3.26; 2048-49: 3.28; 2049-50: 3.28
15FP | Water delivered unmeasured household | 15BL + 15.1FP | Ml/d | 2 | 2019-20: 1.07; 2020-21: 1.01; 2021-22: 0.96; 2022-23: 0.91; 2023-24: 0.85; 2024-25: 0.79; 2025-26: 0.75; 2026-27: 0.7; 2027-28: 0.66; 2028-29: 0.62; 2029-30: 0.58; 2030-31: 0.55; 2031-32: 0.51; 2032-33: 0.48; 2033-34: 0.45; 2034-35: 0.42; 2035-36: 0.39; 2036-37: 0.36; 2037-38: 0.34; 2038-39: 0.31; 2039-40: 0.29; 2040-41: 0.26; 2041-42: 0.24; 2042-43: 0.22; 2043-44: 0.2; 2044-45: 0.18; 2045-46: 0.17; 2046-47: 0.16; 2047-48: 0.15; 2048-49: 0.14; 2049-50: 0.14
16FP | Percentage of consumption driven by climate change | 16BL | % | 1 | 2019-20: 0%; 2020-21: 0%; 2021-22: 0%; 2022-23: 0.1%; 2023-24: 0.1%; 2024-25: 0.1%; 2025-26: 0.1%; 2026-27: 0.1%; 2027-28: 0.1%; 2028-29: 0.2%; 2029-30: 0.2%; 2030-31: 0.2%; 2031-32: 0.2%; 2032-33: 0.3%; 2033-34: 0.3%; 2034-35: 0.3%; 2035-36: 0.4%; 2036-37: 0.4%; 2037-38: 0.4%; 2038-39: 0.5%; 2039-40: 0.5%; 2040-41: 0.6%; 2041-42: 0.6%; 2042-43: 0.6%; 2043-44: 0.7%; 2044-45: 0.7%; 2045-46: 0.8%; 2046-47: 0.8%; 2047-48: 0.8%; 2048-49: 0.8%; 2049-50: 0.9%
17FP | Volume of consumption driven by climate change | 16FP * (12FP + sum(13FP:15FP) - sum (23FP:26FP)) | Ml/d | 2 | 2019-20: 0; 2020-21: 0; 2021-22: 0; 2022-23: 0.00466; 2023-24: 0.00458; 2024-25: 0.00458; 2025-26: 0.00454; 2026-27: 0.00452; 2027-28: 0.00449; 2028-29: 0.00894; 2029-30: 0.00882; 2030-31: 0.00878; 2031-32: 0.0087; 2032-33: 0.01299; 2033-34: 0.01299; 2034-35: 0.01293; 2035-36: 0.01708; 2036-37: 0.01688; 2037-38: 0.01684; 2038-39: 0.02095; 2039-40: 0.02085; 2040-41: 0.02484; 2041-42: 0.02466; 2042-43: 0.0246; 2043-44: 0.02842; 2044-45: 0.02842; 2045-46: 0.03248; 2046-47: 0.03248; 2047-48: 0.0324; 2048-49: 0.03248; 2049-50: 0.03645
18FP | Measured Household - PCC | ((14FP - 25FP) * 1,000,000) / (39FP * 1000) | l/h/d | 1 | 2019-20: 158.8785; 2020-21: 156.8739; 2021-22: 154.9997; 2022-23: 155.2203; 2023-24: 151.0703; 2024-25: 150.8248; 2025-26: 149.016; 2026-27: 148.2193; 2027-28: 147.0955; 2028-29: 146.9863; 2029-30: 145.5647; 2030-31: 144.7521; 2031-32: 143.4259; 2032-33: 143.5702; 2033-34: 143.7052; 2034-35: 142.9105; 2035-36: 141.7388; 2036-37: 140.1719; 2037-38: 139.5285; 2038-39: 138.8638; 2039-40: 138.0918; 2040-41: 137.4005; 2041-42: 136.2674; 2042-43: 135.5725; 2043-44: 134.4611; 2044-45: 134.2224; 2045-46: 134.1938; 2046-47: 134.1655; 2047-48: 133.6989; 2048-49: 133.6406; 2049-50: 132.8834
19FP | Unmeasured Household - PCC | ((15FP - 26FP) * 1,000,000) / (40FP * 1000) | l/h/d | 1 | 2019-20: 333.8789; 2020-21: 331.2629; 2021-22: 330.3085; 2022-23: 335.3894; 2023-24: 332.1033; 2024-25: 327.654; 2025-26: 329.3135; 2026-27: 329.2383; 2027-28: 328.296; 2028-29: 326.6888; 2029-30: 323.9105; 2030-31: 326.4281; 2031-32: 328.1983; 2032-33: 329.0415; 2033-34: 329.2496; 2034-35: 328.1378; 2035-36: 325.9912; 2036-37: 322.887; 2037-38: 328.2051; 2038-39: 333.3333; 2039-40: 337.7563; 2040-41: 329.3808; 2041-42: 331.8903; 2042-43: 334.3949; 2043-44: 335.689; 2044-45: 336.6337; 2045-46: 333.3333; 2046-47: 329.6703; 2047-48: 324.826; 2048-49: 318.6275; 2049-50: 318.6275
20FP | Average Household - PCC | (((14FP - 25FP) + (15FP - 26FP)) * 1,000,000)/ ((39FP + 40FP) * 1,000) | l/h/d | 1 | 2019-20: 185.3779; 2020-21: 181.6135; 2021-22: 178.4156; 2022-23: 177.5233; 2023-24: 171.9252; 2024-25: 169.7531; 2025-26: 166.9982; 2026-27: 165.1149; 2027-28: 162.9198; 2028-29: 161.6848; 2029-30: 159.2242; 2030-31: 157.7599; 2031-32: 155.7744; 2032-33: 155.1286; 2033-34: 154.4607; 2034-35: 152.8876; 2035-36: 150.9417; 2036-37: 148.606; 2037-38: 147.5596; 2038-39: 146.4708; 2039-40: 145.247; 2040-41: 143.6683; 2041-42: 142.0686; 2042-43: 140.887; 2043-44: 139.2828; 2044-45: 138.5263; 2045-46: 138.1967; 2046-47: 137.8707; 2047-48: 137.1111; 2048-49: 136.7493; 2049-50: 135.9875
21FP | Water taken unbilled | 21BL + 21.1FP | Ml/d | 2 | 2019-20: 0.13; 2020-21: 0.13; 2021-22: 0.12; 2022-23: 0.14; 2023-24: 0.14; 2024-25: 0.13; 2025-26: 0.12; 2026-27: 0.13; 2027-28: 0.13; 2028-29: 0.13; 2029-30: 0.13; 2030-31: 0.14; 2031-32: 0.13; 2032-33: 0.13; 2033-34: 0.14; 2034-35: 0.14; 2035-36: 0.14; 2036-37: 0.13; 2037-38: 0.13; 2038-39: 0.13; 2039-40: 0.15; 2040-41: 0.13; 2041-42: 0.14; 2042-43: 0.13; 2043-44: 0.13; 2044-45: 0.14; 2045-46: 0.14; 2046-47: 0.14; 2047-48: 0.13; 2048-49: 0.13; 2049-50: 0.15
22FP | Distribution system operational use | 22BL + 22.1FP | Ml/d | 2 | 2019-20: 0.03; 2020-21: 0.03; 2021-22: 0.03; 2022-23: 0.03; 2023-24: 0.03; 2024-25: 0.03; 2025-26: 0.03; 2026-27: 0.03; 2027-28: 0.03; 2028-29: 0.03; 2029-30: 0.03; 2030-31: 0.03; 2031-32: 0.03; 2032-33: 0.03; 2033-34: 0.03; 2034-35: 0.03; 2035-36: 0.03; 2036-37: 0.03; 2037-38: 0.03; 2038-39: 0.03; 2039-40: 0.03; 2040-41: 0.03; 2041-42: 0.03; 2042-43: 0.03; 2043-44: 0.03; 2044-45: 0.03; 2045-46: 0.03; 2046-47: 0.03; 2047-48: 0.03; 2048-49: 0.03; 2049-50: 0.03
23FP | Measured Non Household - USPL | 23BL + 23.1FP | Ml/d | 2 | 2019-20: 0.01; 2020-21: 0.01; 2021-22: 0.01; 2022-23: 0.01; 2023-24: 0.01; 2024-25: 0.01; 2025-26: 0.01; 2026-27: 0.01; 2027-28: 0.01; 2028-29: 0.01; 2029-30: 0.01; 2030-31: 0.01; 2031-32: 0.01; 2032-33: 0.01; 2033-34: 0.01; 2034-35: 0.01; 2035-36: 0.01; 2036-37: 0.01; 2037-38: 0.01; 2038-39: 0.01; 2039-40: 0.01; 2040-41: 0.01; 2041-42: 0.01; 2042-43: 0.01; 2043-44: 0.01; 2044-45: 0.01; 2045-46: 0.01; 2046-47: 0.01; 2047-48: 0.01; 2048-49: 0.01; 2049-50: 0.01
24FP | Unmeasured Non Household - USPL | 24BL + 24.1FP | Ml/d | 2 | 2019-20: 0; 2020-21: 0; 2021-22: 0; 2022-23: 0; 2023-24: 0; 2024-25: 0; 2025-26: 0; 2026-27: 0; 2027-28: 0; 2028-29: 0; 2029-30: 0; 2030-31: 0; 2031-32: 0; 2032-33: 0; 2033-34: 0; 2034-35: 0; 2035-36: 0; 2036-37: 0; 2037-38: 0; 2038-39: 0; 2039-40: 0; 2040-41: 0; 2041-42: 0; 2042-43: 0; 2043-44: 0; 2044-45: 0; 2045-46: 0; 2046-47: 0; 2047-48: 0; 2048-49: 0; 2049-50: 0
25FP | Measured Household - USPL | 25BL + 25.1FP | Ml/d | 2 | 2019-20: 0.12; 2020-21: 0.11; 2021-22: 0.11; 2022-23: 0.11; 2023-24: 0.1; 2024-25: 0.1; 2025-26: 0.1; 2026-27: 0.1; 2027-28: 0.1; 2028-29: 0.08; 2029-30: 0.08; 2030-31: 0.08; 2031-32: 0.08; 2032-33: 0.08; 2033-34: 0.08; 2034-35: 0.08; 2035-36: 0.08; 2036-37: 0.09; 2037-38: 0.09; 2038-39: 0.09; 2039-40: 0.09; 2040-41: 0.09; 2041-42: 0.09; 2042-43: 0.09; 2043-44: 0.09; 2044-45: 0.09; 2045-46: 0.09; 2046-47: 0.09; 2047-48: 0.09; 2048-49: 0.09; 2049-50: 0.09
26FP | Unmeasured Household - USPL | 26BL + 26.1BL | Ml/d | 2 | 2019-20: 0.05; 2020-21: 0.05; 2021-22: 0.05; 2022-23: 0.04; 2023-24: 0.04; 2024-25: 0.04; 2025-26: 0.04; 2026-27: 0.03; 2027-28: 0.03; 2028-29: 0.03; 2029-30: 0.03; 2030-31: 0.03; 2031-32: 0.02; 2032-33: 0.02; 2033-34: 0.02; 2034-35: 0.02; 2035-36: 0.02; 2036-37: 0.02; 2037-38: 0.02; 2038-39: 0.01; 2039-40: 0.01; 2040-41: 0.01; 2041-42: 0.01; 2042-43: 0.01; 2043-44: 0.01; 2044-45: 0.01; 2045-46: 0.01; 2046-47: 0.01; 2047-48: 0.01; 2048-49: 0.01; 2049-50: 0.01
27FP | Void Properties - USPL | 27BL + 27.1FP | Ml/d | 2 | 2019-20: 0.01; 2020-21: 0.01; 2021-22: 0.01; 2022-23: 0.01; 2023-24: 0.01; 2024-25: 0.01; 2025-26: 0.01; 2026-27: 0.01; 2027-28: 0.01; 2028-29: 0.01; 2029-30: 0.01; 2030-31: 0.01; 2031-32: 0.01; 2032-33: 0.01; 2033-34: 0.01; 2034-35: 0.01; 2035-36: 0.01; 2036-37: 0.01; 2037-38: 0.01; 2038-39: 0.01; 2039-40: 0.01; 2040-41: 0.01; 2041-42: 0.01; 2042-43: 0.01; 2043-44: 0.01; 2044-45: 0.01; 2045-46: 0.01; 2046-47: 0.01; 2047-48: 0.01; 2048-49: 0.01; 2049-50: 0.01
28FP | Distribution losses | 28BL + 28.1FP | Ml/d | 2 | 2019-20: 1.17; 2020-21: 1.14; 2021-22: 1.13; 2022-23: 1.1; 2023-24: 1.08; 2024-25: 1.06; 2025-26: 1.06; 2026-27: 1.06; 2027-28: 1.06; 2028-29: 1.06; 2029-30: 1.06; 2030-31: 1.06; 2031-32: 1.06; 2032-33: 1.06; 2033-34: 1.06; 2034-35: 1.06; 2035-36: 0.82; 2036-37: 0.82; 2037-38: 0.67; 2038-39: 0.67; 2039-40: 0.65; 2040-41: 0.64; 2041-42: 0.64; 2042-43: 0.64; 2043-44: 0.64; 2044-45: 0.64; 2045-46: 0.64; 2046-47: 0.63; 2047-48: 0.63; 2048-49: 0.63; 2049-50: 0.62
29FP | Total Leakage | sum (23FP:28FP) | Ml/d | 2 | 2019-20: 1.36; 2020-21: 1.32; 2021-22: 1.31; 2022-23: 1.27; 2023-24: 1.24; 2024-25: 1.22; 2025-26: 1.22; 2026-27: 1.21; 2027-28: 1.21; 2028-29: 1.19; 2029-30: 1.19; 2030-31: 1.19; 2031-32: 1.18; 2032-33: 1.18; 2033-34: 1.18; 2034-35: 1.18; 2035-36: 0.94; 2036-37: 0.95; 2037-38: 0.8; 2038-39: 0.79; 2039-40: 0.77; 2040-41: 0.76; 2041-42: 0.76; 2042-43: 0.76; 2043-44: 0.76; 2044-45: 0.76; 2045-46: 0.76; 2046-47: 0.75; 2047-48: 0.75; 2048-49: 0.75; 2049-50: 0.74
30FP | Leakage/property | (29FP * 1,000,000) / (36FP * 1,000) | l/prop/d | 2 | 2019-20: 146.6307; 2020-21: 139.9491; 2021-22: 136.5437; 2022-23: 130.1763; 2023-24: 125.5696; 2024-25: 122.0366; 2025-26: 120.0551; 2026-27: 117.6585; 2027-28: 116.4021; 2028-29: 113.4846; 2029-30: 112.5934; 2030-31: 111.7371; 2031-32: 109.9413; 2032-33: 109.1279; 2033-34: 108.3264; 2034-35: 107.5759; 2035-36: 85.1295; 2036-37: 85.4547; 2037-38: 71.4796; 2038-39: 70.1225; 2039-40: 67.9072; 2040-41: 66.6024; 2041-42: 66.1906; 2042-43: 65.7952; 2043-44: 65.3932; 2044-45: 65.0073; 2045-46: 64.6313; 2046-47: 63.4142; 2047-48: 63.057; 2048-49: 62.6881; 2049-50: 61.5078
31FP | Measured Non Household - properties | Input | 000's | 2 | 2019-20: 0.605; 2020-21: 0.611; 2021-22: 0.616; 2022-23: 0.622; 2023-24: 0.629; 2024-25: 0.634; 2025-26: 0.639; 2026-27: 0.645; 2027-28: 0.65; 2028-29: 0.655; 2029-30: 0.659; 2030-31: 0.662; 2031-32: 0.664; 2032-33: 0.665; 2033-34: 0.667; 2034-35: 0.669; 2035-36: 0.67; 2036-37: 0.671; 2037-38: 0.673; 2038-39: 0.674; 2039-40: 0.674; 2040-41: 0.675; 2041-42: 0.676; 2042-43: 0.677; 2043-44: 0.679; 2044-45: 0.68; 2045-46: 0.682; 2046-47: 0.683; 2047-48: 0.685; 2048-49: 0.687; 2049-50: 0.689
32FP | Unmeasured Non Household - properties | Input | 000's | 2 | 2019-20: 0.002; 2020-21: 0.002; 2021-22: 0.002; 2022-23: 0.002; 2023-24: 0.003; 2024-25: 0.003; 2025-26: 0.003; 2026-27: 0.003; 2027-28: 0.003; 2028-29: 0.003; 2029-30: 0.003; 2030-31: 0.003; 2031-32: 0.003; 2032-33: 0.003; 2033-34: 0.003; 2034-35: 0.003; 2035-36: 0.003; 2036-37: 0.003; 2037-38: 0.003; 2038-39: 0.003; 2039-40: 0.003; 2040-41: 0.003; 2041-42: 0.003; 2042-43: 0.003; 2043-44: 0.003; 2044-45: 0.003; 2045-46: 0.003; 2046-47: 0.003; 2047-48: 0.003; 2048-49: 0.003; 2049-50: 0.003
33FP | All void non-households - properties | Input | 000's | 2 | 2019-20: 0; 2020-21: 0; 2021-22: 0; 2022-23: 0; 2023-24: 0; 2024-25: 0; 2025-26: 0; 2026-27: 0; 2027-28: 0; 2028-29: 0; 2029-30: 0; 2030-31: 0; 2031-32: 0; 2032-33: 0; 2033-34: 0; 2034-35: 0; 2035-36: 0; 2036-37: 0; 2037-38: 0; 2038-39: 0; 2039-40: 0; 2040-41: 0; 2041-42: 0; 2042-43: 0; 2043-44: 0; 2044-45: 0; 2045-46: 0; 2046-47: 0; 2047-48: 0; 2048-49: 0; 2049-50: 0
34FP | Measured households - properties (excl. void) | Year before + sum (34.1BL:34.6BL) | 000's | 2 | 2019-20: 7.353; 2020-21: 7.562; 2021-22: 7.77; 2022-23: 7.986; 2023-24: 8.154; 2024-25: 8.326; 2025-26: 8.532; 2026-27: 8.691; 2027-28: 8.84; 2028-29: 8.966; 2029-30: 9.085; 2030-31: 9.199; 2031-32: 9.317; 2032-33: 9.432; 2033-34: 9.542; 2034-35: 9.649; 2035-36: 9.753; 2036-37: 9.857; 2037-38: 9.959; 2038-39: 10.06; 2039-40: 10.16; 2040-41: 10.257; 2041-42: 10.352; 2042-43: 10.444; 2043-44: 10.536; 2044-45: 10.626; 2045-46: 10.701; 2046-47: 10.775; 2047-48: 10.849; 2048-49: 10.923; 2049-50: 10.987
34.1FP | New build properties - properties | Input (new builds in each year) | 000's | 2 | 2019-20: 0.153; 2020-21: 0.136; 2021-22: 0.14; 2022-23: 0.154; 2023-24: 0.109; 2024-25: 0.115; 2025-26: 0.159; 2026-27: 0.113; 2027-28: 0.105; 2028-29: 0.083; 2029-30: 0.078; 2030-31: 0.075; 2031-32: 0.079; 2032-33: 0.078; 2033-34: 0.075; 2034-35: 0.073; 2035-36: 0.071; 2036-37: 0.072; 2037-38: 0.071; 2038-39: 0.072; 2039-40: 0.071; 2040-41: 0.07; 2041-42: 0.068; 2042-43: 0.067; 2043-44: 0.067; 2044-45: 0.066; 2045-46: 0.065; 2046-47: 0.065; 2047-48: 0.065; 2048-49: 0.065; 2049-50: 0.064
34.2FP | Meter optants - properties | Input (meter optants in each year) | 000's | 2 | 2019-20: 0.047; 2020-21: 0.045; 2021-22: 0.041; 2022-23: 0.036; 2023-24: 0.034; 2024-25: 0.033; 2025-26: 0.024; 2026-27: 0.023; 2027-28: 0.022; 2028-29: 0.022; 2029-30: 0.021; 2030-31: 0.02; 2031-32: 0.02; 2032-33: 0.019; 2033-34: 0.018; 2034-35: 0.018; 2035-36: 0.017; 2036-37: 0.017; 2037-38: 0.016; 2038-39: 0.015; 2039-40: 0.015; 2040-41: 0.014; 2041-42: 0.014; 2042-43: 0.013; 2043-44: 0.013; 2044-45: 0.013; 2045-46: 0; 2046-47: 0; 2047-48: 0; 2048-49: 0; 2049-50: 0
34.3FP | Compulsory metering - properties | Input (compulsory meters in each year) | 000's | 2 | 2019-20: 0; 2020-21: 0; 2021-22: 0; 2022-23: 0; 2023-24: 0; 2024-25: 0; 2025-26: 0; 2026-27: 0; 2027-28: 0; 2028-29: 0; 2029-30: 0; 2030-31: 0; 2031-32: 0; 2032-33: 0; 2033-34: 0; 2034-35: 0; 2035-36: 0; 2036-37: 0; 2037-38: 0; 2038-39: 0; 2039-40: 0; 2040-41: 0; 2041-42: 0; 2042-43: 0; 2043-44: 0; 2044-45: 0; 2045-46: 0; 2046-47: 0; 2047-48: 0; 2048-49: 0; 2049-50: 0
34.4FP | Metering on change of occupancy - properties | Input (change of occupancy meters in each year) | 000's | 2 | 2019-20: 0.028; 2020-21: 0.027; 2021-22: 0.026; 2022-23: 0.025; 2023-24: 0.024; 2024-25: 0.023; 2025-26: 0.022; 2026-27: 0.022; 2027-28: 0.021; 2028-29: 0.02; 2029-30: 0.019; 2030-31: 0.018; 2031-32: 0.018; 2032-33: 0.017; 2033-34: 0.016; 2034-35: 0.015; 2035-36: 0.015; 2036-37: 0.014; 2037-38: 0.014; 2038-39: 0.013; 2039-40: 0.013; 2040-41: 0.012; 2041-42: 0.012; 2042-43: 0.011; 2043-44: 0.011; 2044-45: 0.01; 2045-46: 0.01; 2046-47: 0.009; 2047-48: 0.009; 2048-49: 0.009; 2049-50: 0
34.5FP | Selective metering - properties | Input (selective meters in each year) | 000's | 2 | 2019-20: 0.001; 2020-21: 0.001; 2021-22: 0.001; 2022-23: 0.001; 2023-24: 0.001; 2024-25: 0.001; 2025-26: 0.001; 2026-27: 0.001; 2027-28: 0.001; 2028-29: 0.001; 2029-30: 0.001; 2030-31: 0.001; 2031-32: 0.001; 2032-33: 0.001; 2033-34: 0.001; 2034-35: 0.001; 2035-36: 0.001; 2036-37: 0.001; 2037-38: 0.001; 2038-39: 0.001; 2039-40: 0.001; 2040-41: 0.001; 2041-42: 0.001; 2042-43: 0.001; 2043-44: 0.001; 2044-45: 0.001; 2045-46: 0; 2046-47: 0; 2047-48: 0; 2048-49: 0; 2049-50: 0
34.6FP | Other changes to existing metering - properties | Input (other changes to meters in each year) | 000's | 2 | 2019-20: 0; 2020-21: 0; 2021-22: 0; 2022-23: 0; 2023-24: 0; 2024-25: 0; 2025-26: 0; 2026-27: 0; 2027-28: 0; 2028-29: 0; 2029-30: 0; 2030-31: 0; 2031-32: 0; 2032-33: 0; 2033-34: 0; 2034-35: 0; 2035-36: 0; 2036-37: 0; 2037-38: 0; 2038-39: 0; 2039-40: 0; 2040-41: 0; 2041-42: 0; 2042-43: 0; 2043-44: 0; 2044-45: 0; 2045-46: 0; 2046-47: 0; 2047-48: 0; 2048-49: 0; 2049-50: 0
34.7FP | Measured household void properties | Input | 000's | 2 | 2019-20: 0.145; 2020-21: 0.149; 2021-22: 0.152; 2022-23: 0.156; 2023-24: 0.16; 2024-25: 0.163; 2025-26: 0.166; 2026-27: 0.169; 2027-28: 0.172; 2028-29: 0.175; 2029-30: 0.177; 2030-31: 0.18; 2031-32: 0.182; 2032-33: 0.184; 2033-34: 0.187; 2034-35: 0.189; 2035-36: 0.191; 2036-37: 0.193; 2037-38: 0.195; 2038-39: 0.197; 2039-40: 0.199; 2040-41: 0.201; 2041-42: 0.202; 2042-43: 0.204; 2043-44: 0.206; 2044-45: 0.208; 2045-46: 0.209; 2046-47: 0.211; 2047-48: 0.212; 2048-49: 0.214; 2049-50: 0.215
35FP | Unmeasured households - properties (excl. void) | Input | 000's | 2 | 2019-20: 1.148; 2020-21: 1.087; 2021-22: 1.034; 2022-23: 0.971; 2023-24: 0.911; 2024-25: 0.854; 2025-26: 0.806; 2026-27: 0.761; 2027-28: 0.716; 2028-29: 0.674; 2029-30: 0.633; 2030-31: 0.594; 2031-32: 0.556; 2032-33: 0.519; 2033-34: 0.484; 2034-35: 0.45; 2035-36: 0.417; 2036-37: 0.385; 2037-38: 0.355; 2038-39: 0.326; 2039-40: 0.297; 2040-41: 0.27; 2041-42: 0.244; 2042-43: 0.219; 2043-44: 0.194; 2044-45: 0.171; 2045-46: 0.161; 2046-47: 0.152; 2047-48: 0.142; 2048-49: 0.134; 2049-50: 0.134
35.1FP | Unmeasured household void properties | Input | 000's | 2 | 2019-20: 0.022; 2020-21: 0.021; 2021-22: 0.02; 2022-23: 0.019; 2023-24: 0.018; 2024-25: 0.017; 2025-26: 0.016; 2026-27: 0.015; 2027-28: 0.014; 2028-29: 0.013; 2029-30: 0.012; 2030-31: 0.012; 2031-32: 0.011; 2032-33: 0.01; 2033-34: 0.01; 2034-35: 0.009; 2035-36: 0.008; 2036-37: 0.008; 2037-38: 0.007; 2038-39: 0.006; 2039-40: 0.006; 2040-41: 0.005; 2041-42: 0.005; 2042-43: 0.004; 2043-44: 0.004; 2044-45: 0.003; 2045-46: 0.003; 2046-47: 0.003; 2047-48: 0.003; 2048-49: 0.003; 2049-50: 0.003
36FP | Total Resource Zone Properties (incl. voids) | sum (31FP:34FP) + 34.7FP + 35BL + 35.1BL | 000's | 2 | 2019-20: 9.275; 2020-21: 9.432; 2021-22: 9.594; 2022-23: 9.756; 2023-24: 9.875; 2024-25: 9.997; 2025-26: 10.162; 2026-27: 10.284; 2027-28: 10.395; 2028-29: 10.486; 2029-30: 10.569; 2030-31: 10.65; 2031-32: 10.733; 2032-33: 10.813; 2033-34: 10.893; 2034-35: 10.969; 2035-36: 11.042; 2036-37: 11.117; 2037-38: 11.192; 2038-39: 11.266; 2039-40: 11.339; 2040-41: 11.411; 2041-42: 11.482; 2042-43: 11.551; 2043-44: 11.622; 2044-45: 11.691; 2045-46: 11.759; 2046-47: 11.827; 2047-48: 11.894; 2048-49: 11.964; 2049-50: 12.031
37FP | Measured Non Household - Population | Input | 000's | 2 | 2019-20: 0.529; 2020-21: 0.54; 2021-22: 0.545; 2022-23: 0.56; 2023-24: 0.57; 2024-25: 0.577; 2025-26: 0.582; 2026-27: 0.588; 2027-28: 0.595; 2028-29: 0.605; 2029-30: 0.614; 2030-31: 0.625; 2031-32: 0.644; 2032-33: 0.659; 2033-34: 0.672; 2034-35: 0.682; 2035-36: 0.692; 2036-37: 0.702; 2037-38: 0.713; 2038-39: 0.723; 2039-40: 0.733; 2040-41: 0.744; 2041-42: 0.756; 2042-43: 0.766; 2043-44: 0.778; 2044-45: 0.79; 2045-46: 0.804; 2046-47: 0.819; 2047-48: 0.833; 2048-49: 0.847; 2049-50: 0.861
38FP | Unmeasured Non Household - Population | Input | 000's | 2 | 2019-20: 0.002; 2020-21: 0.002; 2021-22: 0.002; 2022-23: 0.002; 2023-24: 0.002; 2024-25: 0.002; 2025-26: 0.002; 2026-27: 0.002; 2027-28: 0.002; 2028-29: 0.002; 2029-30: 0.002; 2030-31: 0.003; 2031-32: 0.003; 2032-33: 0.003; 2033-34: 0.003; 2034-35: 0.003; 2035-36: 0.003; 2036-37: 0.003; 2037-38: 0.003; 2038-39: 0.003; 2039-40: 0.003; 2040-41: 0.003; 2041-42: 0.003; 2042-43: 0.003; 2043-44: 0.003; 2044-45: 0.003; 2045-46: 0.003; 2046-47: 0.003; 2047-48: 0.003; 2048-49: 0.003; 2049-50: 0.003
39FP | Measured Household - Population | Input | 000's | 2 | 2019-20: 17.12; 2020-21: 17.53; 2021-22: 17.871; 2022-23: 18.361; 2023-24: 18.733; 2024-25: 19.095; 2025-26: 19.461; 2026-27: 19.768; 2027-28: 20.055; 2028-29: 20.274; 2029-30: 20.472; 2030-31: 20.656; 2031-32: 20.847; 2032-33: 21.035; 2033-34: 21.224; 2034-35: 21.412; 2035-36: 21.589; 2036-37: 21.759; 2037-38: 21.931; 2038-39: 22.108; 2039-40: 22.304; 2040-41: 22.489; 2041-42: 22.676; 2042-43: 22.866; 2043-44: 23.055; 2044-45: 23.245; 2045-46: 23.399; 2046-47: 23.553; 2047-48: 23.71; 2048-49: 23.87; 2049-50: 24.006
40FP | Unmeasured Household - Population | Input | 000's | 2 | 2019-20: 3.055; 2020-21: 2.898; 2021-22: 2.755; 2022-23: 2.594; 2023-24: 2.439; 2024-25: 2.289; 2025-26: 2.156; 2026-27: 2.035; 2027-28: 1.919; 2028-29: 1.806; 2029-30: 1.698; 2030-31: 1.593; 2031-32: 1.493; 2032-33: 1.398; 2033-34: 1.306; 2034-35: 1.219; 2035-36: 1.135; 2036-37: 1.053; 2037-38: 0.975; 2038-39: 0.9; 2039-40: 0.829; 2040-41: 0.759; 2041-42: 0.693; 2042-43: 0.628; 2043-44: 0.566; 2044-45: 0.505; 2045-46: 0.48; 2046-47: 0.455; 2047-48: 0.431; 2048-49: 0.408; 2049-50: 0.408
41FP | Total Resource Zone Population | sum (37FP:40FP) | 000's | 2 | 2019-20: 20.706; 2020-21: 20.97; 2021-22: 21.173; 2022-23: 21.517; 2023-24: 21.744; 2024-25: 21.963; 2025-26: 22.201; 2026-27: 22.393; 2027-28: 22.571; 2028-29: 22.687; 2029-30: 22.786; 2030-31: 22.877; 2031-32: 22.987; 2032-33: 23.095; 2033-34: 23.205; 2034-35: 23.316; 2035-36: 23.419; 2036-37: 23.517; 2037-38: 23.622; 2038-39: 23.734; 2039-40: 23.869; 2040-41: 23.995; 2041-42: 24.128; 2042-43: 24.263; 2043-44: 24.402; 2044-45: 24.543; 2045-46: 24.686; 2046-47: 24.83; 2047-48: 24.977; 2048-49: 25.128; 2049-50: 25.278
42FP | Average household occupancy rate (excl. voids) | (39FP + 40FP) / (34FP + 35FP) | h/prop | 1 | 2019-20: 2.3733; 2020-21: 2.3619; 2021-22: 2.3428; 2022-23: 2.3395; 2023-24: 2.3356; 2024-25: 2.3294; 2025-26: 2.3149; 2026-27: 2.3067; 2027-28: 2.2995; 2028-29: 2.2905; 2029-30: 2.2813; 2030-31: 2.2719; 2031-32: 2.2627; 2032-33: 2.2543; 2033-34: 2.2472; 2034-35: 2.2409; 2035-36: 2.2344; 2036-37: 2.2273; 2037-38: 2.2209; 2038-39: 2.2153; 2039-40: 2.2122; 2040-41: 2.2084; 2041-42: 2.2055; 2042-43: 2.2033; 2043-44: 2.2014; 2044-45: 2.1997; 2045-46: 2.1984; 2046-47: 2.1971; 2047-48: 2.1964; 2048-49: 2.1957; 2049-50: 2.1953
43FP | Total Household Metering penetration (excl. voids) | 34FP / (34FP + 35FP) | % | 1 | 2019-20: 86.5%; 2020-21: 87.43%; 2021-22: 88.26%; 2022-23: 89.16%; 2023-24: 89.95%; 2024-25: 90.7%; 2025-26: 91.37%; 2026-27: 91.95%; 2027-28: 92.51%; 2028-29: 93.01%; 2029-30: 93.49%; 2030-31: 93.93%; 2031-32: 94.37%; 2032-33: 94.78%; 2033-34: 95.17%; 2034-35: 95.54%; 2035-36: 95.9%; 2036-37: 96.24%; 2037-38: 96.56%; 2038-39: 96.86%; 2039-40: 97.16%; 2040-41: 97.44%; 2041-42: 97.7%; 2042-43: 97.95%; 2043-44: 98.19%; 2044-45: 98.42%; 2045-46: 98.52%; 2046-47: 98.61%; 2047-48: 98.71%; 2048-49: 98.79%; 2049-50: 98.8%
44FP | Total Household Metering penetration (incl. voids) | (34FP) / (34FP + 34.7FP + 35FP + 35.1FP) | % | 1 | 2019-20: 84.83%; 2020-21: 85.75%; 2021-22: 86.56%; 2022-23: 87.45%; 2023-24: 88.22%; 2024-25: 88.95%; 2025-26: 89.62%; 2026-27: 90.19%; 2027-28: 90.74%; 2028-29: 91.23%; 2029-30: 91.7%; 2030-31: 92.13%; 2031-32: 92.56%; 2032-33: 92.97%; 2033-34: 93.34%; 2034-35: 93.71%; 2035-36: 94.06%; 2036-37: 94.39%; 2037-38: 94.7%; 2038-39: 95%; 2039-40: 95.29%; 2040-41: 95.57%; 2041-42: 95.83%; 2042-43: 96.07%; 2043-44: 96.31%; 2044-45: 96.53%; 2045-46: 96.63%; 2046-47: 96.71%; 2047-48: 96.81%; 2048-49: 96.89%; 2049-50: 96.9%
45FP | Distribution input | sum (12FP:15FP) + 21FP + 22FP + 27FP + 28FP | Ml/d | 2 | 2019-20: 6.2; 2020-21: 6.13; 2021-22: 6.08; 2022-23: 6.1; 2023-24: 5.99; 2024-25: 5.96; 2025-26: 5.91; 2026-27: 5.89; 2027-28: 5.86; 2028-29: 5.82; 2029-30: 5.76; 2030-31: 5.75; 2031-32: 5.69; 2032-33: 5.67; 2033-34: 5.68; 2034-35: 5.66; 2035-36: 5.38; 2036-37: 5.33; 2037-38: 5.17; 2038-39: 5.14; 2039-40: 5.12; 2040-41: 5.06; 2041-42: 5.04; 2042-43: 5.02; 2043-44: 4.98; 2044-45: 4.99; 2045-46: 4.99; 2046-47: 4.98; 2047-48: 4.96; 2048-49: 4.97; 2049-50: 4.97
46FP | Target headroom (climate change component) | Input | Ml/d | 2 | 2019-20: 0.00017125; 2020-21: 0.00017125; 2021-22: 0.00017125; 2022-23: 0.00017125; 2023-24: 0.00017125; 2024-25: 0.00017125; 2025-26: 0.00017125; 2026-27: 0.00019037; 2027-28: 0.00070196; 2028-29: 0.00085256; 2029-30: 0.0013988; 2030-31: 0.0010055; 2031-32: 0.00059747; 2032-33: 0.0014148; 2033-34: 0.0005583; 2034-35: 0.0010953; 2035-36: 0.0012835; 2036-37: 0.00071223; 2037-38: 0.00099376; 2038-39: 0.0012378; 2039-40: 0; 2040-41: 0; 2041-42: 0; 2042-43: 0; 2043-44: 0; 2044-45: 0; 2045-46: 0; 2046-47: 0; 2047-48: 0; 2048-49: 0; 2049-50: 0
47FP | Target headroom (All other components) | Input | Ml/d | 2 | 2019-20: 0.27043; 2020-21: 0.27043; 2021-22: 0.27043; 2022-23: 0.27043; 2023-24: 0.27043; 2024-25: 0.27043; 2025-26: 0.27043; 2026-27: 0.26375; 2027-28: 0.26181; 2028-29: 0.26351; 2029-30: 0.26659; 2030-31: 0.23953; 2031-32: 0.24684; 2032-33: 0.24935; 2033-34: 0.25498; 2034-35: 0.26762; 2035-36: 0.21702; 2036-37: 0.19335; 2037-38: 0.20398; 2038-39: 0.3522; 2039-40: 0.27817; 2040-41: 0.2896; 2041-42: 0.29892; 2042-43: 0.30809; 2043-44: 0.32075; 2044-45: 0.32276; 2045-46: 0.2772; 2046-47: 0.35363; 2047-48: 0.35353; 2048-49: 0.35687; 2049-50: 0.35626
48FP | Target Headroom | 46FP + 47FP | Ml/d | 2 | 2019-20: 0.27061; 2020-21: 0.27061; 2021-22: 0.27061; 2022-23: 0.27061; 2023-24: 0.27061; 2024-25: 0.27061; 2025-26: 0.27061; 2026-27: 0.26394; 2027-28: 0.26251; 2028-29: 0.26437; 2029-30: 0.26799; 2030-31: 0.24054; 2031-32: 0.24744; 2032-33: 0.25076; 2033-34: 0.25554; 2034-35: 0.26871; 2035-36: 0.21831; 2036-37: 0.19407; 2037-38: 0.20497; 2038-39: 0.35344; 2039-40: 0.27817; 2040-41: 0.2896; 2041-42: 0.29892; 2042-43: 0.30809; 2043-44: 0.32075; 2044-45: 0.32276; 2045-46: 0.2772; 2046-47: 0.35363; 2047-48: 0.35353; 2048-49: 0.35687; 2049-50: 0.35626
49FP | Available Headroom | 11FP - 45FP | Ml/d | 2 | 2019-20: 1.6; 2020-21: 1.67; 2021-22: 1.72; 2022-23: 1.7; 2023-24: 1.81; 2024-25: 1.84; 2025-26: 1.889; 2026-27: 1.909; 2027-28: 1.939; 2028-29: 1.979; 2029-30: 2.039; 2030-31: 2.149; 2031-32: 2.209; 2032-33: 2.229; 2033-34: 2.219; 2034-35: 2.239; 2035-36: 2.049; 2036-37: 2.099; 2037-38: 2.259; 2038-39: 2.289; 2039-40: 2.309; 2040-41: 2.369; 2041-42: 2.389; 2042-43: 2.409; 2043-44: 2.449; 2044-45: 2.439; 2045-46: 2.44; 2046-47: 2.45; 2047-48: 2.47; 2048-49: 2.46; 2049-50: 2.46
49.1FP | Available non-potable balance (if applicable) | 1.1FP - 12.1FP | Ml/d | 2 | 2019-20: 0; 2020-21: 0; 2021-22: 0; 2022-23: 0; 2023-24: 0; 2024-25: 0; 2025-26: 0; 2026-27: 0; 2027-28: 0; 2028-29: 0; 2029-30: 0; 2030-31: 0; 2031-32: 0; 2032-33: 0; 2033-34: 0; 2034-35: 0; 2035-36: 0; 2036-37: 0; 2037-38: 0; 2038-39: 0; 2039-40: 0; 2040-41: 0; 2041-42: 0; 2042-43: 0; 2043-44: 0; 2044-45: 0; 2045-46: 0; 2046-47: 0; 2047-48: 0; 2048-49: 0; 2049-50: 0
50FP | Supply Demand Balance | 49FP - 48FP | Ml/d | 2 | 2019-20: 1.3294; 2020-21: 1.3994; 2021-22: 1.4494; 2022-23: 1.4294; 2023-24: 1.5394; 2024-25: 1.5694; 2025-26: 1.6184; 2026-27: 1.6451; 2027-28: 1.6765; 2028-29: 1.7146; 2029-30: 1.771; 2030-31: 1.9085; 2031-32: 1.9616; 2032-33: 1.9782; 2033-34: 1.9635; 2034-35: 1.9703; 2035-36: 1.8307; 2036-37: 1.9049; 2037-38: 2.054; 2038-39: 1.9356; 2039-40: 2.0308; 2040-41: 2.0794; 2041-42: 2.0901; 2042-43: 2.1009; 2043-44: 2.1282; 2044-45: 2.1162; 2045-46: 2.1628; 2046-47: 2.0964; 2047-48: 2.1165; 2048-49: 2.1031; 2049-50: 2.1037
Data for Charts
DYAA Baseline |  |  |  |  | 2019-20 | 2020-21 | 2021-22 | 2022-23 | 2023-24 | 2024-25 | 2025-26 | 2026-27 | 2027-28 | 2028-29 | 2029-30 | 2030-31 | 2031-32 | 2032-33 | 2033-34 | 2034-35 | 2035-36 | 2036-37 | 2037-38 | 2038-39 | 2039-40 | 2040-41 | 2041-42 | 2042-43 | 2043-44 | 2044-45 | 2045-46 | 2046-47 | 2047-48 | 2048-49 | 2049-50 | 2050-51 | 2051-52 | 2052-53 | 2053-54 | 2054-55 | 2055-56 | 2056-57 | 2057-58 | 2058-59 | 2059-60 | 2060-61 | 2061-62 | 2062-63 | 2063-64 | 2064-65 | 2065-66 | 2066-67 | 2067-68 | 2068-69 | 2069-70 | 2070-71 | 2071-72 | 2072-73 | 2073-74 | 2074-75 | 2075-76 | 2076-77 | 2077-78 | 2078-79 | 2079-80 | 2080-81 | 2081-82 | 2082-83 | 2083-84 | 2084-85 | 2085-86 | 2086-87 | 2087-88 | 2088-89 | 2089-90 | 2090-91 | 2091-92 | 2092-93 | 2093-94 | 2094-95 | 2095-96 | 2096-97 | 2097-98 | 2098-99 | 2099-100
| Measured HH consumption |  | Ml/d | 2 | 2.02 | 2.05 | 2.07 | 2.12 | 2.11 | 2.15 | 2.18 | 2.21 | 2.24 | 2.27 | 2.28 | 2.3 | 2.32 | 2.35 | 2.38 | 2.41 | 2.44 | 2.46 | 2.5 | 2.53 | 2.56 | 2.59 | 2.62 | 2.65 | 2.68 | 2.7 | 2.73 | 2.75 | 2.77 | 2.79 | 2.81 | 0 | 0 | 0 | 0 | 0 | 0 | 0 | 0 | 0 | 0 | 0 | 0 | 0 | 0 | 0 | 0 | 0 | 0 | 0 | 0 | 0 | 0 | 0 | 0 | 0 | 0 | 0 | 0 | 0 | 0 | 0 | 0 | 0 | 0 | 0 | 0 | 0 | 0 | 0 | 0 | 0 | 0 | 0 | 0 | 0 | 0 | 0 | 0 | 0 | 0
| Unmeasured HH consumption |  | Ml/d | 2 | 0.73 | 0.68 | 0.65 | 0.61 | 0.57 | 0.53 | 0.5 | 0.48 | 0.45 | 0.42 | 0.39 | 0.36 | 0.35 | 0.33 | 0.3 | 0.28 | 0.26 | 0.24 | 0.22 | 0.21 | 0.19 | 0.18 | 0.16 | 0.15 | 0.13 | 0.11 | 0.11 | 0.1 | 0.1 | 0.09 | 0.09 | 0 | 0 | 0 | 0 | 0 | 0 | 0 | 0 | 0 | 0 | 0 | 0 | 0 | 0 | 0 | 0 | 0 | 0 | 0 | 0 | 0 | 0 | 0 | 0 | 0 | 0 | 0 | 0 | 0 | 0 | 0 | 0 | 0 | 0 | 0 | 0 | 0 | 0 | 0 | 0 | 0 | 0 | 0 | 0 | 0 | 0 | 0 | 0 | 0 | 0
| Non-HH consumption |  | Ml/d | 2 | 0.7 | 0.7 | 0.7 | 0.7 | 0.7 | 0.7 | 0.71 | 0.71 | 0.71 | 0.71 | 0.72 | 0.72 | 0.72 | 0.72 | 0.73 | 0.73 | 0.74 | 0.74 | 0.75 | 0.75 | 0.75 | 0.76 | 0.76 | 0.76 | 0.77 | 0.77 | 0.77 | 0.78 | 0.78 | 0.79 | 0.79 | 0 | 0 | 0 | 0 | 0 | 0 | 0 | 0 | 0 | 0 | 0 | 0 | 0 | 0 | 0 | 0 | 0 | 0 | 0 | 0 | 0 | 0 | 0 | 0 | 0 | 0 | 0 | 0 | 0 | 0 | 0 | 0 | 0 | 0 | 0 | 0 | 0 | 0 | 0 | 0 | 0 | 0 | 0 | 0 | 0 | 0 | 0 | 0 | 0 | 0
| Total Leakage |  | Ml/d | 2 | 1.36 | 1.32 | 1.31 | 1.27 | 1.24 | 1.22 | 1.22 | 1.21 | 1.21 | 1.2 | 1.2 | 1.2 | 1.19 | 1.19 | 1.19 | 1.19 | 1.19 | 1.2 | 1.2 | 1.19 | 1.19 | 1.19 | 1.19 | 1.19 | 1.19 | 1.2 | 1.2 | 1.2 | 1.2 | 1.2 | 1.2 | 0 | 0 | 0 | 0 | 0 | 0 | 0 | 0 | 0 | 0 | 0 | 0 | 0 | 0 | 0 | 0 | 0 | 0 | 0 | 0 | 0 | 0 | 0 | 0 | 0 | 0 | 0 | 0 | 0 | 0 | 0 | 0 | 0 | 0 | 0 | 0 | 0 | 0 | 0 | 0 | 0 | 0 | 0 | 0 | 0 | 0 | 0 | 0 | 0 | 0
| Other demand components |  | Ml/d | 2 | 0.16 | 0.16 | 0.15 | 0.17 | 0.17 | 0.16 | 0.15 | 0.16 | 0.16 | 0.16 | 0.16 | 0.17 | 0.16 | 0.16 | 0.17 | 0.17 | 0.17 | 0.16 | 0.16 | 0.16 | 0.18 | 0.16 | 0.17 | 0.16 | 0.16 | 0.17 | 0.17 | 0.17 | 0.16 | 0.16 | 0.18 | 0 | 0 | 0 | 0 | 0 | 0 | 0 | 0 | 0 | 0 | 0 | 0 | 0 | 0 | 0 | 0 | 0 | 0 | 0 | 0 | 0 | 0 | 0 | 0 | 0 | 0 | 0 | 0 | 0 | 0 | 0 | 0 | 0 | 0 | 0 | 0 | 0 | 0 | 0 | 0 | 0 | 0 | 0 | 0 | 0 | 0 | 0 | 0 | 0 | 0
| Total Water Available for use |  | Ml/d | 2 | 6.37 | 6.37 | 6.37 | 6.37 | 6.37 | 6.37 | 4.992 | 4.982 | 4.982 | 4.972 | 4.962 | 4.932 | 4.942 | 4.952 | 4.972 | 5.002 | 4.962 | 4.73 | 4.73 | 4.73 | 4.73 | 4.73 | 4.73 | 4.73 | 4.73 | 4.73 | 4.73 | 4.73 | 4.73 | 4.73 | 4.73 | 0 | 0 | 0 | 0 | 0 | 0 | 0 | 0 | 0 | 0 | 0 | 0 | 0 | 0 | 0 | 0 | 0 | 0 | 0 | 0 | 0 | 0 | 0 | 0 | 0 | 0 | 0 | 0 | 0 | 0 | 0 | 0 | 0 | 0 | 0 | 0 | 0 | 0 | 0 | 0 | 0 | 0 | 0 | 0 | 0 | 0 | 0 | 0 | 0 | 0
| Total Demand + Target Headroom |  | Ml/d | 2 | 5.1862 | 5.1262 | 5.0962 | 5.0862 | 5.0062 | 4.9762 | 4.9762 | 4.9811 | 4.9801 | 4.9717 | 4.9646 | 4.9427 | 4.9383 | 4.9509 | 4.9746 | 4.9954 | 4.9732 | 4.9537 | 4.9914 | 5.1178 | 5.0887 | 5.1078 | 5.1353 | 5.1517 | 5.1818 | 5.2034 | 5.1976 | 5.2775 | 5.2867 | 5.3099 | 5.3488 | 0 | 0 | 0 | 0 | 0 | 0 | 0 | 0 | 0 | 0 | 0 | 0 | 0 | 0 | 0 | 0 | 0 | 0 | 0 | 0 | 0 | 0 | 0 | 0 | 0 | 0 | 0 | 0 | 0 | 0 | 0 | 0 | 0 | 0 | 0 | 0 | 0 | 0 | 0 | 0 | 0 | 0 | 0 | 0 | 0 | 0 | 0 | 0 | 0 | 0
DYAA Final Plan |  |  |  |  | 2019-20 | 2020-21 | 2021-22 | 2022-23 | 2023-24 | 2024-25 | 2025-26 | 2026-27 | 2027-28 | 2028-29 | 2029-30 | 2030-31 | 2031-32 | 2032-33 | 2033-34 | 2034-35 | 2035-36 | 2036-37 | 2037-38 | 2038-39 | 2039-40 | 2040-41 | 2041-42 | 2042-43 | 2043-44 | 2044-45 | 2045-46 | 2046-47 | 2047-48 | 2048-49 | 2049-50 | 2050-51 | 2051-52 | 2052-53 | 2053-54 | 2054-55 | 2055-56 | 2056-57 | 2057-58 | 2058-59 | 2059-60 | 2060-61 | 2061-62 | 2062-63 | 2063-64 | 2064-65 | 2065-66 | 2066-67 | 2067-68 | 2068-69 | 2069-70 | 2070-71 | 2071-72 | 2072-73 | 2073-74 | 2074-75 | 2075-76 | 2076-77 | 2077-78 | 2078-79 | 2079-80 | 2080-81 | 2081-82 | 2082-83 | 2083-84 | 2084-85 | 2085-86 | 2086-87 | 2087-88 | 2088-89 | 2089-90 | 2090-91 | 2091-92 | 2092-93 | 2093-94 | 2094-95 | 2095-96 | 2096-97 | 2097-98 | 2098-99 | 2099-100
| Measured HH consumption |  | Ml/d | 2 | 2.02 | 2.05 | 2.07 | 2.12 | 2.11 | 2.15 | 2.16 | 2.18 | 2.2 | 2.23 | 2.22 | 2.22 | 2.23 | 2.25 | 2.26 | 2.27 | 2.27 | 2.26 | 2.27 | 2.27 | 2.27 | 2.28 | 2.28 | 2.28 | 2.28 | 2.3 | 2.31 | 2.32 | 2.33 | 2.34 | 2.34 | 0 | 0 | 0 | 0 | 0 | 0 | 0 | 0 | 0 | 0 | 0 | 0 | 0 | 0 | 0 | 0 | 0 | 0 | 0 | 0 | 0 | 0 | 0 | 0 | 0 | 0 | 0 | 0 | 0 | 0 | 0 | 0 | 0 | 0 | 0 | 0 | 0 | 0 | 0 | 0 | 0 | 0 | 0 | 0 | 0 | 0 | 0 | 0 | 0 | 0
| Unmeasured HH consumption |  | Ml/d | 2 | 0.73 | 0.68 | 0.65 | 0.61 | 0.57 | 0.53 | 0.5 | 0.48 | 0.45 | 0.42 | 0.39 | 0.36 | 0.35 | 0.33 | 0.3 | 0.28 | 0.26 | 0.24 | 0.22 | 0.21 | 0.19 | 0.18 | 0.16 | 0.15 | 0.13 | 0.11 | 0.11 | 0.1 | 0.1 | 0.09 | 0.09 | 0 | 0 | 0 | 0 | 0 | 0 | 0 | 0 | 0 | 0 | 0 | 0 | 0 | 0 | 0 | 0 | 0 | 0 | 0 | 0 | 0 | 0 | 0 | 0 | 0 | 0 | 0 | 0 | 0 | 0 | 0 | 0 | 0 | 0 | 0 | 0 | 0 | 0 | 0 | 0 | 0 | 0 | 0 | 0 | 0 | 0 | 0 | 0 | 0 | 0
| Non-HH consumption |  | Ml/d | 2 | 0.7 | 0.7 | 0.7 | 0.7 | 0.7 | 0.7 | 0.7 | 0.68 | 0.67 | 0.66 | 0.66 | 0.65 | 0.64 | 0.63 | 0.63 | 0.62 | 0.62 | 0.62 | 0.62 | 0.61 | 0.6 | 0.6 | 0.59 | 0.58 | 0.58 | 0.57 | 0.56 | 0.56 | 0.55 | 0.55 | 0.54 | 0 | 0 | 0 | 0 | 0 | 0 | 0 | 0 | 0 | 0 | 0 | 0 | 0 | 0 | 0 | 0 | 0 | 0 | 0 | 0 | 0 | 0 | 0 | 0 | 0 | 0 | 0 | 0 | 0 | 0 | 0 | 0 | 0 | 0 | 0 | 0 | 0 | 0 | 0 | 0 | 0 | 0 | 0 | 0 | 0 | 0 | 0 | 0 | 0 | 0
| Total Leakage |  | Ml/d | 2 | 1.36 | 1.32 | 1.31 | 1.27 | 1.24 | 1.22 | 1.22 | 1.21 | 1.21 | 1.19 | 1.19 | 1.19 | 1.18 | 1.18 | 1.18 | 1.18 | 0.94 | 0.95 | 0.8 | 0.79 | 0.77 | 0.76 | 0.76 | 0.76 | 0.76 | 0.76 | 0.76 | 0.75 | 0.75 | 0.75 | 0.74 | 0 | 0 | 0 | 0 | 0 | 0 | 0 | 0 | 0 | 0 | 0 | 0 | 0 | 0 | 0 | 0 | 0 | 0 | 0 | 0 | 0 | 0 | 0 | 0 | 0 | 0 | 0 | 0 | 0 | 0 | 0 | 0 | 0 | 0 | 0 | 0 | 0 | 0 | 0 | 0 | 0 | 0 | 0 | 0 | 0 | 0 | 0 | 0 | 0 | 0
| Other demand components |  | Ml/d | 2 | 0.16 | 0.16 | 0.15 | 0.17 | 0.17 | 0.16 | 0.15 | 0.16 | 0.16 | 0.16 | 0.16 | 0.17 | 0.16 | 0.16 | 0.17 | 0.17 | 0.17 | 0.16 | 0.16 | 0.16 | 0.18 | 0.16 | 0.17 | 0.16 | 0.16 | 0.17 | 0.17 | 0.17 | 0.16 | 0.16 | 0.18 | 0 | 0 | 0 | 0 | 0 | 0 | 0 | 0 | 0 | 0 | 0 | 0 | 0 | 0 | 0 | 0 | 0 | 0 | 0 | 0 | 0 | 0 | 0 | 0 | 0 | 0 | 0 | 0 | 0 | 0 | 0 | 0 | 0 | 0 | 0 | 0 | 0 | 0 | 0 | 0 | 0 | 0 | 0 | 0 | 0 | 0 | 0 | 0 | 0 | 0
| Total Water Available for use |  | Ml/d | 2 | 6.37 | 6.37 | 6.37 | 6.37 | 6.37 | 6.37 | 5.881 | 5.901 | 5.931 | 5.701 | 5.951 | 4.922 | 4.922 | 4.851 | 4.841 | 4.841 | 4.531 | 4.481 | 4.331 | 4.421 | 4.331 | 4.311 | 4.301 | 4.271 | 4.261 | 4.261 | 4.231 | 4.281 | 4.271 | 4.271 | 4.271 | 0 | 0 | 0 | 0 | 0 | 0 | 0 | 0 | 0 | 0 | 0 | 0 | 0 | 0 | 0 | 0 | 0 | 0 | 0 | 0 | 0 | 0 | 0 | 0 | 0 | 0 | 0 | 0 | 0 | 0 | 0 | 0 | 0 | 0 | 0 | 0 | 0 | 0 | 0 | 0 | 0 | 0 | 0 | 0 | 0 | 0 | 0 | 0 | 0 | 0
| Total Demand + Target Headroom |  | Ml/d | 2 | 5.1862 | 5.1262 | 5.0962 | 5.0862 | 5.0062 | 4.9762 | 4.9462 | 4.9211 | 4.9001 | 4.8717 | 4.8346 | 4.7827 | 4.7583 | 4.7509 | 4.7446 | 4.7354 | 4.4332 | 4.3837 | 4.2314 | 4.3178 | 4.2287 | 4.2078 | 4.1953 | 4.1717 | 4.1618 | 4.1634 | 4.1276 | 4.1775 | 4.1667 | 4.1699 | 4.1688 | 0 | 0 | 0 | 0 | 0 | 0 | 0 | 0 | 0 | 0 | 0 | 0 | 0 | 0 | 0 | 0 | 0 | 0 | 0 | 0 | 0 | 0 | 0 | 0 | 0 | 0 | 0 | 0 | 0 | 0 | 0 | 0 | 0 | 0 | 0 | 0 | 0 | 0 | 0 | 0 | 0 | 0 | 0 | 0 | 0 | 0 | 0 | 0 | 0 | 0
DYCP Baseline |  |  |  |  | 2019-20 | 2020-21 | 2021-22 | 2022-23 | 2023-24 | 2024-25 | 2025-26 | 2026-27 | 2027-28 | 2028-29 | 2029-30 | 2030-31 | 2031-32 | 2032-33 | 2033-34 | 2034-35 | 2035-36 | 2036-37 | 2037-38 | 2038-39 | 2039-40 | 2040-41 | 2041-42 | 2042-43 | 2043-44 | 2044-45 | 2045-46 | 2046-47 | 2047-48 | 2048-49 | 2049-50 | 2050-51 | 2051-52 | 2052-53 | 2053-54 | 2054-55 | 2055-56 | 2056-57 | 2057-58 | 2058-59 | 2059-60 | 2060-61 | 2061-62 | 2062-63 | 2063-64 | 2064-65 | 2065-66 | 2066-67 | 2067-68 | 2068-69 | 2069-70 | 2070-71 | 2071-72 | 2072-73 | 2073-74 | 2074-75 | 2075-76 | 2076-77 | 2077-78 | 2078-79 | 2079-80 | 2080-81 | 2081-82 | 2082-83 | 2083-84 | 2084-85 | 2085-86 | 2086-87 | 2087-88 | 2088-89 | 2089-90 | 2090-91 | 2091-92 | 2092-93 | 2093-94 | 2094-95 | 2095-96 | 2096-97 | 2097-98 | 2098-99 | 2099-100
| Measured HH consumption |  | Ml/d | 2 | 2.72 | 2.75 | 2.77 | 2.85 | 2.83 | 2.88 | 2.93 | 2.97 | 3 | 3.04 | 3.06 | 3.09 | 3.12 | 3.16 | 3.21 | 3.25 | 3.29 | 3.32 | 3.37 | 3.42 | 3.47 | 3.51 | 3.55 | 3.6 | 3.64 | 3.67 | 3.71 | 3.74 | 3.77 | 3.81 | 3.83 | 0 | 0 | 0 | 0 | 0 | 0 | 0 | 0 | 0 | 0 | 0 | 0 | 0 | 0 | 0 | 0 | 0 | 0 | 0 | 0 | 0 | 0 | 0 | 0 | 0 | 0 | 0 | 0 | 0 | 0 | 0 | 0 | 0 | 0 | 0 | 0 | 0 | 0 | 0 | 0 | 0 | 0 | 0 | 0 | 0 | 0 | 0 | 0 | 0 | 0
| Unmeasured HH consumption |  | Ml/d | 2 | 1.02 | 0.96 | 0.91 | 0.87 | 0.81 | 0.75 | 0.71 | 0.67 | 0.63 | 0.59 | 0.55 | 0.52 | 0.49 | 0.46 | 0.43 | 0.4 | 0.37 | 0.34 | 0.32 | 0.3 | 0.28 | 0.25 | 0.23 | 0.21 | 0.19 | 0.17 | 0.16 | 0.15 | 0.14 | 0.13 | 0.13 | 0 | 0 | 0 | 0 | 0 | 0 | 0 | 0 | 0 | 0 | 0 | 0 | 0 | 0 | 0 | 0 | 0 | 0 | 0 | 0 | 0 | 0 | 0 | 0 | 0 | 0 | 0 | 0 | 0 | 0 | 0 | 0 | 0 | 0 | 0 | 0 | 0 | 0 | 0 | 0 | 0 | 0 | 0 | 0 | 0 | 0 | 0 | 0 | 0 | 0
| Non-HH consumption |  | Ml/d | 2 | 0.94 | 0.94 | 0.94 | 0.94 | 0.94 | 0.95 | 0.95 | 0.95 | 0.96 | 0.96 | 0.96 | 0.97 | 0.97 | 0.97 | 0.98 | 0.99 | 0.99 | 1 | 1.01 | 1.01 | 1.02 | 1.02 | 1.02 | 1.03 | 1.03 | 1.04 | 1.04 | 1.05 | 1.05 | 1.06 | 1.06 | 0 | 0 | 0 | 0 | 0 | 0 | 0 | 0 | 0 | 0 | 0 | 0 | 0 | 0 | 0 | 0 | 0 | 0 | 0 | 0 | 0 | 0 | 0 | 0 | 0 | 0 | 0 | 0 | 0 | 0 | 0 | 0 | 0 | 0 | 0 | 0 | 0 | 0 | 0 | 0 | 0 | 0 | 0 | 0 | 0 | 0 | 0 | 0 | 0 | 0
| Total Leakage |  | Ml/d | 2 | 1.36 | 1.32 | 1.31 | 1.27 | 1.24 | 1.22 | 1.22 | 1.21 | 1.21 | 1.2 | 1.2 | 1.2 | 1.19 | 1.19 | 1.19 | 1.19 | 1.19 | 1.2 | 1.2 | 1.19 | 1.19 | 1.19 | 1.19 | 1.19 | 1.19 | 1.2 | 1.2 | 1.2 | 1.2 | 1.2 | 1.2 | 0 | 0 | 0 | 0 | 0 | 0 | 0 | 0 | 0 | 0 | 0 | 0 | 0 | 0 | 0 | 0 | 0 | 0 | 0 | 0 | 0 | 0 | 0 | 0 | 0 | 0 | 0 | 0 | 0 | 0 | 0 | 0 | 0 | 0 | 0 | 0 | 0 | 0 | 0 | 0 | 0 | 0 | 0 | 0 | 0 | 0 | 0 | 0 | 0 | 0
| Other demand components |  | Ml/d | 2 | 0.16 | 0.16 | 0.15 | 0.17 | 0.17 | 0.16 | 0.15 | 0.16 | 0.16 | 0.16 | 0.16 | 0.17 | 0.16 | 0.16 | 0.17 | 0.17 | 0.17 | 0.16 | 0.16 | 0.16 | 0.18 | 0.16 | 0.17 | 0.16 | 0.16 | 0.17 | 0.17 | 0.17 | 0.16 | 0.16 | 0.18 | 0 | 0 | 0 | 0 | 0 | 0 | 0 | 0 | 0 | 0 | 0 | 0 | 0 | 0 | 0 | 0 | 0 | 0 | 0 | 0 | 0 | 0 | 0 | 0 | 0 | 0 | 0 | 0 | 0 | 0 | 0 | 0 | 0 | 0 | 0 | 0 | 0 | 0 | 0 | 0 | 0 | 0 | 0 | 0 | 0 | 0 | 0 | 0 | 0 | 0
| Total Water Available for use |  | Ml/d | 2 | 7.8 | 7.8 | 7.8 | 7.8 | 7.8 | 7.8 | 7.799 | 7.799 | 7.799 | 7.799 | 7.799 | 7.799 | 7.799 | 7.799 | 7.799 | 7.799 | 7.799 | 7.799 | 7.799 | 7.799 | 7.799 | 7.799 | 7.799 | 7.799 | 7.799 | 7.799 | 6.8 | 6.8 | 6.8 | 6.8 | 6.8 | 0 | 0 | 0 | 0 | 0 | 0 | 0 | 0 | 0 | 0 | 0 | 0 | 0 | 0 | 0 | 0 | 0 | 0 | 0 | 0 | 0 | 0 | 0 | 0 | 0 | 0 | 0 | 0 | 0 | 0 | 0 | 0 | 0 | 0 | 0 | 0 | 0 | 0 | 0 | 0 | 0 | 0 | 0 | 0 | 0 | 0 | 0 | 0 | 0 | 0
| Total Demand + Target Headroom |  | Ml/d | 2 | 6.4706 | 6.4006 | 6.3506 | 6.3706 | 6.2606 | 6.2306 | 6.2306 | 6.2239 | 6.2225 | 6.2144 | 6.198 | 6.1905 | 6.1774 | 6.1908 | 6.2355 | 6.2687 | 6.2283 | 6.2141 | 6.265 | 6.4334 | 6.4182 | 6.4196 | 6.4589 | 6.4981 | 6.5308 | 6.5728 | 6.5572 | 6.6636 | 6.6735 | 6.7169 | 6.7563 | 0 | 0 | 0 | 0 | 0 | 0 | 0 | 0 | 0 | 0 | 0 | 0 | 0 | 0 | 0 | 0 | 0 | 0 | 0 | 0 | 0 | 0 | 0 | 0 | 0 | 0 | 0 | 0 | 0 | 0 | 0 | 0 | 0 | 0 | 0 | 0 | 0 | 0 | 0 | 0 | 0 | 0 | 0 | 0 | 0 | 0 | 0 | 0 | 0 | 0
DYCP Final Plan |  |  |  |  | 2019-20 | 2020-21 | 2021-22 | 2022-23 | 2023-24 | 2024-25 | 2025-26 | 2026-27 | 2027-28 | 2028-29 | 2029-30 | 2030-31 | 2031-32 | 2032-33 | 2033-34 | 2034-35 | 2035-36 | 2036-37 | 2037-38 | 2038-39 | 2039-40 | 2040-41 | 2041-42 | 2042-43 | 2043-44 | 2044-45 | 2045-46 | 2046-47 | 2047-48 | 2048-49 | 2049-50 | 2050-51 | 2051-52 | 2052-53 | 2053-54 | 2054-55 | 2055-56 | 2056-57 | 2057-58 | 2058-59 | 2059-60 | 2060-61 | 2061-62 | 2062-63 | 2063-64 | 2064-65 | 2065-66 | 2066-67 | 2067-68 | 2068-69 | 2069-70 | 2070-71 | 2071-72 | 2072-73 | 2073-74 | 2074-75 | 2075-76 | 2076-77 | 2077-78 | 2078-79 | 2079-80 | 2080-81 | 2081-82 | 2082-83 | 2083-84 | 2084-85 | 2085-86 | 2086-87 | 2087-88 | 2088-89 | 2089-90 | 2090-91 | 2091-92 | 2092-93 | 2093-94 | 2094-95 | 2095-96 | 2096-97 | 2097-98 | 2098-99 | 2099-100
| Measured HH consumption |  | Ml/d | 2 | 2.72 | 2.75 | 2.77 | 2.85 | 2.83 | 2.88 | 2.9 | 2.93 | 2.95 | 2.98 | 2.98 | 2.99 | 2.99 | 3.02 | 3.05 | 3.06 | 3.06 | 3.05 | 3.06 | 3.07 | 3.08 | 3.09 | 3.09 | 3.1 | 3.1 | 3.12 | 3.14 | 3.16 | 3.17 | 3.19 | 3.19 | 0 | 0 | 0 | 0 | 0 | 0 | 0 | 0 | 0 | 0 | 0 | 0 | 0 | 0 | 0 | 0 | 0 | 0 | 0 | 0 | 0 | 0 | 0 | 0 | 0 | 0 | 0 | 0 | 0 | 0 | 0 | 0 | 0 | 0 | 0 | 0 | 0 | 0 | 0 | 0 | 0 | 0 | 0 | 0 | 0 | 0 | 0 | 0 | 0 | 0
| Unmeasured HH consumption |  | Ml/d | 2 | 1.02 | 0.96 | 0.91 | 0.87 | 0.81 | 0.75 | 0.71 | 0.67 | 0.63 | 0.59 | 0.55 | 0.52 | 0.49 | 0.46 | 0.43 | 0.4 | 0.37 | 0.34 | 0.32 | 0.3 | 0.28 | 0.25 | 0.23 | 0.21 | 0.19 | 0.17 | 0.16 | 0.15 | 0.14 | 0.13 | 0.13 | 0 | 0 | 0 | 0 | 0 | 0 | 0 | 0 | 0 | 0 | 0 | 0 | 0 | 0 | 0 | 0 | 0 | 0 | 0 | 0 | 0 | 0 | 0 | 0 | 0 | 0 | 0 | 0 | 0 | 0 | 0 | 0 | 0 | 0 | 0 | 0 | 0 | 0 | 0 | 0 | 0 | 0 | 0 | 0 | 0 | 0 | 0 | 0 | 0 | 0
| Non-HH consumption |  | Ml/d | 2 | 0.94 | 0.94 | 0.94 | 0.94 | 0.94 | 0.95 | 0.93 | 0.92 | 0.91 | 0.9 | 0.88 | 0.88 | 0.87 | 0.85 | 0.85 | 0.85 | 0.84 | 0.83 | 0.83 | 0.82 | 0.81 | 0.8 | 0.79 | 0.79 | 0.77 | 0.77 | 0.76 | 0.75 | 0.74 | 0.74 | 0.73 | 0 | 0 | 0 | 0 | 0 | 0 | 0 | 0 | 0 | 0 | 0 | 0 | 0 | 0 | 0 | 0 | 0 | 0 | 0 | 0 | 0 | 0 | 0 | 0 | 0 | 0 | 0 | 0 | 0 | 0 | 0 | 0 | 0 | 0 | 0 | 0 | 0 | 0 | 0 | 0 | 0 | 0 | 0 | 0 | 0 | 0 | 0 | 0 | 0 | 0
| Total Leakage |  | Ml/d | 2 | 1.36 | 1.32 | 1.31 | 1.27 | 1.24 | 1.22 | 1.22 | 1.21 | 1.21 | 1.19 | 1.19 | 1.19 | 1.18 | 1.18 | 1.18 | 1.18 | 0.94 | 0.95 | 0.8 | 0.79 | 0.77 | 0.76 | 0.76 | 0.76 | 0.76 | 0.76 | 0.76 | 0.75 | 0.75 | 0.75 | 0.74 | 0 | 0 | 0 | 0 | 0 | 0 | 0 | 0 | 0 | 0 | 0 | 0 | 0 | 0 | 0 | 0 | 0 | 0 | 0 | 0 | 0 | 0 | 0 | 0 | 0 | 0 | 0 | 0 | 0 | 0 | 0 | 0 | 0 | 0 | 0 | 0 | 0 | 0 | 0 | 0 | 0 | 0 | 0 | 0 | 0 | 0 | 0 | 0 | 0 | 0
| Other demand components |  | Ml/d | 2 | 0.16 | 0.16 | 0.15 | 0.17 | 0.17 | 0.16 | 0.15 | 0.16 | 0.16 | 0.16 | 0.16 | 0.17 | 0.16 | 0.16 | 0.17 | 0.17 | 0.17 | 0.16 | 0.16 | 0.16 | 0.18 | 0.16 | 0.17 | 0.16 | 0.16 | 0.17 | 0.17 | 0.17 | 0.16 | 0.16 | 0.18 | 0 | 0 | 0 | 0 | 0 | 0 | 0 | 0 | 0 | 0 | 0 | 0 | 0 | 0 | 0 | 0 | 0 | 0 | 0 | 0 | 0 | 0 | 0 | 0 | 0 | 0 | 0 | 0 | 0 | 0 | 0 | 0 | 0 | 0 | 0 | 0 | 0 | 0 | 0 | 0 | 0 | 0 | 0 | 0 | 0 | 0 | 0 | 0 | 0 | 0
| Total Water Available for use |  | Ml/d | 2 | 7.8 | 7.8 | 7.8 | 7.8 | 7.8 | 7.8 | 7.799 | 7.799 | 7.799 | 7.799 | 7.799 | 7.899 | 7.899 | 7.899 | 7.899 | 7.899 | 7.429 | 7.429 | 7.429 | 7.429 | 7.429 | 7.429 | 7.429 | 7.429 | 7.429 | 7.429 | 7.43 | 7.43 | 7.43 | 7.43 | 7.43 | 0 | 0 | 0 | 0 | 0 | 0 | 0 | 0 | 0 | 0 | 0 | 0 | 0 | 0 | 0 | 0 | 0 | 0 | 0 | 0 | 0 | 0 | 0 | 0 | 0 | 0 | 0 | 0 | 0 | 0 | 0 | 0 | 0 | 0 | 0 | 0 | 0 | 0 | 0 | 0 | 0 | 0 | 0 | 0 | 0 | 0 | 0 | 0 | 0 | 0
| Total Demand + Target Headroom |  | Ml/d | 2 | 6.4706 | 6.4006 | 6.3506 | 6.3706 | 6.2606 | 6.2306 | 6.1806 | 6.1539 | 6.1225 | 6.0844 | 6.028 | 5.9905 | 5.9374 | 5.9208 | 5.9355 | 5.9287 | 5.5983 | 5.5241 | 5.375 | 5.4934 | 5.3982 | 5.3496 | 5.3389 | 5.3281 | 5.3008 | 5.3128 | 5.2672 | 5.3336 | 5.3135 | 5.3269 | 5.3263 | 0 | 0 | 0 | 0 | 0 | 0 | 0 | 0 | 0 | 0 | 0 | 0 | 0 | 0 | 0 | 0 | 0 | 0 | 0 | 0 | 0 | 0 | 0 | 0 | 0 | 0 | 0 | 0 | 0 | 0 | 0 | 0 | 0 | 0 | 0 | 0 | 0 | 0 | 0 | 0 | 0 | 0 | 0 | 0 | 0 | 0 | 0 | 0 | 0 | 0

## AWSNEH
Back to title page
Table 3a: DYAA - Baseline
Table 3b: DYAA - Final plan Options
Table 3c: DYAA - Final plan
Table 3d: DYCP - Baseline
Table 3e: DYCP - Final plan Options
Table 3f: DYCP - Final plan
Water Company | Anglian Water | Version | V3.1
WRZ | AWSNEH | Planning Scenario | DYAA
Table 3a: DYAA - Baseline | Back to top of sheet
WRMP24 reference | Component | Derivation | Unit | Decimal places | 2019-20 | 2020-21 | 2021-22 | 2022-23 | 2023-24 | 2024-25 | 2025-26 | 2026-27 | 2027-28 | 2028-29 | 2029-30 | 2030-31 | 2031-32 | 2032-33 | 2033-34 | 2034-35 | 2035-36 | 2036-37 | 2037-38 | 2038-39 | 2039-40 | 2040-41 | 2041-42 | 2042-43 | 2043-44 | 2044-45 | 2045-46 | 2046-47 | 2047-48 | 2048-49 | 2049-50 | 2050-51 | 2051-52 | 2052-53 | 2053-54 | 2054-55 | 2055-56 | 2056-57 | 2057-58 | 2058-59 | 2059-60 | 2060-61 | 2061-62 | 2062-63 | 2063-64 | 2064-65 | 2065-66 | 2066-67 | 2067-68 | 2068-69 | 2069-70 | 2070-71 | 2071-72 | 2072-73 | 2073-74 | 2074-75 | 2075-76 | 2076-77 | 2077-78 | 2078-79 | 2079-80 | 2080-81 | 2081-82 | 2082-83 | 2083-84 | 2084-85 | 2085-86 | 2086-87 | 2087-88 | 2088-89 | 2089-90 | 2090-91 | 2091-92 | 2092-93 | 2093-94 | 2094-95 | 2095-96 | 2096-97 | 2097-98 | 2098-99 | 2099-100
1BL | Raw water abstracted | Input | Ml/d | 2 | 2019-20: 0; 2020-21: 0; 2021-22: 0; 2022-23: 0; 2023-24: 0; 2024-25: 0; 2025-26: 0; 2026-27: 0; 2027-28: 0; 2028-29: 0; 2029-30: 0; 2030-31: 0; 2031-32: 0; 2032-33: 0; 2033-34: 0; 2034-35: 0; 2035-36: 0; 2036-37: 0; 2037-38: 0; 2038-39: 0; 2039-40: 0; 2040-41: 0; 2041-42: 0; 2042-43: 0; 2043-44: 0; 2044-45: 0; 2045-46: 0; 2046-47: 0; 2047-48: 0; 2048-49: 0; 2049-50: 0
1.1BL | Non-potable water supplies (if applicable) | Input | Ml/d | 2 | 2019-20: 0; 2020-21: 0; 2021-22: 0; 2022-23: 0; 2023-24: 0; 2024-25: 0; 2025-26: 0; 2026-27: 0; 2027-28: 0; 2028-29: 0; 2029-30: 0; 2030-31: 0; 2031-32: 0; 2032-33: 0; 2033-34: 0; 2034-35: 0; 2035-36: 0; 2036-37: 0; 2037-38: 0; 2038-39: 0; 2039-40: 0; 2040-41: 0; 2041-42: 0; 2042-43: 0; 2043-44: 0; 2044-45: 0; 2045-46: 0; 2046-47: 0; 2047-48: 0; 2048-49: 0; 2049-50: 0
2BL | Raw water imported | Input | Ml/d | 2 | 2019-20: 0; 2020-21: 0; 2021-22: 0; 2022-23: 0; 2023-24: 0; 2024-25: 0; 2025-26: 0; 2026-27: 0; 2027-28: 0; 2028-29: 0; 2029-30: 0; 2030-31: 0; 2031-32: 0; 2032-33: 0; 2033-34: 0; 2034-35: 0; 2035-36: 0; 2036-37: 0; 2037-38: 0; 2038-39: 0; 2039-40: 0; 2040-41: 0; 2041-42: 0; 2042-43: 0; 2043-44: 0; 2044-45: 0; 2045-46: 0; 2046-47: 0; 2047-48: 0; 2048-49: 0; 2049-50: 0
3BL | Potable water imported | Input | Ml/d | 2 | 2019-20: 0; 2020-21: 0; 2021-22: 0; 2022-23: 0; 2023-24: 0; 2024-25: 0; 2025-26: 0; 2026-27: 0; 2027-28: 0; 2028-29: 0; 2029-30: 0; 2030-31: 0; 2031-32: 0; 2032-33: 0; 2033-34: 0; 2034-35: 0; 2035-36: 0; 2036-37: 0; 2037-38: 0; 2038-39: 0; 2039-40: 0; 2040-41: 0; 2041-42: 0; 2042-43: 0; 2043-44: 0; 2044-45: 0; 2045-46: 0; 2046-47: 0; 2047-48: 0; 2048-49: 0; 2049-50: 0
4BL | Raw water exported enter as -ve | Input | Ml/d | 2 | 2019-20: 0; 2020-21: 0; 2021-22: 0; 2022-23: 0; 2023-24: 0; 2024-25: 0; 2025-26: 0; 2026-27: 0; 2027-28: 0; 2028-29: 0; 2029-30: 0; 2030-31: 0; 2031-32: 0; 2032-33: 0; 2033-34: 0; 2034-35: 0; 2035-36: 0; 2036-37: 0; 2037-38: 0; 2038-39: 0; 2039-40: 0; 2040-41: 0; 2041-42: 0; 2042-43: 0; 2043-44: 0; 2044-45: 0; 2045-46: 0; 2046-47: 0; 2047-48: 0; 2048-49: 0; 2049-50: 0
5BL | Potable water exported enter as -ve | Input | Ml/d | 2 | 2019-20: 0; 2020-21: 0; 2021-22: 0; 2022-23: 0; 2023-24: 0; 2024-25: 0; 2025-26: 0; 2026-27: 0; 2027-28: 0; 2028-29: 0; 2029-30: 0; 2030-31: 0; 2031-32: 0; 2032-33: 0; 2033-34: 0; 2034-35: 0; 2035-36: 0; 2036-37: 0; 2037-38: 0; 2038-39: 0; 2039-40: 0; 2040-41: 0; 2041-42: 0; 2042-43: 0; 2043-44: 0; 2044-45: 0; 2045-46: 0; 2046-47: 0; 2047-48: 0; 2048-49: 0; 2049-50: 0
6BL | Deployable Output before forecast changes | Input | Ml/d | 2 | 2019-20: 5.07; 2020-21: 5.07; 2021-22: 5.07; 2022-23: 5.07; 2023-24: 5.07; 2024-25: 5.07; 2025-26: 5.07; 2026-27: 5.07; 2027-28: 5.07; 2028-29: 5.07; 2029-30: 5.07; 2030-31: 5.07; 2031-32: 5.07; 2032-33: 5.07; 2033-34: 5.07; 2034-35: 5.07; 2035-36: 5.07; 2036-37: 5.07; 2037-38: 5.07; 2038-39: 5.07; 2039-40: 5.07; 2040-41: 5.07; 2041-42: 5.07; 2042-43: 5.07; 2043-44: 5.07; 2044-45: 5.07; 2045-46: 5.07; 2046-47: 5.07; 2047-48: 5.07; 2048-49: 5.07; 2049-50: 5.07
6.1BL | Deployable Output post forecast changes | 6BL + 7BL | Ml/d | 2 | 2019-20: 5.07; 2020-21: 5.07; 2021-22: 5.07; 2022-23: 5.07; 2023-24: 5.07; 2024-25: 5.07; 2025-26: 3.39; 2026-27: 3.39; 2027-28: 3.39; 2028-29: 3.39; 2029-30: 3.39; 2030-31: 3.39; 2031-32: 3.39; 2032-33: 3.39; 2033-34: 3.39; 2034-35: 3.39; 2035-36: 3.39; 2036-37: 0.35; 2037-38: 0.35; 2038-39: 0.35; 2039-40: 0.35; 2040-41: 0.35; 2041-42: 0.35; 2042-43: 0.35; 2043-44: 0.35; 2044-45: 0.35; 2045-46: 0.35; 2046-47: 0.35; 2047-48: 0.35; 2048-49: 0.35; 2049-50: 0.35
7BL | Baseline forecast changes to Deployable Output | sum (7.1BL:7.6BL) | Ml/d | 2 | 2019-20: 0; 2020-21: 0; 2021-22: 0; 2022-23: 0; 2023-24: 0; 2024-25: 0; 2025-26: -1.68; 2026-27: -1.68; 2027-28: -1.68; 2028-29: -1.68; 2029-30: -1.68; 2030-31: -1.68; 2031-32: -1.68; 2032-33: -1.68; 2033-34: -1.68; 2034-35: -1.68; 2035-36: -1.68; 2036-37: -4.72; 2037-38: -4.72; 2038-39: -4.72; 2039-40: -4.72; 2040-41: -4.72; 2041-42: -4.72; 2042-43: -4.72; 2043-44: -4.72; 2044-45: -4.72; 2045-46: -4.72; 2046-47: -4.72; 2047-48: -4.72; 2048-49: -4.72; 2049-50: -4.72
7.1BL | Change in DO due to climate change | Input | Ml/d | 2 | 2019-20: 0; 2020-21: 0; 2021-22: 0; 2022-23: 0; 2023-24: 0; 2024-25: 0; 2025-26: 0; 2026-27: 0; 2027-28: 0; 2028-29: 0; 2029-30: 0; 2030-31: 0; 2031-32: 0; 2032-33: 0; 2033-34: 0; 2034-35: 0; 2035-36: 0; 2036-37: 0; 2037-38: 0; 2038-39: 0; 2039-40: 0; 2040-41: 0; 2041-42: 0; 2042-43: 0; 2043-44: 0; 2044-45: 0; 2045-46: 0; 2046-47: 0; 2047-48: 0; 2048-49: 0; 2049-50: 0
7.2BL | Total confirmed DO reductions to restore sustainable abstraction enter as -ve | Input | Ml/d | 2 | 2019-20: 0; 2020-21: 0; 2021-22: 0; 2022-23: 0; 2023-24: 0; 2024-25: 0; 2025-26: -1.68; 2026-27: -1.68; 2027-28: -1.68; 2028-29: -1.68; 2029-30: -1.68; 2030-31: -1.68; 2031-32: -1.68; 2032-33: -1.68; 2033-34: -1.68; 2034-35: -1.68; 2035-36: -1.68; 2036-37: -1.68; 2037-38: -1.68; 2038-39: -1.68; 2039-40: -1.68; 2040-41: -1.68; 2041-42: -1.68; 2042-43: -1.68; 2043-44: -1.68; 2044-45: -1.68; 2045-46: -1.68; 2046-47: -1.68; 2047-48: -1.68; 2048-49: -1.68; 2049-50: -1.68
7.3BL | Total additional DO reductions for Environmental Destination (excl. any confirmed reductions) enter as -ve | Input | Ml/d | 2 | 2019-20: 0; 2020-21: 0; 2021-22: 0; 2022-23: 0; 2023-24: 0; 2024-25: 0; 2025-26: 0; 2026-27: 0; 2027-28: 0; 2028-29: 0; 2029-30: 0; 2030-31: 0; 2031-32: 0; 2032-33: 0; 2033-34: 0; 2034-35: 0; 2035-36: 0; 2036-37: -3.04; 2037-38: -3.04; 2038-39: -3.04; 2039-40: -3.04; 2040-41: -3.04; 2041-42: -3.04; 2042-43: -3.04; 2043-44: -3.04; 2044-45: -3.04; 2045-46: -3.04; 2046-47: -3.04; 2047-48: -3.04; 2048-49: -3.04; 2049-50: -3.04
7.4BL | Change in DO from prolonged Outage reduction enter as -ve | Input | Ml/d | 2 | 2019-20: 0; 2020-21: 0; 2021-22: 0; 2022-23: 0; 2023-24: 0; 2024-25: 0; 2025-26: 0; 2026-27: 0; 2027-28: 0; 2028-29: 0; 2029-30: 0; 2030-31: 0; 2031-32: 0; 2032-33: 0; 2033-34: 0; 2034-35: 0; 2035-36: 0; 2036-37: 0; 2037-38: 0; 2038-39: 0; 2039-40: 0; 2040-41: 0; 2041-42: 0; 2042-43: 0; 2043-44: 0; 2044-45: 0; 2045-46: 0; 2046-47: 0; 2047-48: 0; 2048-49: 0; 2049-50: 0
7.5BL | Change in DO from drought measures | Zero for baseline | Ml/d | 2 | 2019-20: 0; 2020-21: 0; 2021-22: 0; 2022-23: 0; 2023-24: 0; 2024-25: 0; 2025-26: 0; 2026-27: 0; 2027-28: 0; 2028-29: 0; 2029-30: 0; 2030-31: 0; 2031-32: 0; 2032-33: 0; 2033-34: 0; 2034-35: 0; 2035-36: 0; 2036-37: 0; 2037-38: 0; 2038-39: 0; 2039-40: 0; 2040-41: 0; 2041-42: 0; 2042-43: 0; 2043-44: 0; 2044-45: 0; 2045-46: 0; 2046-47: 0; 2047-48: 0; 2048-49: 0; 2049-50: 0
7.6BL | Total other changes to DO (e.g. nitrates/operational decline) | Input | Ml/d | 2 | 2019-20: 0; 2020-21: 0; 2021-22: 0; 2022-23: 0; 2023-24: 0; 2024-25: 0; 2025-26: 0; 2026-27: 0; 2027-28: 0; 2028-29: 0; 2029-30: 0; 2030-31: 0; 2031-32: 0; 2032-33: 0; 2033-34: 0; 2034-35: 0; 2035-36: 0; 2036-37: 0; 2037-38: 0; 2038-39: 0; 2039-40: 0; 2040-41: 0; 2041-42: 0; 2042-43: 0; 2043-44: 0; 2044-45: 0; 2045-46: 0; 2046-47: 0; 2047-48: 0; 2048-49: 0; 2049-50: 0
8BL | Raw water losses, treatment works losses and operational use | Input | Ml/d | 2 | 2019-20: 0.19; 2020-21: 0.19; 2021-22: 0.19; 2022-23: 0.19; 2023-24: 0.19; 2024-25: 0.19; 2025-26: 0.19; 2026-27: 0.19; 2027-28: 0.19; 2028-29: 0.19; 2029-30: 0.19; 2030-31: 0.19; 2031-32: 0.19; 2032-33: 0.19; 2033-34: 0.19; 2034-35: 0.19; 2035-36: 0.19; 2036-37: 0.19; 2037-38: 0.19; 2038-39: 0.19; 2039-40: 0.19; 2040-41: 0.19; 2041-42: 0.19; 2042-43: 0.19; 2043-44: 0.19; 2044-45: 0.19; 2045-46: 0.19; 2046-47: 0.19; 2047-48: 0.19; 2048-49: 0.19; 2049-50: 0.19
9BL | Total Outage Allowance | Input | Ml/d | 2 | 2019-20: 0.03; 2020-21: 0.03; 2021-22: 0.03; 2022-23: 0.03; 2023-24: 0.03; 2024-25: 0.03; 2025-26: 0.03; 2026-27: 0.03; 2027-28: 0.03; 2028-29: 0.03; 2029-30: 0.03; 2030-31: 0.02; 2031-32: 0.02; 2032-33: 0.02; 2033-34: 0.02; 2034-35: 0.02; 2035-36: 0.02; 2036-37: 0.02; 2037-38: 0.02; 2038-39: 0.02; 2039-40: 0.02; 2040-41: 0.02; 2041-42: 0.02; 2042-43: 0.02; 2043-44: 0.02; 2044-45: 0.02; 2045-46: 0.02; 2046-47: 0.02; 2047-48: 0.02; 2048-49: 0.02; 2049-50: 0.02
10BL | Water Available For Use (own sources) | (6BL + 7BL) - (8BL + 9BL) | Ml/d | 2 | 2019-20: 4.85; 2020-21: 4.85; 2021-22: 4.85; 2022-23: 4.85; 2023-24: 4.85; 2024-25: 4.85; 2025-26: 3.17; 2026-27: 3.17; 2027-28: 3.17; 2028-29: 3.17; 2029-30: 3.17; 2030-31: 3.18; 2031-32: 3.18; 2032-33: 3.18; 2033-34: 3.18; 2034-35: 3.18; 2035-36: 3.18; 2036-37: 0.14; 2037-38: 0.14; 2038-39: 0.14; 2039-40: 0.14; 2040-41: 0.14; 2041-42: 0.14; 2042-43: 0.14; 2043-44: 0.14; 2044-45: 0.14; 2045-46: 0.14; 2046-47: 0.14; 2047-48: 0.14; 2048-49: 0.14; 2049-50: 0.14
11BL | Total Water Available For Use | 10BL + sum (2BL:5BL) | Ml/d | 2 | 2019-20: 4.85; 2020-21: 4.85; 2021-22: 4.85; 2022-23: 4.85; 2023-24: 4.85; 2024-25: 4.85; 2025-26: 3.17; 2026-27: 3.17; 2027-28: 3.17; 2028-29: 3.17; 2029-30: 3.17; 2030-31: 3.18; 2031-32: 3.18; 2032-33: 3.18; 2033-34: 3.18; 2034-35: 3.18; 2035-36: 3.18; 2036-37: 0.14; 2037-38: 0.14; 2038-39: 0.14; 2039-40: 0.14; 2040-41: 0.14; 2041-42: 0.14; 2042-43: 0.14; 2043-44: 0.14; 2044-45: 0.14; 2045-46: 0.14; 2046-47: 0.14; 2047-48: 0.14; 2048-49: 0.14; 2049-50: 0.14
12BL | Water delivered measured non-household | Input | Ml/d | 2 | 2019-20: 1.3; 2020-21: 1.31; 2021-22: 1.31; 2022-23: 1.32; 2023-24: 1.32; 2024-25: 1.33; 2025-26: 1.33; 2026-27: 1.33; 2027-28: 1.34; 2028-29: 1.34; 2029-30: 1.34; 2030-31: 1.35; 2031-32: 1.35; 2032-33: 1.36; 2033-34: 1.36; 2034-35: 1.37; 2035-36: 1.38; 2036-37: 1.38; 2037-38: 1.39; 2038-39: 1.4; 2039-40: 1.41; 2040-41: 1.42; 2041-42: 1.43; 2042-43: 1.44; 2043-44: 1.45; 2044-45: 1.47; 2045-46: 1.48; 2046-47: 1.5; 2047-48: 1.51; 2048-49: 1.53; 2049-50: 1.55
12.1BL | Non-potable water consumption (if applicable) | Input | Ml/d | 2 | 2019-20: 0; 2020-21: 0; 2021-22: 0; 2022-23: 0; 2023-24: 0; 2024-25: 0; 2025-26: 0; 2026-27: 0; 2027-28: 0; 2028-29: 0; 2029-30: 0; 2030-31: 0; 2031-32: 0; 2032-33: 0; 2033-34: 0; 2034-35: 0; 2035-36: 0; 2036-37: 0; 2037-38: 0; 2038-39: 0; 2039-40: 0; 2040-41: 0; 2041-42: 0; 2042-43: 0; 2043-44: 0; 2044-45: 0; 2045-46: 0; 2046-47: 0; 2047-48: 0; 2048-49: 0; 2049-50: 0
13BL | Water delivered unmeasured non-household | Input | Ml/d | 2 | 2019-20: 0.01; 2020-21: 0.01; 2021-22: 0.01; 2022-23: 0.01; 2023-24: 0.01; 2024-25: 0.01; 2025-26: 0.01; 2026-27: 0.01; 2027-28: 0.01; 2028-29: 0.01; 2029-30: 0.01; 2030-31: 0.01; 2031-32: 0.01; 2032-33: 0.01; 2033-34: 0.01; 2034-35: 0.01; 2035-36: 0.01; 2036-37: 0.01; 2037-38: 0.01; 2038-39: 0.01; 2039-40: 0.01; 2040-41: 0.01; 2041-42: 0.01; 2042-43: 0.01; 2043-44: 0.01; 2044-45: 0.01; 2045-46: 0.01; 2046-47: 0.01; 2047-48: 0.01; 2048-49: 0.01; 2049-50: 0.01
14BL | Water delivered measured household | Input | Ml/d | 2 | 2019-20: 1.21; 2020-21: 1.26; 2021-22: 1.31; 2022-23: 1.35; 2023-24: 1.4; 2024-25: 1.45; 2025-26: 1.49; 2026-27: 1.53; 2027-28: 1.57; 2028-29: 1.6; 2029-30: 1.63; 2030-31: 1.66; 2031-32: 1.69; 2032-33: 1.72; 2033-34: 1.76; 2034-35: 1.79; 2035-36: 1.82; 2036-37: 1.85; 2037-38: 1.86; 2038-39: 1.88; 2039-40: 1.89; 2040-41: 1.9; 2041-42: 1.91; 2042-43: 1.92; 2043-44: 1.93; 2044-45: 1.95; 2045-46: 1.96; 2046-47: 1.97; 2047-48: 1.98; 2048-49: 1.99; 2049-50: 2
15BL | Water delivered unmeasured household | Input | Ml/d | 2 | 2019-20: 0.63; 2020-21: 0.58; 2021-22: 0.54; 2022-23: 0.49; 2023-24: 0.44; 2024-25: 0.4; 2025-26: 0.36; 2026-27: 0.32; 2027-28: 0.29; 2028-29: 0.26; 2029-30: 0.23; 2030-31: 0.2; 2031-32: 0.17; 2032-33: 0.14; 2033-34: 0.11; 2034-35: 0.08; 2035-36: 0.05; 2036-37: 0.02; 2037-38: 0.02; 2038-39: 0.02; 2039-40: 0.02; 2040-41: 0.02; 2041-42: 0.02; 2042-43: 0.02; 2043-44: 0.02; 2044-45: 0.02; 2045-46: 0.02; 2046-47: 0.02; 2047-48: 0.02; 2048-49: 0.02; 2049-50: 0.02
16BL | Percentage of consumption driven by climate change | Input | % | 1 | 2019-20: 0%; 2020-21: 0%; 2021-22: 0%; 2022-23: 0.1%; 2023-24: 0.1%; 2024-25: 0.1%; 2025-26: 0.1%; 2026-27: 0.1%; 2027-28: 0.1%; 2028-29: 0.2%; 2029-30: 0.2%; 2030-31: 0.2%; 2031-32: 0.2%; 2032-33: 0.3%; 2033-34: 0.3%; 2034-35: 0.3%; 2035-36: 0.4%; 2036-37: 0.4%; 2037-38: 0.4%; 2038-39: 0.5%; 2039-40: 0.5%; 2040-41: 0.6%; 2041-42: 0.6%; 2042-43: 0.6%; 2043-44: 0.7%; 2044-45: 0.7%; 2045-46: 0.8%; 2046-47: 0.8%; 2047-48: 0.8%; 2048-49: 0.8%; 2049-50: 0.9%
17BL | Volume of consumption driven by climate change | 16BL * (12BL + sum(13BL:15BL) - sum (23BL:26BL)) | Ml/d | 2 | 2019-20: 0; 2020-21: 0; 2021-22: 0; 2022-23: 0.00308; 2023-24: 0.00308; 2024-25: 0.00309; 2025-26: 0.0031; 2026-27: 0.0031; 2027-28: 0.00312; 2028-29: 0.00624; 2029-30: 0.00624; 2030-31: 0.00626; 2031-32: 0.00626; 2032-33: 0.00942; 2033-34: 0.00945; 2034-35: 0.00951; 2035-36: 0.01272; 2036-37: 0.01268; 2037-38: 0.01276; 2038-39: 0.0161; 2039-40: 0.0162; 2040-41: 0.01956; 2041-42: 0.01968; 2042-43: 0.0198; 2043-44: 0.02324; 2044-45: 0.02352; 2045-46: 0.02704; 2046-47: 0.02728; 2047-48: 0.02744; 2048-49: 0.02768; 2049-50: 0.03141
18BL | Measured Household - PCC | ((14BL - 25BL) * 1,000,000) / (39BL *1,000) | l/h/d | 1 | 2019-20: 130.6818; 2020-21: 130.9329; 2021-22: 131.6067; 2022-23: 130.9778; 2023-24: 131.2696; 2024-25: 130.4841; 2025-26: 130.8273; 2026-27: 130.9534; 2027-28: 131.4752; 2028-29: 131.432; 2029-30: 130.8017; 2030-31: 131.1857; 2031-32: 131.6112; 2032-33: 132.077; 2033-34: 133.2382; 2034-35: 133.5833; 2035-36: 133.9286; 2036-37: 133.4648; 2037-38: 133.7262; 2038-39: 134.6877; 2039-40: 134.7709; 2040-41: 134.8733; 2041-42: 134.9348; 2042-43: 134.9458; 2043-44: 134.9468; 2044-45: 135.6476; 2045-46: 135.6252; 2046-47: 135.5932; 2047-48: 135.513; 2048-49: 135.4144; 2049-50: 135.2979
19BL | Unmeasured Household - PCC | ((15BL - 26BL) * 1,000,000) / (40BL *1,000) | l/h/d | 1 | 2019-20: 196.4702; 2020-21: 194.3844; 2021-22: 193.7234; 2022-23: 195.4951; 2023-24: 192.3077; 2024-25: 192.9093; 2025-26: 194.8424; 2026-27: 189.8734; 2027-28: 190.2748; 2028-29: 190.0238; 2029-30: 197.8417; 2030-31: 196.8912; 2031-32: 194.6472; 2032-33: 190.3367; 2033-34: 183.4862; 2034-35: 195.599; 2035-36: 185.1852; 2036-37: 163.9344; 2037-38: 165.2893; 2038-39: 165.2893; 2039-40: 165.2893; 2040-41: 165.2893; 2041-42: 165.2893; 2042-43: 165.2893; 2043-44: 165.2893; 2044-45: 165.2893; 2045-46: 165.2893; 2046-47: 165.2893; 2047-48: 165.2893; 2048-49: 165.2893; 2049-50: 165.2893
20BL | Average Household - PCC | (((14BL - 25BL) + (15BL - 26BL)) * 1,000,000) / ((39BL + 40BL) *1,000) | l/h/d | 1 | 2019-20: 147.4201; 2020-21: 145.692; 2021-22: 144.8795; 2022-23: 143.4191; 2023-24: 141.8152; 2024-25: 140.0672; 2025-26: 139.6936; 2026-27: 138.2669; 2027-28: 137.9794; 2028-29: 137.1668; 2029-30: 136.553; 2030-31: 136.0597; 2031-32: 135.5802; 2032-33: 135.1145; 2033-34: 135.3201; 2034-35: 135.5034; 2035-36: 134.9721; 2036-37: 133.7441; 2037-38: 134.0121; 2038-39: 134.9638; 2039-40: 135.0449; 2040-41: 135.1451; 2041-42: 135.2046; 2042-43: 135.2141; 2043-44: 135.2137; 2044-45: 135.9069; 2045-46: 135.8832; 2046-47: 135.8501; 2047-48: 135.7691; 2048-49: 135.6699; 2049-50: 135.5527
21BL | Water taken unbilled | Input | Ml/d | 2 | 2019-20: 0.08; 2020-21: 0.08; 2021-22: 0.08; 2022-23: 0.08; 2023-24: 0.08; 2024-25: 0.07; 2025-26: 0.07; 2026-27: 0.08; 2027-28: 0.07; 2028-29: 0.07; 2029-30: 0.07; 2030-31: 0.08; 2031-32: 0.08; 2032-33: 0.08; 2033-34: 0.08; 2034-35: 0.08; 2035-36: 0.08; 2036-37: 0.08; 2037-38: 0.08; 2038-39: 0.07; 2039-40: 0.08; 2040-41: 0.08; 2041-42: 0.07; 2042-43: 0.08; 2043-44: 0.1; 2044-45: 0.07; 2045-46: 0.08; 2046-47: 0.07; 2047-48: 0.08; 2048-49: 0.09; 2049-50: 0.09
22BL | Distribution system operational use | Input | Ml/d | 2 | 2019-20: 0.02; 2020-21: 0.02; 2021-22: 0.02; 2022-23: 0.02; 2023-24: 0.02; 2024-25: 0.02; 2025-26: 0.02; 2026-27: 0.02; 2027-28: 0.02; 2028-29: 0.02; 2029-30: 0.02; 2030-31: 0.02; 2031-32: 0.02; 2032-33: 0.02; 2033-34: 0.02; 2034-35: 0.02; 2035-36: 0.02; 2036-37: 0.02; 2037-38: 0.02; 2038-39: 0.02; 2039-40: 0.02; 2040-41: 0.02; 2041-42: 0.02; 2042-43: 0.02; 2043-44: 0.02; 2044-45: 0.02; 2045-46: 0.02; 2046-47: 0.02; 2047-48: 0.02; 2048-49: 0.02; 2049-50: 0.02
23BL | Measured Non Household - USPL | Input | Ml/d | 2 | 2019-20: 0; 2020-21: 0; 2021-22: 0; 2022-23: 0; 2023-24: 0; 2024-25: 0; 2025-26: 0; 2026-27: 0; 2027-28: 0; 2028-29: 0; 2029-30: 0; 2030-31: 0; 2031-32: 0; 2032-33: 0; 2033-34: 0; 2034-35: 0; 2035-36: 0; 2036-37: 0; 2037-38: 0; 2038-39: 0; 2039-40: 0; 2040-41: 0; 2041-42: 0; 2042-43: 0; 2043-44: 0; 2044-45: 0; 2045-46: 0; 2046-47: 0; 2047-48: 0; 2048-49: 0; 2049-50: 0
24BL | Unmeasured Non Household - USPL | Input | Ml/d | 2 | 2019-20: 0; 2020-21: 0; 2021-22: 0; 2022-23: 0; 2023-24: 0; 2024-25: 0; 2025-26: 0; 2026-27: 0; 2027-28: 0; 2028-29: 0; 2029-30: 0; 2030-31: 0; 2031-32: 0; 2032-33: 0; 2033-34: 0; 2034-35: 0; 2035-36: 0; 2036-37: 0; 2037-38: 0; 2038-39: 0; 2039-40: 0; 2040-41: 0; 2041-42: 0; 2042-43: 0; 2043-44: 0; 2044-45: 0; 2045-46: 0; 2046-47: 0; 2047-48: 0; 2048-49: 0; 2049-50: 0
25BL | Measured Household - USPL | Input | Ml/d | 2 | 2019-20: 0.06; 2020-21: 0.06; 2021-22: 0.06; 2022-23: 0.06; 2023-24: 0.06; 2024-25: 0.07; 2025-26: 0.07; 2026-27: 0.07; 2027-28: 0.07; 2028-29: 0.07; 2029-30: 0.08; 2030-31: 0.08; 2031-32: 0.08; 2032-33: 0.08; 2033-34: 0.08; 2034-35: 0.08; 2035-36: 0.08; 2036-37: 0.09; 2037-38: 0.09; 2038-39: 0.09; 2039-40: 0.09; 2040-41: 0.09; 2041-42: 0.09; 2042-43: 0.09; 2043-44: 0.09; 2044-45: 0.09; 2045-46: 0.09; 2046-47: 0.09; 2047-48: 0.09; 2048-49: 0.09; 2049-50: 0.09
26BL | Unmeasured Household - USPL | Input | Ml/d | 2 | 2019-20: 0.04; 2020-21: 0.04; 2021-22: 0.04; 2022-23: 0.03; 2023-24: 0.03; 2024-25: 0.03; 2025-26: 0.02; 2026-27: 0.02; 2027-28: 0.02; 2028-29: 0.02; 2029-30: 0.01; 2030-31: 0.01; 2031-32: 0.01; 2032-33: 0.01; 2033-34: 0.01; 2034-35: 0; 2035-36: 0; 2036-37: 0; 2037-38: 0; 2038-39: 0; 2039-40: 0; 2040-41: 0; 2041-42: 0; 2042-43: 0; 2043-44: 0; 2044-45: 0; 2045-46: 0; 2046-47: 0; 2047-48: 0; 2048-49: 0; 2049-50: 0
27BL | Void Properties - USPL | Input | Ml/d | 2 | 2019-20: 0.01; 2020-21: 0.01; 2021-22: 0.01; 2022-23: 0.01; 2023-24: 0.01; 2024-25: 0.01; 2025-26: 0.01; 2026-27: 0.01; 2027-28: 0.01; 2028-29: 0.01; 2029-30: 0.01; 2030-31: 0.01; 2031-32: 0.01; 2032-33: 0.01; 2033-34: 0.01; 2034-35: 0.01; 2035-36: 0.01; 2036-37: 0.01; 2037-38: 0.01; 2038-39: 0.01; 2039-40: 0.01; 2040-41: 0.01; 2041-42: 0.01; 2042-43: 0.01; 2043-44: 0.01; 2044-45: 0.01; 2045-46: 0.01; 2046-47: 0.01; 2047-48: 0.01; 2048-49: 0.01; 2049-50: 0.01
28BL | Distribution losses | Input | Ml/d | 2 | 2019-20: 0.53; 2020-21: 0.52; 2021-22: 0.51; 2022-23: 0.5; 2023-24: 0.49; 2024-25: 0.48; 2025-26: 0.48; 2026-27: 0.48; 2027-28: 0.48; 2028-29: 0.48; 2029-30: 0.48; 2030-31: 0.48; 2031-32: 0.48; 2032-33: 0.48; 2033-34: 0.48; 2034-35: 0.48; 2035-36: 0.48; 2036-37: 0.48; 2037-38: 0.48; 2038-39: 0.48; 2039-40: 0.48; 2040-41: 0.48; 2041-42: 0.48; 2042-43: 0.48; 2043-44: 0.48; 2044-45: 0.48; 2045-46: 0.48; 2046-47: 0.48; 2047-48: 0.48; 2048-49: 0.48; 2049-50: 0.48
29BL | Total Leakage | sum (23BL:28BL) | Ml/d | 2 | 2019-20: 0.64; 2020-21: 0.63; 2021-22: 0.62; 2022-23: 0.6; 2023-24: 0.59; 2024-25: 0.59; 2025-26: 0.58; 2026-27: 0.58; 2027-28: 0.58; 2028-29: 0.58; 2029-30: 0.58; 2030-31: 0.58; 2031-32: 0.58; 2032-33: 0.58; 2033-34: 0.58; 2034-35: 0.57; 2035-36: 0.57; 2036-37: 0.58; 2037-38: 0.58; 2038-39: 0.58; 2039-40: 0.58; 2040-41: 0.58; 2041-42: 0.58; 2042-43: 0.58; 2043-44: 0.58; 2044-45: 0.58; 2045-46: 0.58; 2046-47: 0.58; 2047-48: 0.58; 2048-49: 0.58; 2049-50: 0.58
30BL | Leakage/property | (29BL * 1,000,000) / (36BL * 1,000) | l/prop/d | 2 | 2019-20: 117.1517; 2020-21: 113.4318; 2021-22: 109.6375; 2022-23: 104.8035; 2023-24: 101.6015; 2024-25: 99.9492; 2025-26: 97.0062; 2026-27: 95.7254; 2027-28: 94.6475; 2028-29: 93.7147; 2029-30: 92.9041; 2030-31: 92.1366; 2031-32: 91.4106; 2032-33: 90.7384; 2033-34: 90.0761; 2034-35: 87.8951; 2035-36: 87.3296; 2036-37: 88.3069; 2037-38: 87.7591; 2038-39: 87.218; 2039-40: 86.6966; 2040-41: 86.1685; 2041-42: 85.6468; 2042-43: 85.1439; 2043-44: 84.6345; 2044-45: 84.1433; 2045-46: 83.6337; 2046-47: 83.1303; 2047-48: 82.6329; 2048-49: 82.153; 2049-50: 81.6556
31BL | Measured Non Household - properties | Input | 000's | 2 | 2019-20: 0.445; 2020-21: 0.452; 2021-22: 0.46; 2022-23: 0.467; 2023-24: 0.474; 2024-25: 0.481; 2025-26: 0.49; 2026-27: 0.497; 2027-28: 0.504; 2028-29: 0.511; 2029-30: 0.517; 2030-31: 0.523; 2031-32: 0.53; 2032-33: 0.535; 2033-34: 0.539; 2034-35: 0.542; 2035-36: 0.545; 2036-37: 0.547; 2037-38: 0.549; 2038-39: 0.551; 2039-40: 0.553; 2040-41: 0.555; 2041-42: 0.557; 2042-43: 0.558; 2043-44: 0.56; 2044-45: 0.562; 2045-46: 0.565; 2046-47: 0.567; 2047-48: 0.569; 2048-49: 0.571; 2049-50: 0.574
32BL | Unmeasured Non Household - properties | Input | 000's | 2 | 2019-20: 0.002; 2020-21: 0.002; 2021-22: 0.002; 2022-23: 0.002; 2023-24: 0.002; 2024-25: 0.002; 2025-26: 0.002; 2026-27: 0.002; 2027-28: 0.002; 2028-29: 0.002; 2029-30: 0.002; 2030-31: 0.002; 2031-32: 0.002; 2032-33: 0.002; 2033-34: 0.002; 2034-35: 0.002; 2035-36: 0.002; 2036-37: 0.002; 2037-38: 0.002; 2038-39: 0.002; 2039-40: 0.002; 2040-41: 0.002; 2041-42: 0.002; 2042-43: 0.002; 2043-44: 0.002; 2044-45: 0.002; 2045-46: 0.002; 2046-47: 0.002; 2047-48: 0.002; 2048-49: 0.002; 2049-50: 0.002
33BL | All void non-households - properties | Input | 000's | 2 | 2019-20: 0; 2020-21: 0; 2021-22: 0; 2022-23: 0; 2023-24: 0; 2024-25: 0; 2025-26: 0; 2026-27: 0; 2027-28: 0; 2028-29: 0; 2029-30: 0; 2030-31: 0; 2031-32: 0; 2032-33: 0; 2033-34: 0; 2034-35: 0; 2035-36: 0; 2036-37: 0; 2037-38: 0; 2038-39: 0; 2039-40: 0; 2040-41: 0; 2041-42: 0; 2042-43: 0; 2043-44: 0; 2044-45: 0; 2045-46: 0; 2046-47: 0; 2047-48: 0; 2048-49: 0; 2049-50: 0
34BL | Measured households - properties (excl. void) | Year before + sum (34.1BL:34.6BL) | 000's | 2 | 2019-20: 3.916; 2020-21: 4.08; 2021-22: 4.24; 2022-23: 4.385; 2023-24: 4.538; 2024-25: 4.701; 2025-26: 4.827; 2026-27: 4.959; 2027-28: 5.077; 2028-29: 5.185; 2029-30: 5.285; 2030-31: 5.38; 2031-32: 5.471; 2032-33: 5.559; 2033-34: 5.646; 2034-35: 5.732; 2035-36: 5.814; 2036-37: 5.893; 2037-38: 5.931; 2038-39: 5.969; 2039-40: 6.007; 2040-41: 6.045; 2041-42: 6.083; 2042-43: 6.121; 2043-44: 6.159; 2044-45: 6.197; 2045-46: 6.235; 2046-47: 6.274; 2047-48: 6.313; 2048-49: 6.352; 2049-50: 6.391
34.1BL | New build properties - properties | Input (new builds in each year) | 000's | 2 | 2019-20: 0.056; 2020-21: 0.065; 2021-22: 0.068; 2022-23: 0.062; 2023-24: 0.073; 2024-25: 0.087; 2025-26: 0.065; 2026-27: 0.073; 2027-28: 0.061; 2028-29: 0.053; 2029-30: 0.047; 2030-31: 0.044; 2031-32: 0.043; 2032-33: 0.041; 2033-34: 0.042; 2034-35: 0.042; 2035-36: 0.04; 2036-37: 0.039; 2037-38: 0.038; 2038-39: 0.038; 2039-40: 0.038; 2040-41: 0.038; 2041-42: 0.038; 2042-43: 0.038; 2043-44: 0.038; 2044-45: 0.038; 2045-46: 0.038; 2046-47: 0.039; 2047-48: 0.039; 2048-49: 0.039; 2049-50: 0.039
34.2BL | Meter optants - properties | Input (meter optants in each year) | 000's | 2 | 2019-20: 0.074; 2020-21: 0.071; 2021-22: 0.065; 2022-23: 0.057; 2023-24: 0.055; 2024-25: 0.052; 2025-26: 0.038; 2026-27: 0.037; 2027-28: 0.036; 2028-29: 0.034; 2029-30: 0.033; 2030-31: 0.032; 2031-32: 0.031; 2032-33: 0.03; 2033-34: 0.029; 2034-35: 0.028; 2035-36: 0.027; 2036-37: 0.026; 2037-38: 0; 2038-39: 0; 2039-40: 0; 2040-41: 0; 2041-42: 0; 2042-43: 0; 2043-44: 0; 2044-45: 0; 2045-46: 0; 2046-47: 0; 2047-48: 0; 2048-49: 0; 2049-50: 0
34.3BL | Compulsory metering - properties | Input (compulsory meters in each year) | 000's | 2 | 2019-20: 0; 2020-21: 0; 2021-22: 0; 2022-23: 0; 2023-24: 0; 2024-25: 0; 2025-26: 0; 2026-27: 0; 2027-28: 0; 2028-29: 0; 2029-30: 0; 2030-31: 0; 2031-32: 0; 2032-33: 0; 2033-34: 0; 2034-35: 0; 2035-36: 0; 2036-37: 0; 2037-38: 0; 2038-39: 0; 2039-40: 0; 2040-41: 0; 2041-42: 0; 2042-43: 0; 2043-44: 0; 2044-45: 0; 2045-46: 0; 2046-47: 0; 2047-48: 0; 2048-49: 0; 2049-50: 0
34.4BL | Metering on change of occupancy - properties | Input (change of occupancy meters in each year) | 000's | 2 | 2019-20: 0.027; 2020-21: 0.026; 2021-22: 0.025; 2022-23: 0.024; 2023-24: 0.023; 2024-25: 0.022; 2025-26: 0.021; 2026-27: 0.02; 2027-28: 0.019; 2028-29: 0.019; 2029-30: 0.018; 2030-31: 0.017; 2031-32: 0.016; 2032-33: 0.016; 2033-34: 0.015; 2034-35: 0.015; 2035-36: 0.014; 2036-37: 0.013; 2037-38: 0; 2038-39: 0; 2039-40: 0; 2040-41: 0; 2041-42: 0; 2042-43: 0; 2043-44: 0; 2044-45: 0; 2045-46: 0; 2046-47: 0; 2047-48: 0; 2048-49: 0; 2049-50: 0
34.5BL | Selective metering - properties | Input (selective meters in each year) | 000's | 2 | 2019-20: 0.002; 2020-21: 0.002; 2021-22: 0.002; 2022-23: 0.002; 2023-24: 0.002; 2024-25: 0.002; 2025-26: 0.002; 2026-27: 0.002; 2027-28: 0.002; 2028-29: 0.002; 2029-30: 0.002; 2030-31: 0.002; 2031-32: 0.001; 2032-33: 0.001; 2033-34: 0.001; 2034-35: 0.001; 2035-36: 0.001; 2036-37: 0.001; 2037-38: 0; 2038-39: 0; 2039-40: 0; 2040-41: 0; 2041-42: 0; 2042-43: 0; 2043-44: 0; 2044-45: 0; 2045-46: 0; 2046-47: 0; 2047-48: 0; 2048-49: 0; 2049-50: 0
34.6BL | Other changes to existing metering - properties | Input (other changes to meters in each year) | 000's | 2 | 2019-20: 0; 2020-21: 0; 2021-22: 0; 2022-23: 0; 2023-24: 0; 2024-25: 0; 2025-26: 0; 2026-27: 0; 2027-28: 0; 2028-29: 0; 2029-30: 0; 2030-31: 0; 2031-32: 0; 2032-33: 0; 2033-34: 0; 2034-35: 0; 2035-36: 0; 2036-37: 0; 2037-38: 0; 2038-39: 0; 2039-40: 0; 2040-41: 0; 2041-42: 0; 2042-43: 0; 2043-44: 0; 2044-45: 0; 2045-46: 0; 2046-47: 0; 2047-48: 0; 2048-49: 0; 2049-50: 0
34.7BL | Measured household void properties | Input | 000's | 2 | 2019-20: 0.074; 2020-21: 0.077; 2021-22: 0.08; 2022-23: 0.083; 2023-24: 0.086; 2024-25: 0.089; 2025-26: 0.092; 2026-27: 0.094; 2027-28: 0.096; 2028-29: 0.098; 2029-30: 0.1; 2030-31: 0.102; 2031-32: 0.104; 2032-33: 0.106; 2033-34: 0.108; 2034-35: 0.11; 2035-36: 0.111; 2036-37: 0.113; 2037-38: 0.114; 2038-39: 0.115; 2039-40: 0.115; 2040-41: 0.116; 2041-42: 0.117; 2042-43: 0.118; 2043-44: 0.119; 2044-45: 0.119; 2045-46: 0.12; 2046-47: 0.121; 2047-48: 0.122; 2048-49: 0.122; 2049-50: 0.123
35BL | Unmeasured households - properties (excl. void) | Input | 000's | 2 | 2019-20: 1.007; 2020-21: 0.926; 2021-22: 0.857; 2022-23: 0.773; 2023-24: 0.694; 2024-25: 0.618; 2025-26: 0.557; 2026-27: 0.498; 2027-28: 0.441; 2028-29: 0.386; 2029-30: 0.333; 2030-31: 0.283; 2031-32: 0.234; 2032-33: 0.186; 2033-34: 0.141; 2034-35: 0.097; 2035-36: 0.054; 2036-37: 0.013; 2037-38: 0.013; 2038-39: 0.013; 2039-40: 0.013; 2040-41: 0.013; 2041-42: 0.013; 2042-43: 0.013; 2043-44: 0.013; 2044-45: 0.013; 2045-46: 0.013; 2046-47: 0.013; 2047-48: 0.013; 2048-49: 0.013; 2049-50: 0.013
35.1BL | Unmeasured household void properties | Input | 000's | 2 | 2019-20: 0.019; 2020-21: 0.017; 2021-22: 0.016; 2022-23: 0.015; 2023-24: 0.013; 2024-25: 0.012; 2025-26: 0.011; 2026-27: 0.009; 2027-28: 0.008; 2028-29: 0.007; 2029-30: 0.006; 2030-31: 0.005; 2031-32: 0.004; 2032-33: 0.004; 2033-34: 0.003; 2034-35: 0.002; 2035-36: 0.001; 2036-37: 0; 2037-38: 0; 2038-39: 0; 2039-40: 0; 2040-41: 0; 2041-42: 0; 2042-43: 0; 2043-44: 0; 2044-45: 0; 2045-46: 0; 2046-47: 0; 2047-48: 0; 2048-49: 0; 2049-50: 0
36BL | Total Resource Zone Properties (incl. voids) | sum (31BL:34BL) + 34.7BL + 35BL + 35.1BL | 000's | 2 | 2019-20: 5.463; 2020-21: 5.554; 2021-22: 5.655; 2022-23: 5.725; 2023-24: 5.807; 2024-25: 5.903; 2025-26: 5.979; 2026-27: 6.059; 2027-28: 6.128; 2028-29: 6.189; 2029-30: 6.243; 2030-31: 6.295; 2031-32: 6.345; 2032-33: 6.392; 2033-34: 6.439; 2034-35: 6.485; 2035-36: 6.527; 2036-37: 6.568; 2037-38: 6.609; 2038-39: 6.65; 2039-40: 6.69; 2040-41: 6.731; 2041-42: 6.772; 2042-43: 6.812; 2043-44: 6.853; 2044-45: 6.893; 2045-46: 6.935; 2046-47: 6.977; 2047-48: 7.019; 2048-49: 7.06; 2049-50: 7.103
37BL | Measured Non Household - Population | Input | 000's | 2 | 2019-20: 0.063; 2020-21: 0.064; 2021-22: 0.064; 2022-23: 0.065; 2023-24: 0.065; 2024-25: 0.066; 2025-26: 0.066; 2026-27: 0.066; 2027-28: 0.067; 2028-29: 0.067; 2029-30: 0.068; 2030-31: 0.068; 2031-32: 0.069; 2032-33: 0.07; 2033-34: 0.07; 2034-35: 0.071; 2035-36: 0.071; 2036-37: 0.072; 2037-38: 0.072; 2038-39: 0.073; 2039-40: 0.073; 2040-41: 0.074; 2041-42: 0.074; 2042-43: 0.075; 2043-44: 0.076; 2044-45: 0.076; 2045-46: 0.077; 2046-47: 0.078; 2047-48: 0.078; 2048-49: 0.079; 2049-50: 0.079
38BL | Unmeasured Non Household - Population | Input | 000's | 2 | 2019-20: 0; 2020-21: 0; 2021-22: 0; 2022-23: 0; 2023-24: 0; 2024-25: 0; 2025-26: 0; 2026-27: 0; 2027-28: 0; 2028-29: 0; 2029-30: 0; 2030-31: 0; 2031-32: 0; 2032-33: 0; 2033-34: 0; 2034-35: 0; 2035-36: 0; 2036-37: 0; 2037-38: 0; 2038-39: 0; 2039-40: 0; 2040-41: 0; 2041-42: 0; 2042-43: 0; 2043-44: 0; 2044-45: 0; 2045-46: 0; 2046-47: 0; 2047-48: 0; 2048-49: 0; 2049-50: 0
39BL | Measured Household - Population | Input | 000's | 2 | 2019-20: 8.8; 2020-21: 9.165; 2021-22: 9.498; 2022-23: 9.849; 2023-24: 10.208; 2024-25: 10.576; 2025-26: 10.854; 2026-27: 11.149; 2027-28: 11.409; 2028-29: 11.641; 2029-30: 11.85; 2030-31: 12.044; 2031-32: 12.233; 2032-33: 12.417; 2033-34: 12.609; 2034-35: 12.801; 2035-36: 12.992; 2036-37: 13.187; 2037-38: 13.236; 2038-39: 13.29; 2039-40: 13.356; 2040-41: 13.42; 2041-42: 13.488; 2042-43: 13.561; 2043-44: 13.635; 2044-45: 13.712; 2045-46: 13.788; 2046-47: 13.865; 2047-48: 13.947; 2048-49: 14.031; 2049-50: 14.117
40BL | Unmeasured Household - Population | Input | 000's | 2 | 2019-20: 3.003; 2020-21: 2.778; 2021-22: 2.581; 2022-23: 2.353; 2023-24: 2.132; 2024-25: 1.918; 2025-26: 1.745; 2026-27: 1.58; 2027-28: 1.419; 2028-29: 1.263; 2029-30: 1.112; 2030-31: 0.965; 2031-32: 0.822; 2032-33: 0.683; 2033-34: 0.545; 2034-35: 0.409; 2035-36: 0.27; 2036-37: 0.122; 2037-38: 0.121; 2038-39: 0.121; 2039-40: 0.121; 2040-41: 0.121; 2041-42: 0.121; 2042-43: 0.121; 2043-44: 0.121; 2044-45: 0.121; 2045-46: 0.121; 2046-47: 0.121; 2047-48: 0.121; 2048-49: 0.121; 2049-50: 0.121
41BL | Total Resource Zone Population | sum (37BL:40BL) | 000's | 2 | 2019-20: 11.866; 2020-21: 12.007; 2021-22: 12.143; 2022-23: 12.267; 2023-24: 12.405; 2024-25: 12.56; 2025-26: 12.665; 2026-27: 12.795; 2027-28: 12.895; 2028-29: 12.971; 2029-30: 13.03; 2030-31: 13.077; 2031-32: 13.124; 2032-33: 13.17; 2033-34: 13.224; 2034-35: 13.281; 2035-36: 13.333; 2036-37: 13.381; 2037-38: 13.429; 2038-39: 13.484; 2039-40: 13.55; 2040-41: 13.615; 2041-42: 13.683; 2042-43: 13.757; 2043-44: 13.832; 2044-45: 13.909; 2045-46: 13.986; 2046-47: 14.064; 2047-48: 14.146; 2048-49: 14.231; 2049-50: 14.317
42BL | Average household occupancy rate (excl. voids) | (39BL + 40BL) / (34BL + 35BL) | h/prop | 1 | 2019-20: 2.3975; 2020-21: 2.3857; 2021-22: 2.3698; 2022-23: 2.3656; 2023-24: 2.3586; 2024-25: 2.3489; 2025-26: 2.3401; 2026-27: 2.3326; 2027-28: 2.3248; 2028-29: 2.3163; 2029-30: 2.3072; 2030-31: 2.2972; 2031-32: 2.2883; 2032-33: 2.2802; 2033-34: 2.273; 2034-35: 2.2663; 2035-36: 2.2601; 2036-37: 2.2535; 2037-38: 2.2471; 2038-39: 2.2419; 2039-40: 2.2387; 2040-41: 2.2352; 2041-42: 2.2324; 2042-43: 2.2305; 2043-44: 2.2288; 2044-45: 2.2275; 2045-46: 2.2262; 2046-47: 2.2246; 2047-48: 2.2238; 2048-49: 2.2234; 2049-50: 2.2233
43BL | Total Household Metering penetration (excl. voids) | 34BL / (34BL + 35BL) | % | 1 | 2019-20: 79.54%; 2020-21: 81.5%; 2021-22: 83.19%; 2022-23: 85.01%; 2023-24: 86.74%; 2024-25: 88.38%; 2025-26: 89.65%; 2026-27: 90.87%; 2027-28: 92.01%; 2028-29: 93.07%; 2029-30: 94.07%; 2030-31: 95%; 2031-32: 95.9%; 2032-33: 96.76%; 2033-34: 97.56%; 2034-35: 98.34%; 2035-36: 99.08%; 2036-37: 99.78%; 2037-38: 99.78%; 2038-39: 99.78%; 2039-40: 99.78%; 2040-41: 99.79%; 2041-42: 99.79%; 2042-43: 99.79%; 2043-44: 99.79%; 2044-45: 99.79%; 2045-46: 99.79%; 2046-47: 99.79%; 2047-48: 99.79%; 2048-49: 99.8%; 2049-50: 99.8%
44BL | Total Household Metering penetration (incl. voids) | (34BL) / (34BL + 34.7BL + 35BL + 35.1BL) | % | 1 | 2019-20: 78.07%; 2020-21: 80%; 2021-22: 81.65%; 2022-23: 83.43%; 2023-24: 85.12%; 2024-25: 86.73%; 2025-26: 87.97%; 2026-27: 89.19%; 2027-28: 90.31%; 2028-29: 91.35%; 2029-30: 92.33%; 2030-31: 93.24%; 2031-32: 94.12%; 2032-33: 94.94%; 2033-34: 95.73%; 2034-35: 96.48%; 2035-36: 97.22%; 2036-37: 97.91%; 2037-38: 97.9%; 2038-39: 97.9%; 2039-40: 97.91%; 2040-41: 97.91%; 2041-42: 97.91%; 2042-43: 97.9%; 2043-44: 97.9%; 2044-45: 97.91%; 2045-46: 97.91%; 2046-47: 97.91%; 2047-48: 97.91%; 2048-49: 97.92%; 2049-50: 97.92%
45BL | Distribution input | sum (12BL:15BL) +21BL + 22BL + 27BL + 28BL | Ml/d | 2 | 2019-20: 3.79; 2020-21: 3.79; 2021-22: 3.79; 2022-23: 3.78; 2023-24: 3.77; 2024-25: 3.77; 2025-26: 3.77; 2026-27: 3.78; 2027-28: 3.79; 2028-29: 3.79; 2029-30: 3.79; 2030-31: 3.81; 2031-32: 3.81; 2032-33: 3.82; 2033-34: 3.83; 2034-35: 3.84; 2035-36: 3.85; 2036-37: 3.85; 2037-38: 3.87; 2038-39: 3.89; 2039-40: 3.92; 2040-41: 3.94; 2041-42: 3.95; 2042-43: 3.98; 2043-44: 4.02; 2044-45: 4.03; 2045-46: 4.06; 2046-47: 4.08; 2047-48: 4.11; 2048-49: 4.15; 2049-50: 4.18
46BL | Target headroom (climate change component) | Input | Ml/d | 2 | 2019-20: 0.00026353; 2020-21: 0.00026353; 2021-22: 0.00026353; 2022-23: 0.00026353; 2023-24: 0.00026353; 2024-25: 0.00026353; 2025-26: 0.00026353; 2026-27: 0.00049282; 2027-28: 0.00024426; 2028-29: 0.00029985; 2029-30: 0.00057374; 2030-31: 0.00055742; 2031-32: 0.00069436; 2032-33: 0.00086365; 2033-34: 0.00041992; 2034-35: 0.0015595; 2035-36: 0.000433; 2036-37: 0.00098857; 2037-38: 0.0010244; 2038-39: 0.0013607; 2039-40: 0; 2040-41: 0; 2041-42: 0; 2042-43: 0; 2043-44: 0; 2044-45: 0; 2045-46: 0; 2046-47: 0; 2047-48: 0; 2048-49: 0; 2049-50: 0
47BL | Target headroom (All other components) | Input | Ml/d | 2 | 2019-20: 0.18105; 2020-21: 0.18105; 2021-22: 0.18105; 2022-23: 0.18105; 2023-24: 0.18105; 2024-25: 0.18105; 2025-26: 0.18105; 2026-27: 0.17863; 2027-28: 0.17811; 2028-29: 0.17625; 2029-30: 0.21317; 2030-31: 0.18028; 2031-32: 0.18621; 2032-33: 0.18921; 2033-34: 0.19315; 2034-35: 0.20062; 2035-36: 0.17544; 2036-37: 0.15241; 2037-38: 0.15832; 2038-39: 0.16658; 2039-40: 0.12312; 2040-41: 0.12474; 2041-42: 0.12819; 2042-43: 0.13041; 2043-44: 0.13154; 2044-45: 0.13292; 2045-46: 0.1097; 2046-47: 0.11108; 2047-48: 0.10609; 2048-49: 0.10635; 2049-50: 0.1069
48BL | Target Headroom | 46BL + 47BL | Ml/d | 2 | 2019-20: 0.18131; 2020-21: 0.18131; 2021-22: 0.18131; 2022-23: 0.18131; 2023-24: 0.18131; 2024-25: 0.18131; 2025-26: 0.18131; 2026-27: 0.17912; 2027-28: 0.17835; 2028-29: 0.17655; 2029-30: 0.21375; 2030-31: 0.18084; 2031-32: 0.1869; 2032-33: 0.19008; 2033-34: 0.19357; 2034-35: 0.20218; 2035-36: 0.17587; 2036-37: 0.1534; 2037-38: 0.15934; 2038-39: 0.16794; 2039-40: 0.12312; 2040-41: 0.12474; 2041-42: 0.12819; 2042-43: 0.13041; 2043-44: 0.13154; 2044-45: 0.13292; 2045-46: 0.1097; 2046-47: 0.11108; 2047-48: 0.10609; 2048-49: 0.10635; 2049-50: 0.1069
49BL | Available Headroom | 11BL - 45BL | Ml/d | 2 | 2019-20: 1.06; 2020-21: 1.06; 2021-22: 1.06; 2022-23: 1.07; 2023-24: 1.08; 2024-25: 1.08; 2025-26: -0.6; 2026-27: -0.61; 2027-28: -0.62; 2028-29: -0.62; 2029-30: -0.62; 2030-31: -0.63; 2031-32: -0.63; 2032-33: -0.64; 2033-34: -0.65; 2034-35: -0.66; 2035-36: -0.67; 2036-37: -3.71; 2037-38: -3.73; 2038-39: -3.75; 2039-40: -3.78; 2040-41: -3.8; 2041-42: -3.81; 2042-43: -3.84; 2043-44: -3.88; 2044-45: -3.89; 2045-46: -3.92; 2046-47: -3.94; 2047-48: -3.97; 2048-49: -4.01; 2049-50: -4.04
49.1BL | Available non-potable balance (if applicable) | 1.1BL -12.1BL | Ml/d | 2 | 2019-20: 0; 2020-21: 0; 2021-22: 0; 2022-23: 0; 2023-24: 0; 2024-25: 0; 2025-26: 0; 2026-27: 0; 2027-28: 0; 2028-29: 0; 2029-30: 0; 2030-31: 0; 2031-32: 0; 2032-33: 0; 2033-34: 0; 2034-35: 0; 2035-36: 0; 2036-37: 0; 2037-38: 0; 2038-39: 0; 2039-40: 0; 2040-41: 0; 2041-42: 0; 2042-43: 0; 2043-44: 0; 2044-45: 0; 2045-46: 0; 2046-47: 0; 2047-48: 0; 2048-49: 0; 2049-50: 0
50BL | Supply Demand Balance | 49BL - 48BL | Ml/d | 2 | 2019-20: 0.87869; 2020-21: 0.87869; 2021-22: 0.87869; 2022-23: 0.88869; 2023-24: 0.89869; 2024-25: 0.89869; 2025-26: -0.78131; 2026-27: -0.78912; 2027-28: -0.79835; 2028-29: -0.79655; 2029-30: -0.83375; 2030-31: -0.81084; 2031-32: -0.8169; 2032-33: -0.83008; 2033-34: -0.84357; 2034-35: -0.86218; 2035-36: -0.84587; 2036-37: -3.8634; 2037-38: -3.8893; 2038-39: -3.9179; 2039-40: -3.9031; 2040-41: -3.9247; 2041-42: -3.9382; 2042-43: -3.9704; 2043-44: -4.0115; 2044-45: -4.0229; 2045-46: -4.0297; 2046-47: -4.0511; 2047-48: -4.0761; 2048-49: -4.1163; 2049-50: -4.1469
Table 3b: DYAA - Final plan Options | Back to top of sheet |  |  |  | 2019-20: 0.1
WRMP24 reference | Option type | Cat ID | Unit | Decimal places | 2019-20 | 2020-21 | 2021-22 | 2022-23 | 2023-24 | 2024-25 | 2025-26 | 2026-27 | 2027-28 | 2028-29 | 2029-30 | 2030-31 | 2031-32 | 2032-33 | 2033-34 | 2034-35 | 2035-36 | 2036-37 | 2037-38 | 2038-39 | 2039-40 | 2040-41 | 2041-42 | 2042-43 | 2043-44 | 2044-45 | 2045-46 | 2046-47 | 2047-48 | 2048-49 | 2049-50 | 2050-51 | 2051-52 | 2052-53 | 2053-54 | 2054-55 | 2055-56 | 2056-57 | 2057-58 | 2058-59 | 2059-60 | 2060-61 | 2061-62 | 2062-63 | 2063-64 | 2064-65 | 2065-66 | 2066-67 | 2067-68 | 2068-69 | 2069-70 | 2070-71 | 2071-72 | 2072-73 | 2073-74 | 2074-75 | 2075-76 | 2076-77 | 2077-78 | 2078-79 | 2079-80 | 2080-81 | 2081-82 | 2082-83 | 2083-84 | 2084-85 | 2085-86 | 2086-87 | 2087-88 | 2088-89 | 2089-90 | 2090-91 | 2091-92 | 2092-93 | 2093-94 | 2094-95 | 2095-96 | 2096-97 | 2097-98 | 2098-99 | 2099-100
1.11FP | Non potable supplies input reductions as -ve and increases as +ve | RSNPS | Ml/d | 2 | 0.1 2019-20: 0; 0.1 2020-21: 0; 0.1 2021-22: 0; 0.1 2022-23: 0; 0.1 2023-24: 0; 0.1 2024-25: 0; 0.1 2025-26: 0; 0.1 2026-27: 0; 0.1 2027-28: 0; 0.1 2028-29: 0; 0.1 2029-30: 0; 0.1 2030-31: 0; 0.1 2031-32: 0; 0.1 2032-33: 0; 0.1 2033-34: 0; 0.1 2034-35: 0; 0.1 2035-36: 0; 0.1 2036-37: 0; 0.1 2037-38: 0; 0.1 2038-39: 0; 0.1 2039-40: 0; 0.1 2040-41: 0; 0.1 2041-42: 0; 0.1 2042-43: 0; 0.1 2043-44: 0; 0.1 2044-45: 0; 0.1 2045-46: 0; 0.1 2046-47: 0; 0.1 2047-48: 0; 0.1 2048-49: 0; 0.1 2049-50: 0
2.1FP | Raw water imports input reductions as -ve | RSRWI | Ml/d | 2 | 0.1 2019-20: 0; 0.1 2020-21: 0; 0.1 2021-22: 0; 0.1 2022-23: 0; 0.1 2023-24: 0; 0.1 2024-25: 0; 0.1 2025-26: 0; 0.1 2026-27: 0; 0.1 2027-28: 0; 0.1 2028-29: 0; 0.1 2029-30: 0; 0.1 2030-31: 0; 0.1 2031-32: 0; 0.1 2032-33: 0; 0.1 2033-34: 0; 0.1 2034-35: 0; 0.1 2035-36: 0; 0.1 2036-37: 0; 0.1 2037-38: 0; 0.1 2038-39: 0; 0.1 2039-40: 0; 0.1 2040-41: 0; 0.1 2041-42: 0; 0.1 2042-43: 0; 0.1 2043-44: 0; 0.1 2044-45: 0; 0.1 2045-46: 0; 0.1 2046-47: 0; 0.1 2047-48: 0; 0.1 2048-49: 0; 0.1 2049-50: 0
3.1FP | Potable water imports input reductions as -ve | RSPWI | Ml/d | 2 | 0.1 2019-20: 0; 0.1 2020-21: 0; 0.1 2021-22: 0; 0.1 2022-23: 0; 0.1 2023-24: 0; 0.1 2024-25: 0; 0.1 2025-26: 0; 0.1 2026-27: 0; 0.1 2027-28: 0; 0.1 2028-29: 0; 0.1 2029-30: 0; 0.1 2030-31: 1.37; 0.1 2031-32: 1.28; 0.1 2032-33: 1.68; 0.1 2033-34: 1.61; 0.1 2034-35: 1.57; 0.1 2035-36: 1.37; 0.1 2036-37: 4.91; 0.1 2037-38: 4.72; 0.1 2038-39: 4.67; 0.1 2039-40: 4.55; 0.1 2040-41: 4.52; 0.1 2041-42: 4.49; 0.1 2042-43: 4.35; 0.1 2043-44: 4.32; 0.1 2044-45: 4.19; 0.1 2045-46: 4.09; 0.1 2046-47: 4.07; 0.1 2047-48: 4.04; 0.1 2048-49: 4.03; 0.1 2049-50: 4.02
4.1FP | Raw water exports input reductions as +ve and increases as -ve | RSRWE | Ml/d | 2 | 0.1 2019-20: 0; 0.1 2020-21: 0; 0.1 2021-22: 0; 0.1 2022-23: 0; 0.1 2023-24: 0; 0.1 2024-25: 0; 0.1 2025-26: 0; 0.1 2026-27: 0; 0.1 2027-28: 0; 0.1 2028-29: 0; 0.1 2029-30: 0; 0.1 2030-31: 0; 0.1 2031-32: 0; 0.1 2032-33: 0; 0.1 2033-34: 0; 0.1 2034-35: 0; 0.1 2035-36: 0; 0.1 2036-37: 0; 0.1 2037-38: 0; 0.1 2038-39: 0; 0.1 2039-40: 0; 0.1 2040-41: 0; 0.1 2041-42: 0; 0.1 2042-43: 0; 0.1 2043-44: 0; 0.1 2044-45: 0; 0.1 2045-46: 0; 0.1 2046-47: 0; 0.1 2047-48: 0; 0.1 2048-49: 0; 0.1 2049-50: 0
5.1FP | Potable water exports input reductions as +ve and increases as -ve | RSPWE | Ml/d | 2 | 0.1 2019-20: 0; 0.1 2020-21: 0; 0.1 2021-22: 0; 0.1 2022-23: 0; 0.1 2023-24: 0; 0.1 2024-25: 0; 0.1 2025-26: -0.779; 0.1 2026-27: -0.74; 0.1 2027-28: -0.699; 0.1 2028-29: -0.529; 0.1 2029-30: -0.329; 0.1 2030-31: -0.739; 0.1 2031-32: -0.659; 0.1 2032-33: -1.069; 0.1 2033-34: -1.009; 0.1 2034-35: -0.979; 0.1 2035-36: -0.809; 0.1 2036-37: -1.359; 0.1 2037-38: -1.159; 0.1 2038-39: -1.109; 0.1 2039-40: -1.039; 0.1 2040-41: -1.009; 0.1 2041-42: -0.969; 0.1 2042-43: -0.839; 0.1 2043-44: -0.799; 0.1 2044-45: -0.779; 0.1 2045-46: -0.689; 0.1 2046-47: -0.669; 0.1 2047-48: -0.619; 0.1 2048-49: -0.619; 0.1 2049-50: -0.599
6.2FP | DO benefit from increase raw water abstractions | RSRWA | Ml/d | 2 | 0.1 2019-20: 0; 0.1 2020-21: 0; 0.1 2021-22: 0; 0.1 2022-23: 0; 0.1 2023-24: 0; 0.1 2024-25: 0; 0.1 2025-26: 0; 0.1 2026-27: 0; 0.1 2027-28: 0; 0.1 2028-29: 0; 0.1 2029-30: 0; 0.1 2030-31: 0; 0.1 2031-32: 0; 0.1 2032-33: 0; 0.1 2033-34: 0; 0.1 2034-35: 0; 0.1 2035-36: 0; 0.1 2036-37: 0; 0.1 2037-38: 0; 0.1 2038-39: 0; 0.1 2039-40: 0; 0.1 2040-41: 0; 0.1 2041-42: 0; 0.1 2042-43: 0; 0.1 2043-44: 0; 0.1 2044-45: 0; 0.1 2045-46: 0; 0.1 2046-47: 0; 0.1 2047-48: 0; 0.1 2048-49: 0; 0.1 2049-50: 0
6.3FP | Other options to increase deployable output | RSIPO | Ml/d | 2 | 0.1 2019-20: 0; 0.1 2020-21: 0; 0.1 2021-22: 0; 0.1 2022-23: 0; 0.1 2023-24: 0; 0.1 2024-25: 0; 0.1 2025-26: 1.68; 0.1 2026-27: 1.68; 0.1 2027-28: 1.68; 0.1 2028-29: 1.68; 0.1 2029-30: 1.68; 0.1 2030-31: 0; 0.1 2031-32: 0; 0.1 2032-33: 0; 0.1 2033-34: 0; 0.1 2034-35: 0; 0.1 2035-36: 0; 0.1 2036-37: 0; 0.1 2037-38: 0; 0.1 2038-39: 0; 0.1 2039-40: 0; 0.1 2040-41: 0; 0.1 2041-42: 0; 0.1 2042-43: 0; 0.1 2043-44: 0; 0.1 2044-45: 0; 0.1 2045-46: 0; 0.1 2046-47: 0; 0.1 2047-48: 0; 0.1 2048-49: 0; 0.1 2049-50: 0
7.01FP | DO benefit from supply side drought measures | RSDPS | Ml/d | 2 | 0.1 2019-20: 0; 0.1 2020-21: 0; 0.1 2021-22: 0; 0.1 2022-23: 0; 0.1 2023-24: 0; 0.1 2024-25: 0; 0.1 2025-26: 0; 0.1 2026-27: 0; 0.1 2027-28: 0; 0.1 2028-29: 0; 0.1 2029-30: 0; 0.1 2030-31: 0; 0.1 2031-32: 0; 0.1 2032-33: 0; 0.1 2033-34: 0; 0.1 2034-35: 0; 0.1 2035-36: 0; 0.1 2036-37: 0; 0.1 2037-38: 0; 0.1 2038-39: 0; 0.1 2039-40: 0; 0.1 2040-41: 0; 0.1 2041-42: 0; 0.1 2042-43: 0; 0.1 2043-44: 0; 0.1 2044-45: 0; 0.1 2045-46: 0; 0.1 2046-47: 0; 0.1 2047-48: 0; 0.1 2048-49: 0; 0.1 2049-50: 0
7.02FP | Benefit from demand side drought measures | RSDPD | Ml/d | 2 | 0.1 2019-20: 0; 0.1 2020-21: 0; 0.1 2021-22: 0; 0.1 2022-23: 0; 0.1 2023-24: 0; 0.1 2024-25: 0; 0.1 2025-26: 0; 0.1 2026-27: 0; 0.1 2027-28: 0; 0.1 2028-29: 0; 0.1 2029-30: 0; 0.1 2030-31: 0; 0.1 2031-32: 0; 0.1 2032-33: 0; 0.1 2033-34: 0; 0.1 2034-35: 0; 0.1 2035-36: 0; 0.1 2036-37: 0; 0.1 2037-38: 0; 0.1 2038-39: 0; 0.1 2039-40: 0; 0.1 2040-41: 0; 0.1 2041-42: 0; 0.1 2042-43: 0; 0.1 2043-44: 0; 0.1 2044-45: 0; 0.1 2045-46: 0; 0.1 2046-47: 0; 0.1 2047-48: 0; 0.1 2048-49: 0; 0.1 2049-50: 0
8.1FP | Reduce raw water losses and operational use input as -ve | RSLOU | Ml/d | 2 | 0.1 2019-20: 0; 0.1 2020-21: 0; 0.1 2021-22: 0; 0.1 2022-23: 0; 0.1 2023-24: 0; 0.1 2024-25: 0; 0.1 2025-26: 0; 0.1 2026-27: 0; 0.1 2027-28: 0; 0.1 2028-29: 0; 0.1 2029-30: 0; 0.1 2030-31: 0; 0.1 2031-32: 0; 0.1 2032-33: 0; 0.1 2033-34: 0; 0.1 2034-35: 0; 0.1 2035-36: 0; 0.1 2036-37: 0; 0.1 2037-38: 0; 0.1 2038-39: 0; 0.1 2039-40: 0; 0.1 2040-41: 0; 0.1 2041-42: 0; 0.1 2042-43: 0; 0.1 2043-44: 0; 0.1 2044-45: 0; 0.1 2045-46: 0; 0.1 2046-47: 0; 0.1 2047-48: 0; 0.1 2048-49: 0; 0.1 2049-50: 0
8.2FP | Reduce treatment works losses input as -ve | PSTWL | Ml/d | 2 | 0.1 2019-20: 0; 0.1 2020-21: 0; 0.1 2021-22: 0; 0.1 2022-23: 0; 0.1 2023-24: 0; 0.1 2024-25: 0; 0.1 2025-26: 0; 0.1 2026-27: 0; 0.1 2027-28: 0; 0.1 2028-29: 0; 0.1 2029-30: 0; 0.1 2030-31: 0; 0.1 2031-32: 0; 0.1 2032-33: 0; 0.1 2033-34: 0; 0.1 2034-35: 0; 0.1 2035-36: 0; 0.1 2036-37: 0; 0.1 2037-38: 0; 0.1 2038-39: 0; 0.1 2039-40: 0; 0.1 2040-41: 0; 0.1 2041-42: 0; 0.1 2042-43: 0; 0.1 2043-44: 0; 0.1 2044-45: 0; 0.1 2045-46: 0; 0.1 2046-47: 0; 0.1 2047-48: 0; 0.1 2048-49: 0; 0.1 2049-50: 0
9.1FP | Reduce outages input as -ve | PSROU | Ml/d | 2 | 0.1 2019-20: 0; 0.1 2020-21: 0; 0.1 2021-22: 0; 0.1 2022-23: 0; 0.1 2023-24: 0; 0.1 2024-25: 0; 0.1 2025-26: 0; 0.1 2026-27: 0; 0.1 2027-28: 0; 0.1 2028-29: 0; 0.1 2029-30: 0; 0.1 2030-31: 0; 0.1 2031-32: 0; 0.1 2032-33: 0; 0.1 2033-34: 0; 0.1 2034-35: 0; 0.1 2035-36: 0; 0.1 2036-37: 0; 0.1 2037-38: 0; 0.1 2038-39: 0; 0.1 2039-40: 0; 0.1 2040-41: 0; 0.1 2041-42: 0; 0.1 2042-43: 0; 0.1 2043-44: 0; 0.1 2044-45: 0; 0.1 2045-46: 0; 0.1 2046-47: 0; 0.1 2047-48: 0; 0.1 2048-49: 0; 0.1 2049-50: 0
12.2FP | Change volume delivered to measured non households input reductions as -ve, line to include both measured non-household consumption and USPL options | CVMNH | Ml/d | 2 | 0.1 2019-20: 0; 0.1 2020-21: 0; 0.1 2021-22: 0; 0.1 2022-23: 0; 0.1 2023-24: 0; 0.1 2024-25: 0; 0.1 2025-26: 0; 0.1 2026-27: 0; 0.1 2027-28: 0; 0.1 2028-29: 0; 0.1 2029-30: -0.01; 0.1 2030-31: -0.02; 0.1 2031-32: -0.02; 0.1 2032-33: -0.03; 0.1 2033-34: -0.04; 0.1 2034-35: -0.05; 0.1 2035-36: -0.06; 0.1 2036-37: -0.06; 0.1 2037-38: -0.07; 0.1 2038-39: -0.08; 0.1 2039-40: -0.09; 0.1 2040-41: -0.1; 0.1 2041-42: -0.1; 0.1 2042-43: -0.11; 0.1 2043-44: -0.12; 0.1 2044-45: -0.13; 0.1 2045-46: -0.14; 0.1 2046-47: -0.14; 0.1 2047-48: -0.15; 0.1 2048-49: -0.16; 0.1 2049-50: -0.17
13.1FP | Change volume delivered to unmeasured non households input reductions as -ve, line to include both unmeasured non-household consumption and USPL options | CVUNH | Ml/d | 2 | 0.1 2019-20: 0; 0.1 2020-21: 0; 0.1 2021-22: 0; 0.1 2022-23: 0; 0.1 2023-24: 0; 0.1 2024-25: 0; 0.1 2025-26: 0; 0.1 2026-27: 0; 0.1 2027-28: 0; 0.1 2028-29: 0; 0.1 2029-30: 0; 0.1 2030-31: 0; 0.1 2031-32: 0; 0.1 2032-33: 0; 0.1 2033-34: 0; 0.1 2034-35: 0; 0.1 2035-36: 0; 0.1 2036-37: 0; 0.1 2037-38: 0; 0.1 2038-39: 0; 0.1 2039-40: 0; 0.1 2040-41: 0; 0.1 2041-42: 0; 0.1 2042-43: 0; 0.1 2043-44: 0; 0.1 2044-45: 0; 0.1 2045-46: 0; 0.1 2046-47: 0; 0.1 2047-48: 0; 0.1 2048-49: 0; 0.1 2049-50: 0
14.1FP | Change volume delivered to measured households input reductions as -ve, line to include both measured household consumption and USPL options | CVMHH | Ml/d | 2 | 0.1 2019-20: 0; 0.1 2020-21: 0; 0.1 2021-22: 0; 0.1 2022-23: 0; 0.1 2023-24: 0; 0.1 2024-25: 0; 0.1 2025-26: 0; 0.1 2026-27: -0.01; 0.1 2027-28: -0.01; 0.1 2028-29: -0.02; 0.1 2029-30: -0.13; 0.1 2030-31: -0.16; 0.1 2031-32: -0.17; 0.1 2032-33: -0.18; 0.1 2033-34: -0.19; 0.1 2034-35: -0.21; 0.1 2035-36: -0.22; 0.1 2036-37: -0.24; 0.1 2037-38: -0.25; 0.1 2038-39: -0.27; 0.1 2039-40: -0.29; 0.1 2040-41: -0.3; 0.1 2041-42: -0.31; 0.1 2042-43: -0.32; 0.1 2043-44: -0.34; 0.1 2044-45: -0.34; 0.1 2045-46: -0.35; 0.1 2046-47: -0.36; 0.1 2047-48: -0.36; 0.1 2048-49: -0.37; 0.1 2049-50: -0.38
15.1FP | Change volume delivered to unmeasured households input reductions as -ve, line to include both unmeasured household consumption and USPL options | CVUHH | Ml/d | 2 | 0.1 2019-20: 0; 0.1 2020-21: 0; 0.1 2021-22: 0; 0.1 2022-23: 0; 0.1 2023-24: 0; 0.1 2024-25: 0; 0.1 2025-26: 0; 0.1 2026-27: 0; 0.1 2027-28: 0; 0.1 2028-29: 0; 0.1 2029-30: 0; 0.1 2030-31: 0; 0.1 2031-32: 0; 0.1 2032-33: 0; 0.1 2033-34: 0; 0.1 2034-35: 0; 0.1 2035-36: 0; 0.1 2036-37: 0; 0.1 2037-38: 0; 0.1 2038-39: 0; 0.1 2039-40: 0; 0.1 2040-41: 0; 0.1 2041-42: 0; 0.1 2042-43: 0; 0.1 2043-44: 0; 0.1 2044-45: 0; 0.1 2045-46: 0; 0.1 2046-47: 0; 0.1 2047-48: 0; 0.1 2048-49: 0; 0.1 2049-50: 0
21.1FP | Options to reduce water taken unbilled input as -ve | CSWTU | Ml/d | 2 | 0.1 2019-20: 0; 0.1 2020-21: 0; 0.1 2021-22: 0; 0.1 2022-23: 0; 0.1 2023-24: 0; 0.1 2024-25: 0; 0.1 2025-26: 0; 0.1 2026-27: 0; 0.1 2027-28: 0; 0.1 2028-29: 0; 0.1 2029-30: 0; 0.1 2030-31: 0; 0.1 2031-32: 0; 0.1 2032-33: 0; 0.1 2033-34: 0; 0.1 2034-35: 0; 0.1 2035-36: 0; 0.1 2036-37: 0; 0.1 2037-38: 0; 0.1 2038-39: 0; 0.1 2039-40: 0; 0.1 2040-41: 0; 0.1 2041-42: 0; 0.1 2042-43: 0; 0.1 2043-44: 0; 0.1 2044-45: 0; 0.1 2045-46: 0; 0.1 2046-47: 0; 0.1 2047-48: 0; 0.1 2048-49: 0; 0.1 2049-50: 0
22.1FP | Reduce distribution system operational use (DSOU) input as -ve | DSDOU | Ml/d | 2 | 0.1 2019-20: 0; 0.1 2020-21: 0; 0.1 2021-22: 0; 0.1 2022-23: 0; 0.1 2023-24: 0; 0.1 2024-25: 0; 0.1 2025-26: 0; 0.1 2026-27: 0; 0.1 2027-28: 0; 0.1 2028-29: 0; 0.1 2029-30: 0; 0.1 2030-31: 0; 0.1 2031-32: 0; 0.1 2032-33: 0; 0.1 2033-34: 0; 0.1 2034-35: 0; 0.1 2035-36: 0; 0.1 2036-37: 0; 0.1 2037-38: 0; 0.1 2038-39: 0; 0.1 2039-40: 0; 0.1 2040-41: 0; 0.1 2041-42: 0; 0.1 2042-43: 0; 0.1 2043-44: 0; 0.1 2044-45: 0; 0.1 2045-46: 0; 0.1 2046-47: 0; 0.1 2047-48: 0; 0.1 2048-49: 0; 0.1 2049-50: 0
23.1FP | Options impacting on measured Non Household - USPL input reductions as -ve | CUMNH | Ml/d | 2 | 0.1 2019-20: 0; 0.1 2020-21: 0; 0.1 2021-22: 0; 0.1 2022-23: 0; 0.1 2023-24: 0; 0.1 2024-25: 0; 0.1 2025-26: 0; 0.1 2026-27: 0; 0.1 2027-28: 0; 0.1 2028-29: 0; 0.1 2029-30: 0; 0.1 2030-31: 0; 0.1 2031-32: 0; 0.1 2032-33: 0; 0.1 2033-34: 0; 0.1 2034-35: 0; 0.1 2035-36: 0; 0.1 2036-37: 0; 0.1 2037-38: 0; 0.1 2038-39: 0; 0.1 2039-40: 0; 0.1 2040-41: 0; 0.1 2041-42: 0; 0.1 2042-43: 0; 0.1 2043-44: 0; 0.1 2044-45: 0; 0.1 2045-46: 0; 0.1 2046-47: 0; 0.1 2047-48: 0; 0.1 2048-49: 0; 0.1 2049-50: 0
24.1FP | Options impacting on unmeasured Non Household - USPL input reductions as -ve | CUUNH | Ml/d | 2 | 0.1 2019-20: 0; 0.1 2020-21: 0; 0.1 2021-22: 0; 0.1 2022-23: 0; 0.1 2023-24: 0; 0.1 2024-25: 0; 0.1 2025-26: 0; 0.1 2026-27: 0; 0.1 2027-28: 0; 0.1 2028-29: 0; 0.1 2029-30: 0; 0.1 2030-31: 0; 0.1 2031-32: 0; 0.1 2032-33: 0; 0.1 2033-34: 0; 0.1 2034-35: 0; 0.1 2035-36: 0; 0.1 2036-37: 0; 0.1 2037-38: 0; 0.1 2038-39: 0; 0.1 2039-40: 0; 0.1 2040-41: 0; 0.1 2041-42: 0; 0.1 2042-43: 0; 0.1 2043-44: 0; 0.1 2044-45: 0; 0.1 2045-46: 0; 0.1 2046-47: 0; 0.1 2047-48: 0; 0.1 2048-49: 0; 0.1 2049-50: 0
25.1FP | Options impacting on measured Household - USPL input reductions as -ve | CUMHH | Ml/d | 2 | 0.1 2019-20: 0; 0.1 2020-21: 0; 0.1 2021-22: 0; 0.1 2022-23: 0; 0.1 2023-24: 0; 0.1 2024-25: 0; 0.1 2025-26: 0; 0.1 2026-27: 0; 0.1 2027-28: 0; 0.1 2028-29: 0; 0.1 2029-30: -0.02; 0.1 2030-31: -0.03; 0.1 2031-32: -0.03; 0.1 2032-33: -0.03; 0.1 2033-34: -0.03; 0.1 2034-35: -0.03; 0.1 2035-36: -0.03; 0.1 2036-37: -0.03; 0.1 2037-38: -0.03; 0.1 2038-39: -0.03; 0.1 2039-40: -0.03; 0.1 2040-41: -0.03; 0.1 2041-42: -0.03; 0.1 2042-43: -0.03; 0.1 2043-44: -0.03; 0.1 2044-45: -0.03; 0.1 2045-46: -0.03; 0.1 2046-47: -0.03; 0.1 2047-48: -0.03; 0.1 2048-49: -0.04; 0.1 2049-50: -0.04
26.1FP | Options impacting on unmeasured Household - USPL input reductions as -ve | CUUHH | Ml/d | 2 | 0.1 2019-20: 0; 0.1 2020-21: 0; 0.1 2021-22: 0; 0.1 2022-23: 0; 0.1 2023-24: 0; 0.1 2024-25: 0; 0.1 2025-26: 0; 0.1 2026-27: 0; 0.1 2027-28: 0; 0.1 2028-29: 0; 0.1 2029-30: 0; 0.1 2030-31: 0; 0.1 2031-32: 0; 0.1 2032-33: 0; 0.1 2033-34: 0; 0.1 2034-35: 0; 0.1 2035-36: 0; 0.1 2036-37: 0; 0.1 2037-38: 0; 0.1 2038-39: 0; 0.1 2039-40: 0; 0.1 2040-41: 0; 0.1 2041-42: 0; 0.1 2042-43: 0; 0.1 2043-44: 0; 0.1 2044-45: 0; 0.1 2045-46: 0; 0.1 2046-47: 0; 0.1 2047-48: 0; 0.1 2048-49: 0; 0.1 2049-50: 0
27.1FP | Options impacting on Void properties - USPL input reductions as -ve | CUVPP | Ml/d | 2 | 0.1 2019-20: 0; 0.1 2020-21: 0; 0.1 2021-22: 0; 0.1 2022-23: 0; 0.1 2023-24: 0; 0.1 2024-25: 0; 0.1 2025-26: 0; 0.1 2026-27: 0; 0.1 2027-28: 0; 0.1 2028-29: 0; 0.1 2029-30: 0; 0.1 2030-31: 0; 0.1 2031-32: 0; 0.1 2032-33: 0; 0.1 2033-34: 0; 0.1 2034-35: 0; 0.1 2035-36: 0; 0.1 2036-37: 0; 0.1 2037-38: 0; 0.1 2038-39: 0; 0.1 2039-40: 0; 0.1 2040-41: 0; 0.1 2041-42: 0; 0.1 2042-43: 0; 0.1 2043-44: 0; 0.1 2044-45: 0; 0.1 2045-46: 0; 0.1 2046-47: 0; 0.1 2047-48: 0; 0.1 2048-49: 0; 0.1 2049-50: 0
28.1FP | Reduce distribution losses input as -ve | DSRDL | Ml/d | 2 | 0.1 2019-20: 0; 0.1 2020-21: 0; 0.1 2021-22: 0; 0.1 2022-23: 0; 0.1 2023-24: 0; 0.1 2024-25: 0; 0.1 2025-26: 0; 0.1 2026-27: 0; 0.1 2027-28: 0; 0.1 2028-29: 0; 0.1 2029-30: 0; 0.1 2030-31: 0; 0.1 2031-32: -0.01; 0.1 2032-33: -0.01; 0.1 2033-34: -0.01; 0.1 2034-35: -0.01; 0.1 2035-36: -0.01; 0.1 2036-37: -0.01; 0.1 2037-38: -0.01; 0.1 2038-39: -0.01; 0.1 2039-40: -0.01; 0.1 2040-41: -0.01; 0.1 2041-42: -0.01; 0.1 2042-43: -0.03; 0.1 2043-44: -0.03; 0.1 2044-45: -0.14; 0.1 2045-46: -0.14; 0.1 2046-47: -0.15; 0.1 2047-48: -0.15; 0.1 2048-49: -0.18; 0.1 2049-50: -0.18
Table 3c: DYAA - Final plan | Back to top of sheet
WRMP24 reference | Component | Derivation | Unit | Decimal places | 2019-20 | 2020-21 | 2021-22 | 2022-23 | 2023-24 | 2024-25 | 2025-26 | 2026-27 | 2027-28 | 2028-29 | 2029-30 | 2030-31 | 2031-32 | 2032-33 | 2033-34 | 2034-35 | 2035-36 | 2036-37 | 2037-38 | 2038-39 | 2039-40 | 2040-41 | 2041-42 | 2042-43 | 2043-44 | 2044-45 | 2045-46 | 2046-47 | 2047-48 | 2048-49 | 2049-50 | 2050-51 | 2051-52 | 2052-53 | 2053-54 | 2054-55 | 2055-56 | 2056-57 | 2057-58 | 2058-59 | 2059-60 | 2060-61 | 2061-62 | 2062-63 | 2063-64 | 2064-65 | 2065-66 | 2066-67 | 2067-68 | 2068-69 | 2069-70 | 2070-71 | 2071-72 | 2072-73 | 2073-74 | 2074-75 | 2075-76 | 2076-77 | 2077-78 | 2078-79 | 2079-80 | 2080-81 | 2081-82 | 2082-83 | 2083-84 | 2084-85 | 2085-86 | 2086-87 | 2087-88 | 2088-89 | 2089-90 | 2090-91 | 2091-92 | 2092-93 | 2093-94 | 2094-95 | 2095-96 | 2096-97 | 2097-98 | 2098-99 | 2099-100
1FP | Raw water abstracted | Input | Ml/d | 2 | 2019-20: 0; 2020-21: 0; 2021-22: 0; 2022-23: 0; 2023-24: 0; 2024-25: 0; 2025-26: 0; 2026-27: 0; 2027-28: 0; 2028-29: 0; 2029-30: 0; 2030-31: 0; 2031-32: 0; 2032-33: 0; 2033-34: 0; 2034-35: 0; 2035-36: 0; 2036-37: 0; 2037-38: 0; 2038-39: 0; 2039-40: 0; 2040-41: 0; 2041-42: 0; 2042-43: 0; 2043-44: 0; 2044-45: 0; 2045-46: 0; 2046-47: 0; 2047-48: 0; 2048-49: 0; 2049-50: 0
1.1FP | Non-potable water supplies | 1.1BL + 1.11FP | Ml/d | 2 | 2019-20: 0; 2020-21: 0; 2021-22: 0; 2022-23: 0; 2023-24: 0; 2024-25: 0; 2025-26: 0; 2026-27: 0; 2027-28: 0; 2028-29: 0; 2029-30: 0; 2030-31: 0; 2031-32: 0; 2032-33: 0; 2033-34: 0; 2034-35: 0; 2035-36: 0; 2036-37: 0; 2037-38: 0; 2038-39: 0; 2039-40: 0; 2040-41: 0; 2041-42: 0; 2042-43: 0; 2043-44: 0; 2044-45: 0; 2045-46: 0; 2046-47: 0; 2047-48: 0; 2048-49: 0; 2049-50: 0
2FP | Raw water imported | 2BL + 2.1FP | Ml/d | 2 | 2019-20: 0; 2020-21: 0; 2021-22: 0; 2022-23: 0; 2023-24: 0; 2024-25: 0; 2025-26: 0; 2026-27: 0; 2027-28: 0; 2028-29: 0; 2029-30: 0; 2030-31: 0; 2031-32: 0; 2032-33: 0; 2033-34: 0; 2034-35: 0; 2035-36: 0; 2036-37: 0; 2037-38: 0; 2038-39: 0; 2039-40: 0; 2040-41: 0; 2041-42: 0; 2042-43: 0; 2043-44: 0; 2044-45: 0; 2045-46: 0; 2046-47: 0; 2047-48: 0; 2048-49: 0; 2049-50: 0
3FP | Potable water imported | 3BL + 3.1FP | Ml/d | 2 | 2019-20: 0; 2020-21: 0; 2021-22: 0; 2022-23: 0; 2023-24: 0; 2024-25: 0; 2025-26: 0; 2026-27: 0; 2027-28: 0; 2028-29: 0; 2029-30: 0; 2030-31: 1.37; 2031-32: 1.28; 2032-33: 1.68; 2033-34: 1.61; 2034-35: 1.57; 2035-36: 1.37; 2036-37: 4.91; 2037-38: 4.72; 2038-39: 4.67; 2039-40: 4.55; 2040-41: 4.52; 2041-42: 4.49; 2042-43: 4.35; 2043-44: 4.32; 2044-45: 4.19; 2045-46: 4.09; 2046-47: 4.07; 2047-48: 4.04; 2048-49: 4.03; 2049-50: 4.02
4FP | Raw water exported enter as -ve | 4BL + 4.1FP | Ml/d | 2 | 2019-20: 0; 2020-21: 0; 2021-22: 0; 2022-23: 0; 2023-24: 0; 2024-25: 0; 2025-26: 0; 2026-27: 0; 2027-28: 0; 2028-29: 0; 2029-30: 0; 2030-31: 0; 2031-32: 0; 2032-33: 0; 2033-34: 0; 2034-35: 0; 2035-36: 0; 2036-37: 0; 2037-38: 0; 2038-39: 0; 2039-40: 0; 2040-41: 0; 2041-42: 0; 2042-43: 0; 2043-44: 0; 2044-45: 0; 2045-46: 0; 2046-47: 0; 2047-48: 0; 2048-49: 0; 2049-50: 0
5FP | Potable water exported enter as -ve | 5BL + 5.1FP | Ml/d | 2 | 2019-20: 0; 2020-21: 0; 2021-22: 0; 2022-23: 0; 2023-24: 0; 2024-25: 0; 2025-26: -0.779; 2026-27: -0.74; 2027-28: -0.699; 2028-29: -0.529; 2029-30: -0.329; 2030-31: -0.739; 2031-32: -0.659; 2032-33: -1.069; 2033-34: -1.009; 2034-35: -0.979; 2035-36: -0.809; 2036-37: -1.359; 2037-38: -1.159; 2038-39: -1.109; 2039-40: -1.039; 2040-41: -1.009; 2041-42: -0.969; 2042-43: -0.839; 2043-44: -0.799; 2044-45: -0.779; 2045-46: -0.689; 2046-47: -0.669; 2047-48: -0.619; 2048-49: -0.619; 2049-50: -0.599
6.1FP | Deployable Output post forecast changes | 6.1BL + 6.2FP + 6.3FP +7.01FP +7.02FP | Ml/d | 2 | 2019-20: 5.07; 2020-21: 5.07; 2021-22: 5.07; 2022-23: 5.07; 2023-24: 5.07; 2024-25: 5.07; 2025-26: 5.07; 2026-27: 5.07; 2027-28: 5.07; 2028-29: 5.07; 2029-30: 5.07; 2030-31: 3.39; 2031-32: 3.39; 2032-33: 3.39; 2033-34: 3.39; 2034-35: 3.39; 2035-36: 3.39; 2036-37: 0.35; 2037-38: 0.35; 2038-39: 0.35; 2039-40: 0.35; 2040-41: 0.35; 2041-42: 0.35; 2042-43: 0.35; 2043-44: 0.35; 2044-45: 0.35; 2045-46: 0.35; 2046-47: 0.35; 2047-48: 0.35; 2048-49: 0.35; 2049-50: 0.35
8FP | Raw water losses, treatment works losses and operational use | 8BL + 8.1FP + 8.2FP | Ml/d | 2 | 2019-20: 0.19; 2020-21: 0.19; 2021-22: 0.19; 2022-23: 0.19; 2023-24: 0.19; 2024-25: 0.19; 2025-26: 0.19; 2026-27: 0.19; 2027-28: 0.19; 2028-29: 0.19; 2029-30: 0.19; 2030-31: 0.19; 2031-32: 0.19; 2032-33: 0.19; 2033-34: 0.19; 2034-35: 0.19; 2035-36: 0.19; 2036-37: 0.19; 2037-38: 0.19; 2038-39: 0.19; 2039-40: 0.19; 2040-41: 0.19; 2041-42: 0.19; 2042-43: 0.19; 2043-44: 0.19; 2044-45: 0.19; 2045-46: 0.19; 2046-47: 0.19; 2047-48: 0.19; 2048-49: 0.19; 2049-50: 0.19
9FP | Total Outage Allowance | 9BL + 9.1FP | Ml/d | 2 | 2019-20: 0.03; 2020-21: 0.03; 2021-22: 0.03; 2022-23: 0.03; 2023-24: 0.03; 2024-25: 0.03; 2025-26: 0.03; 2026-27: 0.03; 2027-28: 0.03; 2028-29: 0.03; 2029-30: 0.03; 2030-31: 0.02; 2031-32: 0.02; 2032-33: 0.02; 2033-34: 0.02; 2034-35: 0.02; 2035-36: 0.02; 2036-37: 0.02; 2037-38: 0.02; 2038-39: 0.02; 2039-40: 0.02; 2040-41: 0.02; 2041-42: 0.02; 2042-43: 0.02; 2043-44: 0.02; 2044-45: 0.02; 2045-46: 0.02; 2046-47: 0.02; 2047-48: 0.02; 2048-49: 0.02; 2049-50: 0.02
10FP | Water Available For Use (own sources) | (6.1FP) - (8FP + 9FP) | Ml/d | 2 | 2019-20: 4.85; 2020-21: 4.85; 2021-22: 4.85; 2022-23: 4.85; 2023-24: 4.85; 2024-25: 4.85; 2025-26: 4.85; 2026-27: 4.85; 2027-28: 4.85; 2028-29: 4.85; 2029-30: 4.85; 2030-31: 3.18; 2031-32: 3.18; 2032-33: 3.18; 2033-34: 3.18; 2034-35: 3.18; 2035-36: 3.18; 2036-37: 0.14; 2037-38: 0.14; 2038-39: 0.14; 2039-40: 0.14; 2040-41: 0.14; 2041-42: 0.14; 2042-43: 0.14; 2043-44: 0.14; 2044-45: 0.14; 2045-46: 0.14; 2046-47: 0.14; 2047-48: 0.14; 2048-49: 0.14; 2049-50: 0.14
11FP | Total Water Available For Use | 10FP + sum (2FP:5FP) | Ml/d | 2 | 2019-20: 4.85; 2020-21: 4.85; 2021-22: 4.85; 2022-23: 4.85; 2023-24: 4.85; 2024-25: 4.85; 2025-26: 4.071; 2026-27: 4.11; 2027-28: 4.151; 2028-29: 4.321; 2029-30: 4.521; 2030-31: 3.811; 2031-32: 3.801; 2032-33: 3.791; 2033-34: 3.781; 2034-35: 3.771; 2035-36: 3.741; 2036-37: 3.691; 2037-38: 3.701; 2038-39: 3.701; 2039-40: 3.651; 2040-41: 3.651; 2041-42: 3.661; 2042-43: 3.651; 2043-44: 3.661; 2044-45: 3.551; 2045-46: 3.541; 2046-47: 3.541; 2047-48: 3.561; 2048-49: 3.551; 2049-50: 3.561
12FP | Water delivered measured non-household | 12BL + 12.2FP | Ml/d | 2 | 2019-20: 1.3; 2020-21: 1.31; 2021-22: 1.31; 2022-23: 1.32; 2023-24: 1.32; 2024-25: 1.33; 2025-26: 1.33; 2026-27: 1.33; 2027-28: 1.34; 2028-29: 1.34; 2029-30: 1.33; 2030-31: 1.33; 2031-32: 1.33; 2032-33: 1.33; 2033-34: 1.32; 2034-35: 1.32; 2035-36: 1.32; 2036-37: 1.32; 2037-38: 1.32; 2038-39: 1.32; 2039-40: 1.32; 2040-41: 1.32; 2041-42: 1.33; 2042-43: 1.33; 2043-44: 1.33; 2044-45: 1.34; 2045-46: 1.34; 2046-47: 1.36; 2047-48: 1.36; 2048-49: 1.37; 2049-50: 1.38
12.1FP | Non-potable water consumption | Input | Ml/d | 2 | 2019-20: 0; 2020-21: 0; 2021-22: 0; 2022-23: 0; 2023-24: 0; 2024-25: 0; 2025-26: 0; 2026-27: 0; 2027-28: 0; 2028-29: 0; 2029-30: 0; 2030-31: 0; 2031-32: 0; 2032-33: 0; 2033-34: 0; 2034-35: 0; 2035-36: 0; 2036-37: 0; 2037-38: 0; 2038-39: 0; 2039-40: 0; 2040-41: 0; 2041-42: 0; 2042-43: 0; 2043-44: 0; 2044-45: 0; 2045-46: 0; 2046-47: 0; 2047-48: 0; 2048-49: 0; 2049-50: 0
13FP | Water delivered unmeasured non-household | 13BL + 13.1FP | Ml/d | 2 | 2019-20: 0.01; 2020-21: 0.01; 2021-22: 0.01; 2022-23: 0.01; 2023-24: 0.01; 2024-25: 0.01; 2025-26: 0.01; 2026-27: 0.01; 2027-28: 0.01; 2028-29: 0.01; 2029-30: 0.01; 2030-31: 0.01; 2031-32: 0.01; 2032-33: 0.01; 2033-34: 0.01; 2034-35: 0.01; 2035-36: 0.01; 2036-37: 0.01; 2037-38: 0.01; 2038-39: 0.01; 2039-40: 0.01; 2040-41: 0.01; 2041-42: 0.01; 2042-43: 0.01; 2043-44: 0.01; 2044-45: 0.01; 2045-46: 0.01; 2046-47: 0.01; 2047-48: 0.01; 2048-49: 0.01; 2049-50: 0.01
14FP | Water delivered measured household | 14BL + 14.1FP | Ml/d | 2 | 2019-20: 1.21; 2020-21: 1.26; 2021-22: 1.31; 2022-23: 1.35; 2023-24: 1.4; 2024-25: 1.45; 2025-26: 1.49; 2026-27: 1.52; 2027-28: 1.56; 2028-29: 1.58; 2029-30: 1.5; 2030-31: 1.5; 2031-32: 1.52; 2032-33: 1.54; 2033-34: 1.57; 2034-35: 1.58; 2035-36: 1.6; 2036-37: 1.61; 2037-38: 1.61; 2038-39: 1.61; 2039-40: 1.6; 2040-41: 1.6; 2041-42: 1.6; 2042-43: 1.6; 2043-44: 1.59; 2044-45: 1.61; 2045-46: 1.61; 2046-47: 1.61; 2047-48: 1.62; 2048-49: 1.62; 2049-50: 1.62
15FP | Water delivered unmeasured household | 15BL + 15.1FP | Ml/d | 2 | 2019-20: 0.63; 2020-21: 0.58; 2021-22: 0.54; 2022-23: 0.49; 2023-24: 0.44; 2024-25: 0.4; 2025-26: 0.36; 2026-27: 0.32; 2027-28: 0.29; 2028-29: 0.26; 2029-30: 0.23; 2030-31: 0.2; 2031-32: 0.17; 2032-33: 0.14; 2033-34: 0.11; 2034-35: 0.08; 2035-36: 0.05; 2036-37: 0.02; 2037-38: 0.02; 2038-39: 0.02; 2039-40: 0.02; 2040-41: 0.02; 2041-42: 0.02; 2042-43: 0.02; 2043-44: 0.02; 2044-45: 0.02; 2045-46: 0.02; 2046-47: 0.02; 2047-48: 0.02; 2048-49: 0.02; 2049-50: 0.02
16FP | Percentage of consumption driven by climate change | 16BL | % | 1 | 2019-20: 0%; 2020-21: 0%; 2021-22: 0%; 2022-23: 0.1%; 2023-24: 0.1%; 2024-25: 0.1%; 2025-26: 0.1%; 2026-27: 0.1%; 2027-28: 0.1%; 2028-29: 0.2%; 2029-30: 0.2%; 2030-31: 0.2%; 2031-32: 0.2%; 2032-33: 0.3%; 2033-34: 0.3%; 2034-35: 0.3%; 2035-36: 0.4%; 2036-37: 0.4%; 2037-38: 0.4%; 2038-39: 0.5%; 2039-40: 0.5%; 2040-41: 0.6%; 2041-42: 0.6%; 2042-43: 0.6%; 2043-44: 0.7%; 2044-45: 0.7%; 2045-46: 0.8%; 2046-47: 0.8%; 2047-48: 0.8%; 2048-49: 0.8%; 2049-50: 0.9%
17FP | Volume of consumption driven by climate change | 16FP * (12FP + sum(13FP:15FP) - sum (23FP:26FP)) | Ml/d | 2 | 2019-20: 0; 2020-21: 0; 2021-22: 0; 2022-23: 0.00308; 2023-24: 0.00308; 2024-25: 0.00309; 2025-26: 0.0031; 2026-27: 0.00309; 2027-28: 0.00311; 2028-29: 0.0062; 2029-30: 0.006; 2030-31: 0.00596; 2031-32: 0.00594; 2032-33: 0.00888; 2033-34: 0.00885; 2034-35: 0.00882; 2035-36: 0.01172; 2036-37: 0.0116; 2037-38: 0.0116; 2038-39: 0.0145; 2039-40: 0.01445; 2040-41: 0.01734; 2041-42: 0.0174; 2042-43: 0.0174; 2043-44: 0.02023; 2044-45: 0.02044; 2045-46: 0.02336; 2046-47: 0.02352; 2047-48: 0.0236; 2048-49: 0.02376; 2049-50: 0.02682
18FP | Measured Household - PCC | ((14FP - 25FP) * 1,000,000) / (39FP * 1000) | l/h/d | 1 | 2019-20: 130.6818; 2020-21: 130.9329; 2021-22: 131.6067; 2022-23: 130.9778; 2023-24: 131.2696; 2024-25: 130.4841; 2025-26: 130.8273; 2026-27: 130.0565; 2027-28: 130.5987; 2028-29: 129.7139; 2029-30: 121.519; 2030-31: 120.3919; 2031-32: 120.1668; 2032-33: 119.9968; 2033-34: 120.5488; 2034-35: 119.5219; 2035-36: 119.3042; 2036-37: 117.54; 2037-38: 117.1049; 2038-39: 116.629; 2039-40: 115.304; 2040-41: 114.7541; 2041-42: 114.1756; 2042-43: 113.5609; 2043-44: 112.2112; 2044-45: 113.0397; 2045-46: 112.4166; 2046-47: 111.7923; 2047-48: 111.852; 2048-49: 111.8951; 2049-50: 111.2134
19FP | Unmeasured Household - PCC | ((15FP - 26FP) * 1,000,000) / (40FP * 1000) | l/h/d | 1 | 2019-20: 196.4702; 2020-21: 194.3844; 2021-22: 193.7234; 2022-23: 195.4951; 2023-24: 192.3077; 2024-25: 192.9093; 2025-26: 194.8424; 2026-27: 189.8734; 2027-28: 190.2748; 2028-29: 190.0238; 2029-30: 197.8417; 2030-31: 196.8912; 2031-32: 194.6472; 2032-33: 190.3367; 2033-34: 183.4862; 2034-35: 195.599; 2035-36: 185.1852; 2036-37: 163.9344; 2037-38: 165.2893; 2038-39: 165.2893; 2039-40: 165.2893; 2040-41: 165.2893; 2041-42: 165.2893; 2042-43: 165.2893; 2043-44: 165.2893; 2044-45: 165.2893; 2045-46: 165.2893; 2046-47: 165.2893; 2047-48: 165.2893; 2048-49: 165.2893; 2049-50: 165.2893
20FP | Average Household - PCC | (((14FP - 25FP) + (15FP - 26FP)) * 1,000,000)/ ((39FP + 40FP) * 1,000) | l/h/d | 1 | 2019-20: 147.4201; 2020-21: 145.692; 2021-22: 144.8795; 2022-23: 143.4191; 2023-24: 141.8152; 2024-25: 140.0672; 2025-26: 139.6936; 2026-27: 137.4813; 2027-28: 137.1999; 2028-29: 135.6169; 2029-30: 128.0667; 2030-31: 126.0666; 2031-32: 124.8564; 2032-33: 123.6641; 2033-34: 123.1565; 2034-35: 121.8774; 2035-36: 120.6455; 2036-37: 117.9653; 2037-38: 117.5414; 2038-39: 117.0681; 2039-40: 115.7528; 2040-41: 115.2057; 2041-42: 114.63; 2042-43: 114.0184; 2043-44: 112.6781; 2044-45: 113.4967; 2045-46: 112.8766; 2046-47: 112.2551; 2047-48: 112.3116; 2048-49: 112.3516; 2049-50: 111.673
21FP | Water taken unbilled | 21BL + 21.1FP | Ml/d | 2 | 2019-20: 0.08; 2020-21: 0.08; 2021-22: 0.08; 2022-23: 0.08; 2023-24: 0.08; 2024-25: 0.07; 2025-26: 0.07; 2026-27: 0.08; 2027-28: 0.07; 2028-29: 0.07; 2029-30: 0.07; 2030-31: 0.08; 2031-32: 0.08; 2032-33: 0.08; 2033-34: 0.08; 2034-35: 0.08; 2035-36: 0.08; 2036-37: 0.08; 2037-38: 0.08; 2038-39: 0.07; 2039-40: 0.08; 2040-41: 0.08; 2041-42: 0.07; 2042-43: 0.08; 2043-44: 0.1; 2044-45: 0.07; 2045-46: 0.08; 2046-47: 0.07; 2047-48: 0.08; 2048-49: 0.09; 2049-50: 0.09
22FP | Distribution system operational use | 22BL + 22.1FP | Ml/d | 2 | 2019-20: 0.02; 2020-21: 0.02; 2021-22: 0.02; 2022-23: 0.02; 2023-24: 0.02; 2024-25: 0.02; 2025-26: 0.02; 2026-27: 0.02; 2027-28: 0.02; 2028-29: 0.02; 2029-30: 0.02; 2030-31: 0.02; 2031-32: 0.02; 2032-33: 0.02; 2033-34: 0.02; 2034-35: 0.02; 2035-36: 0.02; 2036-37: 0.02; 2037-38: 0.02; 2038-39: 0.02; 2039-40: 0.02; 2040-41: 0.02; 2041-42: 0.02; 2042-43: 0.02; 2043-44: 0.02; 2044-45: 0.02; 2045-46: 0.02; 2046-47: 0.02; 2047-48: 0.02; 2048-49: 0.02; 2049-50: 0.02
23FP | Measured Non Household - USPL | 23BL + 23.1FP | Ml/d | 2 | 2019-20: 0; 2020-21: 0; 2021-22: 0; 2022-23: 0; 2023-24: 0; 2024-25: 0; 2025-26: 0; 2026-27: 0; 2027-28: 0; 2028-29: 0; 2029-30: 0; 2030-31: 0; 2031-32: 0; 2032-33: 0; 2033-34: 0; 2034-35: 0; 2035-36: 0; 2036-37: 0; 2037-38: 0; 2038-39: 0; 2039-40: 0; 2040-41: 0; 2041-42: 0; 2042-43: 0; 2043-44: 0; 2044-45: 0; 2045-46: 0; 2046-47: 0; 2047-48: 0; 2048-49: 0; 2049-50: 0
24FP | Unmeasured Non Household - USPL | 24BL + 24.1FP | Ml/d | 2 | 2019-20: 0; 2020-21: 0; 2021-22: 0; 2022-23: 0; 2023-24: 0; 2024-25: 0; 2025-26: 0; 2026-27: 0; 2027-28: 0; 2028-29: 0; 2029-30: 0; 2030-31: 0; 2031-32: 0; 2032-33: 0; 2033-34: 0; 2034-35: 0; 2035-36: 0; 2036-37: 0; 2037-38: 0; 2038-39: 0; 2039-40: 0; 2040-41: 0; 2041-42: 0; 2042-43: 0; 2043-44: 0; 2044-45: 0; 2045-46: 0; 2046-47: 0; 2047-48: 0; 2048-49: 0; 2049-50: 0
25FP | Measured Household - USPL | 25BL + 25.1FP | Ml/d | 2 | 2019-20: 0.06; 2020-21: 0.06; 2021-22: 0.06; 2022-23: 0.06; 2023-24: 0.06; 2024-25: 0.07; 2025-26: 0.07; 2026-27: 0.07; 2027-28: 0.07; 2028-29: 0.07; 2029-30: 0.06; 2030-31: 0.05; 2031-32: 0.05; 2032-33: 0.05; 2033-34: 0.05; 2034-35: 0.05; 2035-36: 0.05; 2036-37: 0.06; 2037-38: 0.06; 2038-39: 0.06; 2039-40: 0.06; 2040-41: 0.06; 2041-42: 0.06; 2042-43: 0.06; 2043-44: 0.06; 2044-45: 0.06; 2045-46: 0.06; 2046-47: 0.06; 2047-48: 0.06; 2048-49: 0.05; 2049-50: 0.05
26FP | Unmeasured Household - USPL | 26BL + 26.1BL | Ml/d | 2 | 2019-20: 0.04; 2020-21: 0.04; 2021-22: 0.04; 2022-23: 0.03; 2023-24: 0.03; 2024-25: 0.03; 2025-26: 0.02; 2026-27: 0.02; 2027-28: 0.02; 2028-29: 0.02; 2029-30: 0.01; 2030-31: 0.01; 2031-32: 0.01; 2032-33: 0.01; 2033-34: 0.01; 2034-35: 0; 2035-36: 0; 2036-37: 0; 2037-38: 0; 2038-39: 0; 2039-40: 0; 2040-41: 0; 2041-42: 0; 2042-43: 0; 2043-44: 0; 2044-45: 0; 2045-46: 0; 2046-47: 0; 2047-48: 0; 2048-49: 0; 2049-50: 0
27FP | Void Properties - USPL | 27BL + 27.1FP | Ml/d | 2 | 2019-20: 0.01; 2020-21: 0.01; 2021-22: 0.01; 2022-23: 0.01; 2023-24: 0.01; 2024-25: 0.01; 2025-26: 0.01; 2026-27: 0.01; 2027-28: 0.01; 2028-29: 0.01; 2029-30: 0.01; 2030-31: 0.01; 2031-32: 0.01; 2032-33: 0.01; 2033-34: 0.01; 2034-35: 0.01; 2035-36: 0.01; 2036-37: 0.01; 2037-38: 0.01; 2038-39: 0.01; 2039-40: 0.01; 2040-41: 0.01; 2041-42: 0.01; 2042-43: 0.01; 2043-44: 0.01; 2044-45: 0.01; 2045-46: 0.01; 2046-47: 0.01; 2047-48: 0.01; 2048-49: 0.01; 2049-50: 0.01
28FP | Distribution losses | 28BL + 28.1FP | Ml/d | 2 | 2019-20: 0.53; 2020-21: 0.52; 2021-22: 0.51; 2022-23: 0.5; 2023-24: 0.49; 2024-25: 0.48; 2025-26: 0.48; 2026-27: 0.48; 2027-28: 0.48; 2028-29: 0.48; 2029-30: 0.48; 2030-31: 0.48; 2031-32: 0.47; 2032-33: 0.47; 2033-34: 0.47; 2034-35: 0.47; 2035-36: 0.47; 2036-37: 0.47; 2037-38: 0.47; 2038-39: 0.47; 2039-40: 0.47; 2040-41: 0.47; 2041-42: 0.47; 2042-43: 0.45; 2043-44: 0.45; 2044-45: 0.34; 2045-46: 0.34; 2046-47: 0.33; 2047-48: 0.33; 2048-49: 0.3; 2049-50: 0.3
29FP | Total Leakage | sum (23FP:28FP) | Ml/d | 2 | 2019-20: 0.64; 2020-21: 0.63; 2021-22: 0.62; 2022-23: 0.6; 2023-24: 0.59; 2024-25: 0.59; 2025-26: 0.58; 2026-27: 0.58; 2027-28: 0.58; 2028-29: 0.58; 2029-30: 0.56; 2030-31: 0.55; 2031-32: 0.54; 2032-33: 0.54; 2033-34: 0.54; 2034-35: 0.53; 2035-36: 0.53; 2036-37: 0.54; 2037-38: 0.54; 2038-39: 0.54; 2039-40: 0.54; 2040-41: 0.54; 2041-42: 0.54; 2042-43: 0.52; 2043-44: 0.52; 2044-45: 0.41; 2045-46: 0.41; 2046-47: 0.4; 2047-48: 0.4; 2048-49: 0.36; 2049-50: 0.36
30FP | Leakage/property | (29FP * 1,000,000) / (36FP * 1,000) | l/prop/d | 2 | 2019-20: 117.1517; 2020-21: 113.4318; 2021-22: 109.6375; 2022-23: 104.8035; 2023-24: 101.6015; 2024-25: 99.9492; 2025-26: 97.0062; 2026-27: 95.7254; 2027-28: 94.6475; 2028-29: 93.7147; 2029-30: 89.7005; 2030-31: 87.3709; 2031-32: 85.1064; 2032-33: 84.4806; 2033-34: 83.864; 2034-35: 81.7271; 2035-36: 81.2012; 2036-37: 82.2168; 2037-38: 81.7068; 2038-39: 81.203; 2039-40: 80.7175; 2040-41: 80.2258; 2041-42: 79.7401; 2042-43: 76.3359; 2043-44: 75.8792; 2044-45: 59.4806; 2045-46: 59.1204; 2046-47: 57.3312; 2047-48: 56.9882; 2048-49: 50.9915; 2049-50: 50.6828
31FP | Measured Non Household - properties | Input | 000's | 2 | 2019-20: 0.445; 2020-21: 0.452; 2021-22: 0.46; 2022-23: 0.467; 2023-24: 0.474; 2024-25: 0.481; 2025-26: 0.49; 2026-27: 0.497; 2027-28: 0.504; 2028-29: 0.511; 2029-30: 0.517; 2030-31: 0.523; 2031-32: 0.53; 2032-33: 0.535; 2033-34: 0.539; 2034-35: 0.542; 2035-36: 0.545; 2036-37: 0.547; 2037-38: 0.549; 2038-39: 0.551; 2039-40: 0.553; 2040-41: 0.555; 2041-42: 0.557; 2042-43: 0.558; 2043-44: 0.56; 2044-45: 0.562; 2045-46: 0.565; 2046-47: 0.567; 2047-48: 0.569; 2048-49: 0.571; 2049-50: 0.574
32FP | Unmeasured Non Household - properties | Input | 000's | 2 | 2019-20: 0.002; 2020-21: 0.002; 2021-22: 0.002; 2022-23: 0.002; 2023-24: 0.002; 2024-25: 0.002; 2025-26: 0.002; 2026-27: 0.002; 2027-28: 0.002; 2028-29: 0.002; 2029-30: 0.002; 2030-31: 0.002; 2031-32: 0.002; 2032-33: 0.002; 2033-34: 0.002; 2034-35: 0.002; 2035-36: 0.002; 2036-37: 0.002; 2037-38: 0.002; 2038-39: 0.002; 2039-40: 0.002; 2040-41: 0.002; 2041-42: 0.002; 2042-43: 0.002; 2043-44: 0.002; 2044-45: 0.002; 2045-46: 0.002; 2046-47: 0.002; 2047-48: 0.002; 2048-49: 0.002; 2049-50: 0.002
33FP | All void non-households - properties | Input | 000's | 2 | 2019-20: 0; 2020-21: 0; 2021-22: 0; 2022-23: 0; 2023-24: 0; 2024-25: 0; 2025-26: 0; 2026-27: 0; 2027-28: 0; 2028-29: 0; 2029-30: 0; 2030-31: 0; 2031-32: 0; 2032-33: 0; 2033-34: 0; 2034-35: 0; 2035-36: 0; 2036-37: 0; 2037-38: 0; 2038-39: 0; 2039-40: 0; 2040-41: 0; 2041-42: 0; 2042-43: 0; 2043-44: 0; 2044-45: 0; 2045-46: 0; 2046-47: 0; 2047-48: 0; 2048-49: 0; 2049-50: 0
34FP | Measured households - properties (excl. void) | Year before + sum (34.1BL:34.6BL) | 000's | 2 | 2019-20: 3.916; 2020-21: 4.08; 2021-22: 4.24; 2022-23: 4.385; 2023-24: 4.538; 2024-25: 4.701; 2025-26: 4.827; 2026-27: 4.959; 2027-28: 5.077; 2028-29: 5.185; 2029-30: 5.285; 2030-31: 5.38; 2031-32: 5.471; 2032-33: 5.559; 2033-34: 5.646; 2034-35: 5.732; 2035-36: 5.814; 2036-37: 5.893; 2037-38: 5.931; 2038-39: 5.969; 2039-40: 6.007; 2040-41: 6.045; 2041-42: 6.083; 2042-43: 6.121; 2043-44: 6.159; 2044-45: 6.197; 2045-46: 6.235; 2046-47: 6.274; 2047-48: 6.313; 2048-49: 6.352; 2049-50: 6.391
34.1FP | New build properties - properties | Input (new builds in each year) | 000's | 2 | 2019-20: 0.056; 2020-21: 0.065; 2021-22: 0.068; 2022-23: 0.062; 2023-24: 0.073; 2024-25: 0.087; 2025-26: 0.065; 2026-27: 0.073; 2027-28: 0.061; 2028-29: 0.053; 2029-30: 0.047; 2030-31: 0.044; 2031-32: 0.043; 2032-33: 0.041; 2033-34: 0.042; 2034-35: 0.042; 2035-36: 0.04; 2036-37: 0.039; 2037-38: 0.038; 2038-39: 0.038; 2039-40: 0.038; 2040-41: 0.038; 2041-42: 0.038; 2042-43: 0.038; 2043-44: 0.038; 2044-45: 0.038; 2045-46: 0.038; 2046-47: 0.039; 2047-48: 0.039; 2048-49: 0.039; 2049-50: 0.039
34.2FP | Meter optants - properties | Input (meter optants in each year) | 000's | 2 | 2019-20: 0.074; 2020-21: 0.071; 2021-22: 0.065; 2022-23: 0.057; 2023-24: 0.055; 2024-25: 0.052; 2025-26: 0.038; 2026-27: 0.037; 2027-28: 0.036; 2028-29: 0.034; 2029-30: 0.033; 2030-31: 0.032; 2031-32: 0.031; 2032-33: 0.03; 2033-34: 0.029; 2034-35: 0.028; 2035-36: 0.027; 2036-37: 0.026; 2037-38: 0; 2038-39: 0; 2039-40: 0; 2040-41: 0; 2041-42: 0; 2042-43: 0; 2043-44: 0; 2044-45: 0; 2045-46: 0; 2046-47: 0; 2047-48: 0; 2048-49: 0; 2049-50: 0
34.3FP | Compulsory metering - properties | Input (compulsory meters in each year) | 000's | 2 | 2019-20: 0; 2020-21: 0; 2021-22: 0; 2022-23: 0; 2023-24: 0; 2024-25: 0; 2025-26: 0; 2026-27: 0; 2027-28: 0; 2028-29: 0; 2029-30: 0; 2030-31: 0; 2031-32: 0; 2032-33: 0; 2033-34: 0; 2034-35: 0; 2035-36: 0; 2036-37: 0; 2037-38: 0; 2038-39: 0; 2039-40: 0; 2040-41: 0; 2041-42: 0; 2042-43: 0; 2043-44: 0; 2044-45: 0; 2045-46: 0; 2046-47: 0; 2047-48: 0; 2048-49: 0; 2049-50: 0
34.4FP | Metering on change of occupancy - properties | Input (change of occupancy meters in each year) | 000's | 2 | 2019-20: 0.027; 2020-21: 0.026; 2021-22: 0.025; 2022-23: 0.024; 2023-24: 0.023; 2024-25: 0.022; 2025-26: 0.021; 2026-27: 0.02; 2027-28: 0.019; 2028-29: 0.019; 2029-30: 0.018; 2030-31: 0.017; 2031-32: 0.016; 2032-33: 0.016; 2033-34: 0.015; 2034-35: 0.015; 2035-36: 0.014; 2036-37: 0.013; 2037-38: 0; 2038-39: 0; 2039-40: 0; 2040-41: 0; 2041-42: 0; 2042-43: 0; 2043-44: 0; 2044-45: 0; 2045-46: 0; 2046-47: 0; 2047-48: 0; 2048-49: 0; 2049-50: 0
34.5FP | Selective metering - properties | Input (selective meters in each year) | 000's | 2 | 2019-20: 0.002; 2020-21: 0.002; 2021-22: 0.002; 2022-23: 0.002; 2023-24: 0.002; 2024-25: 0.002; 2025-26: 0.002; 2026-27: 0.002; 2027-28: 0.002; 2028-29: 0.002; 2029-30: 0.002; 2030-31: 0.002; 2031-32: 0.001; 2032-33: 0.001; 2033-34: 0.001; 2034-35: 0.001; 2035-36: 0.001; 2036-37: 0.001; 2037-38: 0; 2038-39: 0; 2039-40: 0; 2040-41: 0; 2041-42: 0; 2042-43: 0; 2043-44: 0; 2044-45: 0; 2045-46: 0; 2046-47: 0; 2047-48: 0; 2048-49: 0; 2049-50: 0
34.6FP | Other changes to existing metering - properties | Input (other changes to meters in each year) | 000's | 2 | 2019-20: 0; 2020-21: 0; 2021-22: 0; 2022-23: 0; 2023-24: 0; 2024-25: 0; 2025-26: 0; 2026-27: 0; 2027-28: 0; 2028-29: 0; 2029-30: 0; 2030-31: 0; 2031-32: 0; 2032-33: 0; 2033-34: 0; 2034-35: 0; 2035-36: 0; 2036-37: 0; 2037-38: 0; 2038-39: 0; 2039-40: 0; 2040-41: 0; 2041-42: 0; 2042-43: 0; 2043-44: 0; 2044-45: 0; 2045-46: 0; 2046-47: 0; 2047-48: 0; 2048-49: 0; 2049-50: 0
34.7FP | Measured household void properties | Input | 000's | 2 | 2019-20: 0.074; 2020-21: 0.077; 2021-22: 0.08; 2022-23: 0.083; 2023-24: 0.086; 2024-25: 0.089; 2025-26: 0.092; 2026-27: 0.094; 2027-28: 0.096; 2028-29: 0.098; 2029-30: 0.1; 2030-31: 0.102; 2031-32: 0.104; 2032-33: 0.106; 2033-34: 0.108; 2034-35: 0.11; 2035-36: 0.111; 2036-37: 0.113; 2037-38: 0.114; 2038-39: 0.115; 2039-40: 0.115; 2040-41: 0.116; 2041-42: 0.117; 2042-43: 0.118; 2043-44: 0.119; 2044-45: 0.119; 2045-46: 0.12; 2046-47: 0.121; 2047-48: 0.122; 2048-49: 0.122; 2049-50: 0.123
35FP | Unmeasured households - properties (excl. void) | Input | 000's | 2 | 2019-20: 1.007; 2020-21: 0.926; 2021-22: 0.857; 2022-23: 0.773; 2023-24: 0.694; 2024-25: 0.618; 2025-26: 0.557; 2026-27: 0.498; 2027-28: 0.441; 2028-29: 0.386; 2029-30: 0.333; 2030-31: 0.283; 2031-32: 0.234; 2032-33: 0.186; 2033-34: 0.141; 2034-35: 0.097; 2035-36: 0.054; 2036-37: 0.013; 2037-38: 0.013; 2038-39: 0.013; 2039-40: 0.013; 2040-41: 0.013; 2041-42: 0.013; 2042-43: 0.013; 2043-44: 0.013; 2044-45: 0.013; 2045-46: 0.013; 2046-47: 0.013; 2047-48: 0.013; 2048-49: 0.013; 2049-50: 0.013
35.1FP | Unmeasured household void properties | Input | 000's | 2 | 2019-20: 0.019; 2020-21: 0.017; 2021-22: 0.016; 2022-23: 0.015; 2023-24: 0.013; 2024-25: 0.012; 2025-26: 0.011; 2026-27: 0.009; 2027-28: 0.008; 2028-29: 0.007; 2029-30: 0.006; 2030-31: 0.005; 2031-32: 0.004; 2032-33: 0.004; 2033-34: 0.003; 2034-35: 0.002; 2035-36: 0.001; 2036-37: 0; 2037-38: 0; 2038-39: 0; 2039-40: 0; 2040-41: 0; 2041-42: 0; 2042-43: 0; 2043-44: 0; 2044-45: 0; 2045-46: 0; 2046-47: 0; 2047-48: 0; 2048-49: 0; 2049-50: 0
36FP | Total Resource Zone Properties (incl. voids) | sum (31FP:34FP) + 34.7FP + 35BL + 35.1BL | 000's | 2 | 2019-20: 5.463; 2020-21: 5.554; 2021-22: 5.655; 2022-23: 5.725; 2023-24: 5.807; 2024-25: 5.903; 2025-26: 5.979; 2026-27: 6.059; 2027-28: 6.128; 2028-29: 6.189; 2029-30: 6.243; 2030-31: 6.295; 2031-32: 6.345; 2032-33: 6.392; 2033-34: 6.439; 2034-35: 6.485; 2035-36: 6.527; 2036-37: 6.568; 2037-38: 6.609; 2038-39: 6.65; 2039-40: 6.69; 2040-41: 6.731; 2041-42: 6.772; 2042-43: 6.812; 2043-44: 6.853; 2044-45: 6.893; 2045-46: 6.935; 2046-47: 6.977; 2047-48: 7.019; 2048-49: 7.06; 2049-50: 7.103
37FP | Measured Non Household - Population | Input | 000's | 2 | 2019-20: 0.063; 2020-21: 0.064; 2021-22: 0.064; 2022-23: 0.065; 2023-24: 0.065; 2024-25: 0.066; 2025-26: 0.066; 2026-27: 0.066; 2027-28: 0.067; 2028-29: 0.067; 2029-30: 0.068; 2030-31: 0.068; 2031-32: 0.069; 2032-33: 0.07; 2033-34: 0.07; 2034-35: 0.071; 2035-36: 0.071; 2036-37: 0.072; 2037-38: 0.072; 2038-39: 0.073; 2039-40: 0.073; 2040-41: 0.074; 2041-42: 0.074; 2042-43: 0.075; 2043-44: 0.076; 2044-45: 0.076; 2045-46: 0.077; 2046-47: 0.078; 2047-48: 0.078; 2048-49: 0.079; 2049-50: 0.079
38FP | Unmeasured Non Household - Population | Input | 000's | 2 | 2019-20: 0; 2020-21: 0; 2021-22: 0; 2022-23: 0; 2023-24: 0; 2024-25: 0; 2025-26: 0; 2026-27: 0; 2027-28: 0; 2028-29: 0; 2029-30: 0; 2030-31: 0; 2031-32: 0; 2032-33: 0; 2033-34: 0; 2034-35: 0; 2035-36: 0; 2036-37: 0; 2037-38: 0; 2038-39: 0; 2039-40: 0; 2040-41: 0; 2041-42: 0; 2042-43: 0; 2043-44: 0; 2044-45: 0; 2045-46: 0; 2046-47: 0; 2047-48: 0; 2048-49: 0; 2049-50: 0
39FP | Measured Household - Population | Input | 000's | 2 | 2019-20: 8.8; 2020-21: 9.165; 2021-22: 9.498; 2022-23: 9.849; 2023-24: 10.208; 2024-25: 10.576; 2025-26: 10.854; 2026-27: 11.149; 2027-28: 11.409; 2028-29: 11.641; 2029-30: 11.85; 2030-31: 12.044; 2031-32: 12.233; 2032-33: 12.417; 2033-34: 12.609; 2034-35: 12.801; 2035-36: 12.992; 2036-37: 13.187; 2037-38: 13.236; 2038-39: 13.29; 2039-40: 13.356; 2040-41: 13.42; 2041-42: 13.488; 2042-43: 13.561; 2043-44: 13.635; 2044-45: 13.712; 2045-46: 13.788; 2046-47: 13.865; 2047-48: 13.947; 2048-49: 14.031; 2049-50: 14.117
40FP | Unmeasured Household - Population | Input | 000's | 2 | 2019-20: 3.003; 2020-21: 2.778; 2021-22: 2.581; 2022-23: 2.353; 2023-24: 2.132; 2024-25: 1.918; 2025-26: 1.745; 2026-27: 1.58; 2027-28: 1.419; 2028-29: 1.263; 2029-30: 1.112; 2030-31: 0.965; 2031-32: 0.822; 2032-33: 0.683; 2033-34: 0.545; 2034-35: 0.409; 2035-36: 0.27; 2036-37: 0.122; 2037-38: 0.121; 2038-39: 0.121; 2039-40: 0.121; 2040-41: 0.121; 2041-42: 0.121; 2042-43: 0.121; 2043-44: 0.121; 2044-45: 0.121; 2045-46: 0.121; 2046-47: 0.121; 2047-48: 0.121; 2048-49: 0.121; 2049-50: 0.121
41FP | Total Resource Zone Population | sum (37FP:40FP) | 000's | 2 | 2019-20: 11.866; 2020-21: 12.007; 2021-22: 12.143; 2022-23: 12.267; 2023-24: 12.405; 2024-25: 12.56; 2025-26: 12.665; 2026-27: 12.795; 2027-28: 12.895; 2028-29: 12.971; 2029-30: 13.03; 2030-31: 13.077; 2031-32: 13.124; 2032-33: 13.17; 2033-34: 13.224; 2034-35: 13.281; 2035-36: 13.333; 2036-37: 13.381; 2037-38: 13.429; 2038-39: 13.484; 2039-40: 13.55; 2040-41: 13.615; 2041-42: 13.683; 2042-43: 13.757; 2043-44: 13.832; 2044-45: 13.909; 2045-46: 13.986; 2046-47: 14.064; 2047-48: 14.146; 2048-49: 14.231; 2049-50: 14.317
42FP | Average household occupancy rate (excl. voids) | (39FP + 40FP) / (34FP + 35FP) | h/prop | 1 | 2019-20: 2.3975; 2020-21: 2.3857; 2021-22: 2.3698; 2022-23: 2.3656; 2023-24: 2.3586; 2024-25: 2.3489; 2025-26: 2.3401; 2026-27: 2.3326; 2027-28: 2.3248; 2028-29: 2.3163; 2029-30: 2.3072; 2030-31: 2.2972; 2031-32: 2.2883; 2032-33: 2.2802; 2033-34: 2.273; 2034-35: 2.2663; 2035-36: 2.2601; 2036-37: 2.2535; 2037-38: 2.2471; 2038-39: 2.2419; 2039-40: 2.2387; 2040-41: 2.2352; 2041-42: 2.2324; 2042-43: 2.2305; 2043-44: 2.2288; 2044-45: 2.2275; 2045-46: 2.2262; 2046-47: 2.2246; 2047-48: 2.2238; 2048-49: 2.2234; 2049-50: 2.2233
43FP | Total Household Metering penetration (excl. voids) | 34FP / (34FP + 35FP) | % | 1 | 2019-20: 79.54%; 2020-21: 81.5%; 2021-22: 83.19%; 2022-23: 85.01%; 2023-24: 86.74%; 2024-25: 88.38%; 2025-26: 89.65%; 2026-27: 90.87%; 2027-28: 92.01%; 2028-29: 93.07%; 2029-30: 94.07%; 2030-31: 95%; 2031-32: 95.9%; 2032-33: 96.76%; 2033-34: 97.56%; 2034-35: 98.34%; 2035-36: 99.08%; 2036-37: 99.78%; 2037-38: 99.78%; 2038-39: 99.78%; 2039-40: 99.78%; 2040-41: 99.79%; 2041-42: 99.79%; 2042-43: 99.79%; 2043-44: 99.79%; 2044-45: 99.79%; 2045-46: 99.79%; 2046-47: 99.79%; 2047-48: 99.79%; 2048-49: 99.8%; 2049-50: 99.8%
44FP | Total Household Metering penetration (incl. voids) | (34FP) / (34FP + 34.7FP + 35FP + 35.1FP) | % | 1 | 2019-20: 78.07%; 2020-21: 80%; 2021-22: 81.65%; 2022-23: 83.43%; 2023-24: 85.12%; 2024-25: 86.73%; 2025-26: 87.97%; 2026-27: 89.19%; 2027-28: 90.31%; 2028-29: 91.35%; 2029-30: 92.33%; 2030-31: 93.24%; 2031-32: 94.12%; 2032-33: 94.94%; 2033-34: 95.73%; 2034-35: 96.48%; 2035-36: 97.22%; 2036-37: 97.91%; 2037-38: 97.9%; 2038-39: 97.9%; 2039-40: 97.91%; 2040-41: 97.91%; 2041-42: 97.91%; 2042-43: 97.9%; 2043-44: 97.9%; 2044-45: 97.91%; 2045-46: 97.91%; 2046-47: 97.91%; 2047-48: 97.91%; 2048-49: 97.92%; 2049-50: 97.92%
45FP | Distribution input | sum (12FP:15FP) + 21FP + 22FP + 27FP + 28FP | Ml/d | 2 | 2019-20: 3.79; 2020-21: 3.79; 2021-22: 3.79; 2022-23: 3.78; 2023-24: 3.77; 2024-25: 3.77; 2025-26: 3.77; 2026-27: 3.77; 2027-28: 3.78; 2028-29: 3.77; 2029-30: 3.65; 2030-31: 3.63; 2031-32: 3.61; 2032-33: 3.6; 2033-34: 3.59; 2034-35: 3.57; 2035-36: 3.56; 2036-37: 3.54; 2037-38: 3.54; 2038-39: 3.53; 2039-40: 3.53; 2040-41: 3.53; 2041-42: 3.53; 2042-43: 3.52; 2043-44: 3.53; 2044-45: 3.42; 2045-46: 3.43; 2046-47: 3.43; 2047-48: 3.45; 2048-49: 3.44; 2049-50: 3.45
46FP | Target headroom (climate change component) | Input | Ml/d | 2 | 2019-20: 0.00026353; 2020-21: 0.00026353; 2021-22: 0.00026353; 2022-23: 0.00026353; 2023-24: 0.00026353; 2024-25: 0.00026353; 2025-26: 0.00026353; 2026-27: 0.00049282; 2027-28: 0.00024426; 2028-29: 0.00029985; 2029-30: 0.00057374; 2030-31: 0.00055742; 2031-32: 0.00069436; 2032-33: 0.00086365; 2033-34: 0.00041992; 2034-35: 0.0015595; 2035-36: 0; 2036-37: 0.00098857; 2037-38: 0.0010244; 2038-39: 0.0013607; 2039-40: 0; 2040-41: 0; 2041-42: 0; 2042-43: 0; 2043-44: 0; 2044-45: 0; 2045-46: 0; 2046-47: 0; 2047-48: 0; 2048-49: 0; 2049-50: 0
47FP | Target headroom (All other components) | Input | Ml/d | 2 | 2019-20: 0.18105; 2020-21: 0.18105; 2021-22: 0.18105; 2022-23: 0.18105; 2023-24: 0.18105; 2024-25: 0.18105; 2025-26: 0.18105; 2026-27: 0.17863; 2027-28: 0.17811; 2028-29: 0.17625; 2029-30: 0.21317; 2030-31: 0.18028; 2031-32: 0.18621; 2032-33: 0.18921; 2033-34: 0.19315; 2034-35: 0.20062; 2035-36: 0.175; 2036-37: 0.15241; 2037-38: 0.15832; 2038-39: 0.16658; 2039-40: 0.12312; 2040-41: 0.12474; 2041-42: 0.12819; 2042-43: 0.13041; 2043-44: 0.13154; 2044-45: 0.13292; 2045-46: 0.1097; 2046-47: 0.11108; 2047-48: 0.10609; 2048-49: 0.10635; 2049-50: 0.1069
48FP | Target Headroom | 46FP + 47FP | Ml/d | 2 | 2019-20: 0.18131; 2020-21: 0.18131; 2021-22: 0.18131; 2022-23: 0.18131; 2023-24: 0.18131; 2024-25: 0.18131; 2025-26: 0.18131; 2026-27: 0.17912; 2027-28: 0.17835; 2028-29: 0.17655; 2029-30: 0.21375; 2030-31: 0.18084; 2031-32: 0.1869; 2032-33: 0.19008; 2033-34: 0.19357; 2034-35: 0.20218; 2035-36: 0.175; 2036-37: 0.1534; 2037-38: 0.15934; 2038-39: 0.16794; 2039-40: 0.12312; 2040-41: 0.12474; 2041-42: 0.12819; 2042-43: 0.13041; 2043-44: 0.13154; 2044-45: 0.13292; 2045-46: 0.1097; 2046-47: 0.11108; 2047-48: 0.10609; 2048-49: 0.10635; 2049-50: 0.1069
49FP | Available Headroom | 11FP - 45FP | Ml/d | 2 | 2019-20: 1.06; 2020-21: 1.06; 2021-22: 1.06; 2022-23: 1.07; 2023-24: 1.08; 2024-25: 1.08; 2025-26: 0.301; 2026-27: 0.34; 2027-28: 0.371; 2028-29: 0.551; 2029-30: 0.871; 2030-31: 0.181; 2031-32: 0.191; 2032-33: 0.191; 2033-34: 0.191; 2034-35: 0.201; 2035-36: 0.181; 2036-37: 0.151; 2037-38: 0.161; 2038-39: 0.171; 2039-40: 0.121; 2040-41: 0.121; 2041-42: 0.131; 2042-43: 0.131; 2043-44: 0.131; 2044-45: 0.131; 2045-46: 0.111; 2046-47: 0.111; 2047-48: 0.111; 2048-49: 0.111; 2049-50: 0.111
49.1FP | Available non-potable balance (if applicable) | 1.1FP - 12.1FP | Ml/d | 2 | 2019-20: 0; 2020-21: 0; 2021-22: 0; 2022-23: 0; 2023-24: 0; 2024-25: 0; 2025-26: 0; 2026-27: 0; 2027-28: 0; 2028-29: 0; 2029-30: 0; 2030-31: 0; 2031-32: 0; 2032-33: 0; 2033-34: 0; 2034-35: 0; 2035-36: 0; 2036-37: 0; 2037-38: 0; 2038-39: 0; 2039-40: 0; 2040-41: 0; 2041-42: 0; 2042-43: 0; 2043-44: 0; 2044-45: 0; 2045-46: 0; 2046-47: 0; 2047-48: 0; 2048-49: 0; 2049-50: 0
50FP | Supply Demand Balance | 49FP - 48FP | Ml/d | 2 | 2019-20: 0.87869; 2020-21: 0.87869; 2021-22: 0.87869; 2022-23: 0.88869; 2023-24: 0.89869; 2024-25: 0.89869; 2025-26: 0.11969; 2026-27: 0.16088; 2027-28: 0.19265; 2028-29: 0.37445; 2029-30: 0.65725; 2030-31: 0.00015777; 2031-32: 0.0040958; 2032-33: 0.00092197; 2033-34: -0.0025678; 2034-35: -0.0011759; 2035-36: 0.006; 2036-37: -0.0023979; 2037-38: 0.001657; 2038-39: 0.0030571; 2039-40: -0.0021214; 2040-41: -0.0037428; 2041-42: 0.0028098; 2042-43: 0.0005861; 2043-44: -0.00054005; 2044-45: -0.001917; 2045-46: 0.0012991; 2046-47: -8.4694e-05; 2047-48: 0.0049128; 2048-49: 0.0046509; 2049-50: 0.004096
Water Company | Anglian Water | Version | V3.1
WRZ | AWSNEH | Planning Scenario | DYCP
Table 3d: DYCP - Baseline | Back to top of sheet
WRMP24 reference | Component | Derivation | Unit | Decimal places | 2019-20 | 2020-21 | 2021-22 | 2022-23 | 2023-24 | 2024-25 | 2025-26 | 2026-27 | 2027-28 | 2028-29 | 2029-30 | 2030-31 | 2031-32 | 2032-33 | 2033-34 | 2034-35 | 2035-36 | 2036-37 | 2037-38 | 2038-39 | 2039-40 | 2040-41 | 2041-42 | 2042-43 | 2043-44 | 2044-45 | 2045-46 | 2046-47 | 2047-48 | 2048-49 | 2049-50 | 2050-51 | 2051-52 | 2052-53 | 2053-54 | 2054-55 | 2055-56 | 2056-57 | 2057-58 | 2058-59 | 2059-60 | 2060-61 | 2061-62 | 2062-63 | 2063-64 | 2064-65 | 2065-66 | 2066-67 | 2067-68 | 2068-69 | 2069-70 | 2070-71 | 2071-72 | 2072-73 | 2073-74 | 2074-75 | 2075-76 | 2076-77 | 2077-78 | 2078-79 | 2079-80 | 2080-81 | 2081-82 | 2082-83 | 2083-84 | 2084-85 | 2085-86 | 2086-87 | 2087-88 | 2088-89 | 2089-90 | 2090-91 | 2091-92 | 2092-93 | 2093-94 | 2094-95 | 2095-96 | 2096-97 | 2097-98 | 2098-99 | 2099-100
1BL | Raw water abstracted | Input | Ml/d | 2 | 2019-20: 0; 2020-21: 0; 2021-22: 0; 2022-23: 0; 2023-24: 0; 2024-25: 0; 2025-26: 0; 2026-27: 0; 2027-28: 0; 2028-29: 0; 2029-30: 0; 2030-31: 0; 2031-32: 0; 2032-33: 0; 2033-34: 0; 2034-35: 0; 2035-36: 0; 2036-37: 0; 2037-38: 0; 2038-39: 0; 2039-40: 0; 2040-41: 0; 2041-42: 0; 2042-43: 0; 2043-44: 0; 2044-45: 0; 2045-46: 0; 2046-47: 0; 2047-48: 0; 2048-49: 0; 2049-50: 0
1.1BL | Non-potable water supplies | Input | Ml/d | 2 | 2019-20: 0; 2020-21: 0; 2021-22: 0; 2022-23: 0; 2023-24: 0; 2024-25: 0; 2025-26: 0; 2026-27: 0; 2027-28: 0; 2028-29: 0; 2029-30: 0; 2030-31: 0; 2031-32: 0; 2032-33: 0; 2033-34: 0; 2034-35: 0; 2035-36: 0; 2036-37: 0; 2037-38: 0; 2038-39: 0; 2039-40: 0; 2040-41: 0; 2041-42: 0; 2042-43: 0; 2043-44: 0; 2044-45: 0; 2045-46: 0; 2046-47: 0; 2047-48: 0; 2048-49: 0; 2049-50: 0
2BL | Raw water imported | Input | Ml/d | 2 | 2019-20: 0; 2020-21: 0; 2021-22: 0; 2022-23: 0; 2023-24: 0; 2024-25: 0; 2025-26: 0; 2026-27: 0; 2027-28: 0; 2028-29: 0; 2029-30: 0; 2030-31: 0; 2031-32: 0; 2032-33: 0; 2033-34: 0; 2034-35: 0; 2035-36: 0; 2036-37: 0; 2037-38: 0; 2038-39: 0; 2039-40: 0; 2040-41: 0; 2041-42: 0; 2042-43: 0; 2043-44: 0; 2044-45: 0; 2045-46: 0; 2046-47: 0; 2047-48: 0; 2048-49: 0; 2049-50: 0
3BL | Potable water imported | Input | Ml/d | 2 | 2019-20: 0; 2020-21: 0; 2021-22: 0; 2022-23: 0; 2023-24: 0; 2024-25: 0; 2025-26: 0; 2026-27: 0; 2027-28: 0; 2028-29: 0; 2029-30: 0; 2030-31: 0; 2031-32: 0; 2032-33: 0; 2033-34: 0; 2034-35: 0; 2035-36: 0; 2036-37: 0; 2037-38: 0; 2038-39: 0; 2039-40: 0; 2040-41: 0; 2041-42: 0; 2042-43: 0; 2043-44: 0; 2044-45: 0; 2045-46: 0; 2046-47: 0; 2047-48: 0; 2048-49: 0; 2049-50: 0
4BL | Raw water exported enter as -ve | Input | Ml/d | 2 | 2019-20: 0; 2020-21: 0; 2021-22: 0; 2022-23: 0; 2023-24: 0; 2024-25: 0; 2025-26: 0; 2026-27: 0; 2027-28: 0; 2028-29: 0; 2029-30: 0; 2030-31: 0; 2031-32: 0; 2032-33: 0; 2033-34: 0; 2034-35: 0; 2035-36: 0; 2036-37: 0; 2037-38: 0; 2038-39: 0; 2039-40: 0; 2040-41: 0; 2041-42: 0; 2042-43: 0; 2043-44: 0.0001; 2044-45: 0; 2045-46: 0; 2046-47: 0; 2047-48: 0; 2048-49: 0; 2049-50: 0
5BL | Potable water exported enter as -ve | Input | Ml/d | 2 | 2019-20: 0; 2020-21: 0; 2021-22: 0; 2022-23: 0; 2023-24: 0; 2024-25: 0; 2025-26: 0; 2026-27: 0; 2027-28: 0; 2028-29: 0; 2029-30: 0; 2030-31: 0; 2031-32: 0; 2032-33: 0; 2033-34: 0; 2034-35: 0; 2035-36: 0; 2036-37: 0; 2037-38: 0; 2038-39: 0; 2039-40: 0; 2040-41: 0; 2041-42: 0; 2042-43: 0; 2043-44: 0; 2044-45: 0; 2045-46: 0; 2046-47: 0; 2047-48: 0; 2048-49: 0; 2049-50: 0
6BL | Deployable Output before forecast changes | Input | Ml/d | 2 | 2019-20: 10.05; 2020-21: 10.05; 2021-22: 10.05; 2022-23: 10.05; 2023-24: 10.05; 2024-25: 10.05; 2025-26: 10.05; 2026-27: 10.05; 2027-28: 10.05; 2028-29: 10.05; 2029-30: 10.05; 2030-31: 10.05; 2031-32: 10.05; 2032-33: 10.05; 2033-34: 10.05; 2034-35: 10.05; 2035-36: 10.05; 2036-37: 10.05; 2037-38: 10.05; 2038-39: 10.05; 2039-40: 10.05; 2040-41: 10.05; 2041-42: 10.05; 2042-43: 10.05; 2043-44: 10.05; 2044-45: 10.05; 2045-46: 10.05; 2046-47: 10.05; 2047-48: 10.05; 2048-49: 10.05; 2049-50: 10.05
6.1BL | Deployable Output post forecast changes | 6BL + 7BL | Ml/d | 2 | 2019-20: 10.05; 2020-21: 10.05; 2021-22: 10.05; 2022-23: 10.05; 2023-24: 10.05; 2024-25: 10.05; 2025-26: 10.05; 2026-27: 10.05; 2027-28: 10.05; 2028-29: 10.05; 2029-30: 10.05; 2030-31: 10.05; 2031-32: 10.05; 2032-33: 10.05; 2033-34: 10.05; 2034-35: 10.05; 2035-36: 10.05; 2036-37: 10.05; 2037-38: 10.05; 2038-39: 10.05; 2039-40: 10.05; 2040-41: 10.05; 2041-42: 2.76; 2042-43: 2.76; 2043-44: 2.76; 2044-45: 2.76; 2045-46: 2.76; 2046-47: 2.76; 2047-48: 2.76; 2048-49: 2.76; 2049-50: 2.76
7BL | Baseline forecast changes to Deployable Output | sum (7.1BL:7.6BL) | Ml/d | 2 | 2019-20: 0; 2020-21: 0; 2021-22: 0; 2022-23: 0; 2023-24: 0; 2024-25: 0; 2025-26: 0; 2026-27: 0; 2027-28: 0; 2028-29: 0; 2029-30: 0; 2030-31: 0; 2031-32: 0; 2032-33: 0; 2033-34: 0; 2034-35: 0; 2035-36: 0; 2036-37: 0; 2037-38: 0; 2038-39: 0; 2039-40: 0; 2040-41: 0; 2041-42: -7.29; 2042-43: -7.29; 2043-44: -7.29; 2044-45: -7.29; 2045-46: -7.29; 2046-47: -7.29; 2047-48: -7.29; 2048-49: -7.29; 2049-50: -7.29
7.1BL | Change in DO due to climate change | Input | Ml/d | 2 | 2019-20: 0; 2020-21: 0; 2021-22: 0; 2022-23: 0; 2023-24: 0; 2024-25: 0; 2025-26: 0; 2026-27: 0; 2027-28: 0; 2028-29: 0; 2029-30: 0; 2030-31: 0; 2031-32: 0; 2032-33: 0; 2033-34: 0; 2034-35: 0; 2035-36: 0; 2036-37: 0; 2037-38: 0; 2038-39: 0; 2039-40: 0; 2040-41: 0; 2041-42: 0; 2042-43: 0; 2043-44: 0; 2044-45: 0; 2045-46: 0; 2046-47: 0; 2047-48: 0; 2048-49: 0; 2049-50: 0
7.2BL | Total confirmed DO reductions to restore sustainable abstraction enter as -ve | Input | Ml/d | 2 | 2019-20: 0; 2020-21: 0; 2021-22: 0; 2022-23: 0; 2023-24: 0; 2024-25: 0; 2025-26: 0; 2026-27: 0; 2027-28: 0; 2028-29: 0; 2029-30: 0; 2030-31: 0; 2031-32: 0; 2032-33: 0; 2033-34: 0; 2034-35: 0; 2035-36: 0; 2036-37: 0; 2037-38: 0; 2038-39: 0; 2039-40: 0; 2040-41: 0; 2041-42: 0; 2042-43: 0; 2043-44: 0; 2044-45: 0; 2045-46: 0; 2046-47: 0; 2047-48: 0; 2048-49: 0; 2049-50: 0
7.3BL | Total expected DO reductions to restore sustainable abstraction (Environmental Destination) (excl. any confirmed reductions) enter as -ve | Input | Ml/d | 2 | 2019-20: 0; 2020-21: 0; 2021-22: 0; 2022-23: 0; 2023-24: 0; 2024-25: 0; 2025-26: 0; 2026-27: 0; 2027-28: 0; 2028-29: 0; 2029-30: 0; 2030-31: 0; 2031-32: 0; 2032-33: 0; 2033-34: 0; 2034-35: 0; 2035-36: 0; 2036-37: 0; 2037-38: 0; 2038-39: 0; 2039-40: 0; 2040-41: 0; 2041-42: -7.29; 2042-43: -7.29; 2043-44: -7.29; 2044-45: -7.29; 2045-46: -7.29; 2046-47: -7.29; 2047-48: -7.29; 2048-49: -7.29; 2049-50: -7.29
7.4BL | Change in DO from prolonged Outage reduction enter as -ve | Input | Ml/d | 2 | 2019-20: 0; 2020-21: 0; 2021-22: 0; 2022-23: 0; 2023-24: 0; 2024-25: 0; 2025-26: 0; 2026-27: 0; 2027-28: 0; 2028-29: 0; 2029-30: 0; 2030-31: 0; 2031-32: 0; 2032-33: 0; 2033-34: 0; 2034-35: 0; 2035-36: 0; 2036-37: 0; 2037-38: 0; 2038-39: 0; 2039-40: 0; 2040-41: 0; 2041-42: 0; 2042-43: 0; 2043-44: 0; 2044-45: 0; 2045-46: 0; 2046-47: 0; 2047-48: 0; 2048-49: 0; 2049-50: 0
7.5BL | Change in DO from drought measures | Zero for baseline | Ml/d | 2 | 2019-20: 0; 2020-21: 0; 2021-22: 0; 2022-23: 0; 2023-24: 0; 2024-25: 0; 2025-26: 0; 2026-27: 0; 2027-28: 0; 2028-29: 0; 2029-30: 0; 2030-31: 0; 2031-32: 0; 2032-33: 0; 2033-34: 0; 2034-35: 0; 2035-36: 0; 2036-37: 0; 2037-38: 0; 2038-39: 0; 2039-40: 0; 2040-41: 0; 2041-42: 0; 2042-43: 0; 2043-44: 0; 2044-45: 0; 2045-46: 0; 2046-47: 0; 2047-48: 0; 2048-49: 0; 2049-50: 0
7.6BL | Total other changes to DO (specify e.g. Nitrates) | Input | Ml/d | 2 | 2019-20: 0; 2020-21: 0; 2021-22: 0; 2022-23: 0; 2023-24: 0; 2024-25: 0; 2025-26: 0; 2026-27: 0; 2027-28: 0; 2028-29: 0; 2029-30: 0; 2030-31: 0; 2031-32: 0; 2032-33: 0; 2033-34: 0; 2034-35: 0; 2035-36: 0; 2036-37: 0; 2037-38: 0; 2038-39: 0; 2039-40: 0; 2040-41: 0; 2041-42: 0; 2042-43: 0; 2043-44: 0; 2044-45: 0; 2045-46: 0; 2046-47: 0; 2047-48: 0; 2048-49: 0; 2049-50: 0
8BL | Raw water losses, treatment works losses and operational use | Input | Ml/d | 2 | 2019-20: 0.38; 2020-21: 0.38; 2021-22: 0.38; 2022-23: 0.38; 2023-24: 0.38; 2024-25: 0.38; 2025-26: 0.38; 2026-27: 0.38; 2027-28: 0.38; 2028-29: 0.38; 2029-30: 0.38; 2030-31: 0.38; 2031-32: 0.38; 2032-33: 0.38; 2033-34: 0.38; 2034-35: 0.38; 2035-36: 0.38; 2036-37: 0.38; 2037-38: 0.38; 2038-39: 0.38; 2039-40: 0.38; 2040-41: 0.38; 2041-42: 0.38; 2042-43: 0.38; 2043-44: 0.38; 2044-45: 0.38; 2045-46: 0.38; 2046-47: 0.38; 2047-48: 0.38; 2048-49: 0.38; 2049-50: 0.38
9BL | Total Outage Allowance | Input | Ml/d | 2 | 2019-20: 0.06; 2020-21: 0.06; 2021-22: 0.06; 2022-23: 0.06; 2023-24: 0.06; 2024-25: 0.06; 2025-26: 0.06; 2026-27: 0.06; 2027-28: 0.06; 2028-29: 0.06; 2029-30: 0.06; 2030-31: 0.06; 2031-32: 0.06; 2032-33: 0.06; 2033-34: 0.06; 2034-35: 0.06; 2035-36: 0.06; 2036-37: 0.06; 2037-38: 0.06; 2038-39: 0.06; 2039-40: 0.06; 2040-41: 0.06; 2041-42: 0.06; 2042-43: 0.06; 2043-44: 0.06; 2044-45: 0.06; 2045-46: 0.06; 2046-47: 0.06; 2047-48: 0.06; 2048-49: 0.06; 2049-50: 0.06
10BL | Water Available For Use (own sources) | (6BL + 7BL) - (8BL + 9BL) | Ml/d | 2 | 2019-20: 9.61; 2020-21: 9.61; 2021-22: 9.61; 2022-23: 9.61; 2023-24: 9.61; 2024-25: 9.61; 2025-26: 9.61; 2026-27: 9.61; 2027-28: 9.61; 2028-29: 9.61; 2029-30: 9.61; 2030-31: 9.61; 2031-32: 9.61; 2032-33: 9.61; 2033-34: 9.61; 2034-35: 9.61; 2035-36: 9.61; 2036-37: 9.61; 2037-38: 9.61; 2038-39: 9.61; 2039-40: 9.61; 2040-41: 9.61; 2041-42: 2.32; 2042-43: 2.32; 2043-44: 2.32; 2044-45: 2.32; 2045-46: 2.32; 2046-47: 2.32; 2047-48: 2.32; 2048-49: 2.32; 2049-50: 2.32
11BL | Total Water Available For Use | 10BL + sum (2BL:5BL) | Ml/d | 2 | 2019-20: 9.61; 2020-21: 9.61; 2021-22: 9.61; 2022-23: 9.61; 2023-24: 9.61; 2024-25: 9.61; 2025-26: 9.61; 2026-27: 9.61; 2027-28: 9.61; 2028-29: 9.61; 2029-30: 9.61; 2030-31: 9.61; 2031-32: 9.61; 2032-33: 9.61; 2033-34: 9.61; 2034-35: 9.61; 2035-36: 9.61; 2036-37: 9.61; 2037-38: 9.61; 2038-39: 9.61; 2039-40: 9.61; 2040-41: 9.61; 2041-42: 2.32; 2042-43: 2.32; 2043-44: 2.3201; 2044-45: 2.32; 2045-46: 2.32; 2046-47: 2.32; 2047-48: 2.32; 2048-49: 2.32; 2049-50: 2.32
12BL | Water delivered measured non-household | Input Note - consumption & uspl | Ml/d | 2 | 2019-20: 1.75; 2020-21: 1.76; 2021-22: 1.76; 2022-23: 1.77; 2023-24: 1.77; 2024-25: 1.78; 2025-26: 1.78; 2026-27: 1.79; 2027-28: 1.79; 2028-29: 1.8; 2029-30: 1.8; 2030-31: 1.81; 2031-32: 1.81; 2032-33: 1.82; 2033-34: 1.83; 2034-35: 1.84; 2035-36: 1.85; 2036-37: 1.85; 2037-38: 1.86; 2038-39: 1.87; 2039-40: 1.89; 2040-41: 1.9; 2041-42: 1.92; 2042-43: 1.93; 2043-44: 1.95; 2044-45: 1.97; 2045-46: 1.99; 2046-47: 2.01; 2047-48: 2.03; 2048-49: 2.06; 2049-50: 2.08
12.1BL | Non-potable water consumption | Input | Ml/d | 2 | 2019-20: 0; 2020-21: 0; 2021-22: 0; 2022-23: 0; 2023-24: 0; 2024-25: 0; 2025-26: 0; 2026-27: 0; 2027-28: 0; 2028-29: 0; 2029-30: 0; 2030-31: 0; 2031-32: 0; 2032-33: 0; 2033-34: 0; 2034-35: 0; 2035-36: 0; 2036-37: 0; 2037-38: 0; 2038-39: 0; 2039-40: 0; 2040-41: 0; 2041-42: 0; 2042-43: 0; 2043-44: 0; 2044-45: 0; 2045-46: 0; 2046-47: 0; 2047-48: 0; 2048-49: 0; 2049-50: 0
13BL | Water delivered unmeasured non-household | Input Note - consumption & uspl | Ml/d | 2 | 2019-20: 0.01; 2020-21: 0.01; 2021-22: 0.01; 2022-23: 0.01; 2023-24: 0.01; 2024-25: 0.01; 2025-26: 0.01; 2026-27: 0.01; 2027-28: 0.01; 2028-29: 0.01; 2029-30: 0.01; 2030-31: 0.01; 2031-32: 0.01; 2032-33: 0.01; 2033-34: 0.01; 2034-35: 0.01; 2035-36: 0.01; 2036-37: 0.01; 2037-38: 0.01; 2038-39: 0.01; 2039-40: 0.01; 2040-41: 0.01; 2041-42: 0.01; 2042-43: 0.01; 2043-44: 0.01; 2044-45: 0.01; 2045-46: 0.01; 2046-47: 0.01; 2047-48: 0.01; 2048-49: 0.01; 2049-50: 0.01
14BL | Water delivered measured household | Input Note - consumption & uspl | Ml/d | 2 | 2019-20: 1.61; 2020-21: 1.67; 2021-22: 1.73; 2022-23: 1.79; 2023-24: 1.86; 2024-25: 1.92; 2025-26: 1.97; 2026-27: 2.03; 2027-28: 2.08; 2028-29: 2.13; 2029-30: 2.17; 2030-31: 2.21; 2031-32: 2.25; 2032-33: 2.29; 2033-34: 2.34; 2034-35: 2.38; 2035-36: 2.42; 2036-37: 2.47; 2037-38: 2.49; 2038-39: 2.5; 2039-40: 2.53; 2040-41: 2.54; 2041-42: 2.56; 2042-43: 2.57; 2043-44: 2.59; 2044-45: 2.61; 2045-46: 2.63; 2046-47: 2.64; 2047-48: 2.66; 2048-49: 2.68; 2049-50: 2.7
15BL | Water delivered unmeasured household | Input Note - consumption & uspl | Ml/d | 2 | 2019-20: 0.87; 2020-21: 0.8; 2021-22: 0.74; 2022-23: 0.68; 2023-24: 0.61; 2024-25: 0.55; 2025-26: 0.5; 2026-27: 0.45; 2027-28: 0.4; 2028-29: 0.36; 2029-30: 0.31; 2030-31: 0.27; 2031-32: 0.23; 2032-33: 0.19; 2033-34: 0.15; 2034-35: 0.11; 2035-36: 0.08; 2036-37: 0.03; 2037-38: 0.03; 2038-39: 0.03; 2039-40: 0.03; 2040-41: 0.03; 2041-42: 0.03; 2042-43: 0.03; 2043-44: 0.03; 2044-45: 0.03; 2045-46: 0.03; 2046-47: 0.03; 2047-48: 0.03; 2048-49: 0.03; 2049-50: 0.03
16BL | Percentage of consumption driven by climate change | Input | % | 1 | 2019-20: 0%; 2020-21: 0%; 2021-22: 0%; 2022-23: 0.1%; 2023-24: 0.1%; 2024-25: 0.1%; 2025-26: 0.1%; 2026-27: 0.1%; 2027-28: 0.1%; 2028-29: 0.2%; 2029-30: 0.2%; 2030-31: 0.2%; 2031-32: 0.2%; 2032-33: 0.3%; 2033-34: 0.3%; 2034-35: 0.3%; 2035-36: 0.4%; 2036-37: 0.4%; 2037-38: 0.4%; 2038-39: 0.5%; 2039-40: 0.5%; 2040-41: 0.6%; 2041-42: 0.6%; 2042-43: 0.6%; 2043-44: 0.7%; 2044-45: 0.7%; 2045-46: 0.8%; 2046-47: 0.8%; 2047-48: 0.8%; 2048-49: 0.8%; 2049-50: 0.9%
17BL | Volume of consumption driven by climate change | 16BL * (12BL + sum(13BL:15BL) - sum (23BL:26BL)) | Ml/d | 2 | 2019-20: 0; 2020-21: 0; 2021-22: 0; 2022-23: 0.00416; 2023-24: 0.00416; 2024-25: 0.00416; 2025-26: 0.00417; 2026-27: 0.00419; 2027-28: 0.00419; 2028-29: 0.00842; 2029-30: 0.0084; 2030-31: 0.00842; 2031-32: 0.00842; 2032-33: 0.01266; 2033-34: 0.01272; 2034-35: 0.01278; 2035-36: 0.01712; 2036-37: 0.01708; 2037-38: 0.0172; 2038-39: 0.0216; 2039-40: 0.02185; 2040-41: 0.02634; 2041-42: 0.02658; 2042-43: 0.0267; 2043-44: 0.03143; 2044-45: 0.03171; 2045-46: 0.03656; 2046-47: 0.0368; 2047-48: 0.03712; 2048-49: 0.03752; 2049-50: 0.04257
18BL | Measured Household - PCC | ((14BL - 25BL) * 1,000,000) / (39BL *1,000) | l/h/d | 1 | 2019-20: 176.1364; 2020-21: 175.6683; 2021-22: 175.8265; 2022-23: 175.6524; 2023-24: 176.3323; 2024-25: 174.9244; 2025-26: 175.0507; 2026-27: 175.8005; 2027-28: 176.1767; 2028-29: 176.9607; 2029-30: 176.3713; 2030-31: 176.8515; 2031-32: 177.389; 2032-33: 177.9818; 2033-34: 179.2371; 2034-35: 179.6735; 2035-36: 180.1108; 2036-37: 180.4808; 2037-38: 181.3237; 2038-39: 181.3394; 2039-40: 182.6894; 2040-41: 182.5633; 2041-42: 183.1257; 2042-43: 182.8774; 2043-44: 183.3517; 2044-45: 183.7806; 2045-46: 184.2182; 2046-47: 183.9163; 2047-48: 184.269; 2048-49: 184.5913; 2049-50: 184.8835
19BL | Unmeasured Household - PCC | ((15BL - 26BL) * 1,000,000) / (40BL *1,000) | l/h/d | 1 | 2019-20: 276.3903; 2020-21: 273.5781; 2021-22: 271.2127; 2022-23: 276.2431; 2023-24: 272.045; 2024-25: 271.1157; 2025-26: 275.0716; 2026-27: 272.1519; 2027-28: 267.7942; 2028-29: 269.2003; 2029-30: 269.7842; 2030-31: 269.4301; 2031-32: 267.6399; 2032-33: 263.5432; 2033-34: 256.8807; 2034-35: 268.9487; 2035-36: 296.2963; 2036-37: 245.9016; 2037-38: 247.9339; 2038-39: 247.9339; 2039-40: 247.9339; 2040-41: 247.9339; 2041-42: 247.9339; 2042-43: 247.9339; 2043-44: 247.9339; 2044-45: 247.9339; 2045-46: 247.9339; 2046-47: 247.9339; 2047-48: 247.9339; 2048-49: 247.9339; 2049-50: 247.9339
20BL | Average Household - PCC | (((14BL - 25BL) + (15BL - 26BL)) * 1,000,000) / ((39BL + 40BL) *1,000) | l/h/d | 1 | 2019-20: 201.6436; 2020-21: 198.4426; 2021-22: 196.2083; 2022-23: 195.05; 2023-24: 192.8687; 2024-25: 189.6911; 2025-26: 188.9039; 2026-27: 187.7602; 2027-28: 186.3112; 2028-29: 185.9888; 2029-30: 184.3851; 2030-31: 183.719; 2031-32: 183.0716; 2032-33: 182.4427; 2033-34: 182.454; 2034-35: 182.4375; 2035-36: 182.4762; 2036-37: 181.0805; 2037-38: 181.9271; 2038-39: 181.9402; 2039-40: 183.2752; 2040-41: 183.1475; 2041-42: 183.702; 2042-43: 183.4527; 2043-44: 183.9197; 2044-45: 184.3418; 2045-46: 184.7724; 2046-47: 184.4702; 2047-48: 184.8166; 2048-49: 185.1328; 2049-50: 185.4193
21BL | Water taken unbilled | Input | Ml/d | 2 | 2019-20: 0.08; 2020-21: 0.08; 2021-22: 0.08; 2022-23: 0.08; 2023-24: 0.08; 2024-25: 0.07; 2025-26: 0.07; 2026-27: 0.08; 2027-28: 0.07; 2028-29: 0.07; 2029-30: 0.07; 2030-31: 0.08; 2031-32: 0.08; 2032-33: 0.08; 2033-34: 0.08; 2034-35: 0.08; 2035-36: 0.08; 2036-37: 0.08; 2037-38: 0.08; 2038-39: 0.07; 2039-40: 0.08; 2040-41: 0.08; 2041-42: 0.07; 2042-43: 0.08; 2043-44: 0.1; 2044-45: 0.07; 2045-46: 0.08; 2046-47: 0.07; 2047-48: 0.08; 2048-49: 0.09; 2049-50: 0.09
22BL | Distribution system operational use | Input | Ml/d | 2 | 2019-20: 0.02; 2020-21: 0.02; 2021-22: 0.02; 2022-23: 0.02; 2023-24: 0.02; 2024-25: 0.02; 2025-26: 0.02; 2026-27: 0.02; 2027-28: 0.02; 2028-29: 0.02; 2029-30: 0.02; 2030-31: 0.02; 2031-32: 0.02; 2032-33: 0.02; 2033-34: 0.02; 2034-35: 0.02; 2035-36: 0.02; 2036-37: 0.02; 2037-38: 0.02; 2038-39: 0.02; 2039-40: 0.02; 2040-41: 0.02; 2041-42: 0.02; 2042-43: 0.02; 2043-44: 0.02; 2044-45: 0.02; 2045-46: 0.02; 2046-47: 0.02; 2047-48: 0.02; 2048-49: 0.02; 2049-50: 0.02
23BL | Measured Non Household - USPL | Input | Ml/d | 2 | 2019-20: 0; 2020-21: 0; 2021-22: 0; 2022-23: 0; 2023-24: 0; 2024-25: 0; 2025-26: 0; 2026-27: 0; 2027-28: 0; 2028-29: 0; 2029-30: 0; 2030-31: 0; 2031-32: 0; 2032-33: 0; 2033-34: 0; 2034-35: 0; 2035-36: 0; 2036-37: 0; 2037-38: 0; 2038-39: 0; 2039-40: 0; 2040-41: 0; 2041-42: 0; 2042-43: 0; 2043-44: 0; 2044-45: 0; 2045-46: 0; 2046-47: 0; 2047-48: 0; 2048-49: 0; 2049-50: 0
24BL | Unmeasured Non Household - USPL | Input | Ml/d | 2 | 2019-20: 0; 2020-21: 0; 2021-22: 0; 2022-23: 0; 2023-24: 0; 2024-25: 0; 2025-26: 0; 2026-27: 0; 2027-28: 0; 2028-29: 0; 2029-30: 0; 2030-31: 0; 2031-32: 0; 2032-33: 0; 2033-34: 0; 2034-35: 0; 2035-36: 0; 2036-37: 0; 2037-38: 0; 2038-39: 0; 2039-40: 0; 2040-41: 0; 2041-42: 0; 2042-43: 0; 2043-44: 0; 2044-45: 0; 2045-46: 0; 2046-47: 0; 2047-48: 0; 2048-49: 0; 2049-50: 0
25BL | Measured Household - USPL | Input | Ml/d | 2 | 2019-20: 0.06; 2020-21: 0.06; 2021-22: 0.06; 2022-23: 0.06; 2023-24: 0.06; 2024-25: 0.07; 2025-26: 0.07; 2026-27: 0.07; 2027-28: 0.07; 2028-29: 0.07; 2029-30: 0.08; 2030-31: 0.08; 2031-32: 0.08; 2032-33: 0.08; 2033-34: 0.08; 2034-35: 0.08; 2035-36: 0.08; 2036-37: 0.09; 2037-38: 0.09; 2038-39: 0.09; 2039-40: 0.09; 2040-41: 0.09; 2041-42: 0.09; 2042-43: 0.09; 2043-44: 0.09; 2044-45: 0.09; 2045-46: 0.09; 2046-47: 0.09; 2047-48: 0.09; 2048-49: 0.09; 2049-50: 0.09
26BL | Unmeasured Household - USPL | Input | Ml/d | 2 | 2019-20: 0.04; 2020-21: 0.04; 2021-22: 0.04; 2022-23: 0.03; 2023-24: 0.03; 2024-25: 0.03; 2025-26: 0.02; 2026-27: 0.02; 2027-28: 0.02; 2028-29: 0.02; 2029-30: 0.01; 2030-31: 0.01; 2031-32: 0.01; 2032-33: 0.01; 2033-34: 0.01; 2034-35: 0; 2035-36: 0; 2036-37: 0; 2037-38: 0; 2038-39: 0; 2039-40: 0; 2040-41: 0; 2041-42: 0; 2042-43: 0; 2043-44: 0; 2044-45: 0; 2045-46: 0; 2046-47: 0; 2047-48: 0; 2048-49: 0; 2049-50: 0
27BL | Void Properties - USPL | Input | Ml/d | 2 | 2019-20: 0.01; 2020-21: 0.01; 2021-22: 0.01; 2022-23: 0.01; 2023-24: 0.01; 2024-25: 0.01; 2025-26: 0.01; 2026-27: 0.01; 2027-28: 0.01; 2028-29: 0.01; 2029-30: 0.01; 2030-31: 0.01; 2031-32: 0.01; 2032-33: 0.01; 2033-34: 0.01; 2034-35: 0.01; 2035-36: 0.01; 2036-37: 0.01; 2037-38: 0.01; 2038-39: 0.01; 2039-40: 0.01; 2040-41: 0.01; 2041-42: 0.01; 2042-43: 0.01; 2043-44: 0.01; 2044-45: 0.01; 2045-46: 0.01; 2046-47: 0.01; 2047-48: 0.01; 2048-49: 0.01; 2049-50: 0.01
28BL | Distribution losses | Input | Ml/d | 2 | 2019-20: 0.53; 2020-21: 0.52; 2021-22: 0.51; 2022-23: 0.5; 2023-24: 0.49; 2024-25: 0.48; 2025-26: 0.48; 2026-27: 0.48; 2027-28: 0.48; 2028-29: 0.48; 2029-30: 0.48; 2030-31: 0.48; 2031-32: 0.48; 2032-33: 0.48; 2033-34: 0.48; 2034-35: 0.48; 2035-36: 0.48; 2036-37: 0.48; 2037-38: 0.48; 2038-39: 0.48; 2039-40: 0.48; 2040-41: 0.48; 2041-42: 0.48; 2042-43: 0.48; 2043-44: 0.48; 2044-45: 0.48; 2045-46: 0.48; 2046-47: 0.48; 2047-48: 0.48; 2048-49: 0.48; 2049-50: 0.48
29BL | Total Leakage | sum (23BL:28BL) | Ml/d | 2 | 2019-20: 0.64; 2020-21: 0.63; 2021-22: 0.62; 2022-23: 0.6; 2023-24: 0.59; 2024-25: 0.59; 2025-26: 0.58; 2026-27: 0.58; 2027-28: 0.58; 2028-29: 0.58; 2029-30: 0.58; 2030-31: 0.58; 2031-32: 0.58; 2032-33: 0.58; 2033-34: 0.58; 2034-35: 0.57; 2035-36: 0.57; 2036-37: 0.58; 2037-38: 0.58; 2038-39: 0.58; 2039-40: 0.58; 2040-41: 0.58; 2041-42: 0.58; 2042-43: 0.58; 2043-44: 0.58; 2044-45: 0.58; 2045-46: 0.58; 2046-47: 0.58; 2047-48: 0.58; 2048-49: 0.58; 2049-50: 0.58
30BL | Leakage/property | (29BL * 1,000,000) / (36BL * 1,000) | l/prop/d | 2 | 2019-20: 117.1517; 2020-21: 113.4318; 2021-22: 109.6375; 2022-23: 104.8035; 2023-24: 101.6015; 2024-25: 99.9492; 2025-26: 97.0062; 2026-27: 95.7254; 2027-28: 94.6475; 2028-29: 93.7147; 2029-30: 92.9041; 2030-31: 92.1366; 2031-32: 91.4106; 2032-33: 90.7384; 2033-34: 90.0761; 2034-35: 87.8951; 2035-36: 87.3296; 2036-37: 88.3069; 2037-38: 87.7591; 2038-39: 87.218; 2039-40: 86.6966; 2040-41: 86.1685; 2041-42: 85.6468; 2042-43: 85.1439; 2043-44: 84.6345; 2044-45: 84.1433; 2045-46: 83.6337; 2046-47: 83.1303; 2047-48: 82.6329; 2048-49: 82.153; 2049-50: 81.6556
31BL | Measured Non Household - properties | Input | 000's | 2 | 2019-20: 0.445; 2020-21: 0.452; 2021-22: 0.46; 2022-23: 0.467; 2023-24: 0.474; 2024-25: 0.481; 2025-26: 0.49; 2026-27: 0.497; 2027-28: 0.504; 2028-29: 0.511; 2029-30: 0.517; 2030-31: 0.523; 2031-32: 0.53; 2032-33: 0.535; 2033-34: 0.539; 2034-35: 0.542; 2035-36: 0.545; 2036-37: 0.547; 2037-38: 0.549; 2038-39: 0.551; 2039-40: 0.553; 2040-41: 0.555; 2041-42: 0.557; 2042-43: 0.558; 2043-44: 0.56; 2044-45: 0.562; 2045-46: 0.565; 2046-47: 0.567; 2047-48: 0.569; 2048-49: 0.571; 2049-50: 0.574
32BL | Unmeasured Non Household - properties | Input | 000's | 2 | 2019-20: 0.002; 2020-21: 0.002; 2021-22: 0.002; 2022-23: 0.002; 2023-24: 0.002; 2024-25: 0.002; 2025-26: 0.002; 2026-27: 0.002; 2027-28: 0.002; 2028-29: 0.002; 2029-30: 0.002; 2030-31: 0.002; 2031-32: 0.002; 2032-33: 0.002; 2033-34: 0.002; 2034-35: 0.002; 2035-36: 0.002; 2036-37: 0.002; 2037-38: 0.002; 2038-39: 0.002; 2039-40: 0.002; 2040-41: 0.002; 2041-42: 0.002; 2042-43: 0.002; 2043-44: 0.002; 2044-45: 0.002; 2045-46: 0.002; 2046-47: 0.002; 2047-48: 0.002; 2048-49: 0.002; 2049-50: 0.002
33BL | All void non-households - properties | Input | 000's | 2 | 2019-20: 0; 2020-21: 0; 2021-22: 0; 2022-23: 0; 2023-24: 0; 2024-25: 0; 2025-26: 0; 2026-27: 0; 2027-28: 0; 2028-29: 0; 2029-30: 0; 2030-31: 0; 2031-32: 0; 2032-33: 0; 2033-34: 0; 2034-35: 0; 2035-36: 0; 2036-37: 0; 2037-38: 0; 2038-39: 0; 2039-40: 0; 2040-41: 0; 2041-42: 0; 2042-43: 0; 2043-44: 0; 2044-45: 0; 2045-46: 0; 2046-47: 0; 2047-48: 0; 2048-49: 0; 2049-50: 0
34BL | Measured households - properties (excl. void) | Year before + sum (34.1BL:34.6BL) | 000's | 2 | 2019-20: 3.916; 2020-21: 4.08; 2021-22: 4.24; 2022-23: 4.385; 2023-24: 4.538; 2024-25: 4.701; 2025-26: 4.827; 2026-27: 4.959; 2027-28: 5.077; 2028-29: 5.185; 2029-30: 5.285; 2030-31: 5.38; 2031-32: 5.471; 2032-33: 5.559; 2033-34: 5.646; 2034-35: 5.732; 2035-36: 5.814; 2036-37: 5.893; 2037-38: 5.931; 2038-39: 5.969; 2039-40: 6.007; 2040-41: 6.045; 2041-42: 6.083; 2042-43: 6.121; 2043-44: 6.159; 2044-45: 6.197; 2045-46: 6.235; 2046-47: 6.274; 2047-48: 6.313; 2048-49: 6.352; 2049-50: 6.391
34.1BL | New build properties - properties | Input (new builds in each year) | 000's | 2 | 2019-20: 0.056; 2020-21: 0.065; 2021-22: 0.068; 2022-23: 0.062; 2023-24: 0.073; 2024-25: 0.087; 2025-26: 0.065; 2026-27: 0.073; 2027-28: 0.061; 2028-29: 0.053; 2029-30: 0.047; 2030-31: 0.044; 2031-32: 0.043; 2032-33: 0.041; 2033-34: 0.042; 2034-35: 0.042; 2035-36: 0.04; 2036-37: 0.039; 2037-38: 0.038; 2038-39: 0.038; 2039-40: 0.038; 2040-41: 0.038; 2041-42: 0.038; 2042-43: 0.038; 2043-44: 0.038; 2044-45: 0.038; 2045-46: 0.038; 2046-47: 0.039; 2047-48: 0.039; 2048-49: 0.039; 2049-50: 0.039
34.2BL | Meter optants - properties | Input (meter optants in each year) | 000's | 2 | 2019-20: 0.074; 2020-21: 0.071; 2021-22: 0.065; 2022-23: 0.057; 2023-24: 0.055; 2024-25: 0.052; 2025-26: 0.038; 2026-27: 0.037; 2027-28: 0.036; 2028-29: 0.034; 2029-30: 0.033; 2030-31: 0.032; 2031-32: 0.031; 2032-33: 0.03; 2033-34: 0.029; 2034-35: 0.028; 2035-36: 0.027; 2036-37: 0.026; 2037-38: 0; 2038-39: 0; 2039-40: 0; 2040-41: 0; 2041-42: 0; 2042-43: 0; 2043-44: 0; 2044-45: 0; 2045-46: 0; 2046-47: 0; 2047-48: 0; 2048-49: 0; 2049-50: 0
34.3BL | Compulsory metering - properties | Input (compulsory meters in each year) | 000's | 2 | 2019-20: 0; 2020-21: 0; 2021-22: 0; 2022-23: 0; 2023-24: 0; 2024-25: 0; 2025-26: 0; 2026-27: 0; 2027-28: 0; 2028-29: 0; 2029-30: 0; 2030-31: 0; 2031-32: 0; 2032-33: 0; 2033-34: 0; 2034-35: 0; 2035-36: 0; 2036-37: 0; 2037-38: 0; 2038-39: 0; 2039-40: 0; 2040-41: 0; 2041-42: 0; 2042-43: 0; 2043-44: 0; 2044-45: 0; 2045-46: 0; 2046-47: 0; 2047-48: 0; 2048-49: 0; 2049-50: 0
34.4BL | Metering on change of occupancy - properties | Input (change of occupancy meters in each year) | 000's | 2 | 2019-20: 0.027; 2020-21: 0.026; 2021-22: 0.025; 2022-23: 0.024; 2023-24: 0.023; 2024-25: 0.022; 2025-26: 0.021; 2026-27: 0.02; 2027-28: 0.019; 2028-29: 0.019; 2029-30: 0.018; 2030-31: 0.017; 2031-32: 0.016; 2032-33: 0.016; 2033-34: 0.015; 2034-35: 0.015; 2035-36: 0.014; 2036-37: 0.013; 2037-38: 0; 2038-39: 0; 2039-40: 0; 2040-41: 0; 2041-42: 0; 2042-43: 0; 2043-44: 0; 2044-45: 0; 2045-46: 0; 2046-47: 0; 2047-48: 0; 2048-49: 0; 2049-50: 0
34.5BL | Selective metering - properties | Input (selective meters in each year) | 000's | 2 | 2019-20: 0.002; 2020-21: 0.002; 2021-22: 0.002; 2022-23: 0.002; 2023-24: 0.002; 2024-25: 0.002; 2025-26: 0.002; 2026-27: 0.002; 2027-28: 0.002; 2028-29: 0.002; 2029-30: 0.002; 2030-31: 0.002; 2031-32: 0.001; 2032-33: 0.001; 2033-34: 0.001; 2034-35: 0.001; 2035-36: 0.001; 2036-37: 0.001; 2037-38: 0; 2038-39: 0; 2039-40: 0; 2040-41: 0; 2041-42: 0; 2042-43: 0; 2043-44: 0; 2044-45: 0; 2045-46: 0; 2046-47: 0; 2047-48: 0; 2048-49: 0; 2049-50: 0
34.6BL | Other changes to existing metering - properties | Input (other changes to meters in each year) | 000's | 2 | 2019-20: 0; 2020-21: 0; 2021-22: 0; 2022-23: 0; 2023-24: 0; 2024-25: 0; 2025-26: 0; 2026-27: 0; 2027-28: 0; 2028-29: 0; 2029-30: 0; 2030-31: 0; 2031-32: 0; 2032-33: 0; 2033-34: 0; 2034-35: 0; 2035-36: 0; 2036-37: 0; 2037-38: 0; 2038-39: 0; 2039-40: 0; 2040-41: 0; 2041-42: 0; 2042-43: 0; 2043-44: 0; 2044-45: 0; 2045-46: 0; 2046-47: 0; 2047-48: 0; 2048-49: 0; 2049-50: 0
34.7BL | Measured household void properties | Input | 000's | 2 | 2019-20: 0.074; 2020-21: 0.077; 2021-22: 0.08; 2022-23: 0.083; 2023-24: 0.086; 2024-25: 0.089; 2025-26: 0.092; 2026-27: 0.094; 2027-28: 0.096; 2028-29: 0.098; 2029-30: 0.1; 2030-31: 0.102; 2031-32: 0.104; 2032-33: 0.106; 2033-34: 0.108; 2034-35: 0.11; 2035-36: 0.111; 2036-37: 0.113; 2037-38: 0.114; 2038-39: 0.115; 2039-40: 0.115; 2040-41: 0.116; 2041-42: 0.117; 2042-43: 0.118; 2043-44: 0.119; 2044-45: 0.119; 2045-46: 0.12; 2046-47: 0.121; 2047-48: 0.122; 2048-49: 0.122; 2049-50: 0.123
35BL | Unmeasured households - properties (excl. void) | Input | 000's | 2 | 2019-20: 1.007; 2020-21: 0.926; 2021-22: 0.857; 2022-23: 0.773; 2023-24: 0.694; 2024-25: 0.618; 2025-26: 0.557; 2026-27: 0.498; 2027-28: 0.441; 2028-29: 0.386; 2029-30: 0.333; 2030-31: 0.283; 2031-32: 0.234; 2032-33: 0.186; 2033-34: 0.141; 2034-35: 0.097; 2035-36: 0.054; 2036-37: 0.013; 2037-38: 0.013; 2038-39: 0.013; 2039-40: 0.013; 2040-41: 0.013; 2041-42: 0.013; 2042-43: 0.013; 2043-44: 0.013; 2044-45: 0.013; 2045-46: 0.013; 2046-47: 0.013; 2047-48: 0.013; 2048-49: 0.013; 2049-50: 0.013
35.1BL | Unmeasured household void properties | Input | 000's | 2 | 2019-20: 0.019; 2020-21: 0.017; 2021-22: 0.016; 2022-23: 0.015; 2023-24: 0.013; 2024-25: 0.012; 2025-26: 0.011; 2026-27: 0.009; 2027-28: 0.008; 2028-29: 0.007; 2029-30: 0.006; 2030-31: 0.005; 2031-32: 0.004; 2032-33: 0.004; 2033-34: 0.003; 2034-35: 0.002; 2035-36: 0.001; 2036-37: 0; 2037-38: 0; 2038-39: 0; 2039-40: 0; 2040-41: 0; 2041-42: 0; 2042-43: 0; 2043-44: 0; 2044-45: 0; 2045-46: 0; 2046-47: 0; 2047-48: 0; 2048-49: 0; 2049-50: 0
36BL | Total Resource Zone Properties (incl. voids) | sum (31BL:34BL) + 34.7BL + 35BL + 35.1BL | 000's | 2 | 2019-20: 5.463; 2020-21: 5.554; 2021-22: 5.655; 2022-23: 5.725; 2023-24: 5.807; 2024-25: 5.903; 2025-26: 5.979; 2026-27: 6.059; 2027-28: 6.128; 2028-29: 6.189; 2029-30: 6.243; 2030-31: 6.295; 2031-32: 6.345; 2032-33: 6.392; 2033-34: 6.439; 2034-35: 6.485; 2035-36: 6.527; 2036-37: 6.568; 2037-38: 6.609; 2038-39: 6.65; 2039-40: 6.69; 2040-41: 6.731; 2041-42: 6.772; 2042-43: 6.812; 2043-44: 6.853; 2044-45: 6.893; 2045-46: 6.935; 2046-47: 6.977; 2047-48: 7.019; 2048-49: 7.06; 2049-50: 7.103
37BL | Measured Non Household - Population | Input | 000's | 2 | 2019-20: 0.063; 2020-21: 0.064; 2021-22: 0.064; 2022-23: 0.065; 2023-24: 0.065; 2024-25: 0.066; 2025-26: 0.066; 2026-27: 0.066; 2027-28: 0.067; 2028-29: 0.067; 2029-30: 0.068; 2030-31: 0.068; 2031-32: 0.069; 2032-33: 0.07; 2033-34: 0.07; 2034-35: 0.071; 2035-36: 0.071; 2036-37: 0.072; 2037-38: 0.072; 2038-39: 0.073; 2039-40: 0.073; 2040-41: 0.074; 2041-42: 0.074; 2042-43: 0.075; 2043-44: 0.076; 2044-45: 0.076; 2045-46: 0.077; 2046-47: 0.078; 2047-48: 0.078; 2048-49: 0.079; 2049-50: 0.079
38BL | Unmeasured Non Household - Population | Input | 000's | 2 | 2019-20: 0; 2020-21: 0; 2021-22: 0; 2022-23: 0; 2023-24: 0; 2024-25: 0; 2025-26: 0; 2026-27: 0; 2027-28: 0; 2028-29: 0; 2029-30: 0; 2030-31: 0; 2031-32: 0; 2032-33: 0; 2033-34: 0; 2034-35: 0; 2035-36: 0; 2036-37: 0; 2037-38: 0; 2038-39: 0; 2039-40: 0; 2040-41: 0; 2041-42: 0; 2042-43: 0; 2043-44: 0; 2044-45: 0; 2045-46: 0; 2046-47: 0; 2047-48: 0; 2048-49: 0; 2049-50: 0
39BL | Measured Household - Population | Input | 000's | 2 | 2019-20: 8.8; 2020-21: 9.165; 2021-22: 9.498; 2022-23: 9.849; 2023-24: 10.208; 2024-25: 10.576; 2025-26: 10.854; 2026-27: 11.149; 2027-28: 11.409; 2028-29: 11.641; 2029-30: 11.85; 2030-31: 12.044; 2031-32: 12.233; 2032-33: 12.417; 2033-34: 12.609; 2034-35: 12.801; 2035-36: 12.992; 2036-37: 13.187; 2037-38: 13.236; 2038-39: 13.29; 2039-40: 13.356; 2040-41: 13.42; 2041-42: 13.488; 2042-43: 13.561; 2043-44: 13.635; 2044-45: 13.712; 2045-46: 13.788; 2046-47: 13.865; 2047-48: 13.947; 2048-49: 14.031; 2049-50: 14.117
40BL | Unmeasured Household - Population | Input | 000's | 2 | 2019-20: 3.003; 2020-21: 2.778; 2021-22: 2.581; 2022-23: 2.353; 2023-24: 2.132; 2024-25: 1.918; 2025-26: 1.745; 2026-27: 1.58; 2027-28: 1.419; 2028-29: 1.263; 2029-30: 1.112; 2030-31: 0.965; 2031-32: 0.822; 2032-33: 0.683; 2033-34: 0.545; 2034-35: 0.409; 2035-36: 0.27; 2036-37: 0.122; 2037-38: 0.121; 2038-39: 0.121; 2039-40: 0.121; 2040-41: 0.121; 2041-42: 0.121; 2042-43: 0.121; 2043-44: 0.121; 2044-45: 0.121; 2045-46: 0.121; 2046-47: 0.121; 2047-48: 0.121; 2048-49: 0.121; 2049-50: 0.121
41BL | Total Resource Zone Population | sum (37BL:40BL) | 000's | 2 | 2019-20: 11.866; 2020-21: 12.007; 2021-22: 12.143; 2022-23: 12.267; 2023-24: 12.405; 2024-25: 12.56; 2025-26: 12.665; 2026-27: 12.795; 2027-28: 12.895; 2028-29: 12.971; 2029-30: 13.03; 2030-31: 13.077; 2031-32: 13.124; 2032-33: 13.17; 2033-34: 13.224; 2034-35: 13.281; 2035-36: 13.333; 2036-37: 13.381; 2037-38: 13.429; 2038-39: 13.484; 2039-40: 13.55; 2040-41: 13.615; 2041-42: 13.683; 2042-43: 13.757; 2043-44: 13.832; 2044-45: 13.909; 2045-46: 13.986; 2046-47: 14.064; 2047-48: 14.146; 2048-49: 14.231; 2049-50: 14.317
42BL | Average household occupancy rate (excl. voids) | (39BL + 40BL) / (34BL + 35BL) | h/prop | 1 | 2019-20: 2.3975; 2020-21: 2.3857; 2021-22: 2.3698; 2022-23: 2.3656; 2023-24: 2.3586; 2024-25: 2.3489; 2025-26: 2.3401; 2026-27: 2.3326; 2027-28: 2.3248; 2028-29: 2.3163; 2029-30: 2.3072; 2030-31: 2.2972; 2031-32: 2.2883; 2032-33: 2.2802; 2033-34: 2.273; 2034-35: 2.2663; 2035-36: 2.2601; 2036-37: 2.2535; 2037-38: 2.2471; 2038-39: 2.2419; 2039-40: 2.2387; 2040-41: 2.2352; 2041-42: 2.2324; 2042-43: 2.2305; 2043-44: 2.2288; 2044-45: 2.2275; 2045-46: 2.2262; 2046-47: 2.2246; 2047-48: 2.2238; 2048-49: 2.2234; 2049-50: 2.2233
43BL | Total Household Metering penetration (excl. voids) | 34BL / (34BL + 35BL) | % | 1 | 2019-20: 79.54%; 2020-21: 81.5%; 2021-22: 83.19%; 2022-23: 85.01%; 2023-24: 86.74%; 2024-25: 88.38%; 2025-26: 89.65%; 2026-27: 90.87%; 2027-28: 92.01%; 2028-29: 93.07%; 2029-30: 94.07%; 2030-31: 95%; 2031-32: 95.9%; 2032-33: 96.76%; 2033-34: 97.56%; 2034-35: 98.34%; 2035-36: 99.08%; 2036-37: 99.78%; 2037-38: 99.78%; 2038-39: 99.78%; 2039-40: 99.78%; 2040-41: 99.79%; 2041-42: 99.79%; 2042-43: 99.79%; 2043-44: 99.79%; 2044-45: 99.79%; 2045-46: 99.79%; 2046-47: 99.79%; 2047-48: 99.79%; 2048-49: 99.8%; 2049-50: 99.8%
44BL | Total Household Metering penetration (incl. voids) | (34BL) / (34BL + 34.7BL + 35BL + 35.1BL) | % | 1 | 2019-20: 78.07%; 2020-21: 80%; 2021-22: 81.65%; 2022-23: 83.43%; 2023-24: 85.12%; 2024-25: 86.73%; 2025-26: 87.97%; 2026-27: 89.19%; 2027-28: 90.31%; 2028-29: 91.35%; 2029-30: 92.33%; 2030-31: 93.24%; 2031-32: 94.12%; 2032-33: 94.94%; 2033-34: 95.73%; 2034-35: 96.48%; 2035-36: 97.22%; 2036-37: 97.91%; 2037-38: 97.9%; 2038-39: 97.9%; 2039-40: 97.91%; 2040-41: 97.91%; 2041-42: 97.91%; 2042-43: 97.9%; 2043-44: 97.9%; 2044-45: 97.91%; 2045-46: 97.91%; 2046-47: 97.91%; 2047-48: 97.91%; 2048-49: 97.92%; 2049-50: 97.92%
45BL | Distribution input | sum (12BL:15BL) +21BL + 22BL + 27BL + 28BL | Ml/d | 2 | 2019-20: 4.88; 2020-21: 4.87; 2021-22: 4.86; 2022-23: 4.86; 2023-24: 4.85; 2024-25: 4.84; 2025-26: 4.84; 2026-27: 4.87; 2027-28: 4.86; 2028-29: 4.88; 2029-30: 4.87; 2030-31: 4.89; 2031-32: 4.89; 2032-33: 4.9; 2033-34: 4.92; 2034-35: 4.93; 2035-36: 4.95; 2036-37: 4.95; 2037-38: 4.98; 2038-39: 4.99; 2039-40: 5.05; 2040-41: 5.07; 2041-42: 5.1; 2042-43: 5.13; 2043-44: 5.19; 2044-45: 5.2; 2045-46: 5.25; 2046-47: 5.27; 2047-48: 5.32; 2048-49: 5.38; 2049-50: 5.42
46BL | Target headroom (climate change component) | Input | Ml/d | 2 | 2019-20: 0.00033902; 2020-21: 0.00033902; 2021-22: 0.00033902; 2022-23: 0.00033902; 2023-24: 0.00033902; 2024-25: 0.00033902; 2025-26: 0.00033902; 2026-27: 0.00063399; 2027-28: 0.0003134; 2028-29: 0.00038575; 2029-30: 0.00073722; 2030-31: 0.00071559; 2031-32: 0.00089055; 2032-33: 0.0011083; 2033-34: 0.00053923; 2034-35: 0.0020051; 2035-36: 0.00055585; 2036-37: 0.0012706; 2037-38: 0.0013138; 2038-39: 0.00175; 2039-40: 0; 2040-41: 0; 2041-42: 0; 2042-43: 0; 2043-44: 0; 2044-45: 0; 2045-46: 0; 2046-47: 0; 2047-48: 0; 2048-49: 0; 2049-50: 0
47BL | Target headroom (All other components) | Input | Ml/d | 2 | 2019-20: 0.23291; 2020-21: 0.23291; 2021-22: 0.23291; 2022-23: 0.23291; 2023-24: 0.23291; 2024-25: 0.23291; 2025-26: 0.23291; 2026-27: 0.2298; 2027-28: 0.22853; 2028-29: 0.22674; 2029-30: 0.27391; 2030-31: 0.23144; 2031-32: 0.23882; 2032-33: 0.24283; 2033-34: 0.24803; 2034-35: 0.25794; 2035-36: 0.22521; 2036-37: 0.19589; 2037-38: 0.20304; 2038-39: 0.21424; 2039-40: 0.15835; 2040-41: 0.16043; 2041-42: 0.16487; 2042-43: 0.1682; 2043-44: 0.165; 2044-45: 0.17256; 2045-46: 0.14264; 2046-47: 0.14477; 2047-48: 0.13807; 2048-49: 0.13881; 2049-50: 0.13944
48BL | Target Headroom | 46BL + 47BL | Ml/d | 2 | 2019-20: 0.23325; 2020-21: 0.23325; 2021-22: 0.23325; 2022-23: 0.23325; 2023-24: 0.23325; 2024-25: 0.23325; 2025-26: 0.23325; 2026-27: 0.23044; 2027-28: 0.22884; 2028-29: 0.22712; 2029-30: 0.27465; 2030-31: 0.23216; 2031-32: 0.23971; 2032-33: 0.24393; 2033-34: 0.24856; 2034-35: 0.25994; 2035-36: 0.22577; 2036-37: 0.19716; 2037-38: 0.20436; 2038-39: 0.21599; 2039-40: 0.15835; 2040-41: 0.16043; 2041-42: 0.16487; 2042-43: 0.1682; 2043-44: 0.165; 2044-45: 0.17256; 2045-46: 0.14264; 2046-47: 0.14477; 2047-48: 0.13807; 2048-49: 0.13881; 2049-50: 0.13944
49BL | Available Headroom | 11BL - 45BL | Ml/d | 2 | 2019-20: 4.73; 2020-21: 4.74; 2021-22: 4.75; 2022-23: 4.75; 2023-24: 4.76; 2024-25: 4.77; 2025-26: 4.77; 2026-27: 4.74; 2027-28: 4.75; 2028-29: 4.73; 2029-30: 4.74; 2030-31: 4.72; 2031-32: 4.72; 2032-33: 4.71; 2033-34: 4.69; 2034-35: 4.68; 2035-36: 4.66; 2036-37: 4.66; 2037-38: 4.63; 2038-39: 4.62; 2039-40: 4.56; 2040-41: 4.54; 2041-42: -2.78; 2042-43: -2.81; 2043-44: -2.8699; 2044-45: -2.88; 2045-46: -2.93; 2046-47: -2.95; 2047-48: -3; 2048-49: -3.06; 2049-50: -3.1
49.1BL | Available non-potable balance (if applicable) | 1.1BL -12.1BL | Ml/d | 2 | 2019-20: 0; 2020-21: 0; 2021-22: 0; 2022-23: 0; 2023-24: 0; 2024-25: 0; 2025-26: 0; 2026-27: 0; 2027-28: 0; 2028-29: 0; 2029-30: 0; 2030-31: 0; 2031-32: 0; 2032-33: 0; 2033-34: 0; 2034-35: 0; 2035-36: 0; 2036-37: 0; 2037-38: 0; 2038-39: 0; 2039-40: 0; 2040-41: 0; 2041-42: 0; 2042-43: 0; 2043-44: 0; 2044-45: 0; 2045-46: 0; 2046-47: 0; 2047-48: 0; 2048-49: 0; 2049-50: 0
50BL | Supply Demand Balance |  | Ml/d | 2 | 2019-20: 4.4967; 2020-21: 4.5067; 2021-22: 4.5167; 2022-23: 4.5167; 2023-24: 4.5267; 2024-25: 4.5367; 2025-26: 4.5367; 2026-27: 4.5096; 2027-28: 4.5212; 2028-29: 4.5029; 2029-30: 4.4654; 2030-31: 4.4878; 2031-32: 4.4803; 2032-33: 4.4661; 2033-34: 4.4414; 2034-35: 4.4201; 2035-36: 4.4342; 2036-37: 4.4628; 2037-38: 4.4256; 2038-39: 4.404; 2039-40: 4.4017; 2040-41: 4.3796; 2041-42: -2.9449; 2042-43: -2.9782; 2043-44: -3.0349; 2044-45: -3.0526; 2045-46: -3.0726; 2046-47: -3.0948; 2047-48: -3.1381; 2048-49: -3.1988; 2049-50: -3.2394
Table 3e: DYCP - Final plan Options | Back to top of sheet
WRMP24 reference | Option type | Cat ID | Unit | Decimal places | 2019-20 | 2020-21 | 2021-22 | 2022-23 | 2023-24 | 2024-25 | 2025-26 | 2026-27 | 2027-28 | 2028-29 | 2029-30 | 2030-31 | 2031-32 | 2032-33 | 2033-34 | 2034-35 | 2035-36 | 2036-37 | 2037-38 | 2038-39 | 2039-40 | 2040-41 | 2041-42 | 2042-43 | 2043-44 | 2044-45 | 2045-46 | 2046-47 | 2047-48 | 2048-49 | 2049-50 | 2050-51 | 2051-52 | 2052-53 | 2053-54 | 2054-55 | 2055-56 | 2056-57 | 2057-58 | 2058-59 | 2059-60 | 2060-61 | 2061-62 | 2062-63 | 2063-64 | 2064-65 | 2065-66 | 2066-67 | 2067-68 | 2068-69 | 2069-70 | 2070-71 | 2071-72 | 2072-73 | 2073-74 | 2074-75 | 2075-76 | 2076-77 | 2077-78 | 2078-79 | 2079-80 | 2080-81 | 2081-82 | 2082-83 | 2083-84 | 2084-85 | 2085-86 | 2086-87 | 2087-88 | 2088-89 | 2089-90 | 2090-91 | 2091-92 | 2092-93 | 2093-94 | 2094-95 | 2095-96 | 2096-97 | 2097-98 | 2098-99 | 2099-100
1.11FP | Non potable supplies input reductions as -ve and increases as +ve | RSNPS | Ml/d | 2 | 2019-20: 0; 2020-21: 0; 2021-22: 0; 2022-23: 0; 2023-24: 0; 2024-25: 0; 2025-26: 0; 2026-27: 0; 2027-28: 0; 2028-29: 0; 2029-30: 0; 2030-31: 0; 2031-32: 0; 2032-33: 0; 2033-34: 0; 2034-35: 0; 2035-36: 0; 2036-37: 0; 2037-38: 0; 2038-39: 0; 2039-40: 0; 2040-41: 0; 2041-42: 0; 2042-43: 0; 2043-44: 0; 2044-45: 0; 2045-46: 0; 2046-47: 0; 2047-48: 0; 2048-49: 0; 2049-50: 0
2.1FP | Raw water imports | RSRWI | Ml/d | 2 | 2019-20: 0; 2020-21: 0; 2021-22: 0; 2022-23: 0; 2023-24: 0; 2024-25: 0; 2025-26: 0; 2026-27: 0; 2027-28: 0; 2028-29: 0; 2029-30: 0; 2030-31: 0; 2031-32: 0; 2032-33: 0; 2033-34: 0; 2034-35: 0; 2035-36: 0; 2036-37: 0; 2037-38: 0; 2038-39: 0; 2039-40: 0; 2040-41: 0; 2041-42: 0; 2042-43: 0; 2043-44: 0; 2044-45: 0; 2045-46: 0; 2046-47: 0; 2047-48: 0; 2048-49: 0; 2049-50: 0
3.1FP | Potable water imports input reductions as -ve | RSPWI | Ml/d | 2 | 2019-20: 0; 2020-21: 0; 2021-22: 0; 2022-23: 0; 2023-24: 0; 2024-25: 0; 2025-26: 0; 2026-27: 0; 2027-28: 0; 2028-29: 0; 2029-30: 0; 2030-31: 0.27; 2031-32: 0.27; 2032-33: 0.27; 2033-34: 0.27; 2034-35: 0.27; 2035-36: 0.27; 2036-37: 0.27; 2037-38: 0.27; 2038-39: 0.27; 2039-40: 0.27; 2040-41: 0.27; 2041-42: 2.72; 2042-43: 2.73; 2043-44: 2.735; 2044-45: 2.63; 2045-46: 2.62; 2046-47: 2.63; 2047-48: 2.65; 2048-49: 2.65; 2049-50: 2.66
4.1FP | Raw water exports input reductions as +ve and increases as -ve | RSRWE | Ml/d | 2 | 2019-20: 0; 2020-21: 0; 2021-22: 0; 2022-23: 0; 2023-24: 0; 2024-25: 0; 2025-26: 0; 2026-27: 0; 2027-28: 0; 2028-29: 0; 2029-30: 0; 2030-31: 0; 2031-32: 0; 2032-33: 0; 2033-34: 0; 2034-35: 0; 2035-36: 0; 2036-37: 0; 2037-38: 0; 2038-39: 0; 2039-40: 0; 2040-41: 0; 2041-42: 0; 2042-43: 0; 2043-44: 0; 2044-45: 0; 2045-46: 0; 2046-47: 0; 2047-48: 0; 2048-49: 0; 2049-50: 0
5.1FP | Potable water exports input reductions as +ve and increases as -ve | RSPWE | Ml/d | 2 | 2019-20: 0; 2020-21: 0; 2021-22: 0; 2022-23: 0; 2023-24: 0; 2024-25: 0; 2025-26: 0; 2026-27: 0; 2027-28: 0; 2028-29: 0; 2029-30: 0; 2030-31: -0.34; 2031-32: -0.34; 2032-33: -0.34; 2033-34: -0.34; 2034-35: -0.34; 2035-36: -0.34; 2036-37: -0.34; 2037-38: -0.34; 2038-39: -0.34; 2039-40: -0.34; 2040-41: -0.34; 2041-42: -0.34; 2042-43: -0.34; 2043-44: -0.335; 2044-45: -0.34; 2045-46: -0.34; 2046-47: -0.34; 2047-48: -0.34; 2048-49: -0.34; 2049-50: -0.34
6.2FP | DO benefit from increase raw water abstractions | RSRWA | Ml/d | 2 | 2019-20: 0; 2020-21: 0; 2021-22: 0; 2022-23: 0; 2023-24: 0; 2024-25: 0; 2025-26: 0; 2026-27: 0; 2027-28: 0; 2028-29: 0; 2029-30: 0; 2030-31: 0; 2031-32: 0; 2032-33: 0; 2033-34: 0; 2034-35: 0; 2035-36: 0; 2036-37: 0; 2037-38: 0; 2038-39: 0; 2039-40: 0; 2040-41: 0; 2041-42: 0; 2042-43: 0; 2043-44: 0; 2044-45: 0; 2045-46: 0; 2046-47: 0; 2047-48: 0; 2048-49: 0; 2049-50: 0
6.3FP | Other options to increase deployable output | RSIPO | Ml/d | 2 | 2019-20: 0; 2020-21: 0; 2021-22: 0; 2022-23: 0; 2023-24: 0; 2024-25: 0; 2025-26: 0; 2026-27: 0; 2027-28: 0; 2028-29: 0; 2029-30: 0; 2030-31: 0; 2031-32: 0; 2032-33: 0; 2033-34: 0; 2034-35: 0; 2035-36: 0; 2036-37: 0; 2037-38: 0; 2038-39: 0; 2039-40: 0; 2040-41: 0; 2041-42: 0; 2042-43: 0; 2043-44: 0; 2044-45: 0; 2045-46: 0; 2046-47: 0; 2047-48: 0; 2048-49: 0; 2049-50: 0
7.01FP | DO benefit from supply side drought measures | RSDPS | Ml/d | 2 | 2019-20: 0; 2020-21: 0; 2021-22: 0; 2022-23: 0; 2023-24: 0; 2024-25: 0; 2025-26: 0; 2026-27: 0; 2027-28: 0; 2028-29: 0; 2029-30: 0; 2030-31: 0; 2031-32: 0; 2032-33: 0; 2033-34: 0; 2034-35: 0; 2035-36: 0; 2036-37: 0; 2037-38: 0; 2038-39: 0; 2039-40: 0; 2040-41: 0; 2041-42: 0; 2042-43: 0; 2043-44: 0; 2044-45: 0; 2045-46: 0; 2046-47: 0; 2047-48: 0; 2048-49: 0; 2049-50: 0
7.02FP | DO benefit from demand side drought measures | RSDPD | Ml/d | 2 | 2019-20: 0; 2020-21: 0; 2021-22: 0; 2022-23: 0; 2023-24: 0; 2024-25: 0; 2025-26: 0; 2026-27: 0; 2027-28: 0; 2028-29: 0; 2029-30: 0; 2030-31: 0; 2031-32: 0; 2032-33: 0; 2033-34: 0; 2034-35: 0; 2035-36: 0; 2036-37: 0; 2037-38: 0; 2038-39: 0; 2039-40: 0; 2040-41: 0; 2041-42: 0; 2042-43: 0; 2043-44: 0; 2044-45: 0; 2045-46: 0; 2046-47: 0; 2047-48: 0; 2048-49: 0; 2049-50: 0
8.1FP | Reduce raw water losses and operational use input as -ve | RSLOU | Ml/d | 2 | 2019-20: 0; 2020-21: 0; 2021-22: 0; 2022-23: 0; 2023-24: 0; 2024-25: 0; 2025-26: 0; 2026-27: 0; 2027-28: 0; 2028-29: 0; 2029-30: 0; 2030-31: 0; 2031-32: 0; 2032-33: 0; 2033-34: 0; 2034-35: 0; 2035-36: 0; 2036-37: 0; 2037-38: 0; 2038-39: 0; 2039-40: 0; 2040-41: 0; 2041-42: 0; 2042-43: 0; 2043-44: 0; 2044-45: 0; 2045-46: 0; 2046-47: 0; 2047-48: 0; 2048-49: 0; 2049-50: 0
8.2FP | Reduce treatment works losses input as -ve | PSTWL | Ml/d | 2 | 2019-20: 0; 2020-21: 0; 2021-22: 0; 2022-23: 0; 2023-24: 0; 2024-25: 0; 2025-26: 0; 2026-27: 0; 2027-28: 0; 2028-29: 0; 2029-30: 0; 2030-31: 0; 2031-32: 0; 2032-33: 0; 2033-34: 0; 2034-35: 0; 2035-36: 0; 2036-37: 0; 2037-38: 0; 2038-39: 0; 2039-40: 0; 2040-41: 0; 2041-42: 0; 2042-43: 0; 2043-44: 0; 2044-45: 0; 2045-46: 0; 2046-47: 0; 2047-48: 0; 2048-49: 0; 2049-50: 0
9.1FP | Reduce outages input as -ve | PSROU | Ml/d | 2 | 2019-20: 0; 2020-21: 0; 2021-22: 0; 2022-23: 0; 2023-24: 0; 2024-25: 0; 2025-26: 0; 2026-27: 0; 2027-28: 0; 2028-29: 0; 2029-30: 0; 2030-31: 0; 2031-32: 0; 2032-33: 0; 2033-34: 0; 2034-35: 0; 2035-36: 0; 2036-37: 0; 2037-38: 0; 2038-39: 0; 2039-40: 0; 2040-41: 0; 2041-42: 0; 2042-43: 0; 2043-44: 0; 2044-45: 0; 2045-46: 0; 2046-47: 0; 2047-48: 0; 2048-49: 0; 2049-50: 0
12.2FP | Change volume delivered to measured non households input reductions as -ve, line to include both measured non-household consumption and USPL options | CVMNH | Ml/d | 2 | 2019-20: 0; 2020-21: 0; 2021-22: 0; 2022-23: 0; 2023-24: 0; 2024-25: 0; 2025-26: 0; 2026-27: 0; 2027-28: 0; 2028-29: 0; 2029-30: -0.01; 2030-31: -0.02; 2031-32: -0.03; 2032-33: -0.04; 2033-34: -0.05; 2034-35: -0.07; 2035-36: -0.08; 2036-37: -0.09; 2037-38: -0.1; 2038-39: -0.11; 2039-40: -0.12; 2040-41: -0.13; 2041-42: -0.14; 2042-43: -0.15; 2043-44: -0.16; 2044-45: -0.17; 2045-46: -0.18; 2046-47: -0.19; 2047-48: -0.2; 2048-49: -0.21; 2049-50: -0.23
13.1FP | Change volume delivered to unmeasured non households input reductions as -ve, line to include both unmeasured non-household consumption and USPL options | CVUNH | Ml/d | 2 | 2019-20: 0; 2020-21: 0; 2021-22: 0; 2022-23: 0; 2023-24: 0; 2024-25: 0; 2025-26: 0; 2026-27: 0; 2027-28: 0; 2028-29: 0; 2029-30: 0; 2030-31: 0; 2031-32: 0; 2032-33: 0; 2033-34: 0; 2034-35: 0; 2035-36: 0; 2036-37: 0; 2037-38: 0; 2038-39: 0; 2039-40: 0; 2040-41: 0; 2041-42: 0; 2042-43: 0; 2043-44: 0; 2044-45: 0; 2045-46: 0; 2046-47: 0; 2047-48: 0; 2048-49: 0; 2049-50: 0
14.1FP | Change volume delivered to measured households input reductions as -ve, line to include both measured household consumption and USPL options | CVMHH | Ml/d | 2 | 2019-20: 0; 2020-21: 0; 2021-22: 0; 2022-23: 0; 2023-24: 0; 2024-25: 0; 2025-26: -0.01; 2026-27: -0.01; 2027-28: -0.02; 2028-29: -0.03; 2029-30: -0.17; 2030-31: -0.2; 2031-32: -0.22; 2032-33: -0.23; 2033-34: -0.24; 2034-35: -0.27; 2035-36: -0.29; 2036-37: -0.31; 2037-38: -0.33; 2038-39: -0.35; 2039-40: -0.38; 2040-41: -0.39; 2041-42: -0.41; 2042-43: -0.43; 2043-44: -0.44; 2044-45: -0.45; 2045-46: -0.46; 2046-47: -0.47; 2047-48: -0.48; 2048-49: -0.49; 2049-50: -0.5
15.1FP | Change volume delivered to unmeasured households input reductions as -ve, line to include both unmeasured household consumption and USPL options | CVUHH | Ml/d | 2 | 2019-20: 0; 2020-21: 0; 2021-22: 0; 2022-23: 0; 2023-24: 0; 2024-25: 0; 2025-26: 0; 2026-27: 0; 2027-28: 0; 2028-29: 0; 2029-30: 0; 2030-31: 0; 2031-32: 0; 2032-33: 0; 2033-34: 0; 2034-35: 0; 2035-36: 0; 2036-37: 0; 2037-38: 0; 2038-39: 0; 2039-40: 0; 2040-41: 0; 2041-42: 0; 2042-43: 0; 2043-44: 0; 2044-45: 0; 2045-46: 0; 2046-47: 0; 2047-48: 0; 2048-49: 0; 2049-50: 0
21.1FP | Options to reduce water taken unbilled input as -ve | CSWTU | Ml/d | 2 | 2019-20: 0; 2020-21: 0; 2021-22: 0; 2022-23: 0; 2023-24: 0; 2024-25: 0; 2025-26: 0; 2026-27: 0; 2027-28: 0; 2028-29: 0; 2029-30: 0; 2030-31: 0; 2031-32: 0; 2032-33: 0; 2033-34: 0; 2034-35: 0; 2035-36: 0; 2036-37: 0; 2037-38: 0; 2038-39: 0; 2039-40: 0; 2040-41: 0; 2041-42: 0; 2042-43: 0; 2043-44: 0; 2044-45: 0; 2045-46: 0; 2046-47: 0; 2047-48: 0; 2048-49: 0; 2049-50: 0
22.1FP | Reduce distribution system operational use (DSOU) input as -ve | DSDOU | Ml/d | 2 | 2019-20: 0; 2020-21: 0; 2021-22: 0; 2022-23: 0; 2023-24: 0; 2024-25: 0; 2025-26: 0; 2026-27: 0; 2027-28: 0; 2028-29: 0; 2029-30: 0; 2030-31: 0; 2031-32: 0; 2032-33: 0; 2033-34: 0; 2034-35: 0; 2035-36: 0; 2036-37: 0; 2037-38: 0; 2038-39: 0; 2039-40: 0; 2040-41: 0; 2041-42: 0; 2042-43: 0; 2043-44: 0; 2044-45: 0; 2045-46: 0; 2046-47: 0; 2047-48: 0; 2048-49: 0; 2049-50: 0
23.1FP | Options impacting on measured Non Household - USPL input reductions as -ve | CUMNH | Ml/d | 2 | 2019-20: 0; 2020-21: 0; 2021-22: 0; 2022-23: 0; 2023-24: 0; 2024-25: 0; 2025-26: 0; 2026-27: 0; 2027-28: 0; 2028-29: 0; 2029-30: 0; 2030-31: 0; 2031-32: 0; 2032-33: 0; 2033-34: 0; 2034-35: 0; 2035-36: 0; 2036-37: 0; 2037-38: 0; 2038-39: 0; 2039-40: 0; 2040-41: 0; 2041-42: 0; 2042-43: 0; 2043-44: 0; 2044-45: 0; 2045-46: 0; 2046-47: 0; 2047-48: 0; 2048-49: 0; 2049-50: 0
24.1FP | Options impacting on unmeasured Non Household - USPL input reductions as -ve | CUUNH | Ml/d | 2 | 2019-20: 0; 2020-21: 0; 2021-22: 0; 2022-23: 0; 2023-24: 0; 2024-25: 0; 2025-26: 0; 2026-27: 0; 2027-28: 0; 2028-29: 0; 2029-30: 0; 2030-31: 0; 2031-32: 0; 2032-33: 0; 2033-34: 0; 2034-35: 0; 2035-36: 0; 2036-37: 0; 2037-38: 0; 2038-39: 0; 2039-40: 0; 2040-41: 0; 2041-42: 0; 2042-43: 0; 2043-44: 0; 2044-45: 0; 2045-46: 0; 2046-47: 0; 2047-48: 0; 2048-49: 0; 2049-50: 0
25.1FP | Options impacting on measured Household - USPL input reductions as -ve | CUMHH | Ml/d | 2 | 2019-20: 0; 2020-21: 0; 2021-22: 0; 2022-23: 0; 2023-24: 0; 2024-25: 0; 2025-26: 0; 2026-27: 0; 2027-28: 0; 2028-29: 0; 2029-30: -0.02; 2030-31: -0.03; 2031-32: -0.03; 2032-33: -0.03; 2033-34: -0.03; 2034-35: -0.03; 2035-36: -0.03; 2036-37: -0.03; 2037-38: -0.03; 2038-39: -0.03; 2039-40: -0.03; 2040-41: -0.03; 2041-42: -0.03; 2042-43: -0.03; 2043-44: -0.03; 2044-45: -0.03; 2045-46: -0.03; 2046-47: -0.03; 2047-48: -0.03; 2048-49: -0.04; 2049-50: -0.04
26.1FP | Options impacting on unmeasured Household - USPL input reductions as -ve | CUUHH | Ml/d | 2 | 2019-20: 0; 2020-21: 0; 2021-22: 0; 2022-23: 0; 2023-24: 0; 2024-25: 0; 2025-26: 0; 2026-27: 0; 2027-28: 0; 2028-29: 0; 2029-30: 0; 2030-31: 0; 2031-32: 0; 2032-33: 0; 2033-34: 0; 2034-35: 0; 2035-36: 0; 2036-37: 0; 2037-38: 0; 2038-39: 0; 2039-40: 0; 2040-41: 0; 2041-42: 0; 2042-43: 0; 2043-44: 0; 2044-45: 0; 2045-46: 0; 2046-47: 0; 2047-48: 0; 2048-49: 0; 2049-50: 0
27.1FP | Options impacting on Void properties - USPL input reductions as -ve | CUVPP | Ml/d | 2 | 2019-20: 0; 2020-21: 0; 2021-22: 0; 2022-23: 0; 2023-24: 0; 2024-25: 0; 2025-26: 0; 2026-27: 0; 2027-28: 0; 2028-29: 0; 2029-30: 0; 2030-31: 0; 2031-32: 0; 2032-33: 0; 2033-34: 0; 2034-35: 0; 2035-36: 0; 2036-37: 0; 2037-38: 0; 2038-39: 0; 2039-40: 0; 2040-41: 0; 2041-42: 0; 2042-43: 0; 2043-44: 0; 2044-45: 0; 2045-46: 0; 2046-47: 0; 2047-48: 0; 2048-49: 0; 2049-50: 0
28.1FP | Reduce distribution losses input as -ve | DSRDL | Ml/d | 2 | 2019-20: 0; 2020-21: 0; 2021-22: 0; 2022-23: 0; 2023-24: 0; 2024-25: 0; 2025-26: 0; 2026-27: 0; 2027-28: 0; 2028-29: 0; 2029-30: 0; 2030-31: 0; 2031-32: -0.01; 2032-33: -0.01; 2033-34: -0.01; 2034-35: -0.01; 2035-36: -0.01; 2036-37: -0.01; 2037-38: -0.01; 2038-39: -0.01; 2039-40: -0.01; 2040-41: -0.01; 2041-42: -0.01; 2042-43: -0.03; 2043-44: -0.03; 2044-45: -0.14; 2045-46: -0.14; 2046-47: -0.15; 2047-48: -0.15; 2048-49: -0.18; 2049-50: -0.18
Table 3f: DYCP - Final plan | Back to top of sheet
WRMP24 reference | Component | Derivation | Unit | Decimal places | 2019-20 | 2020-21 | 2021-22 | 2022-23 | 2023-24 | 2024-25 | 2025-26 | 2026-27 | 2027-28 | 2028-29 | 2029-30 | 2030-31 | 2031-32 | 2032-33 | 2033-34 | 2034-35 | 2035-36 | 2036-37 | 2037-38 | 2038-39 | 2039-40 | 2040-41 | 2041-42 | 2042-43 | 2043-44 | 2044-45 | 2045-46 | 2046-47 | 2047-48 | 2048-49 | 2049-50 | 2050-51 | 2051-52 | 2052-53 | 2053-54 | 2054-55 | 2055-56 | 2056-57 | 2057-58 | 2058-59 | 2059-60 | 2060-61 | 2061-62 | 2062-63 | 2063-64 | 2064-65 | 2065-66 | 2066-67 | 2067-68 | 2068-69 | 2069-70 | 2070-71 | 2071-72 | 2072-73 | 2073-74 | 2074-75 | 2075-76 | 2076-77 | 2077-78 | 2078-79 | 2079-80 | 2080-81 | 2081-82 | 2082-83 | 2083-84 | 2084-85 | 2085-86 | 2086-87 | 2087-88 | 2088-89 | 2089-90 | 2090-91 | 2091-92 | 2092-93 | 2093-94 | 2094-95 | 2095-96 | 2096-97 | 2097-98 | 2098-99 | 2099-100
1FP | Raw water abstracted | Input | Ml/d | 2
1.1FP | Non-potable water supplies | 1.1BL + 1.11FP | Ml/d | 2 | 2019-20: 0; 2020-21: 0; 2021-22: 0; 2022-23: 0; 2023-24: 0; 2024-25: 0; 2025-26: 0; 2026-27: 0; 2027-28: 0; 2028-29: 0; 2029-30: 0; 2030-31: 0; 2031-32: 0; 2032-33: 0; 2033-34: 0; 2034-35: 0; 2035-36: 0; 2036-37: 0; 2037-38: 0; 2038-39: 0; 2039-40: 0; 2040-41: 0; 2041-42: 0; 2042-43: 0; 2043-44: 0; 2044-45: 0; 2045-46: 0; 2046-47: 0; 2047-48: 0; 2048-49: 0; 2049-50: 0
2FP | Raw water imported | 2BL + 2.1FP | Ml/d | 2 | 2019-20: 0; 2020-21: 0; 2021-22: 0; 2022-23: 0; 2023-24: 0; 2024-25: 0; 2025-26: 0; 2026-27: 0; 2027-28: 0; 2028-29: 0; 2029-30: 0; 2030-31: 0; 2031-32: 0; 2032-33: 0; 2033-34: 0; 2034-35: 0; 2035-36: 0; 2036-37: 0; 2037-38: 0; 2038-39: 0; 2039-40: 0; 2040-41: 0; 2041-42: 0; 2042-43: 0; 2043-44: 0; 2044-45: 0; 2045-46: 0; 2046-47: 0; 2047-48: 0; 2048-49: 0; 2049-50: 0
3FP | Potable water imported | 3BL + 3.1FP | Ml/d | 2 | 2019-20: 0; 2020-21: 0; 2021-22: 0; 2022-23: 0; 2023-24: 0; 2024-25: 0; 2025-26: 0; 2026-27: 0; 2027-28: 0; 2028-29: 0; 2029-30: 0; 2030-31: 0.27; 2031-32: 0.27; 2032-33: 0.27; 2033-34: 0.27; 2034-35: 0.27; 2035-36: 0.27; 2036-37: 0.27; 2037-38: 0.27; 2038-39: 0.27; 2039-40: 0.27; 2040-41: 0.27; 2041-42: 2.72; 2042-43: 2.73; 2043-44: 2.735; 2044-45: 2.63; 2045-46: 2.62; 2046-47: 2.63; 2047-48: 2.65; 2048-49: 2.65; 2049-50: 2.66
4FP | Raw water exported enter as -ve | 4BL + 4.1FP | Ml/d | 2 | 2019-20: 0; 2020-21: 0; 2021-22: 0; 2022-23: 0; 2023-24: 0; 2024-25: 0; 2025-26: 0; 2026-27: 0; 2027-28: 0; 2028-29: 0; 2029-30: 0; 2030-31: 0; 2031-32: 0; 2032-33: 0; 2033-34: 0; 2034-35: 0; 2035-36: 0; 2036-37: 0; 2037-38: 0; 2038-39: 0; 2039-40: 0; 2040-41: 0; 2041-42: 0; 2042-43: 0; 2043-44: 0.0001; 2044-45: 0; 2045-46: 0; 2046-47: 0; 2047-48: 0; 2048-49: 0; 2049-50: 0
5FP | Potable water exported enter as -ve | 5BL + 5.1FP | Ml/d | 2 | 2019-20: 0; 2020-21: 0; 2021-22: 0; 2022-23: 0; 2023-24: 0; 2024-25: 0; 2025-26: 0; 2026-27: 0; 2027-28: 0; 2028-29: 0; 2029-30: 0; 2030-31: -0.34; 2031-32: -0.34; 2032-33: -0.34; 2033-34: -0.34; 2034-35: -0.34; 2035-36: -0.34; 2036-37: -0.34; 2037-38: -0.34; 2038-39: -0.34; 2039-40: -0.34; 2040-41: -0.34; 2041-42: -0.34; 2042-43: -0.34; 2043-44: -0.335; 2044-45: -0.34; 2045-46: -0.34; 2046-47: -0.34; 2047-48: -0.34; 2048-49: -0.34; 2049-50: -0.34
6.1FP | Deployable Output post forecast changes | 6.1BL + 6.2FP + 6.3FP +7.01FP +7.02FP | Ml/d | 2 | 2019-20: 10.05; 2020-21: 10.05; 2021-22: 10.05; 2022-23: 10.05; 2023-24: 10.05; 2024-25: 10.05; 2025-26: 10.05; 2026-27: 10.05; 2027-28: 10.05; 2028-29: 10.05; 2029-30: 10.05; 2030-31: 10.05; 2031-32: 10.05; 2032-33: 10.05; 2033-34: 10.05; 2034-35: 10.05; 2035-36: 10.05; 2036-37: 10.05; 2037-38: 10.05; 2038-39: 10.05; 2039-40: 10.05; 2040-41: 10.05; 2041-42: 2.76; 2042-43: 2.76; 2043-44: 2.76; 2044-45: 2.76; 2045-46: 2.76; 2046-47: 2.76; 2047-48: 2.76; 2048-49: 2.76; 2049-50: 2.76
8FP | Raw water losses, treatment works losses and operational use | 8BL + 8.1FP + 8.2FP | Ml/d | 2 | 2019-20: 0.38; 2020-21: 0.38; 2021-22: 0.38; 2022-23: 0.38; 2023-24: 0.38; 2024-25: 0.38; 2025-26: 0.38; 2026-27: 0.38; 2027-28: 0.38; 2028-29: 0.38; 2029-30: 0.38; 2030-31: 0.38; 2031-32: 0.38; 2032-33: 0.38; 2033-34: 0.38; 2034-35: 0.38; 2035-36: 0.38; 2036-37: 0.38; 2037-38: 0.38; 2038-39: 0.38; 2039-40: 0.38; 2040-41: 0.38; 2041-42: 0.38; 2042-43: 0.38; 2043-44: 0.38; 2044-45: 0.38; 2045-46: 0.38; 2046-47: 0.38; 2047-48: 0.38; 2048-49: 0.38; 2049-50: 0.38
9FP | Total Outage Allowance | 9BL + 9.1FP | Ml/d | 2 | 2019-20: 0.06; 2020-21: 0.06; 2021-22: 0.06; 2022-23: 0.06; 2023-24: 0.06; 2024-25: 0.06; 2025-26: 0.06; 2026-27: 0.06; 2027-28: 0.06; 2028-29: 0.06; 2029-30: 0.06; 2030-31: 0.06; 2031-32: 0.06; 2032-33: 0.06; 2033-34: 0.06; 2034-35: 0.06; 2035-36: 0.06; 2036-37: 0.06; 2037-38: 0.06; 2038-39: 0.06; 2039-40: 0.06; 2040-41: 0.06; 2041-42: 0.06; 2042-43: 0.06; 2043-44: 0.06; 2044-45: 0.06; 2045-46: 0.06; 2046-47: 0.06; 2047-48: 0.06; 2048-49: 0.06; 2049-50: 0.06
10FP | Water Available For Use (own sources) | (6.1FP) - (8FP + 9FP) | Ml/d | 2 | 2019-20: 9.61; 2020-21: 9.61; 2021-22: 9.61; 2022-23: 9.61; 2023-24: 9.61; 2024-25: 9.61; 2025-26: 9.61; 2026-27: 9.61; 2027-28: 9.61; 2028-29: 9.61; 2029-30: 9.61; 2030-31: 9.61; 2031-32: 9.61; 2032-33: 9.61; 2033-34: 9.61; 2034-35: 9.61; 2035-36: 9.61; 2036-37: 9.61; 2037-38: 9.61; 2038-39: 9.61; 2039-40: 9.61; 2040-41: 9.61; 2041-42: 2.32; 2042-43: 2.32; 2043-44: 2.32; 2044-45: 2.32; 2045-46: 2.32; 2046-47: 2.32; 2047-48: 2.32; 2048-49: 2.32; 2049-50: 2.32
11FP | Total Water Available For Use | 10FP + sum (2FP:5FP) | Ml/d | 2 | 2019-20: 9.61; 2020-21: 9.61; 2021-22: 9.61; 2022-23: 9.61; 2023-24: 9.61; 2024-25: 9.61; 2025-26: 9.61; 2026-27: 9.61; 2027-28: 9.61; 2028-29: 9.61; 2029-30: 9.61; 2030-31: 9.54; 2031-32: 9.54; 2032-33: 9.54; 2033-34: 9.54; 2034-35: 9.54; 2035-36: 9.54; 2036-37: 9.54; 2037-38: 9.54; 2038-39: 9.54; 2039-40: 9.54; 2040-41: 9.54; 2041-42: 4.7; 2042-43: 4.71; 2043-44: 4.7201; 2044-45: 4.61; 2045-46: 4.6; 2046-47: 4.61; 2047-48: 4.63; 2048-49: 4.63; 2049-50: 4.64
12FP | Water delivered measured non-household | 12BL + 12.2FP | Ml/d | 2 | 2019-20: 1.75; 2020-21: 1.76; 2021-22: 1.76; 2022-23: 1.77; 2023-24: 1.77; 2024-25: 1.78; 2025-26: 1.78; 2026-27: 1.79; 2027-28: 1.79; 2028-29: 1.8; 2029-30: 1.79; 2030-31: 1.79; 2031-32: 1.78; 2032-33: 1.78; 2033-34: 1.78; 2034-35: 1.77; 2035-36: 1.77; 2036-37: 1.76; 2037-38: 1.76; 2038-39: 1.76; 2039-40: 1.77; 2040-41: 1.77; 2041-42: 1.78; 2042-43: 1.78; 2043-44: 1.79; 2044-45: 1.8; 2045-46: 1.81; 2046-47: 1.82; 2047-48: 1.83; 2048-49: 1.85; 2049-50: 1.85
12.1FP | Non-potable water consumption | Input | Ml/d | 2
13FP | Water delivered unmeasured non-household | 13BL + 13.1FP | Ml/d | 2 | 2019-20: 0.01; 2020-21: 0.01; 2021-22: 0.01; 2022-23: 0.01; 2023-24: 0.01; 2024-25: 0.01; 2025-26: 0.01; 2026-27: 0.01; 2027-28: 0.01; 2028-29: 0.01; 2029-30: 0.01; 2030-31: 0.01; 2031-32: 0.01; 2032-33: 0.01; 2033-34: 0.01; 2034-35: 0.01; 2035-36: 0.01; 2036-37: 0.01; 2037-38: 0.01; 2038-39: 0.01; 2039-40: 0.01; 2040-41: 0.01; 2041-42: 0.01; 2042-43: 0.01; 2043-44: 0.01; 2044-45: 0.01; 2045-46: 0.01; 2046-47: 0.01; 2047-48: 0.01; 2048-49: 0.01; 2049-50: 0.01
14FP | Water delivered measured household | 14BL + 14.1FP | Ml/d | 2 | 2019-20: 1.61; 2020-21: 1.67; 2021-22: 1.73; 2022-23: 1.79; 2023-24: 1.86; 2024-25: 1.92; 2025-26: 1.96; 2026-27: 2.02; 2027-28: 2.06; 2028-29: 2.1; 2029-30: 2; 2030-31: 2.01; 2031-32: 2.03; 2032-33: 2.06; 2033-34: 2.1; 2034-35: 2.11; 2035-36: 2.13; 2036-37: 2.16; 2037-38: 2.16; 2038-39: 2.15; 2039-40: 2.15; 2040-41: 2.15; 2041-42: 2.15; 2042-43: 2.14; 2043-44: 2.15; 2044-45: 2.16; 2045-46: 2.17; 2046-47: 2.17; 2047-48: 2.18; 2048-49: 2.19; 2049-50: 2.2
15FP | Water delivered unmeasured household | 15BL + 15.1FP | Ml/d | 2 | 2019-20: 0.87; 2020-21: 0.8; 2021-22: 0.74; 2022-23: 0.68; 2023-24: 0.61; 2024-25: 0.55; 2025-26: 0.5; 2026-27: 0.45; 2027-28: 0.4; 2028-29: 0.36; 2029-30: 0.31; 2030-31: 0.27; 2031-32: 0.23; 2032-33: 0.19; 2033-34: 0.15; 2034-35: 0.11; 2035-36: 0.08; 2036-37: 0.03; 2037-38: 0.03; 2038-39: 0.03; 2039-40: 0.03; 2040-41: 0.03; 2041-42: 0.03; 2042-43: 0.03; 2043-44: 0.03; 2044-45: 0.03; 2045-46: 0.03; 2046-47: 0.03; 2047-48: 0.03; 2048-49: 0.03; 2049-50: 0.03
16FP | Percentage of consumption driven by climate change | 16BL | % | 1 | 2019-20: 0%; 2020-21: 0%; 2021-22: 0%; 2022-23: 0.1%; 2023-24: 0.1%; 2024-25: 0.1%; 2025-26: 0.1%; 2026-27: 0.1%; 2027-28: 0.1%; 2028-29: 0.2%; 2029-30: 0.2%; 2030-31: 0.2%; 2031-32: 0.2%; 2032-33: 0.3%; 2033-34: 0.3%; 2034-35: 0.3%; 2035-36: 0.4%; 2036-37: 0.4%; 2037-38: 0.4%; 2038-39: 0.5%; 2039-40: 0.5%; 2040-41: 0.6%; 2041-42: 0.6%; 2042-43: 0.6%; 2043-44: 0.7%; 2044-45: 0.7%; 2045-46: 0.8%; 2046-47: 0.8%; 2047-48: 0.8%; 2048-49: 0.8%; 2049-50: 0.9%
17FP | Volume of consumption driven by climate change | 16FP * (12FP + sum(13FP:15FP) - sum (23FP:26FP)) | Ml/d | 2 | 2019-20: 0; 2020-21: 0; 2021-22: 0; 2022-23: 0.00416; 2023-24: 0.00416; 2024-25: 0.00416; 2025-26: 0.00416; 2026-27: 0.00418; 2027-28: 0.00417; 2028-29: 0.00836; 2029-30: 0.00808; 2030-31: 0.00804; 2031-32: 0.00798; 2032-33: 0.01194; 2033-34: 0.01194; 2034-35: 0.01185; 2035-36: 0.01576; 2036-37: 0.0156; 2037-38: 0.0156; 2038-39: 0.01945; 2039-40: 0.0195; 2040-41: 0.0234; 2041-42: 0.02346; 2042-43: 0.0234; 2043-44: 0.02744; 2044-45: 0.02758; 2045-46: 0.03168; 2046-47: 0.03176; 2047-48: 0.03192; 2048-49: 0.03224; 2049-50: 0.03636
18FP | Measured Household - PCC | ((14FP - 25FP) * 1,000,000) / (39FP * 1000) | l/h/d | 1 | 2019-20: 176.1364; 2020-21: 175.6683; 2021-22: 175.8265; 2022-23: 175.6524; 2023-24: 176.3323; 2024-25: 174.9244; 2025-26: 174.1294; 2026-27: 174.9036; 2027-28: 174.4237; 2028-29: 174.3836; 2029-30: 163.7131; 2030-31: 162.7366; 2031-32: 161.8573; 2032-33: 161.8748; 2033-34: 162.5823; 2034-35: 160.9249; 2035-36: 160.0985; 2036-37: 159.2477; 2037-38: 158.6582; 2038-39: 157.2611; 2039-40: 156.484; 2040-41: 155.7377; 2041-42: 154.9526; 2042-43: 153.381; 2043-44: 153.282; 2044-45: 153.1505; 2045-46: 153.0316; 2046-47: 152.1818; 2047-48: 152.004; 2048-49: 152.5194; 2049-50: 152.2986
19FP | Unmeasured Household - PCC | ((15FP - 26FP) * 1,000,000) / (40FP * 1000) | l/h/d | 1 | 2019-20: 276.3903; 2020-21: 273.5781; 2021-22: 271.2127; 2022-23: 276.2431; 2023-24: 272.045; 2024-25: 271.1157; 2025-26: 275.0716; 2026-27: 272.1519; 2027-28: 267.7942; 2028-29: 269.2003; 2029-30: 269.7842; 2030-31: 269.4301; 2031-32: 267.6399; 2032-33: 263.5432; 2033-34: 256.8807; 2034-35: 268.9487; 2035-36: 296.2963; 2036-37: 245.9016; 2037-38: 247.9339; 2038-39: 247.9339; 2039-40: 247.9339; 2040-41: 247.9339; 2041-42: 247.9339; 2042-43: 247.9339; 2043-44: 247.9339; 2044-45: 247.9339; 2045-46: 247.9339; 2046-47: 247.9339; 2047-48: 247.9339; 2048-49: 247.9339; 2049-50: 247.9339
20FP | Average Household - PCC | (((14FP - 25FP) + (15FP - 26FP)) * 1,000,000)/ ((39FP + 40FP) * 1,000) | l/h/d | 1 | 2019-20: 201.6436; 2020-21: 198.4426; 2021-22: 196.2083; 2022-23: 195.05; 2023-24: 192.8687; 2024-25: 189.6911; 2025-26: 188.1102; 2026-27: 186.9746; 2027-28: 184.7521; 2028-29: 183.664; 2029-30: 172.8128; 2030-31: 170.6511; 2031-32: 168.5178; 2032-33: 167.1756; 2033-34: 166.4893; 2034-35: 164.2695; 2035-36: 162.8714; 2036-37: 160.0421; 2037-38: 159.4669; 2038-39: 158.0792; 2039-40: 157.305; 2040-41: 156.5616; 2041-42: 155.7793; 2042-43: 154.2172; 2043-44: 154.1146; 2044-45: 153.9796; 2045-46: 153.8572; 2046-47: 153.0102; 2047-48: 152.8291; 2048-49: 153.3352; 2049-50: 153.1114
21FP | Water taken unbilled | 21BL + 21.1FP | Ml/d | 2 | 2019-20: 0.08; 2020-21: 0.08; 2021-22: 0.08; 2022-23: 0.08; 2023-24: 0.08; 2024-25: 0.07; 2025-26: 0.07; 2026-27: 0.08; 2027-28: 0.07; 2028-29: 0.07; 2029-30: 0.07; 2030-31: 0.08; 2031-32: 0.08; 2032-33: 0.08; 2033-34: 0.08; 2034-35: 0.08; 2035-36: 0.08; 2036-37: 0.08; 2037-38: 0.08; 2038-39: 0.07; 2039-40: 0.08; 2040-41: 0.08; 2041-42: 0.07; 2042-43: 0.08; 2043-44: 0.1; 2044-45: 0.07; 2045-46: 0.08; 2046-47: 0.07; 2047-48: 0.08; 2048-49: 0.09; 2049-50: 0.09
22FP | Distribution system operational use | 22BL + 22.1FP | Ml/d | 2 | 2019-20: 0.02; 2020-21: 0.02; 2021-22: 0.02; 2022-23: 0.02; 2023-24: 0.02; 2024-25: 0.02; 2025-26: 0.02; 2026-27: 0.02; 2027-28: 0.02; 2028-29: 0.02; 2029-30: 0.02; 2030-31: 0.02; 2031-32: 0.02; 2032-33: 0.02; 2033-34: 0.02; 2034-35: 0.02; 2035-36: 0.02; 2036-37: 0.02; 2037-38: 0.02; 2038-39: 0.02; 2039-40: 0.02; 2040-41: 0.02; 2041-42: 0.02; 2042-43: 0.02; 2043-44: 0.02; 2044-45: 0.02; 2045-46: 0.02; 2046-47: 0.02; 2047-48: 0.02; 2048-49: 0.02; 2049-50: 0.02
23FP | Measured Non Household - USPL | 23BL + 23.1FP | Ml/d | 2 | 2019-20: 0; 2020-21: 0; 2021-22: 0; 2022-23: 0; 2023-24: 0; 2024-25: 0; 2025-26: 0; 2026-27: 0; 2027-28: 0; 2028-29: 0; 2029-30: 0; 2030-31: 0; 2031-32: 0; 2032-33: 0; 2033-34: 0; 2034-35: 0; 2035-36: 0; 2036-37: 0; 2037-38: 0; 2038-39: 0; 2039-40: 0; 2040-41: 0; 2041-42: 0; 2042-43: 0; 2043-44: 0; 2044-45: 0; 2045-46: 0; 2046-47: 0; 2047-48: 0; 2048-49: 0; 2049-50: 0
24FP | Unmeasured Non Household - USPL | 24BL + 24.1FP | Ml/d | 2 | 2019-20: 0; 2020-21: 0; 2021-22: 0; 2022-23: 0; 2023-24: 0; 2024-25: 0; 2025-26: 0; 2026-27: 0; 2027-28: 0; 2028-29: 0; 2029-30: 0; 2030-31: 0; 2031-32: 0; 2032-33: 0; 2033-34: 0; 2034-35: 0; 2035-36: 0; 2036-37: 0; 2037-38: 0; 2038-39: 0; 2039-40: 0; 2040-41: 0; 2041-42: 0; 2042-43: 0; 2043-44: 0; 2044-45: 0; 2045-46: 0; 2046-47: 0; 2047-48: 0; 2048-49: 0; 2049-50: 0
25FP | Measured Household - USPL | 25BL + 25.1FP | Ml/d | 2 | 2019-20: 0.06; 2020-21: 0.06; 2021-22: 0.06; 2022-23: 0.06; 2023-24: 0.06; 2024-25: 0.07; 2025-26: 0.07; 2026-27: 0.07; 2027-28: 0.07; 2028-29: 0.07; 2029-30: 0.06; 2030-31: 0.05; 2031-32: 0.05; 2032-33: 0.05; 2033-34: 0.05; 2034-35: 0.05; 2035-36: 0.05; 2036-37: 0.06; 2037-38: 0.06; 2038-39: 0.06; 2039-40: 0.06; 2040-41: 0.06; 2041-42: 0.06; 2042-43: 0.06; 2043-44: 0.06; 2044-45: 0.06; 2045-46: 0.06; 2046-47: 0.06; 2047-48: 0.06; 2048-49: 0.05; 2049-50: 0.05
26FP | Unmeasured Household - USPL | 26BL + 26.1BL | Ml/d | 2 | 2019-20: 0.04; 2020-21: 0.04; 2021-22: 0.04; 2022-23: 0.03; 2023-24: 0.03; 2024-25: 0.03; 2025-26: 0.02; 2026-27: 0.02; 2027-28: 0.02; 2028-29: 0.02; 2029-30: 0.01; 2030-31: 0.01; 2031-32: 0.01; 2032-33: 0.01; 2033-34: 0.01; 2034-35: 0; 2035-36: 0; 2036-37: 0; 2037-38: 0; 2038-39: 0; 2039-40: 0; 2040-41: 0; 2041-42: 0; 2042-43: 0; 2043-44: 0; 2044-45: 0; 2045-46: 0; 2046-47: 0; 2047-48: 0; 2048-49: 0; 2049-50: 0
27FP | Void Properties - USPL | 27BL + 27.1FP | Ml/d | 2 | 2019-20: 0.01; 2020-21: 0.01; 2021-22: 0.01; 2022-23: 0.01; 2023-24: 0.01; 2024-25: 0.01; 2025-26: 0.01; 2026-27: 0.01; 2027-28: 0.01; 2028-29: 0.01; 2029-30: 0.01; 2030-31: 0.01; 2031-32: 0.01; 2032-33: 0.01; 2033-34: 0.01; 2034-35: 0.01; 2035-36: 0.01; 2036-37: 0.01; 2037-38: 0.01; 2038-39: 0.01; 2039-40: 0.01; 2040-41: 0.01; 2041-42: 0.01; 2042-43: 0.01; 2043-44: 0.01; 2044-45: 0.01; 2045-46: 0.01; 2046-47: 0.01; 2047-48: 0.01; 2048-49: 0.01; 2049-50: 0.01
28FP | Distribution losses | 28BL + 28.1FP | Ml/d | 2 | 2019-20: 0.53; 2020-21: 0.52; 2021-22: 0.51; 2022-23: 0.5; 2023-24: 0.49; 2024-25: 0.48; 2025-26: 0.48; 2026-27: 0.48; 2027-28: 0.48; 2028-29: 0.48; 2029-30: 0.48; 2030-31: 0.48; 2031-32: 0.47; 2032-33: 0.47; 2033-34: 0.47; 2034-35: 0.47; 2035-36: 0.47; 2036-37: 0.47; 2037-38: 0.47; 2038-39: 0.47; 2039-40: 0.47; 2040-41: 0.47; 2041-42: 0.47; 2042-43: 0.45; 2043-44: 0.45; 2044-45: 0.34; 2045-46: 0.34; 2046-47: 0.33; 2047-48: 0.33; 2048-49: 0.3; 2049-50: 0.3
29FP | Total Leakage | sum (23FP:28FP) | Ml/d | 2 | 2019-20: 0.64; 2020-21: 0.63; 2021-22: 0.62; 2022-23: 0.6; 2023-24: 0.59; 2024-25: 0.59; 2025-26: 0.58; 2026-27: 0.58; 2027-28: 0.58; 2028-29: 0.58; 2029-30: 0.56; 2030-31: 0.55; 2031-32: 0.54; 2032-33: 0.54; 2033-34: 0.54; 2034-35: 0.53; 2035-36: 0.53; 2036-37: 0.54; 2037-38: 0.54; 2038-39: 0.54; 2039-40: 0.54; 2040-41: 0.54; 2041-42: 0.54; 2042-43: 0.52; 2043-44: 0.52; 2044-45: 0.41; 2045-46: 0.41; 2046-47: 0.4; 2047-48: 0.4; 2048-49: 0.36; 2049-50: 0.36
30FP | Leakage/property | (29FP * 1,000,000) / (36FP * 1,000) | l/prop/d | 2 | 2019-20: 117.1517; 2020-21: 113.4318; 2021-22: 109.6375; 2022-23: 104.8035; 2023-24: 101.6015; 2024-25: 99.9492; 2025-26: 97.0062; 2026-27: 95.7254; 2027-28: 94.6475; 2028-29: 93.7147; 2029-30: 89.7005; 2030-31: 87.3709; 2031-32: 85.1064; 2032-33: 84.4806; 2033-34: 83.864; 2034-35: 81.7271; 2035-36: 81.2012; 2036-37: 82.2168; 2037-38: 81.7068; 2038-39: 81.203; 2039-40: 80.7175; 2040-41: 80.2258; 2041-42: 79.7401; 2042-43: 76.3359; 2043-44: 75.8792; 2044-45: 59.4806; 2045-46: 59.1204; 2046-47: 57.3312; 2047-48: 56.9882; 2048-49: 50.9915; 2049-50: 50.6828
31FP | Measured Non Household - properties | Input | 000's | 2 | 2019-20: 0.445; 2020-21: 0.452; 2021-22: 0.46; 2022-23: 0.467; 2023-24: 0.474; 2024-25: 0.481; 2025-26: 0.49; 2026-27: 0.497; 2027-28: 0.504; 2028-29: 0.511; 2029-30: 0.517; 2030-31: 0.523; 2031-32: 0.53; 2032-33: 0.535; 2033-34: 0.539; 2034-35: 0.542; 2035-36: 0.545; 2036-37: 0.547; 2037-38: 0.549; 2038-39: 0.551; 2039-40: 0.553; 2040-41: 0.555; 2041-42: 0.557; 2042-43: 0.558; 2043-44: 0.56; 2044-45: 0.562; 2045-46: 0.565; 2046-47: 0.567; 2047-48: 0.569; 2048-49: 0.571; 2049-50: 0.574
32FP | Unmeasured Non Household - properties | Input | 000's | 2 | 2019-20: 0.002; 2020-21: 0.002; 2021-22: 0.002; 2022-23: 0.002; 2023-24: 0.002; 2024-25: 0.002; 2025-26: 0.002; 2026-27: 0.002; 2027-28: 0.002; 2028-29: 0.002; 2029-30: 0.002; 2030-31: 0.002; 2031-32: 0.002; 2032-33: 0.002; 2033-34: 0.002; 2034-35: 0.002; 2035-36: 0.002; 2036-37: 0.002; 2037-38: 0.002; 2038-39: 0.002; 2039-40: 0.002; 2040-41: 0.002; 2041-42: 0.002; 2042-43: 0.002; 2043-44: 0.002; 2044-45: 0.002; 2045-46: 0.002; 2046-47: 0.002; 2047-48: 0.002; 2048-49: 0.002; 2049-50: 0.002
33FP | All void non-households - properties | Input | 000's | 2 | 2019-20: 0; 2020-21: 0; 2021-22: 0; 2022-23: 0; 2023-24: 0; 2024-25: 0; 2025-26: 0; 2026-27: 0; 2027-28: 0; 2028-29: 0; 2029-30: 0; 2030-31: 0; 2031-32: 0; 2032-33: 0; 2033-34: 0; 2034-35: 0; 2035-36: 0; 2036-37: 0; 2037-38: 0; 2038-39: 0; 2039-40: 0; 2040-41: 0; 2041-42: 0; 2042-43: 0; 2043-44: 0; 2044-45: 0; 2045-46: 0; 2046-47: 0; 2047-48: 0; 2048-49: 0; 2049-50: 0
34FP | Measured households - properties (excl. void) | Year before + sum (34.1BL:34.6BL) | 000's | 2 | 2019-20: 3.916; 2020-21: 4.08; 2021-22: 4.24; 2022-23: 4.385; 2023-24: 4.538; 2024-25: 4.701; 2025-26: 4.827; 2026-27: 4.959; 2027-28: 5.077; 2028-29: 5.185; 2029-30: 5.285; 2030-31: 5.38; 2031-32: 5.471; 2032-33: 5.559; 2033-34: 5.646; 2034-35: 5.732; 2035-36: 5.814; 2036-37: 5.893; 2037-38: 5.931; 2038-39: 5.969; 2039-40: 6.007; 2040-41: 6.045; 2041-42: 6.083; 2042-43: 6.121; 2043-44: 6.159; 2044-45: 6.197; 2045-46: 6.235; 2046-47: 6.274; 2047-48: 6.313; 2048-49: 6.352; 2049-50: 6.391
34.1FP | New build properties - properties | Input (new builds in each year) | 000's | 2 | 2019-20: 0.056; 2020-21: 0.065; 2021-22: 0.068; 2022-23: 0.062; 2023-24: 0.073; 2024-25: 0.087; 2025-26: 0.065; 2026-27: 0.073; 2027-28: 0.061; 2028-29: 0.053; 2029-30: 0.047; 2030-31: 0.044; 2031-32: 0.043; 2032-33: 0.041; 2033-34: 0.042; 2034-35: 0.042; 2035-36: 0.04; 2036-37: 0.039; 2037-38: 0.038; 2038-39: 0.038; 2039-40: 0.038; 2040-41: 0.038; 2041-42: 0.038; 2042-43: 0.038; 2043-44: 0.038; 2044-45: 0.038; 2045-46: 0.038; 2046-47: 0.039; 2047-48: 0.039; 2048-49: 0.039; 2049-50: 0.039
34.2FP | Meter optants - properties | Input (meter optants in each year) | 000's | 2 | 2019-20: 0.074; 2020-21: 0.071; 2021-22: 0.065; 2022-23: 0.057; 2023-24: 0.055; 2024-25: 0.052; 2025-26: 0.038; 2026-27: 0.037; 2027-28: 0.036; 2028-29: 0.034; 2029-30: 0.033; 2030-31: 0.032; 2031-32: 0.031; 2032-33: 0.03; 2033-34: 0.029; 2034-35: 0.028; 2035-36: 0.027; 2036-37: 0.026; 2037-38: 0; 2038-39: 0; 2039-40: 0; 2040-41: 0; 2041-42: 0; 2042-43: 0; 2043-44: 0; 2044-45: 0; 2045-46: 0; 2046-47: 0; 2047-48: 0; 2048-49: 0; 2049-50: 0
34.3FP | Compulsory metering - properties | Input (compulsory meters in each year) | 000's | 2 | 2019-20: 0; 2020-21: 0; 2021-22: 0; 2022-23: 0; 2023-24: 0; 2024-25: 0; 2025-26: 0; 2026-27: 0; 2027-28: 0; 2028-29: 0; 2029-30: 0; 2030-31: 0; 2031-32: 0; 2032-33: 0; 2033-34: 0; 2034-35: 0; 2035-36: 0; 2036-37: 0; 2037-38: 0; 2038-39: 0; 2039-40: 0; 2040-41: 0; 2041-42: 0; 2042-43: 0; 2043-44: 0; 2044-45: 0; 2045-46: 0; 2046-47: 0; 2047-48: 0; 2048-49: 0; 2049-50: 0
34.4FP | Metering on change of occupancy - properties | Input (change of occupancy meters in each year) | 000's | 2 | 2019-20: 0.027; 2020-21: 0.026; 2021-22: 0.025; 2022-23: 0.024; 2023-24: 0.023; 2024-25: 0.022; 2025-26: 0.021; 2026-27: 0.02; 2027-28: 0.019; 2028-29: 0.019; 2029-30: 0.018; 2030-31: 0.017; 2031-32: 0.016; 2032-33: 0.016; 2033-34: 0.015; 2034-35: 0.015; 2035-36: 0.014; 2036-37: 0.013; 2037-38: 0; 2038-39: 0; 2039-40: 0; 2040-41: 0; 2041-42: 0; 2042-43: 0; 2043-44: 0; 2044-45: 0; 2045-46: 0; 2046-47: 0; 2047-48: 0; 2048-49: 0; 2049-50: 0
34.5FP | Selective metering - properties | Input (selective meters in each year) | 000's | 2 | 2019-20: 0.002; 2020-21: 0.002; 2021-22: 0.002; 2022-23: 0.002; 2023-24: 0.002; 2024-25: 0.002; 2025-26: 0.002; 2026-27: 0.002; 2027-28: 0.002; 2028-29: 0.002; 2029-30: 0.002; 2030-31: 0.002; 2031-32: 0.001; 2032-33: 0.001; 2033-34: 0.001; 2034-35: 0.001; 2035-36: 0.001; 2036-37: 0.001; 2037-38: 0; 2038-39: 0; 2039-40: 0; 2040-41: 0; 2041-42: 0; 2042-43: 0; 2043-44: 0; 2044-45: 0; 2045-46: 0; 2046-47: 0; 2047-48: 0; 2048-49: 0; 2049-50: 0
34.6FP | Other changes to existing metering - properties | Input (other changes to meters in each year) | 000's | 2 | 2019-20: 0; 2020-21: 0; 2021-22: 0; 2022-23: 0; 2023-24: 0; 2024-25: 0; 2025-26: 0; 2026-27: 0; 2027-28: 0; 2028-29: 0; 2029-30: 0; 2030-31: 0; 2031-32: 0; 2032-33: 0; 2033-34: 0; 2034-35: 0; 2035-36: 0; 2036-37: 0; 2037-38: 0; 2038-39: 0; 2039-40: 0; 2040-41: 0; 2041-42: 0; 2042-43: 0; 2043-44: 0; 2044-45: 0; 2045-46: 0; 2046-47: 0; 2047-48: 0; 2048-49: 0; 2049-50: 0
34.7FP | Measured household void properties | Input | 000's | 2 | 2019-20: 0.074; 2020-21: 0.077; 2021-22: 0.08; 2022-23: 0.083; 2023-24: 0.086; 2024-25: 0.089; 2025-26: 0.092; 2026-27: 0.094; 2027-28: 0.096; 2028-29: 0.098; 2029-30: 0.1; 2030-31: 0.102; 2031-32: 0.104; 2032-33: 0.106; 2033-34: 0.108; 2034-35: 0.11; 2035-36: 0.111; 2036-37: 0.113; 2037-38: 0.114; 2038-39: 0.115; 2039-40: 0.115; 2040-41: 0.116; 2041-42: 0.117; 2042-43: 0.118; 2043-44: 0.119; 2044-45: 0.119; 2045-46: 0.12; 2046-47: 0.121; 2047-48: 0.122; 2048-49: 0.122; 2049-50: 0.123
35FP | Unmeasured households - properties (excl. void) | Input | 000's | 2 | 2019-20: 1.007; 2020-21: 0.926; 2021-22: 0.857; 2022-23: 0.773; 2023-24: 0.694; 2024-25: 0.618; 2025-26: 0.557; 2026-27: 0.498; 2027-28: 0.441; 2028-29: 0.386; 2029-30: 0.333; 2030-31: 0.283; 2031-32: 0.234; 2032-33: 0.186; 2033-34: 0.141; 2034-35: 0.097; 2035-36: 0.054; 2036-37: 0.013; 2037-38: 0.013; 2038-39: 0.013; 2039-40: 0.013; 2040-41: 0.013; 2041-42: 0.013; 2042-43: 0.013; 2043-44: 0.013; 2044-45: 0.013; 2045-46: 0.013; 2046-47: 0.013; 2047-48: 0.013; 2048-49: 0.013; 2049-50: 0.013
35.1FP | Unmeasured household void properties | Input | 000's | 2 | 2019-20: 0.019; 2020-21: 0.017; 2021-22: 0.016; 2022-23: 0.015; 2023-24: 0.013; 2024-25: 0.012; 2025-26: 0.011; 2026-27: 0.009; 2027-28: 0.008; 2028-29: 0.007; 2029-30: 0.006; 2030-31: 0.005; 2031-32: 0.004; 2032-33: 0.004; 2033-34: 0.003; 2034-35: 0.002; 2035-36: 0.001; 2036-37: 0; 2037-38: 0; 2038-39: 0; 2039-40: 0; 2040-41: 0; 2041-42: 0; 2042-43: 0; 2043-44: 0; 2044-45: 0; 2045-46: 0; 2046-47: 0; 2047-48: 0; 2048-49: 0; 2049-50: 0
36FP | Total Resource Zone Properties (incl. voids) | sum (31FP:34FP) + 34.7FP + 35BL + 35.1BL | 000's | 2 | 2019-20: 5.463; 2020-21: 5.554; 2021-22: 5.655; 2022-23: 5.725; 2023-24: 5.807; 2024-25: 5.903; 2025-26: 5.979; 2026-27: 6.059; 2027-28: 6.128; 2028-29: 6.189; 2029-30: 6.243; 2030-31: 6.295; 2031-32: 6.345; 2032-33: 6.392; 2033-34: 6.439; 2034-35: 6.485; 2035-36: 6.527; 2036-37: 6.568; 2037-38: 6.609; 2038-39: 6.65; 2039-40: 6.69; 2040-41: 6.731; 2041-42: 6.772; 2042-43: 6.812; 2043-44: 6.853; 2044-45: 6.893; 2045-46: 6.935; 2046-47: 6.977; 2047-48: 7.019; 2048-49: 7.06; 2049-50: 7.103
37FP | Measured Non Household - Population | Input | 000's | 2 | 2019-20: 0.063; 2020-21: 0.064; 2021-22: 0.064; 2022-23: 0.065; 2023-24: 0.065; 2024-25: 0.066; 2025-26: 0.066; 2026-27: 0.066; 2027-28: 0.067; 2028-29: 0.067; 2029-30: 0.068; 2030-31: 0.068; 2031-32: 0.069; 2032-33: 0.07; 2033-34: 0.07; 2034-35: 0.071; 2035-36: 0.071; 2036-37: 0.072; 2037-38: 0.072; 2038-39: 0.073; 2039-40: 0.073; 2040-41: 0.074; 2041-42: 0.074; 2042-43: 0.075; 2043-44: 0.076; 2044-45: 0.076; 2045-46: 0.077; 2046-47: 0.078; 2047-48: 0.078; 2048-49: 0.079; 2049-50: 0.079
38FP | Unmeasured Non Household - Population | Input | 000's | 2 | 2019-20: 0; 2020-21: 0; 2021-22: 0; 2022-23: 0; 2023-24: 0; 2024-25: 0; 2025-26: 0; 2026-27: 0; 2027-28: 0; 2028-29: 0; 2029-30: 0; 2030-31: 0; 2031-32: 0; 2032-33: 0; 2033-34: 0; 2034-35: 0; 2035-36: 0; 2036-37: 0; 2037-38: 0; 2038-39: 0; 2039-40: 0; 2040-41: 0; 2041-42: 0; 2042-43: 0; 2043-44: 0; 2044-45: 0; 2045-46: 0; 2046-47: 0; 2047-48: 0; 2048-49: 0; 2049-50: 0
39FP | Measured Household - Population | Input | 000's | 2 | 2019-20: 8.8; 2020-21: 9.165; 2021-22: 9.498; 2022-23: 9.849; 2023-24: 10.208; 2024-25: 10.576; 2025-26: 10.854; 2026-27: 11.149; 2027-28: 11.409; 2028-29: 11.641; 2029-30: 11.85; 2030-31: 12.044; 2031-32: 12.233; 2032-33: 12.417; 2033-34: 12.609; 2034-35: 12.801; 2035-36: 12.992; 2036-37: 13.187; 2037-38: 13.236; 2038-39: 13.29; 2039-40: 13.356; 2040-41: 13.42; 2041-42: 13.488; 2042-43: 13.561; 2043-44: 13.635; 2044-45: 13.712; 2045-46: 13.788; 2046-47: 13.865; 2047-48: 13.947; 2048-49: 14.031; 2049-50: 14.117
40FP | Unmeasured Household - Population | Input | 000's | 2 | 2019-20: 3.003; 2020-21: 2.778; 2021-22: 2.581; 2022-23: 2.353; 2023-24: 2.132; 2024-25: 1.918; 2025-26: 1.745; 2026-27: 1.58; 2027-28: 1.419; 2028-29: 1.263; 2029-30: 1.112; 2030-31: 0.965; 2031-32: 0.822; 2032-33: 0.683; 2033-34: 0.545; 2034-35: 0.409; 2035-36: 0.27; 2036-37: 0.122; 2037-38: 0.121; 2038-39: 0.121; 2039-40: 0.121; 2040-41: 0.121; 2041-42: 0.121; 2042-43: 0.121; 2043-44: 0.121; 2044-45: 0.121; 2045-46: 0.121; 2046-47: 0.121; 2047-48: 0.121; 2048-49: 0.121; 2049-50: 0.121
41FP | Total Resource Zone Population | sum (37FP:40FP) | 000's | 2 | 2019-20: 11.866; 2020-21: 12.007; 2021-22: 12.143; 2022-23: 12.267; 2023-24: 12.405; 2024-25: 12.56; 2025-26: 12.665; 2026-27: 12.795; 2027-28: 12.895; 2028-29: 12.971; 2029-30: 13.03; 2030-31: 13.077; 2031-32: 13.124; 2032-33: 13.17; 2033-34: 13.224; 2034-35: 13.281; 2035-36: 13.333; 2036-37: 13.381; 2037-38: 13.429; 2038-39: 13.484; 2039-40: 13.55; 2040-41: 13.615; 2041-42: 13.683; 2042-43: 13.757; 2043-44: 13.832; 2044-45: 13.909; 2045-46: 13.986; 2046-47: 14.064; 2047-48: 14.146; 2048-49: 14.231; 2049-50: 14.317
42FP | Average household occupancy rate (excl. voids) | (39FP + 40FP) / (34FP + 35FP) | h/prop | 1 | 2019-20: 2.3975; 2020-21: 2.3857; 2021-22: 2.3698; 2022-23: 2.3656; 2023-24: 2.3586; 2024-25: 2.3489; 2025-26: 2.3401; 2026-27: 2.3326; 2027-28: 2.3248; 2028-29: 2.3163; 2029-30: 2.3072; 2030-31: 2.2972; 2031-32: 2.2883; 2032-33: 2.2802; 2033-34: 2.273; 2034-35: 2.2663; 2035-36: 2.2601; 2036-37: 2.2535; 2037-38: 2.2471; 2038-39: 2.2419; 2039-40: 2.2387; 2040-41: 2.2352; 2041-42: 2.2324; 2042-43: 2.2305; 2043-44: 2.2288; 2044-45: 2.2275; 2045-46: 2.2262; 2046-47: 2.2246; 2047-48: 2.2238; 2048-49: 2.2234; 2049-50: 2.2233
43FP | Total Household Metering penetration (excl. voids) | 34FP / (34FP + 35FP) | % | 1 | 2019-20: 79.54%; 2020-21: 81.5%; 2021-22: 83.19%; 2022-23: 85.01%; 2023-24: 86.74%; 2024-25: 88.38%; 2025-26: 89.65%; 2026-27: 90.87%; 2027-28: 92.01%; 2028-29: 93.07%; 2029-30: 94.07%; 2030-31: 95%; 2031-32: 95.9%; 2032-33: 96.76%; 2033-34: 97.56%; 2034-35: 98.34%; 2035-36: 99.08%; 2036-37: 99.78%; 2037-38: 99.78%; 2038-39: 99.78%; 2039-40: 99.78%; 2040-41: 99.79%; 2041-42: 99.79%; 2042-43: 99.79%; 2043-44: 99.79%; 2044-45: 99.79%; 2045-46: 99.79%; 2046-47: 99.79%; 2047-48: 99.79%; 2048-49: 99.8%; 2049-50: 99.8%
44FP | Total Household Metering penetration (incl. voids) | (34FP) / (34FP + 34.7FP + 35FP + 35.1FP) | % | 1 | 2019-20: 78.07%; 2020-21: 80%; 2021-22: 81.65%; 2022-23: 83.43%; 2023-24: 85.12%; 2024-25: 86.73%; 2025-26: 87.97%; 2026-27: 89.19%; 2027-28: 90.31%; 2028-29: 91.35%; 2029-30: 92.33%; 2030-31: 93.24%; 2031-32: 94.12%; 2032-33: 94.94%; 2033-34: 95.73%; 2034-35: 96.48%; 2035-36: 97.22%; 2036-37: 97.91%; 2037-38: 97.9%; 2038-39: 97.9%; 2039-40: 97.91%; 2040-41: 97.91%; 2041-42: 97.91%; 2042-43: 97.9%; 2043-44: 97.9%; 2044-45: 97.91%; 2045-46: 97.91%; 2046-47: 97.91%; 2047-48: 97.91%; 2048-49: 97.92%; 2049-50: 97.92%
45FP | Distribution input | sum (12FP:15FP) + 21FP + 22FP + 27FP + 28FP | Ml/d | 2 | 2019-20: 4.88; 2020-21: 4.87; 2021-22: 4.86; 2022-23: 4.86; 2023-24: 4.85; 2024-25: 4.84; 2025-26: 4.83; 2026-27: 4.86; 2027-28: 4.84; 2028-29: 4.85; 2029-30: 4.69; 2030-31: 4.67; 2031-32: 4.63; 2032-33: 4.62; 2033-34: 4.62; 2034-35: 4.58; 2035-36: 4.57; 2036-37: 4.54; 2037-38: 4.54; 2038-39: 4.52; 2039-40: 4.54; 2040-41: 4.54; 2041-42: 4.54; 2042-43: 4.52; 2043-44: 4.56; 2044-45: 4.44; 2045-46: 4.47; 2046-47: 4.46; 2047-48: 4.49; 2048-49: 4.5; 2049-50: 4.51
46FP | Target headroom (climate change component) | Input | Ml/d | 2 | 2019-20: 0.00033902; 2020-21: 0.00033902; 2021-22: 0.00033902; 2022-23: 0.00033902; 2023-24: 0.00033902; 2024-25: 0.00033902; 2025-26: 0.00033902; 2026-27: 0.00063399; 2027-28: 0.0003134; 2028-29: 0.00038575; 2029-30: 0.00073722; 2030-31: 0.00071559; 2031-32: 0.00089055; 2032-33: 0.0011083; 2033-34: 0.00053923; 2034-35: 0.0020051; 2035-36: 0.00055585; 2036-37: 0.0012706; 2037-38: 0.0013138; 2038-39: 0.00175; 2039-40: 0; 2040-41: 0; 2041-42: 0; 2042-43: 0; 2043-44: 0; 2044-45: 0; 2045-46: 0; 2046-47: 0; 2047-48: 0; 2048-49: 0; 2049-50: 0
47FP | Target headroom (All other components) | Input | Ml/d | 2 | 2019-20: 0.23291; 2020-21: 0.23291; 2021-22: 0.23291; 2022-23: 0.23291; 2023-24: 0.23291; 2024-25: 0.23291; 2025-26: 0.23291; 2026-27: 0.2298; 2027-28: 0.22853; 2028-29: 0.22674; 2029-30: 0.27391; 2030-31: 0.23144; 2031-32: 0.23882; 2032-33: 0.24283; 2033-34: 0.24803; 2034-35: 0.25794; 2035-36: 0.22521; 2036-37: 0.19589; 2037-38: 0.20304; 2038-39: 0.21424; 2039-40: 0.15835; 2040-41: 0.16043; 2041-42: 0.16487; 2042-43: 0.1682; 2043-44: 0.165; 2044-45: 0.17256; 2045-46: 0.135; 2046-47: 0.14477; 2047-48: 0.13807; 2048-49: 0.135; 2049-50: 0.135
48FP | Target Headroom | 46FP + 47FP | Ml/d | 2 | 2019-20: 0.23325; 2020-21: 0.23325; 2021-22: 0.23325; 2022-23: 0.23325; 2023-24: 0.23325; 2024-25: 0.23325; 2025-26: 0.23325; 2026-27: 0.23044; 2027-28: 0.22884; 2028-29: 0.22712; 2029-30: 0.27465; 2030-31: 0.23216; 2031-32: 0.23971; 2032-33: 0.24393; 2033-34: 0.24856; 2034-35: 0.25994; 2035-36: 0.22577; 2036-37: 0.19716; 2037-38: 0.20436; 2038-39: 0.21599; 2039-40: 0.15835; 2040-41: 0.16043; 2041-42: 0.16487; 2042-43: 0.1682; 2043-44: 0.165; 2044-45: 0.17256; 2045-46: 0.135; 2046-47: 0.14477; 2047-48: 0.13807; 2048-49: 0.135; 2049-50: 0.135
49FP | Available Headroom | 11FP - 45FP | Ml/d | 2 | 2019-20: 4.73; 2020-21: 4.74; 2021-22: 4.75; 2022-23: 4.75; 2023-24: 4.76; 2024-25: 4.77; 2025-26: 4.78; 2026-27: 4.75; 2027-28: 4.77; 2028-29: 4.76; 2029-30: 4.92; 2030-31: 4.87; 2031-32: 4.91; 2032-33: 4.92; 2033-34: 4.92; 2034-35: 4.96; 2035-36: 4.97; 2036-37: 5; 2037-38: 5; 2038-39: 5.02; 2039-40: 5; 2040-41: 5; 2041-42: 0.16; 2042-43: 0.19; 2043-44: 0.1601; 2044-45: 0.17; 2045-46: 0.13; 2046-47: 0.15; 2047-48: 0.14; 2048-49: 0.13; 2049-50: 0.13
49.1FP | Available non-potable balance (if applicable) | 1.1FP - 12.1FP | Ml/d | 2 | 2019-20: 0; 2020-21: 0; 2021-22: 0; 2022-23: 0; 2023-24: 0; 2024-25: 0; 2025-26: 0; 2026-27: 0; 2027-28: 0; 2028-29: 0; 2029-30: 0; 2030-31: 0; 2031-32: 0; 2032-33: 0; 2033-34: 0; 2034-35: 0; 2035-36: 0; 2036-37: 0; 2037-38: 0; 2038-39: 0; 2039-40: 0; 2040-41: 0; 2041-42: 0; 2042-43: 0; 2043-44: 0; 2044-45: 0; 2045-46: 0; 2046-47: 0; 2047-48: 0; 2048-49: 0; 2049-50: 0
50FP | Supply Demand Balance | 49FP - 48FP | Ml/d | 2 | 2019-20: 4.4967; 2020-21: 4.5067; 2021-22: 4.5167; 2022-23: 4.5167; 2023-24: 4.5267; 2024-25: 4.5367; 2025-26: 4.5467; 2026-27: 4.5196; 2027-28: 4.5412; 2028-29: 4.5329; 2029-30: 4.6454; 2030-31: 4.6378; 2031-32: 4.6703; 2032-33: 4.6761; 2033-34: 4.6714; 2034-35: 4.7001; 2035-36: 4.7442; 2036-37: 4.8028; 2037-38: 4.7956; 2038-39: 4.804; 2039-40: 4.8417; 2040-41: 4.8396; 2041-42: -0.0048679; 2042-43: 0.021796; 2043-44: -0.0049001; 2044-45: -0.0025589; 2045-46: -0.005; 2046-47: 0.0052336; 2047-48: 0.0019329; 2048-49: -0.005; 2049-50: -0.005
Data for Charts
DYAA Baseline |  |  |  |  | 2019-20 | 2020-21 | 2021-22 | 2022-23 | 2023-24 | 2024-25 | 2025-26 | 2026-27 | 2027-28 | 2028-29 | 2029-30 | 2030-31 | 2031-32 | 2032-33 | 2033-34 | 2034-35 | 2035-36 | 2036-37 | 2037-38 | 2038-39 | 2039-40 | 2040-41 | 2041-42 | 2042-43 | 2043-44 | 2044-45 | 2045-46 | 2046-47 | 2047-48 | 2048-49 | 2049-50 | 2050-51 | 2051-52 | 2052-53 | 2053-54 | 2054-55 | 2055-56 | 2056-57 | 2057-58 | 2058-59 | 2059-60 | 2060-61 | 2061-62 | 2062-63 | 2063-64 | 2064-65 | 2065-66 | 2066-67 | 2067-68 | 2068-69 | 2069-70 | 2070-71 | 2071-72 | 2072-73 | 2073-74 | 2074-75 | 2075-76 | 2076-77 | 2077-78 | 2078-79 | 2079-80 | 2080-81 | 2081-82 | 2082-83 | 2083-84 | 2084-85 | 2085-86 | 2086-87 | 2087-88 | 2088-89 | 2089-90 | 2090-91 | 2091-92 | 2092-93 | 2093-94 | 2094-95 | 2095-96 | 2096-97 | 2097-98 | 2098-99 | 2099-100
| Measured HH consumption |  | Ml/d | 2 | 1.15 | 1.2 | 1.25 | 1.29 | 1.34 | 1.38 | 1.42 | 1.46 | 1.5 | 1.53 | 1.55 | 1.58 | 1.61 | 1.64 | 1.68 | 1.71 | 1.74 | 1.76 | 1.77 | 1.79 | 1.8 | 1.81 | 1.82 | 1.83 | 1.84 | 1.86 | 1.87 | 1.88 | 1.89 | 1.9 | 1.91 | 0 | 0 | 0 | 0 | 0 | 0 | 0 | 0 | 0 | 0 | 0 | 0 | 0 | 0 | 0 | 0 | 0 | 0 | 0 | 0 | 0 | 0 | 0 | 0 | 0 | 0 | 0 | 0 | 0 | 0 | 0 | 0 | 0 | 0 | 0 | 0 | 0 | 0 | 0 | 0 | 0 | 0 | 0 | 0 | 0 | 0 | 0 | 0 | 0 | 0
| Unmeasured HH consumption |  | Ml/d | 2 | 0.59 | 0.54 | 0.5 | 0.46 | 0.41 | 0.37 | 0.34 | 0.3 | 0.27 | 0.24 | 0.22 | 0.19 | 0.16 | 0.13 | 0.1 | 0.08 | 0.05 | 0.02 | 0.02 | 0.02 | 0.02 | 0.02 | 0.02 | 0.02 | 0.02 | 0.02 | 0.02 | 0.02 | 0.02 | 0.02 | 0.02 | 0 | 0 | 0 | 0 | 0 | 0 | 0 | 0 | 0 | 0 | 0 | 0 | 0 | 0 | 0 | 0 | 0 | 0 | 0 | 0 | 0 | 0 | 0 | 0 | 0 | 0 | 0 | 0 | 0 | 0 | 0 | 0 | 0 | 0 | 0 | 0 | 0 | 0 | 0 | 0 | 0 | 0 | 0 | 0 | 0 | 0 | 0 | 0 | 0 | 0
| Non-HH consumption |  | Ml/d | 2 | 1.31 | 1.32 | 1.32 | 1.33 | 1.33 | 1.34 | 1.34 | 1.34 | 1.35 | 1.35 | 1.35 | 1.36 | 1.36 | 1.37 | 1.37 | 1.38 | 1.39 | 1.39 | 1.4 | 1.41 | 1.42 | 1.43 | 1.44 | 1.45 | 1.46 | 1.48 | 1.49 | 1.51 | 1.52 | 1.54 | 1.56 | 0 | 0 | 0 | 0 | 0 | 0 | 0 | 0 | 0 | 0 | 0 | 0 | 0 | 0 | 0 | 0 | 0 | 0 | 0 | 0 | 0 | 0 | 0 | 0 | 0 | 0 | 0 | 0 | 0 | 0 | 0 | 0 | 0 | 0 | 0 | 0 | 0 | 0 | 0 | 0 | 0 | 0 | 0 | 0 | 0 | 0 | 0 | 0 | 0 | 0
| Total Leakage |  | Ml/d | 2 | 0.64 | 0.63 | 0.62 | 0.6 | 0.59 | 0.59 | 0.58 | 0.58 | 0.58 | 0.58 | 0.58 | 0.58 | 0.58 | 0.58 | 0.58 | 0.57 | 0.57 | 0.58 | 0.58 | 0.58 | 0.58 | 0.58 | 0.58 | 0.58 | 0.58 | 0.58 | 0.58 | 0.58 | 0.58 | 0.58 | 0.58 | 0 | 0 | 0 | 0 | 0 | 0 | 0 | 0 | 0 | 0 | 0 | 0 | 0 | 0 | 0 | 0 | 0 | 0 | 0 | 0 | 0 | 0 | 0 | 0 | 0 | 0 | 0 | 0 | 0 | 0 | 0 | 0 | 0 | 0 | 0 | 0 | 0 | 0 | 0 | 0 | 0 | 0 | 0 | 0 | 0 | 0 | 0 | 0 | 0 | 0
| Other demand components |  | Ml/d | 2 | 0.1 | 0.1 | 0.1 | 0.1 | 0.1 | 0.09 | 0.09 | 0.1 | 0.09 | 0.09 | 0.09 | 0.1 | 0.1 | 0.1 | 0.1 | 0.1 | 0.1 | 0.1 | 0.1 | 0.09 | 0.1 | 0.1 | 0.09 | 0.1 | 0.12 | 0.09 | 0.1 | 0.09 | 0.1 | 0.11 | 0.11 | 0 | 0 | 0 | 0 | 0 | 0 | 0 | 0 | 0 | 0 | 0 | 0 | 0 | 0 | 0 | 0 | 0 | 0 | 0 | 0 | 0 | 0 | 0 | 0 | 0 | 0 | 0 | 0 | 0 | 0 | 0 | 0 | 0 | 0 | 0 | 0 | 0 | 0 | 0 | 0 | 0 | 0 | 0 | 0 | 0 | 0 | 0 | 0 | 0 | 0
| Total Water Available for use |  | Ml/d | 2 | 4.85 | 4.85 | 4.85 | 4.85 | 4.85 | 4.85 | 3.17 | 3.17 | 3.17 | 3.17 | 3.17 | 3.18 | 3.18 | 3.18 | 3.18 | 3.18 | 3.18 | 0.14 | 0.14 | 0.14 | 0.14 | 0.14 | 0.14 | 0.14 | 0.14 | 0.14 | 0.14 | 0.14 | 0.14 | 0.14 | 0.14 | 0 | 0 | 0 | 0 | 0 | 0 | 0 | 0 | 0 | 0 | 0 | 0 | 0 | 0 | 0 | 0 | 0 | 0 | 0 | 0 | 0 | 0 | 0 | 0 | 0 | 0 | 0 | 0 | 0 | 0 | 0 | 0 | 0 | 0 | 0 | 0 | 0 | 0 | 0 | 0 | 0 | 0 | 0 | 0 | 0 | 0 | 0 | 0 | 0 | 0
| Total Demand + Target Headroom |  | Ml/d | 2 | 3.9713 | 3.9713 | 3.9713 | 3.9613 | 3.9513 | 3.9513 | 3.9513 | 3.9591 | 3.9684 | 3.9665 | 4.0037 | 3.9908 | 3.9969 | 4.0101 | 4.0236 | 4.0422 | 4.0259 | 4.0034 | 4.0293 | 4.0579 | 4.0431 | 4.0647 | 4.0782 | 4.1104 | 4.1515 | 4.1629 | 4.1697 | 4.1911 | 4.2161 | 4.2563 | 4.2869 | 0 | 0 | 0 | 0 | 0 | 0 | 0 | 0 | 0 | 0 | 0 | 0 | 0 | 0 | 0 | 0 | 0 | 0 | 0 | 0 | 0 | 0 | 0 | 0 | 0 | 0 | 0 | 0 | 0 | 0 | 0 | 0 | 0 | 0 | 0 | 0 | 0 | 0 | 0 | 0 | 0 | 0 | 0 | 0 | 0 | 0 | 0 | 0 | 0 | 0
DYAA Final Plan |  |  |  |  | 2019-20 | 2020-21 | 2021-22 | 2022-23 | 2023-24 | 2024-25 | 2025-26 | 2026-27 | 2027-28 | 2028-29 | 2029-30 | 2030-31 | 2031-32 | 2032-33 | 2033-34 | 2034-35 | 2035-36 | 2036-37 | 2037-38 | 2038-39 | 2039-40 | 2040-41 | 2041-42 | 2042-43 | 2043-44 | 2044-45 | 2045-46 | 2046-47 | 2047-48 | 2048-49 | 2049-50 | 2050-51 | 2051-52 | 2052-53 | 2053-54 | 2054-55 | 2055-56 | 2056-57 | 2057-58 | 2058-59 | 2059-60 | 2060-61 | 2061-62 | 2062-63 | 2063-64 | 2064-65 | 2065-66 | 2066-67 | 2067-68 | 2068-69 | 2069-70 | 2070-71 | 2071-72 | 2072-73 | 2073-74 | 2074-75 | 2075-76 | 2076-77 | 2077-78 | 2078-79 | 2079-80 | 2080-81 | 2081-82 | 2082-83 | 2083-84 | 2084-85 | 2085-86 | 2086-87 | 2087-88 | 2088-89 | 2089-90 | 2090-91 | 2091-92 | 2092-93 | 2093-94 | 2094-95 | 2095-96 | 2096-97 | 2097-98 | 2098-99 | 2099-100
| Measured HH consumption |  | Ml/d | 2 | 1.15 | 1.2 | 1.25 | 1.29 | 1.34 | 1.38 | 1.42 | 1.45 | 1.49 | 1.51 | 1.44 | 1.45 | 1.47 | 1.49 | 1.52 | 1.53 | 1.55 | 1.55 | 1.55 | 1.55 | 1.54 | 1.54 | 1.54 | 1.54 | 1.53 | 1.55 | 1.55 | 1.55 | 1.56 | 1.57 | 1.57 | 0 | 0 | 0 | 0 | 0 | 0 | 0 | 0 | 0 | 0 | 0 | 0 | 0 | 0 | 0 | 0 | 0 | 0 | 0 | 0 | 0 | 0 | 0 | 0 | 0 | 0 | 0 | 0 | 0 | 0 | 0 | 0 | 0 | 0 | 0 | 0 | 0 | 0 | 0 | 0 | 0 | 0 | 0 | 0 | 0 | 0 | 0 | 0 | 0 | 0
| Unmeasured HH consumption |  | Ml/d | 2 | 0.59 | 0.54 | 0.5 | 0.46 | 0.41 | 0.37 | 0.34 | 0.3 | 0.27 | 0.24 | 0.22 | 0.19 | 0.16 | 0.13 | 0.1 | 0.08 | 0.05 | 0.02 | 0.02 | 0.02 | 0.02 | 0.02 | 0.02 | 0.02 | 0.02 | 0.02 | 0.02 | 0.02 | 0.02 | 0.02 | 0.02 | 0 | 0 | 0 | 0 | 0 | 0 | 0 | 0 | 0 | 0 | 0 | 0 | 0 | 0 | 0 | 0 | 0 | 0 | 0 | 0 | 0 | 0 | 0 | 0 | 0 | 0 | 0 | 0 | 0 | 0 | 0 | 0 | 0 | 0 | 0 | 0 | 0 | 0 | 0 | 0 | 0 | 0 | 0 | 0 | 0 | 0 | 0 | 0 | 0 | 0
| Non-HH consumption |  | Ml/d | 2 | 1.31 | 1.32 | 1.32 | 1.33 | 1.33 | 1.34 | 1.34 | 1.34 | 1.35 | 1.35 | 1.34 | 1.34 | 1.34 | 1.34 | 1.33 | 1.33 | 1.33 | 1.33 | 1.33 | 1.33 | 1.33 | 1.33 | 1.34 | 1.34 | 1.34 | 1.35 | 1.35 | 1.37 | 1.37 | 1.38 | 1.39 | 0 | 0 | 0 | 0 | 0 | 0 | 0 | 0 | 0 | 0 | 0 | 0 | 0 | 0 | 0 | 0 | 0 | 0 | 0 | 0 | 0 | 0 | 0 | 0 | 0 | 0 | 0 | 0 | 0 | 0 | 0 | 0 | 0 | 0 | 0 | 0 | 0 | 0 | 0 | 0 | 0 | 0 | 0 | 0 | 0 | 0 | 0 | 0 | 0 | 0
| Total Leakage |  | Ml/d | 2 | 0.64 | 0.63 | 0.62 | 0.6 | 0.59 | 0.59 | 0.58 | 0.58 | 0.58 | 0.58 | 0.56 | 0.55 | 0.54 | 0.54 | 0.54 | 0.53 | 0.53 | 0.54 | 0.54 | 0.54 | 0.54 | 0.54 | 0.54 | 0.52 | 0.52 | 0.41 | 0.41 | 0.4 | 0.4 | 0.36 | 0.36 | 0 | 0 | 0 | 0 | 0 | 0 | 0 | 0 | 0 | 0 | 0 | 0 | 0 | 0 | 0 | 0 | 0 | 0 | 0 | 0 | 0 | 0 | 0 | 0 | 0 | 0 | 0 | 0 | 0 | 0 | 0 | 0 | 0 | 0 | 0 | 0 | 0 | 0 | 0 | 0 | 0 | 0 | 0 | 0 | 0 | 0 | 0 | 0 | 0 | 0
| Other demand components |  | Ml/d | 2 | 0.1 | 0.1 | 0.1 | 0.1 | 0.1 | 0.09 | 0.09 | 0.1 | 0.09 | 0.09 | 0.09 | 0.1 | 0.1 | 0.1 | 0.1 | 0.1 | 0.1 | 0.1 | 0.1 | 0.09 | 0.1 | 0.1 | 0.09 | 0.1 | 0.12 | 0.09 | 0.1 | 0.09 | 0.1 | 0.11 | 0.11 | 0 | 0 | 0 | 0 | 0 | 0 | 0 | 0 | 0 | 0 | 0 | 0 | 0 | 0 | 0 | 0 | 0 | 0 | 0 | 0 | 0 | 0 | 0 | 0 | 0 | 0 | 0 | 0 | 0 | 0 | 0 | 0 | 0 | 0 | 0 | 0 | 0 | 0 | 0 | 0 | 0 | 0 | 0 | 0 | 0 | 0 | 0 | 0 | 0 | 0
| Total Water Available for use |  | Ml/d | 2 | 4.85 | 4.85 | 4.85 | 4.85 | 4.85 | 4.85 | 4.071 | 4.11 | 4.151 | 4.321 | 4.521 | 3.811 | 3.801 | 3.791 | 3.781 | 3.771 | 3.741 | 3.691 | 3.701 | 3.701 | 3.651 | 3.651 | 3.661 | 3.651 | 3.661 | 3.551 | 3.541 | 3.541 | 3.561 | 3.551 | 3.561 | 0 | 0 | 0 | 0 | 0 | 0 | 0 | 0 | 0 | 0 | 0 | 0 | 0 | 0 | 0 | 0 | 0 | 0 | 0 | 0 | 0 | 0 | 0 | 0 | 0 | 0 | 0 | 0 | 0 | 0 | 0 | 0 | 0 | 0 | 0 | 0 | 0 | 0 | 0 | 0 | 0 | 0 | 0 | 0 | 0 | 0 | 0 | 0 | 0 | 0
| Total Demand + Target Headroom |  | Ml/d | 2 | 3.9713 | 3.9713 | 3.9713 | 3.9613 | 3.9513 | 3.9513 | 3.9513 | 3.9491 | 3.9584 | 3.9465 | 3.8637 | 3.8108 | 3.7969 | 3.7901 | 3.7836 | 3.7722 | 3.735 | 3.6934 | 3.6993 | 3.6979 | 3.6531 | 3.6547 | 3.6582 | 3.6504 | 3.6615 | 3.5529 | 3.5397 | 3.5411 | 3.5561 | 3.5463 | 3.5569 | 0 | 0 | 0 | 0 | 0 | 0 | 0 | 0 | 0 | 0 | 0 | 0 | 0 | 0 | 0 | 0 | 0 | 0 | 0 | 0 | 0 | 0 | 0 | 0 | 0 | 0 | 0 | 0 | 0 | 0 | 0 | 0 | 0 | 0 | 0 | 0 | 0 | 0 | 0 | 0 | 0 | 0 | 0 | 0 | 0 | 0 | 0 | 0 | 0 | 0
DYCP Baseline |  |  |  |  | 2019-20 | 2020-21 | 2021-22 | 2022-23 | 2023-24 | 2024-25 | 2025-26 | 2026-27 | 2027-28 | 2028-29 | 2029-30 | 2030-31 | 2031-32 | 2032-33 | 2033-34 | 2034-35 | 2035-36 | 2036-37 | 2037-38 | 2038-39 | 2039-40 | 2040-41 | 2041-42 | 2042-43 | 2043-44 | 2044-45 | 2045-46 | 2046-47 | 2047-48 | 2048-49 | 2049-50 | 2050-51 | 2051-52 | 2052-53 | 2053-54 | 2054-55 | 2055-56 | 2056-57 | 2057-58 | 2058-59 | 2059-60 | 2060-61 | 2061-62 | 2062-63 | 2063-64 | 2064-65 | 2065-66 | 2066-67 | 2067-68 | 2068-69 | 2069-70 | 2070-71 | 2071-72 | 2072-73 | 2073-74 | 2074-75 | 2075-76 | 2076-77 | 2077-78 | 2078-79 | 2079-80 | 2080-81 | 2081-82 | 2082-83 | 2083-84 | 2084-85 | 2085-86 | 2086-87 | 2087-88 | 2088-89 | 2089-90 | 2090-91 | 2091-92 | 2092-93 | 2093-94 | 2094-95 | 2095-96 | 2096-97 | 2097-98 | 2098-99 | 2099-100
| Measured HH consumption |  | Ml/d | 2 | 1.55 | 1.61 | 1.67 | 1.73 | 1.8 | 1.85 | 1.9 | 1.96 | 2.01 | 2.06 | 2.09 | 2.13 | 2.17 | 2.21 | 2.26 | 2.3 | 2.34 | 2.38 | 2.4 | 2.41 | 2.44 | 2.45 | 2.47 | 2.48 | 2.5 | 2.52 | 2.54 | 2.55 | 2.57 | 2.59 | 2.61 | 0 | 0 | 0 | 0 | 0 | 0 | 0 | 0 | 0 | 0 | 0 | 0 | 0 | 0 | 0 | 0 | 0 | 0 | 0 | 0 | 0 | 0 | 0 | 0 | 0 | 0 | 0 | 0 | 0 | 0 | 0 | 0 | 0 | 0 | 0 | 0 | 0 | 0 | 0 | 0 | 0 | 0 | 0 | 0 | 0 | 0 | 0 | 0 | 0 | 0
| Unmeasured HH consumption |  | Ml/d | 2 | 0.83 | 0.76 | 0.7 | 0.65 | 0.58 | 0.52 | 0.48 | 0.43 | 0.38 | 0.34 | 0.3 | 0.26 | 0.22 | 0.18 | 0.14 | 0.11 | 0.08 | 0.03 | 0.03 | 0.03 | 0.03 | 0.03 | 0.03 | 0.03 | 0.03 | 0.03 | 0.03 | 0.03 | 0.03 | 0.03 | 0.03 | 0 | 0 | 0 | 0 | 0 | 0 | 0 | 0 | 0 | 0 | 0 | 0 | 0 | 0 | 0 | 0 | 0 | 0 | 0 | 0 | 0 | 0 | 0 | 0 | 0 | 0 | 0 | 0 | 0 | 0 | 0 | 0 | 0 | 0 | 0 | 0 | 0 | 0 | 0 | 0 | 0 | 0 | 0 | 0 | 0 | 0 | 0 | 0 | 0 | 0
| Non-HH consumption |  | Ml/d | 2 | 1.76 | 1.77 | 1.77 | 1.78 | 1.78 | 1.79 | 1.79 | 1.8 | 1.8 | 1.81 | 1.81 | 1.82 | 1.82 | 1.83 | 1.84 | 1.85 | 1.86 | 1.86 | 1.87 | 1.88 | 1.9 | 1.91 | 1.93 | 1.94 | 1.96 | 1.98 | 2 | 2.02 | 2.04 | 2.07 | 2.09 | 0 | 0 | 0 | 0 | 0 | 0 | 0 | 0 | 0 | 0 | 0 | 0 | 0 | 0 | 0 | 0 | 0 | 0 | 0 | 0 | 0 | 0 | 0 | 0 | 0 | 0 | 0 | 0 | 0 | 0 | 0 | 0 | 0 | 0 | 0 | 0 | 0 | 0 | 0 | 0 | 0 | 0 | 0 | 0 | 0 | 0 | 0 | 0 | 0 | 0
| Total Leakage |  | Ml/d | 2 | 0.64 | 0.63 | 0.62 | 0.6 | 0.59 | 0.59 | 0.58 | 0.58 | 0.58 | 0.58 | 0.58 | 0.58 | 0.58 | 0.58 | 0.58 | 0.57 | 0.57 | 0.58 | 0.58 | 0.58 | 0.58 | 0.58 | 0.58 | 0.58 | 0.58 | 0.58 | 0.58 | 0.58 | 0.58 | 0.58 | 0.58 | 0 | 0 | 0 | 0 | 0 | 0 | 0 | 0 | 0 | 0 | 0 | 0 | 0 | 0 | 0 | 0 | 0 | 0 | 0 | 0 | 0 | 0 | 0 | 0 | 0 | 0 | 0 | 0 | 0 | 0 | 0 | 0 | 0 | 0 | 0 | 0 | 0 | 0 | 0 | 0 | 0 | 0 | 0 | 0 | 0 | 0 | 0 | 0 | 0 | 0
| Other demand components |  | Ml/d | 2 | 0.1 | 0.1 | 0.1 | 0.1 | 0.1 | 0.09 | 0.09 | 0.1 | 0.09 | 0.09 | 0.09 | 0.1 | 0.1 | 0.1 | 0.1 | 0.1 | 0.1 | 0.1 | 0.1 | 0.09 | 0.1 | 0.1 | 0.09 | 0.1 | 0.12 | 0.09 | 0.1 | 0.09 | 0.1 | 0.11 | 0.11 | 0 | 0 | 0 | 0 | 0 | 0 | 0 | 0 | 0 | 0 | 0 | 0 | 0 | 0 | 0 | 0 | 0 | 0 | 0 | 0 | 0 | 0 | 0 | 0 | 0 | 0 | 0 | 0 | 0 | 0 | 0 | 0 | 0 | 0 | 0 | 0 | 0 | 0 | 0 | 0 | 0 | 0 | 0 | 0 | 0 | 0 | 0 | 0 | 0 | 0
| Total Water Available for use |  | Ml/d | 2 | 9.61 | 9.61 | 9.61 | 9.61 | 9.61 | 9.61 | 9.61 | 9.61 | 9.61 | 9.61 | 9.61 | 9.61 | 9.61 | 9.61 | 9.61 | 9.61 | 9.61 | 9.61 | 9.61 | 9.61 | 9.61 | 9.61 | 2.32 | 2.32 | 2.3201 | 2.32 | 2.32 | 2.32 | 2.32 | 2.32 | 2.32 | 0 | 0 | 0 | 0 | 0 | 0 | 0 | 0 | 0 | 0 | 0 | 0 | 0 | 0 | 0 | 0 | 0 | 0 | 0 | 0 | 0 | 0 | 0 | 0 | 0 | 0 | 0 | 0 | 0 | 0 | 0 | 0 | 0 | 0 | 0 | 0 | 0 | 0 | 0 | 0 | 0 | 0 | 0 | 0 | 0 | 0 | 0 | 0 | 0 | 0
| Total Demand + Target Headroom |  | Ml/d | 2 | 5.1133 | 5.1033 | 5.0933 | 5.0933 | 5.0833 | 5.0733 | 5.0733 | 5.1004 | 5.0888 | 5.1071 | 5.1446 | 5.1222 | 5.1297 | 5.1439 | 5.1686 | 5.1899 | 5.1758 | 5.1472 | 5.1844 | 5.206 | 5.2083 | 5.2304 | 5.2649 | 5.2982 | 5.355 | 5.3726 | 5.3926 | 5.4148 | 5.4581 | 5.5188 | 5.5594 | 0 | 0 | 0 | 0 | 0 | 0 | 0 | 0 | 0 | 0 | 0 | 0 | 0 | 0 | 0 | 0 | 0 | 0 | 0 | 0 | 0 | 0 | 0 | 0 | 0 | 0 | 0 | 0 | 0 | 0 | 0 | 0 | 0 | 0 | 0 | 0 | 0 | 0 | 0 | 0 | 0 | 0 | 0 | 0 | 0 | 0 | 0 | 0 | 0 | 0
DYCP Final Plan |  |  |  |  | 2019-20 | 2020-21 | 2021-22 | 2022-23 | 2023-24 | 2024-25 | 2025-26 | 2026-27 | 2027-28 | 2028-29 | 2029-30 | 2030-31 | 2031-32 | 2032-33 | 2033-34 | 2034-35 | 2035-36 | 2036-37 | 2037-38 | 2038-39 | 2039-40 | 2040-41 | 2041-42 | 2042-43 | 2043-44 | 2044-45 | 2045-46 | 2046-47 | 2047-48 | 2048-49 | 2049-50 | 2050-51 | 2051-52 | 2052-53 | 2053-54 | 2054-55 | 2055-56 | 2056-57 | 2057-58 | 2058-59 | 2059-60 | 2060-61 | 2061-62 | 2062-63 | 2063-64 | 2064-65 | 2065-66 | 2066-67 | 2067-68 | 2068-69 | 2069-70 | 2070-71 | 2071-72 | 2072-73 | 2073-74 | 2074-75 | 2075-76 | 2076-77 | 2077-78 | 2078-79 | 2079-80 | 2080-81 | 2081-82 | 2082-83 | 2083-84 | 2084-85 | 2085-86 | 2086-87 | 2087-88 | 2088-89 | 2089-90 | 2090-91 | 2091-92 | 2092-93 | 2093-94 | 2094-95 | 2095-96 | 2096-97 | 2097-98 | 2098-99 | 2099-100
| Measured HH consumption |  | Ml/d | 2 | 1.55 | 1.61 | 1.67 | 1.73 | 1.8 | 1.85 | 1.89 | 1.95 | 1.99 | 2.03 | 1.94 | 1.96 | 1.98 | 2.01 | 2.05 | 2.06 | 2.08 | 2.1 | 2.1 | 2.09 | 2.09 | 2.09 | 2.09 | 2.08 | 2.09 | 2.1 | 2.11 | 2.11 | 2.12 | 2.14 | 2.15 | 0 | 0 | 0 | 0 | 0 | 0 | 0 | 0 | 0 | 0 | 0 | 0 | 0 | 0 | 0 | 0 | 0 | 0 | 0 | 0 | 0 | 0 | 0 | 0 | 0 | 0 | 0 | 0 | 0 | 0 | 0 | 0 | 0 | 0 | 0 | 0 | 0 | 0 | 0 | 0 | 0 | 0 | 0 | 0 | 0 | 0 | 0 | 0 | 0 | 0
| Unmeasured HH consumption |  | Ml/d | 2 | 0.83 | 0.76 | 0.7 | 0.65 | 0.58 | 0.52 | 0.48 | 0.43 | 0.38 | 0.34 | 0.3 | 0.26 | 0.22 | 0.18 | 0.14 | 0.11 | 0.08 | 0.03 | 0.03 | 0.03 | 0.03 | 0.03 | 0.03 | 0.03 | 0.03 | 0.03 | 0.03 | 0.03 | 0.03 | 0.03 | 0.03 | 0 | 0 | 0 | 0 | 0 | 0 | 0 | 0 | 0 | 0 | 0 | 0 | 0 | 0 | 0 | 0 | 0 | 0 | 0 | 0 | 0 | 0 | 0 | 0 | 0 | 0 | 0 | 0 | 0 | 0 | 0 | 0 | 0 | 0 | 0 | 0 | 0 | 0 | 0 | 0 | 0 | 0 | 0 | 0 | 0 | 0 | 0 | 0 | 0 | 0
| Non-HH consumption |  | Ml/d | 2 | 1.76 | 1.77 | 1.77 | 1.78 | 1.78 | 1.79 | 1.79 | 1.8 | 1.8 | 1.81 | 1.8 | 1.8 | 1.79 | 1.79 | 1.79 | 1.78 | 1.78 | 1.77 | 1.77 | 1.77 | 1.78 | 1.78 | 1.79 | 1.79 | 1.8 | 1.81 | 1.82 | 1.83 | 1.84 | 1.86 | 1.86 | 0 | 0 | 0 | 0 | 0 | 0 | 0 | 0 | 0 | 0 | 0 | 0 | 0 | 0 | 0 | 0 | 0 | 0 | 0 | 0 | 0 | 0 | 0 | 0 | 0 | 0 | 0 | 0 | 0 | 0 | 0 | 0 | 0 | 0 | 0 | 0 | 0 | 0 | 0 | 0 | 0 | 0 | 0 | 0 | 0 | 0 | 0 | 0 | 0 | 0
| Total Leakage |  | Ml/d | 2 | 0.64 | 0.63 | 0.62 | 0.6 | 0.59 | 0.59 | 0.58 | 0.58 | 0.58 | 0.58 | 0.56 | 0.55 | 0.54 | 0.54 | 0.54 | 0.53 | 0.53 | 0.54 | 0.54 | 0.54 | 0.54 | 0.54 | 0.54 | 0.52 | 0.52 | 0.41 | 0.41 | 0.4 | 0.4 | 0.36 | 0.36 | 0 | 0 | 0 | 0 | 0 | 0 | 0 | 0 | 0 | 0 | 0 | 0 | 0 | 0 | 0 | 0 | 0 | 0 | 0 | 0 | 0 | 0 | 0 | 0 | 0 | 0 | 0 | 0 | 0 | 0 | 0 | 0 | 0 | 0 | 0 | 0 | 0 | 0 | 0 | 0 | 0 | 0 | 0 | 0 | 0 | 0 | 0 | 0 | 0 | 0
| Other demand components |  | Ml/d | 2 | 0.1 | 0.1 | 0.1 | 0.1 | 0.1 | 0.09 | 0.09 | 0.1 | 0.09 | 0.09 | 0.09 | 0.1 | 0.1 | 0.1 | 0.1 | 0.1 | 0.1 | 0.1 | 0.1 | 0.09 | 0.1 | 0.1 | 0.09 | 0.1 | 0.12 | 0.09 | 0.1 | 0.09 | 0.1 | 0.11 | 0.11 | 0 | 0 | 0 | 0 | 0 | 0 | 0 | 0 | 0 | 0 | 0 | 0 | 0 | 0 | 0 | 0 | 0 | 0 | 0 | 0 | 0 | 0 | 0 | 0 | 0 | 0 | 0 | 0 | 0 | 0 | 0 | 0 | 0 | 0 | 0 | 0 | 0 | 0 | 0 | 0 | 0 | 0 | 0 | 0 | 0 | 0 | 0 | 0 | 0 | 0
| Total Water Available for use |  | Ml/d | 2 | 9.61 | 9.61 | 9.61 | 9.61 | 9.61 | 9.61 | 9.61 | 9.61 | 9.61 | 9.61 | 9.61 | 9.54 | 9.54 | 9.54 | 9.54 | 9.54 | 9.54 | 9.54 | 9.54 | 9.54 | 9.54 | 9.54 | 4.7 | 4.71 | 4.7201 | 4.61 | 4.6 | 4.61 | 4.63 | 4.63 | 4.64 | 0 | 0 | 0 | 0 | 0 | 0 | 0 | 0 | 0 | 0 | 0 | 0 | 0 | 0 | 0 | 0 | 0 | 0 | 0 | 0 | 0 | 0 | 0 | 0 | 0 | 0 | 0 | 0 | 0 | 0 | 0 | 0 | 0 | 0 | 0 | 0 | 0 | 0 | 0 | 0 | 0 | 0 | 0 | 0 | 0 | 0 | 0 | 0 | 0 | 0
| Total Demand + Target Headroom |  | Ml/d | 2 | 5.1133 | 5.1033 | 5.0933 | 5.0933 | 5.0833 | 5.0733 | 5.0633 | 5.0904 | 5.0688 | 5.0771 | 4.9646 | 4.9022 | 4.8697 | 4.8639 | 4.8686 | 4.8399 | 4.7958 | 4.7372 | 4.7444 | 4.736 | 4.6983 | 4.7004 | 4.7049 | 4.6882 | 4.725 | 4.6126 | 4.605 | 4.6048 | 4.6281 | 4.635 | 4.645 | 0 | 0 | 0 | 0 | 0 | 0 | 0 | 0 | 0 | 0 | 0 | 0 | 0 | 0 | 0 | 0 | 0 | 0 | 0 | 0 | 0 | 0 | 0 | 0 | 0 | 0 | 0 | 0 | 0 | 0 | 0 | 0 | 0 | 0 | 0 | 0 | 0 | 0 | 0 | 0 | 0 | 0 | 0 | 0 | 0 | 0 | 0 | 0 | 0 | 0

## AWSNHA
Back to title page
Table 3a: DYAA - Baseline
Table 3b: DYAA - Final plan Options
Table 3c: DYAA - Final plan
Table 3d: DYCP - Baseline
Table 3e: DYCP - Final plan Options
Table 3f: DYCP - Final plan
Water Company | Anglian Water | Version | V3.1
WRZ | AWSNHA | Planning Scenario | DYAA
Table 3a: DYAA - Baseline | Back to top of sheet
WRMP24 reference | Component | Derivation | Unit | Decimal places | 2019-20 | 2020-21 | 2021-22 | 2022-23 | 2023-24 | 2024-25 | 2025-26 | 2026-27 | 2027-28 | 2028-29 | 2029-30 | 2030-31 | 2031-32 | 2032-33 | 2033-34 | 2034-35 | 2035-36 | 2036-37 | 2037-38 | 2038-39 | 2039-40 | 2040-41 | 2041-42 | 2042-43 | 2043-44 | 2044-45 | 2045-46 | 2046-47 | 2047-48 | 2048-49 | 2049-50 | 2050-51 | 2051-52 | 2052-53 | 2053-54 | 2054-55 | 2055-56 | 2056-57 | 2057-58 | 2058-59 | 2059-60 | 2060-61 | 2061-62 | 2062-63 | 2063-64 | 2064-65 | 2065-66 | 2066-67 | 2067-68 | 2068-69 | 2069-70 | 2070-71 | 2071-72 | 2072-73 | 2073-74 | 2074-75 | 2075-76 | 2076-77 | 2077-78 | 2078-79 | 2079-80 | 2080-81 | 2081-82 | 2082-83 | 2083-84 | 2084-85 | 2085-86 | 2086-87 | 2087-88 | 2088-89 | 2089-90 | 2090-91 | 2091-92 | 2092-93 | 2093-94 | 2094-95 | 2095-96 | 2096-97 | 2097-98 | 2098-99 | 2099-100
1BL | Raw water abstracted | Input | Ml/d | 2 | 2019-20: 0; 2020-21: 0; 2021-22: 0; 2022-23: 0; 2023-24: 0; 2024-25: 0; 2025-26: 0; 2026-27: 0; 2027-28: 0; 2028-29: 0; 2029-30: 0; 2030-31: 0; 2031-32: 0; 2032-33: 0; 2033-34: 0; 2034-35: 0; 2035-36: 0; 2036-37: 0; 2037-38: 0; 2038-39: 0; 2039-40: 0; 2040-41: 0; 2041-42: 0; 2042-43: 0; 2043-44: 0; 2044-45: 0; 2045-46: 0; 2046-47: 0; 2047-48: 0; 2048-49: 0; 2049-50: 0
1.1BL | Non-potable water supplies (if applicable) | Input | Ml/d | 2 | 2019-20: 0; 2020-21: 0; 2021-22: 0; 2022-23: 0; 2023-24: 0; 2024-25: 0; 2025-26: 0; 2026-27: 0; 2027-28: 0; 2028-29: 0; 2029-30: 0; 2030-31: 0; 2031-32: 0; 2032-33: 0; 2033-34: 0; 2034-35: 0; 2035-36: 0; 2036-37: 0; 2037-38: 0; 2038-39: 0; 2039-40: 0; 2040-41: 0; 2041-42: 0; 2042-43: 0; 2043-44: 0; 2044-45: 0; 2045-46: 0; 2046-47: 0; 2047-48: 0; 2048-49: 0; 2049-50: 0
2BL | Raw water imported | Input | Ml/d | 2 | 2019-20: 0; 2020-21: 0; 2021-22: 0; 2022-23: 0; 2023-24: 0; 2024-25: 0; 2025-26: 0; 2026-27: 0; 2027-28: 0; 2028-29: 0; 2029-30: 0; 2030-31: 0; 2031-32: 0; 2032-33: 0; 2033-34: 0; 2034-35: 0; 2035-36: 0; 2036-37: 0; 2037-38: 0; 2038-39: 0; 2039-40: 0; 2040-41: 0; 2041-42: 0; 2042-43: 0; 2043-44: 0; 2044-45: 0; 2045-46: 0; 2046-47: 0; 2047-48: 0; 2048-49: 0; 2049-50: 0
3BL | Potable water imported | Input | Ml/d | 2 | 2019-20: 4.25; 2020-21: 4.25; 2021-22: 4.25; 2022-23: 4.25; 2023-24: 4.25; 2024-25: 4.25; 2025-26: 4.261; 2026-27: 4.271; 2027-28: 4.271; 2028-29: 4.35; 2029-30: 4.48; 2030-31: 4.66; 2031-32: 4.72; 2032-33: 4.75; 2033-34: 4.78; 2034-35: 4.82; 2035-36: 4.84; 2036-37: 4.85; 2037-38: 4.9; 2038-39: 4.96; 2039-40: 4.98; 2040-41: 5.03; 2041-42: 5.1; 2042-43: 5.15; 2043-44: 5.23; 2044-45: 5.28; 2045-46: 5.33; 2046-47: 5.41; 2047-48: 5.48; 2048-49: 5.56; 2049-50: 5.65
4BL | Raw water exported enter as -ve | Input | Ml/d | 2 | 2019-20: 0; 2020-21: 0; 2021-22: 0; 2022-23: 0; 2023-24: 0; 2024-25: 0; 2025-26: 0; 2026-27: 0; 2027-28: 0; 2028-29: 0; 2029-30: 0; 2030-31: 0; 2031-32: 0; 2032-33: 0; 2033-34: 0; 2034-35: 0; 2035-36: 0; 2036-37: 0; 2037-38: 0; 2038-39: 0; 2039-40: 0; 2040-41: 0; 2041-42: 0; 2042-43: 0; 2043-44: 0; 2044-45: 0; 2045-46: 0; 2046-47: 0; 2047-48: 0; 2048-49: 0; 2049-50: 0
5BL | Potable water exported enter as -ve | Input | Ml/d | 2 | 2019-20: 0; 2020-21: 0; 2021-22: 0; 2022-23: 0; 2023-24: 0; 2024-25: 0; 2025-26: -0.001; 2026-27: -0.001; 2027-28: -0.001; 2028-29: -0.06; 2029-30: -0.11; 2030-31: -0.27; 2031-32: -0.3; 2032-33: -0.3; 2033-34: -0.3; 2034-35: -0.3; 2035-36: -0.3; 2036-37: -0.3; 2037-38: -0.3; 2038-39: -0.3; 2039-40: -0.3; 2040-41: -0.3; 2041-42: -0.3; 2042-43: -0.3; 2043-44: -0.3; 2044-45: -0.3; 2045-46: -0.3; 2046-47: -0.3; 2047-48: -0.3; 2048-49: -0.3; 2049-50: -0.3
6BL | Deployable Output before forecast changes | Input | Ml/d | 2 | 2019-20: 0; 2020-21: 0; 2021-22: 0; 2022-23: 0; 2023-24: 0; 2024-25: 0; 2025-26: 0; 2026-27: 0; 2027-28: 0; 2028-29: 0; 2029-30: 0; 2030-31: 0; 2031-32: 0; 2032-33: 0; 2033-34: 0; 2034-35: 0; 2035-36: 0; 2036-37: 0; 2037-38: 0; 2038-39: 0; 2039-40: 0; 2040-41: 0; 2041-42: 0; 2042-43: 0; 2043-44: 0; 2044-45: 0; 2045-46: 0; 2046-47: 0; 2047-48: 0; 2048-49: 0; 2049-50: 0
6.1BL | Deployable Output post forecast changes | 6BL + 7BL | Ml/d | 2 | 2019-20: 0; 2020-21: 0; 2021-22: 0; 2022-23: 0; 2023-24: 0; 2024-25: 0; 2025-26: 0; 2026-27: 0; 2027-28: 0; 2028-29: 0; 2029-30: 0; 2030-31: 0; 2031-32: 0; 2032-33: 0; 2033-34: 0; 2034-35: 0; 2035-36: 0; 2036-37: 0; 2037-38: 0; 2038-39: 0; 2039-40: 0; 2040-41: 0; 2041-42: 0; 2042-43: 0; 2043-44: 0; 2044-45: 0; 2045-46: 0; 2046-47: 0; 2047-48: 0; 2048-49: 0; 2049-50: 0
7BL | Baseline forecast changes to Deployable Output | sum (7.1BL:7.6BL) | Ml/d | 2 | 2019-20: 0; 2020-21: 0; 2021-22: 0; 2022-23: 0; 2023-24: 0; 2024-25: 0; 2025-26: 0; 2026-27: 0; 2027-28: 0; 2028-29: 0; 2029-30: 0; 2030-31: 0; 2031-32: 0; 2032-33: 0; 2033-34: 0; 2034-35: 0; 2035-36: 0; 2036-37: 0; 2037-38: 0; 2038-39: 0; 2039-40: 0; 2040-41: 0; 2041-42: 0; 2042-43: 0; 2043-44: 0; 2044-45: 0; 2045-46: 0; 2046-47: 0; 2047-48: 0; 2048-49: 0; 2049-50: 0
7.1BL | Change in DO due to climate change | Input | Ml/d | 2 | 2019-20: 0; 2020-21: 0; 2021-22: 0; 2022-23: 0; 2023-24: 0; 2024-25: 0; 2025-26: 0; 2026-27: 0; 2027-28: 0; 2028-29: 0; 2029-30: 0; 2030-31: 0; 2031-32: 0; 2032-33: 0; 2033-34: 0; 2034-35: 0; 2035-36: 0; 2036-37: 0; 2037-38: 0; 2038-39: 0; 2039-40: 0; 2040-41: 0; 2041-42: 0; 2042-43: 0; 2043-44: 0; 2044-45: 0; 2045-46: 0; 2046-47: 0; 2047-48: 0; 2048-49: 0; 2049-50: 0
7.2BL | Total confirmed DO reductions to restore sustainable abstraction enter as -ve | Input | Ml/d | 2 | 2019-20: 0; 2020-21: 0; 2021-22: 0; 2022-23: 0; 2023-24: 0; 2024-25: 0; 2025-26: 0; 2026-27: 0; 2027-28: 0; 2028-29: 0; 2029-30: 0; 2030-31: 0; 2031-32: 0; 2032-33: 0; 2033-34: 0; 2034-35: 0; 2035-36: 0; 2036-37: 0; 2037-38: 0; 2038-39: 0; 2039-40: 0; 2040-41: 0; 2041-42: 0; 2042-43: 0; 2043-44: 0; 2044-45: 0; 2045-46: 0; 2046-47: 0; 2047-48: 0; 2048-49: 0; 2049-50: 0
7.3BL | Total additional DO reductions for Environmental Destination (excl. any confirmed reductions) enter as -ve | Input | Ml/d | 2 | 2019-20: 0; 2020-21: 0; 2021-22: 0; 2022-23: 0; 2023-24: 0; 2024-25: 0; 2025-26: 0; 2026-27: 0; 2027-28: 0; 2028-29: 0; 2029-30: 0; 2030-31: 0; 2031-32: 0; 2032-33: 0; 2033-34: 0; 2034-35: 0; 2035-36: 0; 2036-37: 0; 2037-38: 0; 2038-39: 0; 2039-40: 0; 2040-41: 0; 2041-42: 0; 2042-43: 0; 2043-44: 0; 2044-45: 0; 2045-46: 0; 2046-47: 0; 2047-48: 0; 2048-49: 0; 2049-50: 0
7.4BL | Change in DO from prolonged Outage reduction enter as -ve | Input | Ml/d | 2 | 2019-20: 0; 2020-21: 0; 2021-22: 0; 2022-23: 0; 2023-24: 0; 2024-25: 0; 2025-26: 0; 2026-27: 0; 2027-28: 0; 2028-29: 0; 2029-30: 0; 2030-31: 0; 2031-32: 0; 2032-33: 0; 2033-34: 0; 2034-35: 0; 2035-36: 0; 2036-37: 0; 2037-38: 0; 2038-39: 0; 2039-40: 0; 2040-41: 0; 2041-42: 0; 2042-43: 0; 2043-44: 0; 2044-45: 0; 2045-46: 0; 2046-47: 0; 2047-48: 0; 2048-49: 0; 2049-50: 0
7.5BL | Change in DO from drought measures | Zero for baseline | Ml/d | 2 | 2019-20: 0; 2020-21: 0; 2021-22: 0; 2022-23: 0; 2023-24: 0; 2024-25: 0; 2025-26: 0; 2026-27: 0; 2027-28: 0; 2028-29: 0; 2029-30: 0; 2030-31: 0; 2031-32: 0; 2032-33: 0; 2033-34: 0; 2034-35: 0; 2035-36: 0; 2036-37: 0; 2037-38: 0; 2038-39: 0; 2039-40: 0; 2040-41: 0; 2041-42: 0; 2042-43: 0; 2043-44: 0; 2044-45: 0; 2045-46: 0; 2046-47: 0; 2047-48: 0; 2048-49: 0; 2049-50: 0
7.6BL | Total other changes to DO (e.g. nitrates/operational decline) | Input | Ml/d | 2 | 2019-20: 0; 2020-21: 0; 2021-22: 0; 2022-23: 0; 2023-24: 0; 2024-25: 0; 2025-26: 0; 2026-27: 0; 2027-28: 0; 2028-29: 0; 2029-30: 0; 2030-31: 0; 2031-32: 0; 2032-33: 0; 2033-34: 0; 2034-35: 0; 2035-36: 0; 2036-37: 0; 2037-38: 0; 2038-39: 0; 2039-40: 0; 2040-41: 0; 2041-42: 0; 2042-43: 0; 2043-44: 0; 2044-45: 0; 2045-46: 0; 2046-47: 0; 2047-48: 0; 2048-49: 0; 2049-50: 0
8BL | Raw water losses, treatment works losses and operational use | Input | Ml/d | 2 | 2019-20: 0; 2020-21: 0; 2021-22: 0; 2022-23: 0; 2023-24: 0; 2024-25: 0; 2025-26: 0; 2026-27: 0; 2027-28: 0; 2028-29: 0; 2029-30: 0; 2030-31: 0; 2031-32: 0; 2032-33: 0; 2033-34: 0; 2034-35: 0; 2035-36: 0; 2036-37: 0; 2037-38: 0; 2038-39: 0; 2039-40: 0; 2040-41: 0; 2041-42: 0; 2042-43: 0; 2043-44: 0; 2044-45: 0; 2045-46: 0; 2046-47: 0; 2047-48: 0; 2048-49: 0; 2049-50: 0
9BL | Total Outage Allowance | Input | Ml/d | 2 | 2019-20: 0; 2020-21: 0; 2021-22: 0; 2022-23: 0; 2023-24: 0; 2024-25: 0; 2025-26: 0; 2026-27: 0; 2027-28: 0; 2028-29: 0; 2029-30: 0; 2030-31: 0; 2031-32: 0; 2032-33: 0; 2033-34: 0; 2034-35: 0; 2035-36: 0; 2036-37: 0; 2037-38: 0; 2038-39: 0; 2039-40: 0; 2040-41: 0; 2041-42: 0; 2042-43: 0; 2043-44: 0; 2044-45: 0; 2045-46: 0; 2046-47: 0; 2047-48: 0; 2048-49: 0; 2049-50: 0
10BL | Water Available For Use (own sources) | (6BL + 7BL) - (8BL + 9BL) | Ml/d | 2 | 2019-20: 0; 2020-21: 0; 2021-22: 0; 2022-23: 0; 2023-24: 0; 2024-25: 0; 2025-26: 0; 2026-27: 0; 2027-28: 0; 2028-29: 0; 2029-30: 0; 2030-31: 0; 2031-32: 0; 2032-33: 0; 2033-34: 0; 2034-35: 0; 2035-36: 0; 2036-37: 0; 2037-38: 0; 2038-39: 0; 2039-40: 0; 2040-41: 0; 2041-42: 0; 2042-43: 0; 2043-44: 0; 2044-45: 0; 2045-46: 0; 2046-47: 0; 2047-48: 0; 2048-49: 0; 2049-50: 0
11BL | Total Water Available For Use | 10BL + sum (2BL:5BL) | Ml/d | 2 | 2019-20: 4.25; 2020-21: 4.25; 2021-22: 4.25; 2022-23: 4.25; 2023-24: 4.25; 2024-25: 4.25; 2025-26: 4.26; 2026-27: 4.27; 2027-28: 4.27; 2028-29: 4.29; 2029-30: 4.37; 2030-31: 4.39; 2031-32: 4.42; 2032-33: 4.45; 2033-34: 4.48; 2034-35: 4.52; 2035-36: 4.54; 2036-37: 4.55; 2037-38: 4.6; 2038-39: 4.66; 2039-40: 4.68; 2040-41: 4.73; 2041-42: 4.8; 2042-43: 4.85; 2043-44: 4.93; 2044-45: 4.98; 2045-46: 5.03; 2046-47: 5.11; 2047-48: 5.18; 2048-49: 5.26; 2049-50: 5.35
12BL | Water delivered measured non-household | Input | Ml/d | 2 | 2019-20: 0.84; 2020-21: 0.85; 2021-22: 0.86; 2022-23: 0.87; 2023-24: 0.88; 2024-25: 0.9; 2025-26: 0.91; 2026-27: 0.92; 2027-28: 0.94; 2028-29: 0.95; 2029-30: 0.97; 2030-31: 0.99; 2031-32: 1.01; 2032-33: 1.03; 2033-34: 1.05; 2034-35: 1.07; 2035-36: 1.1; 2036-37: 1.12; 2037-38: 1.15; 2038-39: 1.18; 2039-40: 1.22; 2040-41: 1.26; 2041-42: 1.3; 2042-43: 1.35; 2043-44: 1.4; 2044-45: 1.46; 2045-46: 1.51; 2046-47: 1.57; 2047-48: 1.64; 2048-49: 1.71; 2049-50: 1.79
12.1BL | Non-potable water consumption (if applicable) | Input | Ml/d | 2 | 2019-20: 0; 2020-21: 0; 2021-22: 0; 2022-23: 0; 2023-24: 0; 2024-25: 0; 2025-26: 0; 2026-27: 0; 2027-28: 0; 2028-29: 0; 2029-30: 0; 2030-31: 0; 2031-32: 0; 2032-33: 0; 2033-34: 0; 2034-35: 0; 2035-36: 0; 2036-37: 0; 2037-38: 0; 2038-39: 0; 2039-40: 0; 2040-41: 0; 2041-42: 0; 2042-43: 0; 2043-44: 0; 2044-45: 0; 2045-46: 0; 2046-47: 0; 2047-48: 0; 2048-49: 0; 2049-50: 0
13BL | Water delivered unmeasured non-household | Input | Ml/d | 2 | 2019-20: 0; 2020-21: 0; 2021-22: 0; 2022-23: 0; 2023-24: 0; 2024-25: 0; 2025-26: 0; 2026-27: 0; 2027-28: 0; 2028-29: 0; 2029-30: 0; 2030-31: 0; 2031-32: 0; 2032-33: 0; 2033-34: 0; 2034-35: 0; 2035-36: 0; 2036-37: 0; 2037-38: 0; 2038-39: 0; 2039-40: 0.01; 2040-41: 0.01; 2041-42: 0.01; 2042-43: 0.01; 2043-44: 0.01; 2044-45: 0.01; 2045-46: 0.01; 2046-47: 0.01; 2047-48: 0.01; 2048-49: 0.01; 2049-50: 0.01
14BL | Water delivered measured household | Input | Ml/d | 2 | 2019-20: 1.86; 2020-21: 1.89; 2021-22: 1.92; 2022-23: 1.95; 2023-24: 1.99; 2024-25: 2.02; 2025-26: 2.05; 2026-27: 2.07; 2027-28: 2.1; 2028-29: 2.12; 2029-30: 2.13; 2030-31: 2.15; 2031-32: 2.17; 2032-33: 2.2; 2033-34: 2.22; 2034-35: 2.24; 2035-36: 2.26; 2036-37: 2.28; 2037-38: 2.31; 2038-39: 2.34; 2039-40: 2.37; 2040-41: 2.4; 2041-42: 2.42; 2042-43: 2.44; 2043-44: 2.46; 2044-45: 2.49; 2045-46: 2.5; 2046-47: 2.52; 2047-48: 2.53; 2048-49: 2.55; 2049-50: 2.56
15BL | Water delivered unmeasured household | Input | Ml/d | 2 | 2019-20: 0.58; 2020-21: 0.55; 2021-22: 0.52; 2022-23: 0.48; 2023-24: 0.45; 2024-25: 0.42; 2025-26: 0.39; 2026-27: 0.37; 2027-28: 0.34; 2028-29: 0.32; 2029-30: 0.3; 2030-31: 0.28; 2031-32: 0.26; 2032-33: 0.25; 2033-34: 0.23; 2034-35: 0.21; 2035-36: 0.2; 2036-37: 0.18; 2037-38: 0.17; 2038-39: 0.15; 2039-40: 0.14; 2040-41: 0.13; 2041-42: 0.11; 2042-43: 0.1; 2043-44: 0.09; 2044-45: 0.08; 2045-46: 0.07; 2046-47: 0.07; 2047-48: 0.07; 2048-49: 0.06; 2049-50: 0.06
16BL | Percentage of consumption driven by climate change | Input | % | 1 | 2019-20: 0%; 2020-21: 0%; 2021-22: 0%; 2022-23: 0.1%; 2023-24: 0.1%; 2024-25: 0.1%; 2025-26: 0.1%; 2026-27: 0.1%; 2027-28: 0.1%; 2028-29: 0.2%; 2029-30: 0.2%; 2030-31: 0.2%; 2031-32: 0.2%; 2032-33: 0.3%; 2033-34: 0.3%; 2034-35: 0.3%; 2035-36: 0.4%; 2036-37: 0.4%; 2037-38: 0.4%; 2038-39: 0.5%; 2039-40: 0.5%; 2040-41: 0.6%; 2041-42: 0.6%; 2042-43: 0.6%; 2043-44: 0.7%; 2044-45: 0.7%; 2045-46: 0.8%; 2046-47: 0.8%; 2047-48: 0.8%; 2048-49: 0.8%; 2049-50: 0.9%
17BL | Volume of consumption driven by climate change | 16BL * (12BL + sum(13BL:15BL) - sum (23BL:26BL)) | Ml/d | 2 | 2019-20: 0; 2020-21: 0; 2021-22: 0; 2022-23: 0.00316; 2023-24: 0.00318; 2024-25: 0.0032; 2025-26: 0.00321; 2026-27: 0.00322; 2027-28: 0.00324; 2028-29: 0.00648; 2029-30: 0.00652; 2030-31: 0.00656; 2031-32: 0.0066; 2032-33: 0.01002; 2033-34: 0.01008; 2034-35: 0.01014; 2035-36: 0.01368; 2036-37: 0.0138; 2037-38: 0.01396; 2038-39: 0.01765; 2039-40: 0.018; 2040-41: 0.02196; 2041-42: 0.0222; 2042-43: 0.02256; 2043-44: 0.02674; 2044-45: 0.0273; 2045-46: 0.0316; 2046-47: 0.03216; 2047-48: 0.0328; 2048-49: 0.03344; 2049-50: 0.03843
18BL | Measured Household - PCC | ((14BL - 25BL) * 1,000,000) / (39BL *1,000) | l/h/d | 1 | 2019-20: 128.326; 2020-21: 127.551; 2021-22: 127.2335; 2022-23: 126.5995; 2023-24: 126; 2024-25: 125.3509; 2025-26: 125.62; 2026-27: 125.4378; 2027-28: 126.1989; 2028-29: 125.7744; 2029-30: 125.4814; 2030-31: 125.7939; 2031-32: 126.1405; 2032-33: 126.9822; 2033-34: 127.2925; 2034-35: 127.6443; 2035-36: 127.9762; 2036-37: 128.1446; 2037-38: 128.3028; 2038-39: 129.0548; 2039-40: 129.683; 2040-41: 130.3304; 2041-42: 130.4668; 2042-43: 130.6086; 2043-44: 130.7701; 2044-45: 131.4986; 2045-46: 131.3538; 2046-47: 131.2394; 2047-48: 131.0974; 2048-49: 131.5074; 2049-50: 131.4864
19BL | Unmeasured Household - PCC | ((15BL - 26BL) * 1,000,000) / (40BL *1,000) | l/h/d | 1 | 2019-20: 222.8764; 2020-21: 227.9839; 2021-22: 226.3083; 2022-23: 222.7848; 2023-24: 228.8828; 2024-25: 228.3372; 2025-26: 223.8806; 2026-27: 224.5707; 2027-28: 218.0028; 2028-29: 217.2285; 2029-30: 224; 2030-31: 222.2222; 2031-32: 219.7802; 2032-33: 225.9332; 2033-34: 221.7529; 2034-35: 216.1547; 2035-36: 221.4022; 2036-37: 226.9693; 2037-38: 232.8967; 2038-39: 222.9299; 2039-40: 226.8761; 2040-41: 231.2139; 2041-42: 213.6752; 2042-43: 215.311; 2043-44: 215.6334; 2044-45: 214.7239; 2045-46: 195.4397; 2046-47: 206.8966; 2047-48: 219.7802; 2048-49: 194.5525; 2049-50: 194.5525
20BL | Average Household - PCC | (((14BL - 25BL) + (15BL - 26BL)) * 1,000,000) / ((39BL + 40BL) *1,000) | l/h/d | 1 | 2019-20: 142.2299; 2020-21: 141.293; 2021-22: 139.9661; 2022-23: 137.9972; 2023-24: 137.2141; 2024-25: 135.6828; 2025-26: 134.8433; 2026-27: 134.1541; 2027-28: 133.758; 2028-29: 132.8251; 2029-30: 132.5801; 2030-31: 132.2827; 2031-32: 132.0094; 2032-33: 132.7459; 2033-34: 132.3974; 2034-35: 132.0733; 2035-36: 132.2887; 2036-37: 132.3305; 2037-38: 132.3496; 2038-39: 132.3612; 2039-40: 132.7903; 2040-41: 133.2371; 2041-42: 132.6187; 2042-43: 132.556; 2043-44: 132.4938; 2044-45: 132.9773; 2045-46: 132.4216; 2046-47: 132.4253; 2047-48: 132.4004; 2048-49: 132.3758; 2049-50: 132.3514
21BL | Water taken unbilled | Input | Ml/d | 2 | 2019-20: 0.11; 2020-21: 0.11; 2021-22: 0.11; 2022-23: 0.12; 2023-24: 0.12; 2024-25: 0.11; 2025-26: 0.12; 2026-27: 0.12; 2027-28: 0.11; 2028-29: 0.11; 2029-30: 0.11; 2030-31: 0.11; 2031-32: 0.11; 2032-33: 0.1; 2033-34: 0.11; 2034-35: 0.12; 2035-36: 0.11; 2036-37: 0.12; 2037-38: 0.11; 2038-39: 0.12; 2039-40: 0.11; 2040-41: 0.1; 2041-42: 0.12; 2042-43: 0.11; 2043-44: 0.11; 2044-45: 0.09; 2045-46: 0.11; 2046-47: 0.1; 2047-48: 0.1; 2048-49: 0.11; 2049-50: 0.11
22BL | Distribution system operational use | Input | Ml/d | 2 | 2019-20: 0.03; 2020-21: 0.03; 2021-22: 0.03; 2022-23: 0.03; 2023-24: 0.03; 2024-25: 0.03; 2025-26: 0.03; 2026-27: 0.03; 2027-28: 0.03; 2028-29: 0.03; 2029-30: 0.03; 2030-31: 0.03; 2031-32: 0.03; 2032-33: 0.03; 2033-34: 0.03; 2034-35: 0.03; 2035-36: 0.03; 2036-37: 0.03; 2037-38: 0.03; 2038-39: 0.03; 2039-40: 0.03; 2040-41: 0.03; 2041-42: 0.03; 2042-43: 0.03; 2043-44: 0.03; 2044-45: 0.03; 2045-46: 0.03; 2046-47: 0.03; 2047-48: 0.03; 2048-49: 0.03; 2049-50: 0.03
23BL | Measured Non Household - USPL | Input | Ml/d | 2 | 2019-20: 0.01; 2020-21: 0.01; 2021-22: 0.01; 2022-23: 0.01; 2023-24: 0.01; 2024-25: 0.01; 2025-26: 0.01; 2026-27: 0.01; 2027-28: 0.01; 2028-29: 0.01; 2029-30: 0.01; 2030-31: 0.01; 2031-32: 0.01; 2032-33: 0.01; 2033-34: 0.01; 2034-35: 0.01; 2035-36: 0.01; 2036-37: 0.01; 2037-38: 0.01; 2038-39: 0.01; 2039-40: 0.01; 2040-41: 0.01; 2041-42: 0.01; 2042-43: 0.01; 2043-44: 0.01; 2044-45: 0.01; 2045-46: 0.01; 2046-47: 0.01; 2047-48: 0.01; 2048-49: 0.01; 2049-50: 0.01
24BL | Unmeasured Non Household - USPL | Input | Ml/d | 2 | 2019-20: 0; 2020-21: 0; 2021-22: 0; 2022-23: 0; 2023-24: 0; 2024-25: 0; 2025-26: 0; 2026-27: 0; 2027-28: 0; 2028-29: 0; 2029-30: 0; 2030-31: 0; 2031-32: 0; 2032-33: 0; 2033-34: 0; 2034-35: 0; 2035-36: 0; 2036-37: 0; 2037-38: 0; 2038-39: 0; 2039-40: 0; 2040-41: 0; 2041-42: 0; 2042-43: 0; 2043-44: 0; 2044-45: 0; 2045-46: 0; 2046-47: 0; 2047-48: 0; 2048-49: 0; 2049-50: 0
25BL | Measured Household - USPL | Input | Ml/d | 2 | 2019-20: 0.09; 2020-21: 0.09; 2021-22: 0.09; 2022-23: 0.09; 2023-24: 0.1; 2024-25: 0.1; 2025-26: 0.1; 2026-27: 0.1; 2027-28: 0.1; 2028-29: 0.11; 2029-30: 0.11; 2030-31: 0.11; 2031-32: 0.11; 2032-33: 0.11; 2033-34: 0.11; 2034-35: 0.11; 2035-36: 0.11; 2036-37: 0.11; 2037-38: 0.12; 2038-39: 0.12; 2039-40: 0.12; 2040-41: 0.12; 2041-42: 0.12; 2042-43: 0.12; 2043-44: 0.12; 2044-45: 0.12; 2045-46: 0.12; 2046-47: 0.13; 2047-48: 0.13; 2048-49: 0.13; 2049-50: 0.13
26BL | Unmeasured Household - USPL | Input | Ml/d | 2 | 2019-20: 0.05; 2020-21: 0.04; 2021-22: 0.04; 2022-23: 0.04; 2023-24: 0.03; 2024-25: 0.03; 2025-26: 0.03; 2026-27: 0.03; 2027-28: 0.03; 2028-29: 0.03; 2029-30: 0.02; 2030-31: 0.02; 2031-32: 0.02; 2032-33: 0.02; 2033-34: 0.02; 2034-35: 0.02; 2035-36: 0.02; 2036-37: 0.01; 2037-38: 0.01; 2038-39: 0.01; 2039-40: 0.01; 2040-41: 0.01; 2041-42: 0.01; 2042-43: 0.01; 2043-44: 0.01; 2044-45: 0.01; 2045-46: 0.01; 2046-47: 0.01; 2047-48: 0.01; 2048-49: 0.01; 2049-50: 0.01
27BL | Void Properties - USPL | Input | Ml/d | 2 | 2019-20: 0.01; 2020-21: 0.01; 2021-22: 0.01; 2022-23: 0.01; 2023-24: 0.01; 2024-25: 0.01; 2025-26: 0.01; 2026-27: 0.01; 2027-28: 0.01; 2028-29: 0.01; 2029-30: 0.01; 2030-31: 0.01; 2031-32: 0.01; 2032-33: 0.01; 2033-34: 0.01; 2034-35: 0.01; 2035-36: 0.01; 2036-37: 0.01; 2037-38: 0.01; 2038-39: 0.01; 2039-40: 0.01; 2040-41: 0.01; 2041-42: 0.01; 2042-43: 0.01; 2043-44: 0.01; 2044-45: 0.01; 2045-46: 0.01; 2046-47: 0.01; 2047-48: 0.01; 2048-49: 0.01; 2049-50: 0.01
28BL | Distribution losses | Input | Ml/d | 2 | 2019-20: 0.72; 2020-21: 0.7; 2021-22: 0.69; 2022-23: 0.68; 2023-24: 0.66; 2024-25: 0.65; 2025-26: 0.65; 2026-27: 0.65; 2027-28: 0.65; 2028-29: 0.65; 2029-30: 0.65; 2030-31: 0.65; 2031-32: 0.65; 2032-33: 0.65; 2033-34: 0.65; 2034-35: 0.65; 2035-36: 0.65; 2036-37: 0.65; 2037-38: 0.65; 2038-39: 0.65; 2039-40: 0.65; 2040-41: 0.65; 2041-42: 0.65; 2042-43: 0.65; 2043-44: 0.65; 2044-45: 0.65; 2045-46: 0.65; 2046-47: 0.65; 2047-48: 0.65; 2048-49: 0.65; 2049-50: 0.65
29BL | Total Leakage | sum (23BL:28BL) | Ml/d | 2 | 2019-20: 0.88; 2020-21: 0.85; 2021-22: 0.84; 2022-23: 0.83; 2023-24: 0.81; 2024-25: 0.8; 2025-26: 0.8; 2026-27: 0.8; 2027-28: 0.8; 2028-29: 0.81; 2029-30: 0.8; 2030-31: 0.8; 2031-32: 0.8; 2032-33: 0.8; 2033-34: 0.8; 2034-35: 0.8; 2035-36: 0.8; 2036-37: 0.79; 2037-38: 0.8; 2038-39: 0.8; 2039-40: 0.8; 2040-41: 0.8; 2041-42: 0.8; 2042-43: 0.8; 2043-44: 0.8; 2044-45: 0.8; 2045-46: 0.8; 2046-47: 0.81; 2047-48: 0.81; 2048-49: 0.81; 2049-50: 0.81
30BL | Leakage/property | (29BL * 1,000,000) / (36BL * 1,000) | l/prop/d | 2 | 2019-20: 102.0408; 2020-21: 95.9476; 2021-22: 92.5416; 2022-23: 89.856; 2023-24: 86.1519; 2024-25: 83.6645; 2025-26: 82.8586; 2026-27: 82.2368; 2027-28: 81.7411; 2028-29: 82.3505; 2029-30: 80.9717; 2030-31: 80.5964; 2031-32: 80.2407; 2032-33: 79.8403; 2033-34: 79.4755; 2034-35: 79.1609; 2035-36: 78.8721; 2036-37: 77.36; 2037-38: 77.8134; 2038-39: 77.3096; 2039-40: 76.8197; 2040-41: 76.3286; 2041-42: 75.8725; 2042-43: 75.4361; 2043-44: 75.0188; 2044-45: 74.606; 2045-46: 74.2115; 2046-47: 74.7508; 2047-48: 74.3733; 2048-49: 74.0132; 2049-50: 73.6632
31BL | Measured Non Household - properties | Input | 000's | 2 | 2019-20: 0.556; 2020-21: 0.568; 2021-22: 0.58; 2022-23: 0.592; 2023-24: 0.604; 2024-25: 0.617; 2025-26: 0.629; 2026-27: 0.64; 2027-28: 0.651; 2028-29: 0.658; 2029-30: 0.664; 2030-31: 0.671; 2031-32: 0.677; 2032-33: 0.682; 2033-34: 0.687; 2034-35: 0.689; 2035-36: 0.692; 2036-37: 0.694; 2037-38: 0.697; 2038-39: 0.699; 2039-40: 0.702; 2040-41: 0.705; 2041-42: 0.708; 2042-43: 0.711; 2043-44: 0.714; 2044-45: 0.717; 2045-46: 0.72; 2046-47: 0.724; 2047-48: 0.728; 2048-49: 0.731; 2049-50: 0.735
32BL | Unmeasured Non Household - properties | Input | 000's | 2 | 2019-20: 0.002; 2020-21: 0.002; 2021-22: 0.002; 2022-23: 0.002; 2023-24: 0.002; 2024-25: 0.002; 2025-26: 0.003; 2026-27: 0.003; 2027-28: 0.003; 2028-29: 0.003; 2029-30: 0.003; 2030-31: 0.003; 2031-32: 0.003; 2032-33: 0.003; 2033-34: 0.003; 2034-35: 0.003; 2035-36: 0.003; 2036-37: 0.003; 2037-38: 0.003; 2038-39: 0.003; 2039-40: 0.003; 2040-41: 0.003; 2041-42: 0.003; 2042-43: 0.003; 2043-44: 0.003; 2044-45: 0.003; 2045-46: 0.003; 2046-47: 0.003; 2047-48: 0.003; 2048-49: 0.003; 2049-50: 0.003
33BL | All void non-households - properties | Input | 000's | 2 | 2019-20: 0; 2020-21: 0; 2021-22: 0; 2022-23: 0; 2023-24: 0; 2024-25: 0; 2025-26: 0; 2026-27: 0; 2027-28: 0; 2028-29: 0; 2029-30: 0; 2030-31: 0; 2031-32: 0; 2032-33: 0; 2033-34: 0; 2034-35: 0; 2035-36: 0; 2036-37: 0; 2037-38: 0; 2038-39: 0; 2039-40: 0; 2040-41: 0; 2041-42: 0; 2042-43: 0; 2043-44: 0; 2044-45: 0; 2045-46: 0; 2046-47: 0; 2047-48: 0; 2048-49: 0; 2049-50: 0
34BL | Measured households - properties (excl. void) | Year before + sum (34.1BL:34.6BL) | 000's | 2 | 2019-20: 6.722; 2020-21: 7.007; 2021-22: 7.267; 2022-23: 7.476; 2023-24: 7.691; 2024-25: 7.895; 2025-26: 8.021; 2026-27: 8.129; 2027-28: 8.22; 2028-29: 8.304; 2029-30: 8.382; 2030-31: 8.46; 2031-32: 8.535; 2032-33: 8.617; 2033-34: 8.693; 2034-35: 8.763; 2035-36: 8.83; 2036-37: 8.928; 2037-38: 9.023; 2038-39: 9.117; 2039-40: 9.208; 2040-41: 9.297; 2041-42: 9.383; 2042-43: 9.466; 2043-44: 9.546; 2044-45: 9.624; 2045-46: 9.687; 2046-47: 9.747; 2047-48: 9.806; 2048-49: 9.862; 2049-50: 9.909
34.1BL | New build properties - properties | Input (new builds in each year) | 000's | 2 | 2019-20: 0.22; 2020-21: 0.211; 2021-22: 0.191; 2022-23: 0.146; 2023-24: 0.154; 2024-25: 0.145; 2025-26: 0.077; 2026-27: 0.061; 2027-28: 0.046; 2028-29: 0.041; 2029-30: 0.037; 2030-31: 0.037; 2031-32: 0.036; 2032-33: 0.045; 2033-34: 0.04; 2034-35: 0.035; 2035-36: 0.034; 2036-37: 0.065; 2037-38: 0.064; 2038-39: 0.064; 2039-40: 0.062; 2040-41: 0.061; 2041-42: 0.059; 2042-43: 0.057; 2043-44: 0.055; 2044-45: 0.054; 2045-46: 0.053; 2046-47: 0.051; 2047-48: 0.05; 2048-49: 0.048; 2049-50: 0.047
34.2BL | Meter optants - properties | Input (meter optants in each year) | 000's | 2 | 2019-20: 0.049; 2020-21: 0.047; 2021-22: 0.043; 2022-23: 0.038; 2023-24: 0.037; 2024-25: 0.035; 2025-26: 0.026; 2026-27: 0.025; 2027-28: 0.024; 2028-29: 0.023; 2029-30: 0.022; 2030-31: 0.022; 2031-32: 0.021; 2032-33: 0.02; 2033-34: 0.019; 2034-35: 0.019; 2035-36: 0.018; 2036-37: 0.018; 2037-38: 0.017; 2038-39: 0.016; 2039-40: 0.016; 2040-41: 0.015; 2041-42: 0.015; 2042-43: 0.014; 2043-44: 0.014; 2044-45: 0.013; 2045-46: 0; 2046-47: 0; 2047-48: 0; 2048-49: 0; 2049-50: 0
34.3BL | Compulsory metering - properties | Input (compulsory meters in each year) | 000's | 2 | 2019-20: 0; 2020-21: 0; 2021-22: 0; 2022-23: 0; 2023-24: 0; 2024-25: 0; 2025-26: 0; 2026-27: 0; 2027-28: 0; 2028-29: 0; 2029-30: 0; 2030-31: 0; 2031-32: 0; 2032-33: 0; 2033-34: 0; 2034-35: 0; 2035-36: 0; 2036-37: 0; 2037-38: 0; 2038-39: 0; 2039-40: 0; 2040-41: 0; 2041-42: 0; 2042-43: 0; 2043-44: 0; 2044-45: 0; 2045-46: 0; 2046-47: 0; 2047-48: 0; 2048-49: 0; 2049-50: 0
34.4BL | Metering on change of occupancy - properties | Input (change of occupancy meters in each year) | 000's | 2 | 2019-20: 0.027; 2020-21: 0.026; 2021-22: 0.025; 2022-23: 0.024; 2023-24: 0.023; 2024-25: 0.023; 2025-26: 0.022; 2026-27: 0.021; 2027-28: 0.02; 2028-29: 0.019; 2029-30: 0.018; 2030-31: 0.018; 2031-32: 0.017; 2032-33: 0.016; 2033-34: 0.016; 2034-35: 0.015; 2035-36: 0.014; 2036-37: 0.014; 2037-38: 0.013; 2038-39: 0.013; 2039-40: 0.012; 2040-41: 0.012; 2041-42: 0.011; 2042-43: 0.011; 2043-44: 0.01; 2044-45: 0.01; 2045-46: 0.01; 2046-47: 0.009; 2047-48: 0.009; 2048-49: 0.008; 2049-50: 0
34.5BL | Selective metering - properties | Input (selective meters in each year) | 000's | 2 | 2019-20: 0.001; 2020-21: 0.001; 2021-22: 0.001; 2022-23: 0.001; 2023-24: 0.001; 2024-25: 0.001; 2025-26: 0.001; 2026-27: 0.001; 2027-28: 0.001; 2028-29: 0.001; 2029-30: 0.001; 2030-31: 0.001; 2031-32: 0.001; 2032-33: 0.001; 2033-34: 0.001; 2034-35: 0.001; 2035-36: 0.001; 2036-37: 0.001; 2037-38: 0.001; 2038-39: 0.001; 2039-40: 0.001; 2040-41: 0.001; 2041-42: 0.001; 2042-43: 0.001; 2043-44: 0.001; 2044-45: 0.001; 2045-46: 0; 2046-47: 0; 2047-48: 0; 2048-49: 0; 2049-50: 0
34.6BL | Other changes to existing metering - properties | Input (other changes to meters in each year) | 000's | 2 | 2019-20: 0; 2020-21: 0; 2021-22: 0; 2022-23: 0; 2023-24: 0; 2024-25: 0; 2025-26: 0; 2026-27: 0; 2027-28: 0; 2028-29: 0; 2029-30: 0; 2030-31: 0; 2031-32: 0; 2032-33: 0; 2033-34: 0; 2034-35: 0; 2035-36: 0; 2036-37: 0; 2037-38: 0; 2038-39: 0; 2039-40: 0; 2040-41: 0; 2041-42: 0; 2042-43: 0; 2043-44: 0; 2044-45: 0; 2045-46: 0; 2046-47: 0; 2047-48: 0; 2048-49: 0; 2049-50: 0
34.7BL | Measured household void properties | Input | 000's | 2 | 2019-20: 0.145; 2020-21: 0.148; 2021-22: 0.15; 2022-23: 0.154; 2023-24: 0.156; 2024-25: 0.159; 2025-26: 0.162; 2026-27: 0.164; 2027-28: 0.166; 2028-29: 0.169; 2029-30: 0.171; 2030-31: 0.173; 2031-32: 0.175; 2032-33: 0.177; 2033-34: 0.179; 2034-35: 0.181; 2035-36: 0.183; 2036-37: 0.185; 2037-38: 0.187; 2038-39: 0.189; 2039-40: 0.191; 2040-41: 0.193; 2041-42: 0.195; 2042-43: 0.196; 2043-44: 0.198; 2044-45: 0.2; 2045-46: 0.201; 2046-47: 0.202; 2047-48: 0.203; 2048-49: 0.205; 2049-50: 0.206
35BL | Unmeasured households - properties (excl. void) | Input | 000's | 2 | 2019-20: 1.174; 2020-21: 1.111; 2021-22: 1.056; 2022-23: 0.992; 2023-24: 0.93; 2024-25: 0.871; 2025-26: 0.823; 2026-27: 0.776; 2027-28: 0.732; 2028-29: 0.688; 2029-30: 0.647; 2030-31: 0.606; 2031-32: 0.568; 2032-33: 0.53; 2033-34: 0.494; 2034-35: 0.46; 2035-36: 0.426; 2036-37: 0.394; 2037-38: 0.363; 2038-39: 0.333; 2039-40: 0.304; 2040-41: 0.277; 2041-42: 0.25; 2042-43: 0.224; 2043-44: 0.199; 2044-45: 0.175; 2045-46: 0.166; 2046-47: 0.157; 2047-48: 0.148; 2048-49: 0.14; 2049-50: 0.14
35.1BL | Unmeasured household void properties | Input | 000's | 2 | 2019-20: 0.025; 2020-21: 0.023; 2021-22: 0.022; 2022-23: 0.021; 2023-24: 0.019; 2024-25: 0.018; 2025-26: 0.017; 2026-27: 0.016; 2027-28: 0.015; 2028-29: 0.014; 2029-30: 0.013; 2030-31: 0.013; 2031-32: 0.012; 2032-33: 0.011; 2033-34: 0.01; 2034-35: 0.01; 2035-36: 0.009; 2036-37: 0.008; 2037-38: 0.008; 2038-39: 0.007; 2039-40: 0.006; 2040-41: 0.006; 2041-42: 0.005; 2042-43: 0.005; 2043-44: 0.004; 2044-45: 0.004; 2045-46: 0.003; 2046-47: 0.003; 2047-48: 0.003; 2048-49: 0.003; 2049-50: 0.003
36BL | Total Resource Zone Properties (incl. voids) | sum (31BL:34BL) + 34.7BL + 35BL + 35.1BL | 000's | 2 | 2019-20: 8.624; 2020-21: 8.859; 2021-22: 9.077; 2022-23: 9.237; 2023-24: 9.402; 2024-25: 9.562; 2025-26: 9.655; 2026-27: 9.728; 2027-28: 9.787; 2028-29: 9.836; 2029-30: 9.88; 2030-31: 9.926; 2031-32: 9.97; 2032-33: 10.02; 2033-34: 10.066; 2034-35: 10.106; 2035-36: 10.143; 2036-37: 10.212; 2037-38: 10.281; 2038-39: 10.348; 2039-40: 10.414; 2040-41: 10.481; 2041-42: 10.544; 2042-43: 10.605; 2043-44: 10.664; 2044-45: 10.723; 2045-46: 10.78; 2046-47: 10.836; 2047-48: 10.891; 2048-49: 10.944; 2049-50: 10.996
37BL | Measured Non Household - Population | Input | 000's | 2 | 2019-20: 0.222; 2020-21: 0.225; 2021-22: 0.227; 2022-23: 0.231; 2023-24: 0.233; 2024-25: 0.235; 2025-26: 0.237; 2026-27: 0.24; 2027-28: 0.244; 2028-29: 0.249; 2029-30: 0.251; 2030-31: 0.256; 2031-32: 0.264; 2032-33: 0.27; 2033-34: 0.274; 2034-35: 0.278; 2035-36: 0.282; 2036-37: 0.285; 2037-38: 0.288; 2038-39: 0.292; 2039-40: 0.296; 2040-41: 0.299; 2041-42: 0.303; 2042-43: 0.307; 2043-44: 0.312; 2044-45: 0.317; 2045-46: 0.322; 2046-47: 0.327; 2047-48: 0.331; 2048-49: 0.336; 2049-50: 0.341
38BL | Unmeasured Non Household - Population | Input | 000's | 2 | 2019-20: 0.001; 2020-21: 0.001; 2021-22: 0.001; 2022-23: 0.001; 2023-24: 0.001; 2024-25: 0.001; 2025-26: 0.001; 2026-27: 0.001; 2027-28: 0.001; 2028-29: 0.001; 2029-30: 0.001; 2030-31: 0.001; 2031-32: 0.001; 2032-33: 0.001; 2033-34: 0.001; 2034-35: 0.001; 2035-36: 0.001; 2036-37: 0.001; 2037-38: 0.001; 2038-39: 0.001; 2039-40: 0.001; 2040-41: 0.001; 2041-42: 0.001; 2042-43: 0.001; 2043-44: 0.001; 2044-45: 0.001; 2045-46: 0.001; 2046-47: 0.001; 2047-48: 0.001; 2048-49: 0.001; 2049-50: 0.001
39BL | Measured Household - Population | Input | 000's | 2 | 2019-20: 13.793; 2020-21: 14.112; 2021-22: 14.383; 2022-23: 14.692; 2023-24: 15; 2024-25: 15.317; 2025-26: 15.523; 2026-27: 15.705; 2027-28: 15.848; 2028-29: 15.981; 2029-30: 16.098; 2030-31: 16.217; 2031-32: 16.331; 2032-33: 16.459; 2033-34: 16.576; 2034-35: 16.687; 2035-36: 16.8; 2036-37: 16.934; 2037-38: 17.069; 2038-39: 17.202; 2039-40: 17.35; 2040-41: 17.494; 2041-42: 17.629; 2042-43: 17.763; 2043-44: 17.894; 2044-45: 18.023; 2045-46: 18.119; 2046-47: 18.211; 2047-48: 18.307; 2048-49: 18.402; 2049-50: 18.481
40BL | Unmeasured Household - Population | Input | 000's | 2 | 2019-20: 2.378; 2020-21: 2.237; 2021-22: 2.121; 2022-23: 1.975; 2023-24: 1.835; 2024-25: 1.708; 2025-26: 1.608; 2026-27: 1.514; 2027-28: 1.422; 2028-29: 1.335; 2029-30: 1.25; 2030-31: 1.17; 2031-32: 1.092; 2032-33: 1.018; 2033-34: 0.947; 2034-35: 0.879; 2035-36: 0.813; 2036-37: 0.749; 2037-38: 0.687; 2038-39: 0.628; 2039-40: 0.573; 2040-41: 0.519; 2041-42: 0.468; 2042-43: 0.418; 2043-44: 0.371; 2044-45: 0.326; 2045-46: 0.307; 2046-47: 0.29; 2047-48: 0.273; 2048-49: 0.257; 2049-50: 0.257
41BL | Total Resource Zone Population | sum (37BL:40BL) | 000's | 2 | 2019-20: 16.394; 2020-21: 16.575; 2021-22: 16.732; 2022-23: 16.899; 2023-24: 17.069; 2024-25: 17.261; 2025-26: 17.369; 2026-27: 17.46; 2027-28: 17.515; 2028-29: 17.566; 2029-30: 17.6; 2030-31: 17.644; 2031-32: 17.688; 2032-33: 17.748; 2033-34: 17.798; 2034-35: 17.845; 2035-36: 17.896; 2036-37: 17.969; 2037-38: 18.045; 2038-39: 18.123; 2039-40: 18.22; 2040-41: 18.313; 2041-42: 18.401; 2042-43: 18.489; 2043-44: 18.578; 2044-45: 18.667; 2045-46: 18.749; 2046-47: 18.829; 2047-48: 18.912; 2048-49: 18.996; 2049-50: 19.08
42BL | Average household occupancy rate (excl. voids) | (39BL + 40BL) / (34BL + 35BL) | h/prop | 1 | 2019-20: 2.048; 2020-21: 2.0139; 2021-22: 1.9829; 2022-23: 1.9682; 2023-24: 1.9528; 2024-25: 1.9422; 2025-26: 1.937; 2026-27: 1.9336; 2027-28: 1.9292; 2028-29: 1.9257; 2029-30: 1.9214; 2030-31: 1.9178; 2031-32: 1.914; 2032-33: 1.9107; 2033-34: 1.9074; 2034-35: 1.9046; 2035-36: 1.9029; 2036-37: 1.8969; 2037-38: 1.8918; 2038-39: 1.8868; 2039-40: 1.8843; 2040-41: 1.8814; 2041-42: 1.8786; 2042-43: 1.8763; 2043-44: 1.8743; 2044-45: 1.8725; 2045-46: 1.8701; 2046-47: 1.868; 2047-48: 1.8666; 2048-49: 1.8655; 2049-50: 1.8647
43BL | Total Household Metering penetration (excl. voids) | 34BL / (34BL + 35BL) | % | 1 | 2019-20: 85.13%; 2020-21: 86.31%; 2021-22: 87.31%; 2022-23: 88.29%; 2023-24: 89.21%; 2024-25: 90.06%; 2025-26: 90.69%; 2026-27: 91.29%; 2027-28: 91.82%; 2028-29: 92.35%; 2029-30: 92.83%; 2030-31: 93.32%; 2031-32: 93.76%; 2032-33: 94.21%; 2033-34: 94.62%; 2034-35: 95.01%; 2035-36: 95.4%; 2036-37: 95.77%; 2037-38: 96.13%; 2038-39: 96.48%; 2039-40: 96.8%; 2040-41: 97.11%; 2041-42: 97.4%; 2042-43: 97.69%; 2043-44: 97.96%; 2044-45: 98.21%; 2045-46: 98.32%; 2046-47: 98.41%; 2047-48: 98.51%; 2048-49: 98.6%; 2049-50: 98.61%
44BL | Total Household Metering penetration (incl. voids) | (34BL) / (34BL + 34.7BL + 35BL + 35.1BL) | % | 1 | 2019-20: 83.34%; 2020-21: 84.53%; 2021-22: 85.54%; 2022-23: 86.5%; 2023-24: 87.44%; 2024-25: 88.28%; 2025-26: 88.9%; 2026-27: 89.48%; 2027-28: 90%; 2028-29: 90.51%; 2029-30: 90.98%; 2030-31: 91.44%; 2031-32: 91.87%; 2032-33: 92.31%; 2033-34: 92.72%; 2034-35: 93.08%; 2035-36: 93.46%; 2036-37: 93.83%; 2037-38: 94.18%; 2038-39: 94.52%; 2039-40: 94.84%; 2040-41: 95.13%; 2041-42: 95.42%; 2042-43: 95.7%; 2043-44: 95.97%; 2044-45: 96.21%; 2045-46: 96.32%; 2046-47: 96.42%; 2047-48: 96.52%; 2048-49: 96.59%; 2049-50: 96.6%
45BL | Distribution input | sum (12BL:15BL) +21BL + 22BL + 27BL + 28BL | Ml/d | 2 | 2019-20: 4.15; 2020-21: 4.14; 2021-22: 4.14; 2022-23: 4.14; 2023-24: 4.14; 2024-25: 4.14; 2025-26: 4.16; 2026-27: 4.17; 2027-28: 4.18; 2028-29: 4.19; 2029-30: 4.2; 2030-31: 4.22; 2031-32: 4.24; 2032-33: 4.27; 2033-34: 4.3; 2034-35: 4.33; 2035-36: 4.36; 2036-37: 4.39; 2037-38: 4.43; 2038-39: 4.48; 2039-40: 4.54; 2040-41: 4.59; 2041-42: 4.65; 2042-43: 4.7; 2043-44: 4.76; 2044-45: 4.82; 2045-46: 4.89; 2046-47: 4.96; 2047-48: 5.04; 2048-49: 5.13; 2049-50: 5.22
46BL | Target headroom (climate change component) | Input | Ml/d | 2 | 2019-20: 0.00021904; 2020-21: 0.00021904; 2021-22: 0.00021904; 2022-23: 0.00021904; 2023-24: 0.00021904; 2024-25: 0.00021904; 2025-26: 0.00021904; 2026-27: 0.00019976; 2027-28: 0.00012932; 2028-29: 0.00024169; 2029-30: 0.00062306; 2030-31: 0.00063389; 2031-32: 0.00050709; 2032-33: 0.00045949; 2033-34: 0.00060606; 2034-35: 0.00087437; 2035-36: 0.00048486; 2036-37: 0.0010899; 2037-38: 0.0011482; 2038-39: 0.0014113; 2039-40: 0; 2040-41: 0; 2041-42: 0; 2042-43: 0; 2043-44: 0; 2044-45: 0; 2045-46: 0; 2046-47: 0; 2047-48: 0; 2048-49: 0; 2049-50: 0
47BL | Target headroom (All other components) | Input | Ml/d | 2 | 2019-20: 0.096761; 2020-21: 0.096761; 2021-22: 0.096761; 2022-23: 0.096761; 2023-24: 0.096761; 2024-25: 0.096761; 2025-26: 0.096761; 2026-27: 0.095489; 2027-28: 0.093135; 2028-29: 0.094534; 2029-30: 0.15525; 2030-31: 0.16342; 2031-32: 0.17441; 2032-33: 0.18004; 2033-34: 0.18339; 2034-35: 0.19378; 2035-36: 0.1755; 2036-37: 0.1612; 2037-38: 0.17229; 2038-39: 0.17854; 2039-40: 0.14161; 2040-41: 0.1435; 2041-42: 0.14794; 2042-43: 0.15193; 2043-44: 0.15706; 2044-45: 0.15406; 2045-46: 0.13521; 2046-47: 0.13668; 2047-48: 0.13193; 2048-49: 0.12819; 2049-50: 0.12946
48BL | Target Headroom | 46BL + 47BL | Ml/d | 2 | 2019-20: 0.09698; 2020-21: 0.09698; 2021-22: 0.09698; 2022-23: 0.09698; 2023-24: 0.09698; 2024-25: 0.09698; 2025-26: 0.09698; 2026-27: 0.095689; 2027-28: 0.093264; 2028-29: 0.094775; 2029-30: 0.15587; 2030-31: 0.16405; 2031-32: 0.17492; 2032-33: 0.18049; 2033-34: 0.184; 2034-35: 0.19466; 2035-36: 0.17599; 2036-37: 0.16229; 2037-38: 0.17344; 2038-39: 0.17995; 2039-40: 0.14161; 2040-41: 0.1435; 2041-42: 0.14794; 2042-43: 0.15193; 2043-44: 0.15706; 2044-45: 0.15406; 2045-46: 0.13521; 2046-47: 0.13668; 2047-48: 0.13193; 2048-49: 0.12819; 2049-50: 0.12946
49BL | Available Headroom | 11BL - 45BL | Ml/d | 2 | 2019-20: 0.1; 2020-21: 0.11; 2021-22: 0.11; 2022-23: 0.11; 2023-24: 0.11; 2024-25: 0.11; 2025-26: 0.1; 2026-27: 0.1; 2027-28: 0.09; 2028-29: 0.1; 2029-30: 0.17; 2030-31: 0.17; 2031-32: 0.18; 2032-33: 0.18; 2033-34: 0.18; 2034-35: 0.19; 2035-36: 0.18; 2036-37: 0.16; 2037-38: 0.17; 2038-39: 0.18; 2039-40: 0.14; 2040-41: 0.14; 2041-42: 0.15; 2042-43: 0.15; 2043-44: 0.17; 2044-45: 0.16; 2045-46: 0.14; 2046-47: 0.15; 2047-48: 0.14; 2048-49: 0.13; 2049-50: 0.13
49.1BL | Available non-potable balance (if applicable) | 1.1BL -12.1BL | Ml/d | 2 | 2019-20: 0; 2020-21: 0; 2021-22: 0; 2022-23: 0; 2023-24: 0; 2024-25: 0; 2025-26: 0; 2026-27: 0; 2027-28: 0; 2028-29: 0; 2029-30: 0; 2030-31: 0; 2031-32: 0; 2032-33: 0; 2033-34: 0; 2034-35: 0; 2035-36: 0; 2036-37: 0; 2037-38: 0; 2038-39: 0; 2039-40: 0; 2040-41: 0; 2041-42: 0; 2042-43: 0; 2043-44: 0; 2044-45: 0; 2045-46: 0; 2046-47: 0; 2047-48: 0; 2048-49: 0; 2049-50: 0
50BL | Supply Demand Balance | 49BL - 48BL | Ml/d | 2 | 2019-20: 0.0030204; 2020-21: 0.01302; 2021-22: 0.01302; 2022-23: 0.01302; 2023-24: 0.01302; 2024-25: 0.01302; 2025-26: 0.0030204; 2026-27: 0.0043112; 2027-28: -0.003264; 2028-29: 0.0052246; 2029-30: 0.014126; 2030-31: 0.005949; 2031-32: 0.0050806; 2032-33: -0.00049464; 2033-34: -0.0039967; 2034-35: -0.0046578; 2035-36: 0.0040124; 2036-37: -0.0022892; 2037-38: -0.0034369; 2038-39: 4.7919e-05; 2039-40: -0.0016125; 2040-41: -0.0035044; 2041-42: 0.0020595; 2042-43: -0.0019272; 2043-44: 0.012937; 2044-45: 0.0059353; 2045-46: 0.0047882; 2046-47: 0.013325; 2047-48: 0.0080698; 2048-49: 0.0018078; 2049-50: 0.00054191
Table 3b: DYAA - Final plan Options | Back to top of sheet
WRMP24 reference | Option type | Cat ID | Unit | Decimal places | 2019-20 | 2020-21 | 2021-22 | 2022-23 | 2023-24 | 2024-25 | 2025-26 | 2026-27 | 2027-28 | 2028-29 | 2029-30 | 2030-31 | 2031-32 | 2032-33 | 2033-34 | 2034-35 | 2035-36 | 2036-37 | 2037-38 | 2038-39 | 2039-40 | 2040-41 | 2041-42 | 2042-43 | 2043-44 | 2044-45 | 2045-46 | 2046-47 | 2047-48 | 2048-49 | 2049-50 | 2050-51 | 2051-52 | 2052-53 | 2053-54 | 2054-55 | 2055-56 | 2056-57 | 2057-58 | 2058-59 | 2059-60 | 2060-61 | 2061-62 | 2062-63 | 2063-64 | 2064-65 | 2065-66 | 2066-67 | 2067-68 | 2068-69 | 2069-70 | 2070-71 | 2071-72 | 2072-73 | 2073-74 | 2074-75 | 2075-76 | 2076-77 | 2077-78 | 2078-79 | 2079-80 | 2080-81 | 2081-82 | 2082-83 | 2083-84 | 2084-85 | 2085-86 | 2086-87 | 2087-88 | 2088-89 | 2089-90 | 2090-91 | 2091-92 | 2092-93 | 2093-94 | 2094-95 | 2095-96 | 2096-97 | 2097-98 | 2098-99 | 2099-100
1.11FP | Non potable supplies input reductions as -ve and increases as +ve | RSNPS | Ml/d | 2 | 2019-20: 0; 2020-21: 0; 2021-22: 0; 2022-23: 0; 2023-24: 0; 2024-25: 0; 2025-26: 0; 2026-27: 0; 2027-28: 0; 2028-29: 0; 2029-30: 0; 2030-31: 0; 2031-32: 0; 2032-33: 0; 2033-34: 0; 2034-35: 0; 2035-36: 0; 2036-37: 0; 2037-38: 0; 2038-39: 0; 2039-40: 0; 2040-41: 0; 2041-42: 0; 2042-43: 0; 2043-44: 0; 2044-45: 0; 2045-46: 0; 2046-47: 0; 2047-48: 0; 2048-49: 0; 2049-50: 0
2.1FP | Raw water imports input reductions as -ve | RSRWI | Ml/d | 2 | 2019-20: 0; 2020-21: 0; 2021-22: 0; 2022-23: 0; 2023-24: 0; 2024-25: 0; 2025-26: 0; 2026-27: 0; 2027-28: 0; 2028-29: 0; 2029-30: 0; 2030-31: 0; 2031-32: 0; 2032-33: 0; 2033-34: 0; 2034-35: 0; 2035-36: 0; 2036-37: 0; 2037-38: 0; 2038-39: 0; 2039-40: 0; 2040-41: 0; 2041-42: 0; 2042-43: 0; 2043-44: 0; 2044-45: 0; 2045-46: 0; 2046-47: 0; 2047-48: 0; 2048-49: 0; 2049-50: 0
3.1FP | Potable water imports input reductions as -ve | RSPWI | Ml/d | 2 | 2019-20: 0; 2020-21: 0; 2021-22: 0; 2022-23: 0; 2023-24: 0; 2024-25: 0; 2025-26: -0.011; 2026-27: -0.011; 2027-28: -0.021; 2028-29: -0.25; 2029-30: -0.34; 2030-31: -0.54; 2031-32: -0.6; 2032-33: -0.62; 2033-34: -0.64; 2034-35: -0.67; 2035-36: -0.7; 2036-37: -0.74; 2037-38: -0.77; 2038-39: -0.82; 2039-40: -0.85; 2040-41: -0.88; 2041-42: -0.91; 2042-43: -0.93; 2043-44: -0.97; 2044-45: -0.99; 2045-46: -1; 2046-47: -1.03; 2047-48: -1.05; 2048-49: -1.07; 2049-50: -1.1
4.1FP | Raw water exports input reductions as +ve and increases as -ve | RSRWE | Ml/d | 2 | 2019-20: 0; 2020-21: 0; 2021-22: 0; 2022-23: 0; 2023-24: 0; 2024-25: 0; 2025-26: 0; 2026-27: 0; 2027-28: 0; 2028-29: 0; 2029-30: 0; 2030-31: 0; 2031-32: 0; 2032-33: 0; 2033-34: 0; 2034-35: 0; 2035-36: 0; 2036-37: 0; 2037-38: 0; 2038-39: 0; 2039-40: 0; 2040-41: 0; 2041-42: 0; 2042-43: 0; 2043-44: 0; 2044-45: 0; 2045-46: 0; 2046-47: 0; 2047-48: 0; 2048-49: 0; 2049-50: 0
5.1FP | Potable water exports input reductions as +ve and increases as -ve | RSPWE | Ml/d | 2 | 2019-20: 0; 2020-21: 0; 2021-22: 0; 2022-23: 0; 2023-24: 0; 2024-25: 0; 2025-26: 0.001; 2026-27: 0.001; 2027-28: 0.001; 2028-29: 0.06; 2029-30: 0.11; 2030-31: 0.27; 2031-32: 0.3; 2032-33: 0.3; 2033-34: 0.3; 2034-35: 0.3; 2035-36: 0.3; 2036-37: 0.3; 2037-38: 0.3; 2038-39: 0.3; 2039-40: 0.3; 2040-41: 0.3; 2041-42: 0.3; 2042-43: 0.3; 2043-44: 0.3; 2044-45: 0.3; 2045-46: 0.3; 2046-47: 0.3; 2047-48: 0.3; 2048-49: 0.3; 2049-50: 0.3
6.2FP | DO benefit from increase raw water abstractions | RSRWA | Ml/d | 2 | 2019-20: 0; 2020-21: 0; 2021-22: 0; 2022-23: 0; 2023-24: 0; 2024-25: 0; 2025-26: 0; 2026-27: 0; 2027-28: 0; 2028-29: 0; 2029-30: 0; 2030-31: 0; 2031-32: 0; 2032-33: 0; 2033-34: 0; 2034-35: 0; 2035-36: 0; 2036-37: 0; 2037-38: 0; 2038-39: 0; 2039-40: 0; 2040-41: 0; 2041-42: 0; 2042-43: 0; 2043-44: 0; 2044-45: 0; 2045-46: 0; 2046-47: 0; 2047-48: 0; 2048-49: 0; 2049-50: 0
6.3FP | Other options to increase deployable output | RSIPO | Ml/d | 2 | 2019-20: 0; 2020-21: 0; 2021-22: 0; 2022-23: 0; 2023-24: 0; 2024-25: 0; 2025-26: 0; 2026-27: 0; 2027-28: 0; 2028-29: 0; 2029-30: 0; 2030-31: 0; 2031-32: 0; 2032-33: 0; 2033-34: 0; 2034-35: 0; 2035-36: 0; 2036-37: 0; 2037-38: 0; 2038-39: 0; 2039-40: 0; 2040-41: 0; 2041-42: 0; 2042-43: 0; 2043-44: 0; 2044-45: 0; 2045-46: 0; 2046-47: 0; 2047-48: 0; 2048-49: 0; 2049-50: 0
7.01FP | DO benefit from supply side drought measures | RSDPS | Ml/d | 2 | 2019-20: 0; 2020-21: 0; 2021-22: 0; 2022-23: 0; 2023-24: 0; 2024-25: 0; 2025-26: 0; 2026-27: 0; 2027-28: 0; 2028-29: 0; 2029-30: 0; 2030-31: 0; 2031-32: 0; 2032-33: 0; 2033-34: 0; 2034-35: 0; 2035-36: 0; 2036-37: 0; 2037-38: 0; 2038-39: 0; 2039-40: 0; 2040-41: 0; 2041-42: 0; 2042-43: 0; 2043-44: 0; 2044-45: 0; 2045-46: 0; 2046-47: 0; 2047-48: 0; 2048-49: 0; 2049-50: 0
7.02FP | Benefit from demand side drought measures | RSDPD | Ml/d | 2 | 2019-20: 0; 2020-21: 0; 2021-22: 0; 2022-23: 0; 2023-24: 0; 2024-25: 0; 2025-26: 0; 2026-27: 0; 2027-28: 0; 2028-29: 0; 2029-30: 0; 2030-31: 0; 2031-32: 0; 2032-33: 0; 2033-34: 0; 2034-35: 0; 2035-36: 0; 2036-37: 0; 2037-38: 0; 2038-39: 0; 2039-40: 0; 2040-41: 0; 2041-42: 0; 2042-43: 0; 2043-44: 0; 2044-45: 0; 2045-46: 0; 2046-47: 0; 2047-48: 0; 2048-49: 0; 2049-50: 0
8.1FP | Reduce raw water losses and operational use input as -ve | RSLOU | Ml/d | 2 | 2019-20: 0; 2020-21: 0; 2021-22: 0; 2022-23: 0; 2023-24: 0; 2024-25: 0; 2025-26: 0; 2026-27: 0; 2027-28: 0; 2028-29: 0; 2029-30: 0; 2030-31: 0; 2031-32: 0; 2032-33: 0; 2033-34: 0; 2034-35: 0; 2035-36: 0; 2036-37: 0; 2037-38: 0; 2038-39: 0; 2039-40: 0; 2040-41: 0; 2041-42: 0; 2042-43: 0; 2043-44: 0; 2044-45: 0; 2045-46: 0; 2046-47: 0; 2047-48: 0; 2048-49: 0; 2049-50: 0
8.2FP | Reduce treatment works losses input as -ve | PSTWL | Ml/d | 2 | 2019-20: 0; 2020-21: 0; 2021-22: 0; 2022-23: 0; 2023-24: 0; 2024-25: 0; 2025-26: 0; 2026-27: 0; 2027-28: 0; 2028-29: 0; 2029-30: 0; 2030-31: 0; 2031-32: 0; 2032-33: 0; 2033-34: 0; 2034-35: 0; 2035-36: 0; 2036-37: 0; 2037-38: 0; 2038-39: 0; 2039-40: 0; 2040-41: 0; 2041-42: 0; 2042-43: 0; 2043-44: 0; 2044-45: 0; 2045-46: 0; 2046-47: 0; 2047-48: 0; 2048-49: 0; 2049-50: 0
9.1FP | Reduce outages input as -ve | PSROU | Ml/d | 2 | 2019-20: 0; 2020-21: 0; 2021-22: 0; 2022-23: 0; 2023-24: 0; 2024-25: 0; 2025-26: 0; 2026-27: 0; 2027-28: 0; 2028-29: 0; 2029-30: 0; 2030-31: 0; 2031-32: 0; 2032-33: 0; 2033-34: 0; 2034-35: 0; 2035-36: 0; 2036-37: 0; 2037-38: 0; 2038-39: 0; 2039-40: 0; 2040-41: 0; 2041-42: 0; 2042-43: 0; 2043-44: 0; 2044-45: 0; 2045-46: 0; 2046-47: 0; 2047-48: 0; 2048-49: 0; 2049-50: 0
12.2FP | Change volume delivered to measured non households input reductions as -ve, line to include both measured non-household consumption and USPL options | CVMNH | Ml/d | 2 | 2019-20: 0; 2020-21: 0; 2021-22: 0; 2022-23: 0; 2023-24: 0; 2024-25: 0; 2025-26: 0; 2026-27: 0; 2027-28: 0; 2028-29: -0.01; 2029-30: -0.02; 2030-31: -0.03; 2031-32: -0.04; 2032-33: -0.05; 2033-34: -0.06; 2034-35: -0.07; 2035-36: -0.08; 2036-37: -0.09; 2037-38: -0.1; 2038-39: -0.11; 2039-40: -0.12; 2040-41: -0.13; 2041-42: -0.14; 2042-43: -0.15; 2043-44: -0.16; 2044-45: -0.17; 2045-46: -0.18; 2046-47: -0.19; 2047-48: -0.2; 2048-49: -0.21; 2049-50: -0.22
13.1FP | Change volume delivered to unmeasured non households input reductions as -ve, line to include both unmeasured non-household consumption and USPL options | CVUNH | Ml/d | 2 | 2019-20: 0; 2020-21: 0; 2021-22: 0; 2022-23: 0; 2023-24: 0; 2024-25: 0; 2025-26: 0; 2026-27: 0; 2027-28: 0; 2028-29: 0; 2029-30: 0; 2030-31: 0; 2031-32: 0; 2032-33: 0; 2033-34: 0; 2034-35: 0; 2035-36: 0; 2036-37: 0; 2037-38: 0; 2038-39: 0; 2039-40: 0; 2040-41: 0; 2041-42: 0; 2042-43: 0; 2043-44: 0; 2044-45: 0; 2045-46: 0; 2046-47: 0; 2047-48: 0; 2048-49: 0; 2049-50: 0
14.1FP | Change volume delivered to measured households input reductions as -ve, line to include both measured household consumption and USPL options | CVMHH | Ml/d | 2 | 2019-20: 0; 2020-21: 0; 2021-22: 0; 2022-23: 0; 2023-24: 0; 2024-25: 0; 2025-26: -0.01; 2026-27: -0.01; 2027-28: -0.02; 2028-29: -0.17; 2029-30: -0.2; 2030-31: -0.23; 2031-32: -0.25; 2032-33: -0.26; 2033-34: -0.27; 2034-35: -0.29; 2035-36: -0.31; 2036-37: -0.34; 2037-38: -0.36; 2038-39: -0.38; 2039-40: -0.4; 2040-41: -0.42; 2041-42: -0.44; 2042-43: -0.45; 2043-44: -0.47; 2044-45: -0.48; 2045-46: -0.49; 2046-47: -0.5; 2047-48: -0.51; 2048-49: -0.52; 2049-50: -0.53
15.1FP | Change volume delivered to unmeasured households input reductions as -ve, line to include both unmeasured household consumption and USPL options | CVUHH | Ml/d | 2 | 2019-20: 0; 2020-21: 0; 2021-22: 0; 2022-23: 0; 2023-24: 0; 2024-25: 0; 2025-26: 0; 2026-27: 0; 2027-28: 0; 2028-29: 0; 2029-30: 0; 2030-31: 0; 2031-32: 0; 2032-33: 0; 2033-34: 0; 2034-35: 0; 2035-36: 0; 2036-37: 0; 2037-38: 0; 2038-39: 0; 2039-40: 0; 2040-41: 0; 2041-42: 0; 2042-43: 0; 2043-44: 0; 2044-45: 0; 2045-46: 0; 2046-47: 0; 2047-48: 0; 2048-49: 0; 2049-50: 0
21.1FP | Options to reduce water taken unbilled input as -ve | CSWTU | Ml/d | 2 | 2019-20: 0; 2020-21: 0; 2021-22: 0; 2022-23: 0; 2023-24: 0; 2024-25: 0; 2025-26: 0; 2026-27: 0; 2027-28: 0; 2028-29: 0; 2029-30: 0; 2030-31: 0; 2031-32: 0; 2032-33: 0; 2033-34: 0; 2034-35: 0; 2035-36: 0; 2036-37: 0; 2037-38: 0; 2038-39: 0; 2039-40: 0; 2040-41: 0; 2041-42: 0; 2042-43: 0; 2043-44: 0; 2044-45: 0; 2045-46: 0; 2046-47: 0; 2047-48: 0; 2048-49: 0; 2049-50: 0
22.1FP | Reduce distribution system operational use (DSOU) input as -ve | DSDOU | Ml/d | 2 | 2019-20: 0; 2020-21: 0; 2021-22: 0; 2022-23: 0; 2023-24: 0; 2024-25: 0; 2025-26: 0; 2026-27: 0; 2027-28: 0; 2028-29: 0; 2029-30: 0; 2030-31: 0; 2031-32: 0; 2032-33: 0; 2033-34: 0; 2034-35: 0; 2035-36: 0; 2036-37: 0; 2037-38: 0; 2038-39: 0; 2039-40: 0; 2040-41: 0; 2041-42: 0; 2042-43: 0; 2043-44: 0; 2044-45: 0; 2045-46: 0; 2046-47: 0; 2047-48: 0; 2048-49: 0; 2049-50: 0
23.1FP | Options impacting on measured Non Household - USPL input reductions as -ve | CUMNH | Ml/d | 2 | 2019-20: 0; 2020-21: 0; 2021-22: 0; 2022-23: 0; 2023-24: 0; 2024-25: 0; 2025-26: 0; 2026-27: 0; 2027-28: 0; 2028-29: 0; 2029-30: 0; 2030-31: 0; 2031-32: 0; 2032-33: 0; 2033-34: 0; 2034-35: 0; 2035-36: 0; 2036-37: 0; 2037-38: 0; 2038-39: 0; 2039-40: 0; 2040-41: 0; 2041-42: 0; 2042-43: 0; 2043-44: 0; 2044-45: 0; 2045-46: 0; 2046-47: 0; 2047-48: 0; 2048-49: 0; 2049-50: 0
24.1FP | Options impacting on unmeasured Non Household - USPL input reductions as -ve | CUUNH | Ml/d | 2 | 2019-20: 0; 2020-21: 0; 2021-22: 0; 2022-23: 0; 2023-24: 0; 2024-25: 0; 2025-26: 0; 2026-27: 0; 2027-28: 0; 2028-29: 0; 2029-30: 0; 2030-31: 0; 2031-32: 0; 2032-33: 0; 2033-34: 0; 2034-35: 0; 2035-36: 0; 2036-37: 0; 2037-38: 0; 2038-39: 0; 2039-40: 0; 2040-41: 0; 2041-42: 0; 2042-43: 0; 2043-44: 0; 2044-45: 0; 2045-46: 0; 2046-47: 0; 2047-48: 0; 2048-49: 0; 2049-50: 0
25.1FP | Options impacting on measured Household - USPL input reductions as -ve | CUMHH | Ml/d | 2 | 2019-20: 0; 2020-21: 0; 2021-22: 0; 2022-23: 0; 2023-24: 0; 2024-25: 0; 2025-26: 0; 2026-27: 0; 2027-28: 0; 2028-29: -0.03; 2029-30: -0.04; 2030-31: -0.04; 2031-32: -0.05; 2032-33: -0.05; 2033-34: -0.05; 2034-35: -0.05; 2035-36: -0.05; 2036-37: -0.05; 2037-38: -0.05; 2038-39: -0.05; 2039-40: -0.05; 2040-41: -0.05; 2041-42: -0.05; 2042-43: -0.05; 2043-44: -0.05; 2044-45: -0.05; 2045-46: -0.05; 2046-47: -0.05; 2047-48: -0.05; 2048-49: -0.05; 2049-50: -0.05
26.1FP | Options impacting on unmeasured Household - USPL input reductions as -ve | CUUHH | Ml/d | 2 | 2019-20: 0; 2020-21: 0; 2021-22: 0; 2022-23: 0; 2023-24: 0; 2024-25: 0; 2025-26: 0; 2026-27: 0; 2027-28: 0; 2028-29: 0; 2029-30: 0; 2030-31: 0; 2031-32: 0; 2032-33: 0; 2033-34: 0; 2034-35: 0; 2035-36: 0; 2036-37: 0; 2037-38: 0; 2038-39: 0; 2039-40: 0; 2040-41: 0; 2041-42: 0; 2042-43: 0; 2043-44: 0; 2044-45: 0; 2045-46: 0; 2046-47: 0; 2047-48: 0; 2048-49: 0; 2049-50: 0
27.1FP | Options impacting on Void properties - USPL input reductions as -ve | CUVPP | Ml/d | 2 | 2019-20: 0; 2020-21: 0; 2021-22: 0; 2022-23: 0; 2023-24: 0; 2024-25: 0; 2025-26: 0; 2026-27: 0; 2027-28: 0; 2028-29: 0; 2029-30: 0; 2030-31: 0; 2031-32: 0; 2032-33: 0; 2033-34: 0; 2034-35: 0; 2035-36: 0; 2036-37: 0; 2037-38: 0; 2038-39: 0; 2039-40: 0; 2040-41: 0; 2041-42: 0; 2042-43: 0; 2043-44: 0; 2044-45: 0; 2045-46: 0; 2046-47: 0; 2047-48: 0; 2048-49: 0; 2049-50: 0
28.1FP | Reduce distribution losses input as -ve | DSRDL | Ml/d | 2 | 2019-20: 0; 2020-21: 0; 2021-22: 0; 2022-23: 0; 2023-24: 0; 2024-25: 0; 2025-26: 0; 2026-27: 0; 2027-28: 0; 2028-29: 0; 2029-30: 0; 2030-31: 0; 2031-32: 0; 2032-33: -0.01; 2033-34: -0.01; 2034-35: -0.01; 2035-36: -0.01; 2036-37: -0.01; 2037-38: -0.01; 2038-39: -0.03; 2039-40: -0.03; 2040-41: -0.03; 2041-42: -0.03; 2042-43: -0.03; 2043-44: -0.03; 2044-45: -0.03; 2045-46: -0.03; 2046-47: -0.03; 2047-48: -0.03; 2048-49: -0.04; 2049-50: -0.05
Table 3c: DYAA - Final plan | Back to top of sheet
WRMP24 reference | Component | Derivation | Unit | Decimal places | 2019-20 | 2020-21 | 2021-22 | 2022-23 | 2023-24 | 2024-25 | 2025-26 | 2026-27 | 2027-28 | 2028-29 | 2029-30 | 2030-31 | 2031-32 | 2032-33 | 2033-34 | 2034-35 | 2035-36 | 2036-37 | 2037-38 | 2038-39 | 2039-40 | 2040-41 | 2041-42 | 2042-43 | 2043-44 | 2044-45 | 2045-46 | 2046-47 | 2047-48 | 2048-49 | 2049-50 | 2050-51 | 2051-52 | 2052-53 | 2053-54 | 2054-55 | 2055-56 | 2056-57 | 2057-58 | 2058-59 | 2059-60 | 2060-61 | 2061-62 | 2062-63 | 2063-64 | 2064-65 | 2065-66 | 2066-67 | 2067-68 | 2068-69 | 2069-70 | 2070-71 | 2071-72 | 2072-73 | 2073-74 | 2074-75 | 2075-76 | 2076-77 | 2077-78 | 2078-79 | 2079-80 | 2080-81 | 2081-82 | 2082-83 | 2083-84 | 2084-85 | 2085-86 | 2086-87 | 2087-88 | 2088-89 | 2089-90 | 2090-91 | 2091-92 | 2092-93 | 2093-94 | 2094-95 | 2095-96 | 2096-97 | 2097-98 | 2098-99 | 2099-100
1FP | Raw water abstracted | Input | Ml/d | 2 | 2019-20: 0; 2020-21: 0; 2021-22: 0; 2022-23: 0; 2023-24: 0; 2024-25: 0; 2025-26: 0; 2026-27: 0; 2027-28: 0; 2028-29: 0; 2029-30: 0; 2030-31: 0; 2031-32: 0; 2032-33: 0; 2033-34: 0; 2034-35: 0; 2035-36: 0; 2036-37: 0; 2037-38: 0; 2038-39: 0; 2039-40: 0; 2040-41: 0; 2041-42: 0; 2042-43: 0; 2043-44: 0; 2044-45: 0; 2045-46: 0; 2046-47: 0; 2047-48: 0; 2048-49: 0; 2049-50: 0
1.1FP | Non-potable water supplies | 1.1BL + 1.11FP | Ml/d | 2 | 2019-20: 0; 2020-21: 0; 2021-22: 0; 2022-23: 0; 2023-24: 0; 2024-25: 0; 2025-26: 0; 2026-27: 0; 2027-28: 0; 2028-29: 0; 2029-30: 0; 2030-31: 0; 2031-32: 0; 2032-33: 0; 2033-34: 0; 2034-35: 0; 2035-36: 0; 2036-37: 0; 2037-38: 0; 2038-39: 0; 2039-40: 0; 2040-41: 0; 2041-42: 0; 2042-43: 0; 2043-44: 0; 2044-45: 0; 2045-46: 0; 2046-47: 0; 2047-48: 0; 2048-49: 0; 2049-50: 0
2FP | Raw water imported | 2BL + 2.1FP | Ml/d | 2 | 2019-20: 0; 2020-21: 0; 2021-22: 0; 2022-23: 0; 2023-24: 0; 2024-25: 0; 2025-26: 0; 2026-27: 0; 2027-28: 0; 2028-29: 0; 2029-30: 0; 2030-31: 0; 2031-32: 0; 2032-33: 0; 2033-34: 0; 2034-35: 0; 2035-36: 0; 2036-37: 0; 2037-38: 0; 2038-39: 0; 2039-40: 0; 2040-41: 0; 2041-42: 0; 2042-43: 0; 2043-44: 0; 2044-45: 0; 2045-46: 0; 2046-47: 0; 2047-48: 0; 2048-49: 0; 2049-50: 0
3FP | Potable water imported | 3BL + 3.1FP | Ml/d | 2 | 2019-20: 4.25; 2020-21: 4.25; 2021-22: 4.25; 2022-23: 4.25; 2023-24: 4.25; 2024-25: 4.25; 2025-26: 4.25; 2026-27: 4.26; 2027-28: 4.25; 2028-29: 4.1; 2029-30: 4.14; 2030-31: 4.12; 2031-32: 4.12; 2032-33: 4.13; 2033-34: 4.14; 2034-35: 4.15; 2035-36: 4.14; 2036-37: 4.11; 2037-38: 4.13; 2038-39: 4.14; 2039-40: 4.13; 2040-41: 4.15; 2041-42: 4.19; 2042-43: 4.22; 2043-44: 4.26; 2044-45: 4.29; 2045-46: 4.33; 2046-47: 4.38; 2047-48: 4.43; 2048-49: 4.49; 2049-50: 4.55
4FP | Raw water exported enter as -ve | 4BL + 4.1FP | Ml/d | 2 | 2019-20: 0; 2020-21: 0; 2021-22: 0; 2022-23: 0; 2023-24: 0; 2024-25: 0; 2025-26: 0; 2026-27: 0; 2027-28: 0; 2028-29: 0; 2029-30: 0; 2030-31: 0; 2031-32: 0; 2032-33: 0; 2033-34: 0; 2034-35: 0; 2035-36: 0; 2036-37: 0; 2037-38: 0; 2038-39: 0; 2039-40: 0; 2040-41: 0; 2041-42: 0; 2042-43: 0; 2043-44: 0; 2044-45: 0; 2045-46: 0; 2046-47: 0; 2047-48: 0; 2048-49: 0; 2049-50: 0
5FP | Potable water exported enter as -ve | 5BL + 5.1FP | Ml/d | 2 | 2019-20: 0; 2020-21: 0; 2021-22: 0; 2022-23: 0; 2023-24: 0; 2024-25: 0; 2025-26: 0; 2026-27: 0; 2027-28: 0; 2028-29: 0; 2029-30: 0; 2030-31: 0; 2031-32: 0; 2032-33: 0; 2033-34: 0; 2034-35: 0; 2035-36: 0; 2036-37: 0; 2037-38: 0; 2038-39: 0; 2039-40: 0; 2040-41: 0; 2041-42: 0; 2042-43: 0; 2043-44: 0; 2044-45: 0; 2045-46: 0; 2046-47: 0; 2047-48: 0; 2048-49: 0; 2049-50: 0
6.1FP | Deployable Output post forecast changes | 6.1BL + 6.2FP + 6.3FP +7.01FP +7.02FP | Ml/d | 2 | 2019-20: 0; 2020-21: 0; 2021-22: 0; 2022-23: 0; 2023-24: 0; 2024-25: 0; 2025-26: 0; 2026-27: 0; 2027-28: 0; 2028-29: 0; 2029-30: 0; 2030-31: 0; 2031-32: 0; 2032-33: 0; 2033-34: 0; 2034-35: 0; 2035-36: 0; 2036-37: 0; 2037-38: 0; 2038-39: 0; 2039-40: 0; 2040-41: 0; 2041-42: 0; 2042-43: 0; 2043-44: 0; 2044-45: 0; 2045-46: 0; 2046-47: 0; 2047-48: 0; 2048-49: 0; 2049-50: 0
8FP | Raw water losses, treatment works losses and operational use | 8BL + 8.1FP + 8.2FP | Ml/d | 2 | 2019-20: 0; 2020-21: 0; 2021-22: 0; 2022-23: 0; 2023-24: 0; 2024-25: 0; 2025-26: 0; 2026-27: 0; 2027-28: 0; 2028-29: 0; 2029-30: 0; 2030-31: 0; 2031-32: 0; 2032-33: 0; 2033-34: 0; 2034-35: 0; 2035-36: 0; 2036-37: 0; 2037-38: 0; 2038-39: 0; 2039-40: 0; 2040-41: 0; 2041-42: 0; 2042-43: 0; 2043-44: 0; 2044-45: 0; 2045-46: 0; 2046-47: 0; 2047-48: 0; 2048-49: 0; 2049-50: 0
9FP | Total Outage Allowance | 9BL + 9.1FP | Ml/d | 2 | 2019-20: 0; 2020-21: 0; 2021-22: 0; 2022-23: 0; 2023-24: 0; 2024-25: 0; 2025-26: 0; 2026-27: 0; 2027-28: 0; 2028-29: 0; 2029-30: 0; 2030-31: 0; 2031-32: 0; 2032-33: 0; 2033-34: 0; 2034-35: 0; 2035-36: 0; 2036-37: 0; 2037-38: 0; 2038-39: 0; 2039-40: 0; 2040-41: 0; 2041-42: 0; 2042-43: 0; 2043-44: 0; 2044-45: 0; 2045-46: 0; 2046-47: 0; 2047-48: 0; 2048-49: 0; 2049-50: 0
10FP | Water Available For Use (own sources) | (6.1FP) - (8FP + 9FP) | Ml/d | 2 | 2019-20: 0; 2020-21: 0; 2021-22: 0; 2022-23: 0; 2023-24: 0; 2024-25: 0; 2025-26: 0; 2026-27: 0; 2027-28: 0; 2028-29: 0; 2029-30: 0; 2030-31: 0; 2031-32: 0; 2032-33: 0; 2033-34: 0; 2034-35: 0; 2035-36: 0; 2036-37: 0; 2037-38: 0; 2038-39: 0; 2039-40: 0; 2040-41: 0; 2041-42: 0; 2042-43: 0; 2043-44: 0; 2044-45: 0; 2045-46: 0; 2046-47: 0; 2047-48: 0; 2048-49: 0; 2049-50: 0
11FP | Total Water Available For Use | 10FP + sum (2FP:5FP) | Ml/d | 2 | 2019-20: 4.25; 2020-21: 4.25; 2021-22: 4.25; 2022-23: 4.25; 2023-24: 4.25; 2024-25: 4.25; 2025-26: 4.25; 2026-27: 4.26; 2027-28: 4.25; 2028-29: 4.1; 2029-30: 4.14; 2030-31: 4.12; 2031-32: 4.12; 2032-33: 4.13; 2033-34: 4.14; 2034-35: 4.15; 2035-36: 4.14; 2036-37: 4.11; 2037-38: 4.13; 2038-39: 4.14; 2039-40: 4.13; 2040-41: 4.15; 2041-42: 4.19; 2042-43: 4.22; 2043-44: 4.26; 2044-45: 4.29; 2045-46: 4.33; 2046-47: 4.38; 2047-48: 4.43; 2048-49: 4.49; 2049-50: 4.55
12FP | Water delivered measured non-household | 12BL + 12.2FP | Ml/d | 2 | 2019-20: 0.84; 2020-21: 0.85; 2021-22: 0.86; 2022-23: 0.87; 2023-24: 0.88; 2024-25: 0.9; 2025-26: 0.91; 2026-27: 0.92; 2027-28: 0.94; 2028-29: 0.94; 2029-30: 0.95; 2030-31: 0.96; 2031-32: 0.97; 2032-33: 0.98; 2033-34: 0.99; 2034-35: 1; 2035-36: 1.02; 2036-37: 1.03; 2037-38: 1.05; 2038-39: 1.07; 2039-40: 1.1; 2040-41: 1.13; 2041-42: 1.16; 2042-43: 1.2; 2043-44: 1.24; 2044-45: 1.29; 2045-46: 1.33; 2046-47: 1.38; 2047-48: 1.44; 2048-49: 1.5; 2049-50: 1.57
12.1FP | Non-potable water consumption | Input | Ml/d | 2 | 2019-20: 0; 2020-21: 0; 2021-22: 0; 2022-23: 0; 2023-24: 0; 2024-25: 0; 2025-26: 0; 2026-27: 0; 2027-28: 0; 2028-29: 0; 2029-30: 0; 2030-31: 0; 2031-32: 0; 2032-33: 0; 2033-34: 0; 2034-35: 0; 2035-36: 0; 2036-37: 0; 2037-38: 0; 2038-39: 0; 2039-40: 0; 2040-41: 0; 2041-42: 0; 2042-43: 0; 2043-44: 0; 2044-45: 0; 2045-46: 0; 2046-47: 0; 2047-48: 0; 2048-49: 0; 2049-50: 0
13FP | Water delivered unmeasured non-household | 13BL + 13.1FP | Ml/d | 2 | 2019-20: 0; 2020-21: 0; 2021-22: 0; 2022-23: 0; 2023-24: 0; 2024-25: 0; 2025-26: 0; 2026-27: 0; 2027-28: 0; 2028-29: 0; 2029-30: 0; 2030-31: 0; 2031-32: 0; 2032-33: 0; 2033-34: 0; 2034-35: 0; 2035-36: 0; 2036-37: 0; 2037-38: 0; 2038-39: 0; 2039-40: 0.01; 2040-41: 0.01; 2041-42: 0.01; 2042-43: 0.01; 2043-44: 0.01; 2044-45: 0.01; 2045-46: 0.01; 2046-47: 0.01; 2047-48: 0.01; 2048-49: 0.01; 2049-50: 0.01
14FP | Water delivered measured household | 14BL + 14.1FP | Ml/d | 2 | 2019-20: 1.86; 2020-21: 1.89; 2021-22: 1.92; 2022-23: 1.95; 2023-24: 1.99; 2024-25: 2.02; 2025-26: 2.04; 2026-27: 2.06; 2027-28: 2.08; 2028-29: 1.95; 2029-30: 1.93; 2030-31: 1.92; 2031-32: 1.92; 2032-33: 1.94; 2033-34: 1.95; 2034-35: 1.95; 2035-36: 1.95; 2036-37: 1.94; 2037-38: 1.95; 2038-39: 1.96; 2039-40: 1.97; 2040-41: 1.98; 2041-42: 1.98; 2042-43: 1.99; 2043-44: 1.99; 2044-45: 2.01; 2045-46: 2.01; 2046-47: 2.02; 2047-48: 2.02; 2048-49: 2.03; 2049-50: 2.03
15FP | Water delivered unmeasured household | 15BL + 15.1FP | Ml/d | 2 | 2019-20: 0.58; 2020-21: 0.55; 2021-22: 0.52; 2022-23: 0.48; 2023-24: 0.45; 2024-25: 0.42; 2025-26: 0.39; 2026-27: 0.37; 2027-28: 0.34; 2028-29: 0.32; 2029-30: 0.3; 2030-31: 0.28; 2031-32: 0.26; 2032-33: 0.25; 2033-34: 0.23; 2034-35: 0.21; 2035-36: 0.2; 2036-37: 0.18; 2037-38: 0.17; 2038-39: 0.15; 2039-40: 0.14; 2040-41: 0.13; 2041-42: 0.11; 2042-43: 0.1; 2043-44: 0.09; 2044-45: 0.08; 2045-46: 0.07; 2046-47: 0.07; 2047-48: 0.07; 2048-49: 0.06; 2049-50: 0.06
16FP | Percentage of consumption driven by climate change | 16BL | % | 1 | 2019-20: 0%; 2020-21: 0%; 2021-22: 0%; 2022-23: 0.1%; 2023-24: 0.1%; 2024-25: 0.1%; 2025-26: 0.1%; 2026-27: 0.1%; 2027-28: 0.1%; 2028-29: 0.2%; 2029-30: 0.2%; 2030-31: 0.2%; 2031-32: 0.2%; 2032-33: 0.3%; 2033-34: 0.3%; 2034-35: 0.3%; 2035-36: 0.4%; 2036-37: 0.4%; 2037-38: 0.4%; 2038-39: 0.5%; 2039-40: 0.5%; 2040-41: 0.6%; 2041-42: 0.6%; 2042-43: 0.6%; 2043-44: 0.7%; 2044-45: 0.7%; 2045-46: 0.8%; 2046-47: 0.8%; 2047-48: 0.8%; 2048-49: 0.8%; 2049-50: 0.9%
17FP | Volume of consumption driven by climate change | 16FP * (12FP + sum(13FP:15FP) - sum (23FP:26FP)) | Ml/d | 2 | 2019-20: 0; 2020-21: 0; 2021-22: 0; 2022-23: 0.00316; 2023-24: 0.00318; 2024-25: 0.0032; 2025-26: 0.0032; 2026-27: 0.00321; 2027-28: 0.00322; 2028-29: 0.00618; 2029-30: 0.00616; 2030-31: 0.00612; 2031-32: 0.00612; 2032-33: 0.00924; 2033-34: 0.00924; 2034-35: 0.00921; 2035-36: 0.01232; 2036-37: 0.01228; 2037-38: 0.01232; 2038-39: 0.01545; 2039-40: 0.01565; 2040-41: 0.01896; 2041-42: 0.01902; 2042-43: 0.01926; 2043-44: 0.02268; 2044-45: 0.0231; 2045-46: 0.02664; 2046-47: 0.02704; 2047-48: 0.02752; 2048-49: 0.028; 2049-50: 0.03213
18FP | Measured Household - PCC | ((14FP - 25FP) * 1,000,000) / (39FP * 1000) | l/h/d | 1 | 2019-20: 128.326; 2020-21: 127.551; 2021-22: 127.2335; 2022-23: 126.5995; 2023-24: 126; 2024-25: 125.3509; 2025-26: 124.9758; 2026-27: 124.801; 2027-28: 124.9369; 2028-29: 117.014; 2029-30: 115.5423; 2030-31: 114.0778; 2031-32: 113.8938; 2032-33: 114.2232; 2033-34: 114.0203; 2034-35: 113.2618; 2035-36: 112.5; 2036-37: 111.0193; 2037-38: 110.1412; 2038-39: 109.8709; 2039-40: 109.5101; 2040-41: 109.1803; 2041-42: 108.3442; 2042-43: 108.0898; 2043-44: 107.2985; 2044-45: 107.6402; 2045-46: 107.0699; 2046-47: 106.529; 2047-48: 105.9704; 2048-49: 105.9667; 2049-50: 105.5138
19FP | Unmeasured Household - PCC | ((15FP - 26FP) * 1,000,000) / (40FP * 1000) | l/h/d | 1 | 2019-20: 222.8764; 2020-21: 227.9839; 2021-22: 226.3083; 2022-23: 222.7848; 2023-24: 228.8828; 2024-25: 228.3372; 2025-26: 223.8806; 2026-27: 224.5707; 2027-28: 218.0028; 2028-29: 217.2285; 2029-30: 224; 2030-31: 222.2222; 2031-32: 219.7802; 2032-33: 225.9332; 2033-34: 221.7529; 2034-35: 216.1547; 2035-36: 221.4022; 2036-37: 226.9693; 2037-38: 232.8967; 2038-39: 222.9299; 2039-40: 226.8761; 2040-41: 231.2139; 2041-42: 213.6752; 2042-43: 215.311; 2043-44: 215.6334; 2044-45: 214.7239; 2045-46: 195.4397; 2046-47: 206.8966; 2047-48: 219.7802; 2048-49: 194.5525; 2049-50: 194.5525
20FP | Average Household - PCC | (((14FP - 25FP) + (15FP - 26FP)) * 1,000,000)/ ((39FP + 40FP) * 1,000) | l/h/d | 1 | 2019-20: 142.2299; 2020-21: 141.293; 2021-22: 139.9661; 2022-23: 137.9972; 2023-24: 137.2141; 2024-25: 135.6828; 2025-26: 134.2595; 2026-27: 133.5734; 2027-28: 132.5999; 2028-29: 124.7401; 2029-30: 123.3572; 2030-31: 121.355; 2031-32: 120.5303; 2032-33: 120.7301; 2033-34: 119.8425; 2034-35: 118.4106; 2035-36: 117.5268; 2036-37: 115.9306; 2037-38: 114.8907; 2038-39: 113.8531; 2039-40: 113.2623; 2040-41: 112.6964; 2041-42: 111.0681; 2042-43: 110.555; 2043-44: 109.499; 2044-45: 109.5428; 2045-46: 108.5423; 2046-47: 108.1023; 2047-48: 107.6426; 2048-49: 107.1869; 2049-50: 106.735
21FP | Water taken unbilled | 21BL + 21.1FP | Ml/d | 2 | 2019-20: 0.11; 2020-21: 0.11; 2021-22: 0.11; 2022-23: 0.12; 2023-24: 0.12; 2024-25: 0.11; 2025-26: 0.12; 2026-27: 0.12; 2027-28: 0.11; 2028-29: 0.11; 2029-30: 0.11; 2030-31: 0.11; 2031-32: 0.11; 2032-33: 0.1; 2033-34: 0.11; 2034-35: 0.12; 2035-36: 0.11; 2036-37: 0.12; 2037-38: 0.11; 2038-39: 0.12; 2039-40: 0.11; 2040-41: 0.1; 2041-42: 0.12; 2042-43: 0.11; 2043-44: 0.11; 2044-45: 0.09; 2045-46: 0.11; 2046-47: 0.1; 2047-48: 0.1; 2048-49: 0.11; 2049-50: 0.11
22FP | Distribution system operational use | 22BL + 22.1FP | Ml/d | 2 | 2019-20: 0.03; 2020-21: 0.03; 2021-22: 0.03; 2022-23: 0.03; 2023-24: 0.03; 2024-25: 0.03; 2025-26: 0.03; 2026-27: 0.03; 2027-28: 0.03; 2028-29: 0.03; 2029-30: 0.03; 2030-31: 0.03; 2031-32: 0.03; 2032-33: 0.03; 2033-34: 0.03; 2034-35: 0.03; 2035-36: 0.03; 2036-37: 0.03; 2037-38: 0.03; 2038-39: 0.03; 2039-40: 0.03; 2040-41: 0.03; 2041-42: 0.03; 2042-43: 0.03; 2043-44: 0.03; 2044-45: 0.03; 2045-46: 0.03; 2046-47: 0.03; 2047-48: 0.03; 2048-49: 0.03; 2049-50: 0.03
23FP | Measured Non Household - USPL | 23BL + 23.1FP | Ml/d | 2 | 2019-20: 0.01; 2020-21: 0.01; 2021-22: 0.01; 2022-23: 0.01; 2023-24: 0.01; 2024-25: 0.01; 2025-26: 0.01; 2026-27: 0.01; 2027-28: 0.01; 2028-29: 0.01; 2029-30: 0.01; 2030-31: 0.01; 2031-32: 0.01; 2032-33: 0.01; 2033-34: 0.01; 2034-35: 0.01; 2035-36: 0.01; 2036-37: 0.01; 2037-38: 0.01; 2038-39: 0.01; 2039-40: 0.01; 2040-41: 0.01; 2041-42: 0.01; 2042-43: 0.01; 2043-44: 0.01; 2044-45: 0.01; 2045-46: 0.01; 2046-47: 0.01; 2047-48: 0.01; 2048-49: 0.01; 2049-50: 0.01
24FP | Unmeasured Non Household - USPL | 24BL + 24.1FP | Ml/d | 2 | 2019-20: 0; 2020-21: 0; 2021-22: 0; 2022-23: 0; 2023-24: 0; 2024-25: 0; 2025-26: 0; 2026-27: 0; 2027-28: 0; 2028-29: 0; 2029-30: 0; 2030-31: 0; 2031-32: 0; 2032-33: 0; 2033-34: 0; 2034-35: 0; 2035-36: 0; 2036-37: 0; 2037-38: 0; 2038-39: 0; 2039-40: 0; 2040-41: 0; 2041-42: 0; 2042-43: 0; 2043-44: 0; 2044-45: 0; 2045-46: 0; 2046-47: 0; 2047-48: 0; 2048-49: 0; 2049-50: 0
25FP | Measured Household - USPL | 25BL + 25.1FP | Ml/d | 2 | 2019-20: 0.09; 2020-21: 0.09; 2021-22: 0.09; 2022-23: 0.09; 2023-24: 0.1; 2024-25: 0.1; 2025-26: 0.1; 2026-27: 0.1; 2027-28: 0.1; 2028-29: 0.08; 2029-30: 0.07; 2030-31: 0.07; 2031-32: 0.06; 2032-33: 0.06; 2033-34: 0.06; 2034-35: 0.06; 2035-36: 0.06; 2036-37: 0.06; 2037-38: 0.07; 2038-39: 0.07; 2039-40: 0.07; 2040-41: 0.07; 2041-42: 0.07; 2042-43: 0.07; 2043-44: 0.07; 2044-45: 0.07; 2045-46: 0.07; 2046-47: 0.08; 2047-48: 0.08; 2048-49: 0.08; 2049-50: 0.08
26FP | Unmeasured Household - USPL | 26BL + 26.1BL | Ml/d | 2 | 2019-20: 0.05; 2020-21: 0.04; 2021-22: 0.04; 2022-23: 0.04; 2023-24: 0.03; 2024-25: 0.03; 2025-26: 0.03; 2026-27: 0.03; 2027-28: 0.03; 2028-29: 0.03; 2029-30: 0.02; 2030-31: 0.02; 2031-32: 0.02; 2032-33: 0.02; 2033-34: 0.02; 2034-35: 0.02; 2035-36: 0.02; 2036-37: 0.01; 2037-38: 0.01; 2038-39: 0.01; 2039-40: 0.01; 2040-41: 0.01; 2041-42: 0.01; 2042-43: 0.01; 2043-44: 0.01; 2044-45: 0.01; 2045-46: 0.01; 2046-47: 0.01; 2047-48: 0.01; 2048-49: 0.01; 2049-50: 0.01
27FP | Void Properties - USPL | 27BL + 27.1FP | Ml/d | 2 | 2019-20: 0.01; 2020-21: 0.01; 2021-22: 0.01; 2022-23: 0.01; 2023-24: 0.01; 2024-25: 0.01; 2025-26: 0.01; 2026-27: 0.01; 2027-28: 0.01; 2028-29: 0.01; 2029-30: 0.01; 2030-31: 0.01; 2031-32: 0.01; 2032-33: 0.01; 2033-34: 0.01; 2034-35: 0.01; 2035-36: 0.01; 2036-37: 0.01; 2037-38: 0.01; 2038-39: 0.01; 2039-40: 0.01; 2040-41: 0.01; 2041-42: 0.01; 2042-43: 0.01; 2043-44: 0.01; 2044-45: 0.01; 2045-46: 0.01; 2046-47: 0.01; 2047-48: 0.01; 2048-49: 0.01; 2049-50: 0.01
28FP | Distribution losses | 28BL + 28.1FP | Ml/d | 2 | 2019-20: 0.72; 2020-21: 0.7; 2021-22: 0.69; 2022-23: 0.68; 2023-24: 0.66; 2024-25: 0.65; 2025-26: 0.65; 2026-27: 0.65; 2027-28: 0.65; 2028-29: 0.65; 2029-30: 0.65; 2030-31: 0.65; 2031-32: 0.65; 2032-33: 0.64; 2033-34: 0.64; 2034-35: 0.64; 2035-36: 0.64; 2036-37: 0.64; 2037-38: 0.64; 2038-39: 0.62; 2039-40: 0.62; 2040-41: 0.62; 2041-42: 0.62; 2042-43: 0.62; 2043-44: 0.62; 2044-45: 0.62; 2045-46: 0.62; 2046-47: 0.62; 2047-48: 0.62; 2048-49: 0.61; 2049-50: 0.6
29FP | Total Leakage | sum (23FP:28FP) | Ml/d | 2 | 2019-20: 0.88; 2020-21: 0.85; 2021-22: 0.84; 2022-23: 0.83; 2023-24: 0.81; 2024-25: 0.8; 2025-26: 0.8; 2026-27: 0.8; 2027-28: 0.8; 2028-29: 0.78; 2029-30: 0.76; 2030-31: 0.76; 2031-32: 0.75; 2032-33: 0.74; 2033-34: 0.74; 2034-35: 0.74; 2035-36: 0.74; 2036-37: 0.73; 2037-38: 0.74; 2038-39: 0.72; 2039-40: 0.72; 2040-41: 0.72; 2041-42: 0.72; 2042-43: 0.72; 2043-44: 0.72; 2044-45: 0.72; 2045-46: 0.72; 2046-47: 0.73; 2047-48: 0.73; 2048-49: 0.72; 2049-50: 0.71
30FP | Leakage/property | (29FP * 1,000,000) / (36FP * 1,000) | l/prop/d | 2 | 2019-20: 102.0408; 2020-21: 95.9476; 2021-22: 92.5416; 2022-23: 89.856; 2023-24: 86.1519; 2024-25: 83.6645; 2025-26: 82.8586; 2026-27: 82.2368; 2027-28: 81.7411; 2028-29: 79.3005; 2029-30: 76.9231; 2030-31: 76.5666; 2031-32: 75.2257; 2032-33: 73.8523; 2033-34: 73.5148; 2034-35: 73.2238; 2035-36: 72.9567; 2036-37: 71.4845; 2037-38: 71.9774; 2038-39: 69.5787; 2039-40: 69.1377; 2040-41: 68.6957; 2041-42: 68.2853; 2042-43: 67.8925; 2043-44: 67.5169; 2044-45: 67.1454; 2045-46: 66.7904; 2046-47: 67.368; 2047-48: 67.0278; 2048-49: 65.7895; 2049-50: 64.5689
31FP | Measured Non Household - properties | Input | 000's | 2 | 2019-20: 0.556; 2020-21: 0.568; 2021-22: 0.58; 2022-23: 0.592; 2023-24: 0.604; 2024-25: 0.617; 2025-26: 0.629; 2026-27: 0.64; 2027-28: 0.651; 2028-29: 0.658; 2029-30: 0.664; 2030-31: 0.671; 2031-32: 0.677; 2032-33: 0.682; 2033-34: 0.687; 2034-35: 0.689; 2035-36: 0.692; 2036-37: 0.694; 2037-38: 0.697; 2038-39: 0.699; 2039-40: 0.702; 2040-41: 0.705; 2041-42: 0.708; 2042-43: 0.711; 2043-44: 0.714; 2044-45: 0.717; 2045-46: 0.72; 2046-47: 0.724; 2047-48: 0.728; 2048-49: 0.731; 2049-50: 0.735
32FP | Unmeasured Non Household - properties | Input | 000's | 2 | 2019-20: 0.002; 2020-21: 0.002; 2021-22: 0.002; 2022-23: 0.002; 2023-24: 0.002; 2024-25: 0.002; 2025-26: 0.003; 2026-27: 0.003; 2027-28: 0.003; 2028-29: 0.003; 2029-30: 0.003; 2030-31: 0.003; 2031-32: 0.003; 2032-33: 0.003; 2033-34: 0.003; 2034-35: 0.003; 2035-36: 0.003; 2036-37: 0.003; 2037-38: 0.003; 2038-39: 0.003; 2039-40: 0.003; 2040-41: 0.003; 2041-42: 0.003; 2042-43: 0.003; 2043-44: 0.003; 2044-45: 0.003; 2045-46: 0.003; 2046-47: 0.003; 2047-48: 0.003; 2048-49: 0.003; 2049-50: 0.003
33FP | All void non-households - properties | Input | 000's | 2 | 2019-20: 0; 2020-21: 0; 2021-22: 0; 2022-23: 0; 2023-24: 0; 2024-25: 0; 2025-26: 0; 2026-27: 0; 2027-28: 0; 2028-29: 0; 2029-30: 0; 2030-31: 0; 2031-32: 0; 2032-33: 0; 2033-34: 0; 2034-35: 0; 2035-36: 0; 2036-37: 0; 2037-38: 0; 2038-39: 0; 2039-40: 0; 2040-41: 0; 2041-42: 0; 2042-43: 0; 2043-44: 0; 2044-45: 0; 2045-46: 0; 2046-47: 0; 2047-48: 0; 2048-49: 0; 2049-50: 0
34FP | Measured households - properties (excl. void) | Year before + sum (34.1BL:34.6BL) | 000's | 2 | 2019-20: 6.722; 2020-21: 7.007; 2021-22: 7.267; 2022-23: 7.476; 2023-24: 7.691; 2024-25: 7.895; 2025-26: 8.021; 2026-27: 8.129; 2027-28: 8.22; 2028-29: 8.304; 2029-30: 8.382; 2030-31: 8.46; 2031-32: 8.535; 2032-33: 8.617; 2033-34: 8.693; 2034-35: 8.763; 2035-36: 8.83; 2036-37: 8.928; 2037-38: 9.023; 2038-39: 9.117; 2039-40: 9.208; 2040-41: 9.297; 2041-42: 9.383; 2042-43: 9.466; 2043-44: 9.546; 2044-45: 9.624; 2045-46: 9.687; 2046-47: 9.747; 2047-48: 9.806; 2048-49: 9.862; 2049-50: 9.909
34.1FP | New build properties - properties | Input (new builds in each year) | 000's | 2 | 2019-20: 0.22; 2020-21: 0.211; 2021-22: 0.191; 2022-23: 0.146; 2023-24: 0.154; 2024-25: 0.145; 2025-26: 0.077; 2026-27: 0.061; 2027-28: 0.046; 2028-29: 0.041; 2029-30: 0.037; 2030-31: 0.037; 2031-32: 0.036; 2032-33: 0.045; 2033-34: 0.04; 2034-35: 0.035; 2035-36: 0.034; 2036-37: 0.065; 2037-38: 0.064; 2038-39: 0.064; 2039-40: 0.062; 2040-41: 0.061; 2041-42: 0.059; 2042-43: 0.057; 2043-44: 0.055; 2044-45: 0.054; 2045-46: 0.053; 2046-47: 0.051; 2047-48: 0.05; 2048-49: 0.048; 2049-50: 0.047
34.2FP | Meter optants - properties | Input (meter optants in each year) | 000's | 2 | 2019-20: 0.049; 2020-21: 0.047; 2021-22: 0.043; 2022-23: 0.038; 2023-24: 0.037; 2024-25: 0.035; 2025-26: 0.026; 2026-27: 0.025; 2027-28: 0.024; 2028-29: 0.023; 2029-30: 0.022; 2030-31: 0.022; 2031-32: 0.021; 2032-33: 0.02; 2033-34: 0.019; 2034-35: 0.019; 2035-36: 0.018; 2036-37: 0.018; 2037-38: 0.017; 2038-39: 0.016; 2039-40: 0.016; 2040-41: 0.015; 2041-42: 0.015; 2042-43: 0.014; 2043-44: 0.014; 2044-45: 0.013; 2045-46: 0; 2046-47: 0; 2047-48: 0; 2048-49: 0; 2049-50: 0
34.3FP | Compulsory metering - properties | Input (compulsory meters in each year) | 000's | 2 | 2019-20: 0; 2020-21: 0; 2021-22: 0; 2022-23: 0; 2023-24: 0; 2024-25: 0; 2025-26: 0; 2026-27: 0; 2027-28: 0; 2028-29: 0; 2029-30: 0; 2030-31: 0; 2031-32: 0; 2032-33: 0; 2033-34: 0; 2034-35: 0; 2035-36: 0; 2036-37: 0; 2037-38: 0; 2038-39: 0; 2039-40: 0; 2040-41: 0; 2041-42: 0; 2042-43: 0; 2043-44: 0; 2044-45: 0; 2045-46: 0; 2046-47: 0; 2047-48: 0; 2048-49: 0; 2049-50: 0
34.4FP | Metering on change of occupancy - properties | Input (change of occupancy meters in each year) | 000's | 2 | 2019-20: 0.027; 2020-21: 0.026; 2021-22: 0.025; 2022-23: 0.024; 2023-24: 0.023; 2024-25: 0.023; 2025-26: 0.022; 2026-27: 0.021; 2027-28: 0.02; 2028-29: 0.019; 2029-30: 0.018; 2030-31: 0.018; 2031-32: 0.017; 2032-33: 0.016; 2033-34: 0.016; 2034-35: 0.015; 2035-36: 0.014; 2036-37: 0.014; 2037-38: 0.013; 2038-39: 0.013; 2039-40: 0.012; 2040-41: 0.012; 2041-42: 0.011; 2042-43: 0.011; 2043-44: 0.01; 2044-45: 0.01; 2045-46: 0.01; 2046-47: 0.009; 2047-48: 0.009; 2048-49: 0.008; 2049-50: 0
34.5FP | Selective metering - properties | Input (selective meters in each year) | 000's | 2 | 2019-20: 0.001; 2020-21: 0.001; 2021-22: 0.001; 2022-23: 0.001; 2023-24: 0.001; 2024-25: 0.001; 2025-26: 0.001; 2026-27: 0.001; 2027-28: 0.001; 2028-29: 0.001; 2029-30: 0.001; 2030-31: 0.001; 2031-32: 0.001; 2032-33: 0.001; 2033-34: 0.001; 2034-35: 0.001; 2035-36: 0.001; 2036-37: 0.001; 2037-38: 0.001; 2038-39: 0.001; 2039-40: 0.001; 2040-41: 0.001; 2041-42: 0.001; 2042-43: 0.001; 2043-44: 0.001; 2044-45: 0.001; 2045-46: 0; 2046-47: 0; 2047-48: 0; 2048-49: 0; 2049-50: 0
34.6FP | Other changes to existing metering - properties | Input (other changes to meters in each year) | 000's | 2 | 2019-20: 0; 2020-21: 0; 2021-22: 0; 2022-23: 0; 2023-24: 0; 2024-25: 0; 2025-26: 0; 2026-27: 0; 2027-28: 0; 2028-29: 0; 2029-30: 0; 2030-31: 0; 2031-32: 0; 2032-33: 0; 2033-34: 0; 2034-35: 0; 2035-36: 0; 2036-37: 0; 2037-38: 0; 2038-39: 0; 2039-40: 0; 2040-41: 0; 2041-42: 0; 2042-43: 0; 2043-44: 0; 2044-45: 0; 2045-46: 0; 2046-47: 0; 2047-48: 0; 2048-49: 0; 2049-50: 0
34.7FP | Measured household void properties | Input | 000's | 2 | 2019-20: 0.145; 2020-21: 0.148; 2021-22: 0.15; 2022-23: 0.154; 2023-24: 0.156; 2024-25: 0.159; 2025-26: 0.162; 2026-27: 0.164; 2027-28: 0.166; 2028-29: 0.169; 2029-30: 0.171; 2030-31: 0.173; 2031-32: 0.175; 2032-33: 0.177; 2033-34: 0.179; 2034-35: 0.181; 2035-36: 0.183; 2036-37: 0.185; 2037-38: 0.187; 2038-39: 0.189; 2039-40: 0.191; 2040-41: 0.193; 2041-42: 0.195; 2042-43: 0.196; 2043-44: 0.198; 2044-45: 0.2; 2045-46: 0.201; 2046-47: 0.202; 2047-48: 0.203; 2048-49: 0.205; 2049-50: 0.206
35FP | Unmeasured households - properties (excl. void) | Input | 000's | 2 | 2019-20: 1.174; 2020-21: 1.111; 2021-22: 1.056; 2022-23: 0.992; 2023-24: 0.93; 2024-25: 0.871; 2025-26: 0.823; 2026-27: 0.776; 2027-28: 0.732; 2028-29: 0.688; 2029-30: 0.647; 2030-31: 0.606; 2031-32: 0.568; 2032-33: 0.53; 2033-34: 0.494; 2034-35: 0.46; 2035-36: 0.426; 2036-37: 0.394; 2037-38: 0.363; 2038-39: 0.333; 2039-40: 0.304; 2040-41: 0.277; 2041-42: 0.25; 2042-43: 0.224; 2043-44: 0.199; 2044-45: 0.175; 2045-46: 0.166; 2046-47: 0.157; 2047-48: 0.148; 2048-49: 0.14; 2049-50: 0.14
35.1FP | Unmeasured household void properties | Input | 000's | 2 | 2019-20: 0.025; 2020-21: 0.023; 2021-22: 0.022; 2022-23: 0.021; 2023-24: 0.019; 2024-25: 0.018; 2025-26: 0.017; 2026-27: 0.016; 2027-28: 0.015; 2028-29: 0.014; 2029-30: 0.013; 2030-31: 0.013; 2031-32: 0.012; 2032-33: 0.011; 2033-34: 0.01; 2034-35: 0.01; 2035-36: 0.009; 2036-37: 0.008; 2037-38: 0.008; 2038-39: 0.007; 2039-40: 0.006; 2040-41: 0.006; 2041-42: 0.005; 2042-43: 0.005; 2043-44: 0.004; 2044-45: 0.004; 2045-46: 0.003; 2046-47: 0.003; 2047-48: 0.003; 2048-49: 0.003; 2049-50: 0.003
36FP | Total Resource Zone Properties (incl. voids) | sum (31FP:34FP) + 34.7FP + 35BL + 35.1BL | 000's | 2 | 2019-20: 8.624; 2020-21: 8.859; 2021-22: 9.077; 2022-23: 9.237; 2023-24: 9.402; 2024-25: 9.562; 2025-26: 9.655; 2026-27: 9.728; 2027-28: 9.787; 2028-29: 9.836; 2029-30: 9.88; 2030-31: 9.926; 2031-32: 9.97; 2032-33: 10.02; 2033-34: 10.066; 2034-35: 10.106; 2035-36: 10.143; 2036-37: 10.212; 2037-38: 10.281; 2038-39: 10.348; 2039-40: 10.414; 2040-41: 10.481; 2041-42: 10.544; 2042-43: 10.605; 2043-44: 10.664; 2044-45: 10.723; 2045-46: 10.78; 2046-47: 10.836; 2047-48: 10.891; 2048-49: 10.944; 2049-50: 10.996
37FP | Measured Non Household - Population | Input | 000's | 2 | 2019-20: 0.222; 2020-21: 0.225; 2021-22: 0.227; 2022-23: 0.231; 2023-24: 0.233; 2024-25: 0.235; 2025-26: 0.237; 2026-27: 0.24; 2027-28: 0.244; 2028-29: 0.249; 2029-30: 0.251; 2030-31: 0.256; 2031-32: 0.264; 2032-33: 0.27; 2033-34: 0.274; 2034-35: 0.278; 2035-36: 0.282; 2036-37: 0.285; 2037-38: 0.288; 2038-39: 0.292; 2039-40: 0.296; 2040-41: 0.299; 2041-42: 0.303; 2042-43: 0.307; 2043-44: 0.312; 2044-45: 0.317; 2045-46: 0.322; 2046-47: 0.327; 2047-48: 0.331; 2048-49: 0.336; 2049-50: 0.341
38FP | Unmeasured Non Household - Population | Input | 000's | 2 | 2019-20: 0.001; 2020-21: 0.001; 2021-22: 0.001; 2022-23: 0.001; 2023-24: 0.001; 2024-25: 0.001; 2025-26: 0.001; 2026-27: 0.001; 2027-28: 0.001; 2028-29: 0.001; 2029-30: 0.001; 2030-31: 0.001; 2031-32: 0.001; 2032-33: 0.001; 2033-34: 0.001; 2034-35: 0.001; 2035-36: 0.001; 2036-37: 0.001; 2037-38: 0.001; 2038-39: 0.001; 2039-40: 0.001; 2040-41: 0.001; 2041-42: 0.001; 2042-43: 0.001; 2043-44: 0.001; 2044-45: 0.001; 2045-46: 0.001; 2046-47: 0.001; 2047-48: 0.001; 2048-49: 0.001; 2049-50: 0.001
39FP | Measured Household - Population | Input | 000's | 2 | 2019-20: 13.793; 2020-21: 14.112; 2021-22: 14.383; 2022-23: 14.692; 2023-24: 15; 2024-25: 15.317; 2025-26: 15.523; 2026-27: 15.705; 2027-28: 15.848; 2028-29: 15.981; 2029-30: 16.098; 2030-31: 16.217; 2031-32: 16.331; 2032-33: 16.459; 2033-34: 16.576; 2034-35: 16.687; 2035-36: 16.8; 2036-37: 16.934; 2037-38: 17.069; 2038-39: 17.202; 2039-40: 17.35; 2040-41: 17.494; 2041-42: 17.629; 2042-43: 17.763; 2043-44: 17.894; 2044-45: 18.023; 2045-46: 18.119; 2046-47: 18.211; 2047-48: 18.307; 2048-49: 18.402; 2049-50: 18.481
40FP | Unmeasured Household - Population | Input | 000's | 2 | 2019-20: 2.378; 2020-21: 2.237; 2021-22: 2.121; 2022-23: 1.975; 2023-24: 1.835; 2024-25: 1.708; 2025-26: 1.608; 2026-27: 1.514; 2027-28: 1.422; 2028-29: 1.335; 2029-30: 1.25; 2030-31: 1.17; 2031-32: 1.092; 2032-33: 1.018; 2033-34: 0.947; 2034-35: 0.879; 2035-36: 0.813; 2036-37: 0.749; 2037-38: 0.687; 2038-39: 0.628; 2039-40: 0.573; 2040-41: 0.519; 2041-42: 0.468; 2042-43: 0.418; 2043-44: 0.371; 2044-45: 0.326; 2045-46: 0.307; 2046-47: 0.29; 2047-48: 0.273; 2048-49: 0.257; 2049-50: 0.257
41FP | Total Resource Zone Population | sum (37FP:40FP) | 000's | 2 | 2019-20: 16.394; 2020-21: 16.575; 2021-22: 16.732; 2022-23: 16.899; 2023-24: 17.069; 2024-25: 17.261; 2025-26: 17.369; 2026-27: 17.46; 2027-28: 17.515; 2028-29: 17.566; 2029-30: 17.6; 2030-31: 17.644; 2031-32: 17.688; 2032-33: 17.748; 2033-34: 17.798; 2034-35: 17.845; 2035-36: 17.896; 2036-37: 17.969; 2037-38: 18.045; 2038-39: 18.123; 2039-40: 18.22; 2040-41: 18.313; 2041-42: 18.401; 2042-43: 18.489; 2043-44: 18.578; 2044-45: 18.667; 2045-46: 18.749; 2046-47: 18.829; 2047-48: 18.912; 2048-49: 18.996; 2049-50: 19.08
42FP | Average household occupancy rate (excl. voids) | (39FP + 40FP) / (34FP + 35FP) | h/prop | 1 | 2019-20: 2.048; 2020-21: 2.0139; 2021-22: 1.9829; 2022-23: 1.9682; 2023-24: 1.9528; 2024-25: 1.9422; 2025-26: 1.937; 2026-27: 1.9336; 2027-28: 1.9292; 2028-29: 1.9257; 2029-30: 1.9214; 2030-31: 1.9178; 2031-32: 1.914; 2032-33: 1.9107; 2033-34: 1.9074; 2034-35: 1.9046; 2035-36: 1.9029; 2036-37: 1.8969; 2037-38: 1.8918; 2038-39: 1.8868; 2039-40: 1.8843; 2040-41: 1.8814; 2041-42: 1.8786; 2042-43: 1.8763; 2043-44: 1.8743; 2044-45: 1.8725; 2045-46: 1.8701; 2046-47: 1.868; 2047-48: 1.8666; 2048-49: 1.8655; 2049-50: 1.8647
43FP | Total Household Metering penetration (excl. voids) | 34FP / (34FP + 35FP) | % | 1 | 2019-20: 85.13%; 2020-21: 86.31%; 2021-22: 87.31%; 2022-23: 88.29%; 2023-24: 89.21%; 2024-25: 90.06%; 2025-26: 90.69%; 2026-27: 91.29%; 2027-28: 91.82%; 2028-29: 92.35%; 2029-30: 92.83%; 2030-31: 93.32%; 2031-32: 93.76%; 2032-33: 94.21%; 2033-34: 94.62%; 2034-35: 95.01%; 2035-36: 95.4%; 2036-37: 95.77%; 2037-38: 96.13%; 2038-39: 96.48%; 2039-40: 96.8%; 2040-41: 97.11%; 2041-42: 97.4%; 2042-43: 97.69%; 2043-44: 97.96%; 2044-45: 98.21%; 2045-46: 98.32%; 2046-47: 98.41%; 2047-48: 98.51%; 2048-49: 98.6%; 2049-50: 98.61%
44FP | Total Household Metering penetration (incl. voids) | (34FP) / (34FP + 34.7FP + 35FP + 35.1FP) | % | 1 | 2019-20: 83.34%; 2020-21: 84.53%; 2021-22: 85.54%; 2022-23: 86.5%; 2023-24: 87.44%; 2024-25: 88.28%; 2025-26: 88.9%; 2026-27: 89.48%; 2027-28: 90%; 2028-29: 90.51%; 2029-30: 90.98%; 2030-31: 91.44%; 2031-32: 91.87%; 2032-33: 92.31%; 2033-34: 92.72%; 2034-35: 93.08%; 2035-36: 93.46%; 2036-37: 93.83%; 2037-38: 94.18%; 2038-39: 94.52%; 2039-40: 94.84%; 2040-41: 95.13%; 2041-42: 95.42%; 2042-43: 95.7%; 2043-44: 95.97%; 2044-45: 96.21%; 2045-46: 96.32%; 2046-47: 96.42%; 2047-48: 96.52%; 2048-49: 96.59%; 2049-50: 96.6%
45FP | Distribution input | sum (12FP:15FP) + 21FP + 22FP + 27FP + 28FP | Ml/d | 2 | 2019-20: 4.15; 2020-21: 4.14; 2021-22: 4.14; 2022-23: 4.14; 2023-24: 4.14; 2024-25: 4.14; 2025-26: 4.15; 2026-27: 4.16; 2027-28: 4.16; 2028-29: 4.01; 2029-30: 3.98; 2030-31: 3.96; 2031-32: 3.95; 2032-33: 3.95; 2033-34: 3.96; 2034-35: 3.96; 2035-36: 3.96; 2036-37: 3.95; 2037-38: 3.96; 2038-39: 3.96; 2039-40: 3.99; 2040-41: 4.01; 2041-42: 4.04; 2042-43: 4.07; 2043-44: 4.1; 2044-45: 4.14; 2045-46: 4.19; 2046-47: 4.24; 2047-48: 4.3; 2048-49: 4.36; 2049-50: 4.42
46FP | Target headroom (climate change component) | Input | Ml/d | 2 | 2019-20: 0.00021904; 2020-21: 0.00021904; 2021-22: 0.00021904; 2022-23: 0.00021904; 2023-24: 0.00021904; 2024-25: 0.00021904; 2025-26: 0.00021904; 2026-27: 0.00019976; 2027-28: 0.00012932; 2028-29: 0.00024169; 2029-30: 0.00062306; 2030-31: 0.00063389; 2031-32: 0.00050709; 2032-33: 0.00045949; 2033-34: 0.00060606; 2034-35: 0.00087437; 2035-36: 0.00048486; 2036-37: 0.0010899; 2037-38: 0.0011482; 2038-39: 0.0014113; 2039-40: 0; 2040-41: 0; 2041-42: 0; 2042-43: 0; 2043-44: 0; 2044-45: 0; 2045-46: 0; 2046-47: 0; 2047-48: 0; 2048-49: 0; 2049-50: 0
47FP | Target headroom (All other components) | Input | Ml/d | 2 | 2019-20: 0.096761; 2020-21: 0.096761; 2021-22: 0.096761; 2022-23: 0.096761; 2023-24: 0.096761; 2024-25: 0.096761; 2025-26: 0.096761; 2026-27: 0.095489; 2027-28: 0.093135; 2028-29: 0.094534; 2029-30: 0.15525; 2030-31: 0.16342; 2031-32: 0.17441; 2032-33: 0.18004; 2033-34: 0.18339; 2034-35: 0.19378; 2035-36: 0.1755; 2036-37: 0.1612; 2037-38: 0.17229; 2038-39: 0.17854; 2039-40: 0.14161; 2040-41: 0.1435; 2041-42: 0.14794; 2042-43: 0.15193; 2043-44: 0.15706; 2044-45: 0.15406; 2045-46: 0.13521; 2046-47: 0.13668; 2047-48: 0.13193; 2048-49: 0.12819; 2049-50: 0.12946
48FP | Target Headroom | 46FP + 47FP | Ml/d | 2 | 2019-20: 0.09698; 2020-21: 0.09698; 2021-22: 0.09698; 2022-23: 0.09698; 2023-24: 0.09698; 2024-25: 0.09698; 2025-26: 0.09698; 2026-27: 0.095689; 2027-28: 0.093264; 2028-29: 0.094775; 2029-30: 0.15587; 2030-31: 0.16405; 2031-32: 0.17492; 2032-33: 0.18049; 2033-34: 0.184; 2034-35: 0.19466; 2035-36: 0.17599; 2036-37: 0.16229; 2037-38: 0.17344; 2038-39: 0.17995; 2039-40: 0.14161; 2040-41: 0.1435; 2041-42: 0.14794; 2042-43: 0.15193; 2043-44: 0.15706; 2044-45: 0.15406; 2045-46: 0.13521; 2046-47: 0.13668; 2047-48: 0.13193; 2048-49: 0.12819; 2049-50: 0.12946
49FP | Available Headroom | 11FP - 45FP | Ml/d | 2 | 2019-20: 0.1; 2020-21: 0.11; 2021-22: 0.11; 2022-23: 0.11; 2023-24: 0.11; 2024-25: 0.11; 2025-26: 0.1; 2026-27: 0.1; 2027-28: 0.09; 2028-29: 0.09; 2029-30: 0.16; 2030-31: 0.16; 2031-32: 0.17; 2032-33: 0.18; 2033-34: 0.18; 2034-35: 0.19; 2035-36: 0.18; 2036-37: 0.16; 2037-38: 0.17; 2038-39: 0.18; 2039-40: 0.14; 2040-41: 0.14; 2041-42: 0.15; 2042-43: 0.15; 2043-44: 0.16; 2044-45: 0.15; 2045-46: 0.14; 2046-47: 0.14; 2047-48: 0.13; 2048-49: 0.13; 2049-50: 0.13
49.1FP | Available non-potable balance (if applicable) | 1.1FP - 12.1FP | Ml/d | 2 | 2019-20: 0; 2020-21: 0; 2021-22: 0; 2022-23: 0; 2023-24: 0; 2024-25: 0; 2025-26: 0; 2026-27: 0; 2027-28: 0; 2028-29: 0; 2029-30: 0; 2030-31: 0; 2031-32: 0; 2032-33: 0; 2033-34: 0; 2034-35: 0; 2035-36: 0; 2036-37: 0; 2037-38: 0; 2038-39: 0; 2039-40: 0; 2040-41: 0; 2041-42: 0; 2042-43: 0; 2043-44: 0; 2044-45: 0; 2045-46: 0; 2046-47: 0; 2047-48: 0; 2048-49: 0; 2049-50: 0
50FP | Supply Demand Balance | 49FP - 48FP | Ml/d | 2 | 2019-20: 0.0030204; 2020-21: 0.01302; 2021-22: 0.01302; 2022-23: 0.01302; 2023-24: 0.01302; 2024-25: 0.01302; 2025-26: 0.0030204; 2026-27: 0.0043112; 2027-28: -0.003264; 2028-29: -0.0047754; 2029-30: 0.0041263; 2030-31: -0.004051; 2031-32: -0.0049194; 2032-33: -0.00049464; 2033-34: -0.0039967; 2034-35: -0.0046578; 2035-36: 0.0040124; 2036-37: -0.0022892; 2037-38: -0.0034369; 2038-39: 4.7919e-05; 2039-40: -0.0016125; 2040-41: -0.0035044; 2041-42: 0.0020595; 2042-43: -0.0019272; 2043-44: 0.0029373; 2044-45: -0.0040647; 2045-46: 0.0047882; 2046-47: 0.0033247; 2047-48: -0.0019302; 2048-49: 0.0018078; 2049-50: 0.00054191
Water Company | Anglian Water | Version | V3.2
WRZ | AWSNHA | Planning Scenario | DYCP
Table 3d: DYCP - Baseline | Back to top of sheet
WRMP24 reference | Component | Derivation | Unit | Decimal places | 2019-20 | 2020-21 | 2021-22 | 2022-23 | 2023-24 | 2024-25 | 2025-26 | 2026-27 | 2027-28 | 2028-29 | 2029-30 | 2030-31 | 2031-32 | 2032-33 | 2033-34 | 2034-35 | 2035-36 | 2036-37 | 2037-38 | 2038-39 | 2039-40 | 2040-41 | 2041-42 | 2042-43 | 2043-44 | 2044-45 | 2045-46 | 2046-47 | 2047-48 | 2048-49 | 2049-50 | 2050-51 | 2051-52 | 2052-53 | 2053-54 | 2054-55 | 2055-56 | 2056-57 | 2057-58 | 2058-59 | 2059-60 | 2060-61 | 2061-62 | 2062-63 | 2063-64 | 2064-65 | 2065-66 | 2066-67 | 2067-68 | 2068-69 | 2069-70 | 2070-71 | 2071-72 | 2072-73 | 2073-74 | 2074-75 | 2075-76 | 2076-77 | 2077-78 | 2078-79 | 2079-80 | 2080-81 | 2081-82 | 2082-83 | 2083-84 | 2084-85 | 2085-86 | 2086-87 | 2087-88 | 2088-89 | 2089-90 | 2090-91 | 2091-92 | 2092-93 | 2093-94 | 2094-95 | 2095-96 | 2096-97 | 2097-98 | 2098-99 | 2099-100
1BL | Raw water abstracted | Input | Ml/d | 2 | 2019-20: 0; 2020-21: 0; 2021-22: 0; 2022-23: 0; 2023-24: 0; 2024-25: 0; 2025-26: 0; 2026-27: 0; 2027-28: 0; 2028-29: 0; 2029-30: 0; 2030-31: 0; 2031-32: 0; 2032-33: 0; 2033-34: 0; 2034-35: 0; 2035-36: 0; 2036-37: 0; 2037-38: 0; 2038-39: 0; 2039-40: 0; 2040-41: 0; 2041-42: 0; 2042-43: 0; 2043-44: 0; 2044-45: 0; 2045-46: 0; 2046-47: 0; 2047-48: 0; 2048-49: 0; 2049-50: 0
1.1BL | Non-potable water supplies | Input | Ml/d | 2 | 2019-20: 0; 2020-21: 0; 2021-22: 0; 2022-23: 0; 2023-24: 0; 2024-25: 0; 2025-26: 0; 2026-27: 0; 2027-28: 0; 2028-29: 0; 2029-30: 0; 2030-31: 0; 2031-32: 0; 2032-33: 0; 2033-34: 0; 2034-35: 0; 2035-36: 0; 2036-37: 0; 2037-38: 0; 2038-39: 0; 2039-40: 0; 2040-41: 0; 2041-42: 0; 2042-43: 0; 2043-44: 0; 2044-45: 0; 2045-46: 0; 2046-47: 0; 2047-48: 0; 2048-49: 0; 2049-50: 0
2BL | Raw water imported | Input | Ml/d | 2 | 2019-20: 0; 2020-21: 0; 2021-22: 0; 2022-23: 0; 2023-24: 0; 2024-25: 0; 2025-26: 0; 2026-27: 0; 2027-28: 0; 2028-29: 0; 2029-30: 0; 2030-31: 0; 2031-32: 0; 2032-33: 0; 2033-34: 0; 2034-35: 0; 2035-36: 0; 2036-37: 0; 2037-38: 0; 2038-39: 0; 2039-40: 0; 2040-41: 0; 2041-42: 0; 2042-43: 0; 2043-44: 0; 2044-45: 0; 2045-46: 0; 2046-47: 0; 2047-48: 0; 2048-49: 0; 2049-50: 0
3BL | Potable water imported | Input | Ml/d | 2 | 2019-20: 5.6; 2020-21: 5.6; 2021-22: 5.6; 2022-23: 5.6; 2023-24: 5.6; 2024-25: 5.6; 2025-26: 5.77; 2026-27: 5.81; 2027-28: 5.87; 2028-29: 5.93; 2029-30: 6.02; 2030-31: 6.05; 2031-32: 6.1; 2032-33: 6.14; 2033-34: 6.18; 2034-35: 6.22; 2035-36: 6.24; 2036-37: 6.2744; 2037-38: 6.34; 2038-39: 6.42; 2039-40: 6.43; 2040-41: 6.5; 2041-42: 6.5; 2042-43: 6.5; 2043-44: 6.5; 2044-45: 6.5; 2045-46: 6.5; 2046-47: 6.5; 2047-48: 6.5; 2048-49: 6.5; 2049-50: 6.5
4BL | Raw water exported enter as -ve | Input | Ml/d | 2 | 2019-20: 0; 2020-21: 0; 2021-22: 0; 2022-23: 0; 2023-24: 0; 2024-25: 0; 2025-26: 0; 2026-27: 0; 2027-28: 0; 2028-29: 0; 2029-30: 0; 2030-31: 0; 2031-32: 0; 2032-33: 0; 2033-34: 0; 2034-35: 0; 2035-36: 0; 2036-37: 0; 2037-38: 0; 2038-39: 0; 2039-40: 0; 2040-41: 0; 2041-42: 0; 2042-43: 0; 2043-44: 0; 2044-45: 0; 2045-46: 0; 2046-47: 0; 2047-48: 0; 2048-49: 0; 2049-50: 0
5BL | Potable water exported enter as -ve | Input | Ml/d | 2 | 2019-20: 0; 2020-21: 0; 2021-22: 0; 2022-23: 0; 2023-24: 0; 2024-25: 0; 2025-26: -0.18; 2026-27: -0.21; 2027-28: -0.26; 2028-29: -0.3; 2029-30: -0.3; 2030-31: -0.3; 2031-32: -0.3; 2032-33: -0.3; 2033-34: -0.3; 2034-35: -0.3; 2035-36: -0.3; 2036-37: -0.3; 2037-38: -0.3; 2038-39: -0.3; 2039-40: -0.3; 2040-41: -0.29; 2041-42: -0.22; 2042-43: -0.13; 2043-44: -0.05; 2044-45: -0.001; 2045-46: -0.001; 2046-47: -0.001; 2047-48: -0.001; 2048-49: -0.001; 2049-50: -0.001
6BL | Deployable Output before forecast changes | Input | Ml/d | 2 | 2019-20: 0; 2020-21: 0; 2021-22: 0; 2022-23: 0; 2023-24: 0; 2024-25: 0; 2025-26: 0; 2026-27: 0; 2027-28: 0; 2028-29: 0; 2029-30: 0; 2030-31: 0; 2031-32: 0; 2032-33: 0; 2033-34: 0; 2034-35: 0; 2035-36: 0; 2036-37: 0; 2037-38: 0; 2038-39: 0; 2039-40: 0; 2040-41: 0; 2041-42: 0; 2042-43: 0; 2043-44: 0; 2044-45: 0; 2045-46: 0; 2046-47: 0; 2047-48: 0; 2048-49: 0; 2049-50: 0
6.1BL | Deployable Output post forecast changes | 6BL + 7BL | Ml/d | 2 | 2019-20: 0; 2020-21: 0; 2021-22: 0; 2022-23: 0; 2023-24: 0; 2024-25: 0; 2025-26: 0; 2026-27: 0; 2027-28: 0; 2028-29: 0; 2029-30: 0; 2030-31: 0; 2031-32: 0; 2032-33: 0; 2033-34: 0; 2034-35: 0; 2035-36: 0; 2036-37: 0; 2037-38: 0; 2038-39: 0; 2039-40: 0; 2040-41: 0; 2041-42: 0; 2042-43: 0; 2043-44: 0; 2044-45: 0; 2045-46: 0; 2046-47: 0; 2047-48: 0; 2048-49: 0; 2049-50: 0
7BL | Baseline forecast changes to Deployable Output | sum (7.1BL:7.6BL) | Ml/d | 2 | 2019-20: 0; 2020-21: 0; 2021-22: 0; 2022-23: 0; 2023-24: 0; 2024-25: 0; 2025-26: 0; 2026-27: 0; 2027-28: 0; 2028-29: 0; 2029-30: 0; 2030-31: 0; 2031-32: 0; 2032-33: 0; 2033-34: 0; 2034-35: 0; 2035-36: 0; 2036-37: 0; 2037-38: 0; 2038-39: 0; 2039-40: 0; 2040-41: 0; 2041-42: 0; 2042-43: 0; 2043-44: 0; 2044-45: 0; 2045-46: 0; 2046-47: 0; 2047-48: 0; 2048-49: 0; 2049-50: 0
7.1BL | Change in DO due to climate change | Input | Ml/d | 2 | 2019-20: 0; 2020-21: 0; 2021-22: 0; 2022-23: 0; 2023-24: 0; 2024-25: 0; 2025-26: 0; 2026-27: 0; 2027-28: 0; 2028-29: 0; 2029-30: 0; 2030-31: 0; 2031-32: 0; 2032-33: 0; 2033-34: 0; 2034-35: 0; 2035-36: 0; 2036-37: 0; 2037-38: 0; 2038-39: 0; 2039-40: 0; 2040-41: 0; 2041-42: 0; 2042-43: 0; 2043-44: 0; 2044-45: 0; 2045-46: 0; 2046-47: 0; 2047-48: 0; 2048-49: 0; 2049-50: 0
7.2BL | Total confirmed DO reductions to restore sustainable abstraction enter as -ve | Input | Ml/d | 2 | 2019-20: 0; 2020-21: 0; 2021-22: 0; 2022-23: 0; 2023-24: 0; 2024-25: 0; 2025-26: 0; 2026-27: 0; 2027-28: 0; 2028-29: 0; 2029-30: 0; 2030-31: 0; 2031-32: 0; 2032-33: 0; 2033-34: 0; 2034-35: 0; 2035-36: 0; 2036-37: 0; 2037-38: 0; 2038-39: 0; 2039-40: 0; 2040-41: 0; 2041-42: 0; 2042-43: 0; 2043-44: 0; 2044-45: 0; 2045-46: 0; 2046-47: 0; 2047-48: 0; 2048-49: 0; 2049-50: 0
7.3BL | Total expected DO reductions to restore sustainable abstraction (Environmental Destination) (excl. any confirmed reductions) enter as -ve | Input | Ml/d | 2 | 2019-20: 0; 2020-21: 0; 2021-22: 0; 2022-23: 0; 2023-24: 0; 2024-25: 0; 2025-26: 0; 2026-27: 0; 2027-28: 0; 2028-29: 0; 2029-30: 0; 2030-31: 0; 2031-32: 0; 2032-33: 0; 2033-34: 0; 2034-35: 0; 2035-36: 0; 2036-37: 0; 2037-38: 0; 2038-39: 0; 2039-40: 0; 2040-41: 0; 2041-42: 0; 2042-43: 0; 2043-44: 0; 2044-45: 0; 2045-46: 0; 2046-47: 0; 2047-48: 0; 2048-49: 0; 2049-50: 0
7.4BL | Change in DO from prolonged Outage reduction enter as -ve | Input | Ml/d | 2 | 2019-20: 0; 2020-21: 0; 2021-22: 0; 2022-23: 0; 2023-24: 0; 2024-25: 0; 2025-26: 0; 2026-27: 0; 2027-28: 0; 2028-29: 0; 2029-30: 0; 2030-31: 0; 2031-32: 0; 2032-33: 0; 2033-34: 0; 2034-35: 0; 2035-36: 0; 2036-37: 0; 2037-38: 0; 2038-39: 0; 2039-40: 0; 2040-41: 0; 2041-42: 0; 2042-43: 0; 2043-44: 0; 2044-45: 0; 2045-46: 0; 2046-47: 0; 2047-48: 0; 2048-49: 0; 2049-50: 0
7.5BL | Change in DO from drought measures | Zero for baseline | Ml/d | 2 | 2019-20: 0; 2020-21: 0; 2021-22: 0; 2022-23: 0; 2023-24: 0; 2024-25: 0; 2025-26: 0; 2026-27: 0; 2027-28: 0; 2028-29: 0; 2029-30: 0; 2030-31: 0; 2031-32: 0; 2032-33: 0; 2033-34: 0; 2034-35: 0; 2035-36: 0; 2036-37: 0; 2037-38: 0; 2038-39: 0; 2039-40: 0; 2040-41: 0; 2041-42: 0; 2042-43: 0; 2043-44: 0; 2044-45: 0; 2045-46: 0; 2046-47: 0; 2047-48: 0; 2048-49: 0; 2049-50: 0
7.6BL | Total other changes to DO (specify e.g. Nitrates) | Input | Ml/d | 2 | 2019-20: 0; 2020-21: 0; 2021-22: 0; 2022-23: 0; 2023-24: 0; 2024-25: 0; 2025-26: 0; 2026-27: 0; 2027-28: 0; 2028-29: 0; 2029-30: 0; 2030-31: 0; 2031-32: 0; 2032-33: 0; 2033-34: 0; 2034-35: 0; 2035-36: 0; 2036-37: 0; 2037-38: 0; 2038-39: 0; 2039-40: 0; 2040-41: 0; 2041-42: 0; 2042-43: 0; 2043-44: 0; 2044-45: 0; 2045-46: 0; 2046-47: 0; 2047-48: 0; 2048-49: 0; 2049-50: 0
8BL | Raw water losses, treatment works losses and operational use | Input | Ml/d | 2 | 2019-20: 0; 2020-21: 0; 2021-22: 0; 2022-23: 0; 2023-24: 0; 2024-25: 0; 2025-26: 0; 2026-27: 0; 2027-28: 0; 2028-29: 0; 2029-30: 0; 2030-31: 0; 2031-32: 0; 2032-33: 0; 2033-34: 0; 2034-35: 0; 2035-36: 0; 2036-37: 0; 2037-38: 0; 2038-39: 0; 2039-40: 0; 2040-41: 0; 2041-42: 0; 2042-43: 0; 2043-44: 0; 2044-45: 0; 2045-46: 0; 2046-47: 0; 2047-48: 0; 2048-49: 0; 2049-50: 0
9BL | Total Outage Allowance | Input | Ml/d | 2 | 2019-20: 0; 2020-21: 0; 2021-22: 0; 2022-23: 0; 2023-24: 0; 2024-25: 0; 2025-26: 0; 2026-27: 0; 2027-28: 0; 2028-29: 0; 2029-30: 0; 2030-31: 0; 2031-32: 0; 2032-33: 0; 2033-34: 0; 2034-35: 0; 2035-36: 0; 2036-37: 0; 2037-38: 0; 2038-39: 0; 2039-40: 0; 2040-41: 0; 2041-42: 0; 2042-43: 0; 2043-44: 0; 2044-45: 0; 2045-46: 0; 2046-47: 0; 2047-48: 0; 2048-49: 0; 2049-50: 0
10BL | Water Available For Use (own sources) | (6BL + 7BL) - (8BL + 9BL) | Ml/d | 2 | 2019-20: 0; 2020-21: 0; 2021-22: 0; 2022-23: 0; 2023-24: 0; 2024-25: 0; 2025-26: 0; 2026-27: 0; 2027-28: 0; 2028-29: 0; 2029-30: 0; 2030-31: 0; 2031-32: 0; 2032-33: 0; 2033-34: 0; 2034-35: 0; 2035-36: 0; 2036-37: 0; 2037-38: 0; 2038-39: 0; 2039-40: 0; 2040-41: 0; 2041-42: 0; 2042-43: 0; 2043-44: 0; 2044-45: 0; 2045-46: 0; 2046-47: 0; 2047-48: 0; 2048-49: 0; 2049-50: 0
11BL | Total Water Available For Use | 10BL + sum (2BL:5BL) | Ml/d | 2 | 2019-20: 5.6; 2020-21: 5.6; 2021-22: 5.6; 2022-23: 5.6; 2023-24: 5.6; 2024-25: 5.6; 2025-26: 5.59; 2026-27: 5.6; 2027-28: 5.61; 2028-29: 5.63; 2029-30: 5.72; 2030-31: 5.75; 2031-32: 5.8; 2032-33: 5.84; 2033-34: 5.88; 2034-35: 5.92; 2035-36: 5.94; 2036-37: 5.9744; 2037-38: 6.04; 2038-39: 6.12; 2039-40: 6.13; 2040-41: 6.21; 2041-42: 6.28; 2042-43: 6.37; 2043-44: 6.45; 2044-45: 6.499; 2045-46: 6.499; 2046-47: 6.499; 2047-48: 6.499; 2048-49: 6.499; 2049-50: 6.499
12BL | Water delivered measured non-household | Input Note - consumption & uspl | Ml/d | 2 | 2019-20: 1.03; 2020-21: 1.04; 2021-22: 1.06; 2022-23: 1.08; 2023-24: 1.09; 2024-25: 1.11; 2025-26: 1.13; 2026-27: 1.14; 2027-28: 1.16; 2028-29: 1.18; 2029-30: 1.2; 2030-31: 1.22; 2031-32: 1.24; 2032-33: 1.27; 2033-34: 1.3; 2034-35: 1.33; 2035-36: 1.36; 2036-37: 1.39; 2037-38: 1.42; 2038-39: 1.46; 2039-40: 1.51; 2040-41: 1.56; 2041-42: 1.61; 2042-43: 1.67; 2043-44: 1.73; 2044-45: 1.8; 2045-46: 1.87; 2046-47: 1.94; 2047-48: 2.03; 2048-49: 2.12; 2049-50: 2.22
12.1BL | Non-potable water consumption | Input | Ml/d | 2 | 2019-20: 0; 2020-21: 0; 2021-22: 0; 2022-23: 0; 2023-24: 0; 2024-25: 0; 2025-26: 0; 2026-27: 0; 2027-28: 0; 2028-29: 0; 2029-30: 0; 2030-31: 0; 2031-32: 0; 2032-33: 0; 2033-34: 0; 2034-35: 0; 2035-36: 0; 2036-37: 0; 2037-38: 0; 2038-39: 0; 2039-40: 0; 2040-41: 0; 2041-42: 0; 2042-43: 0; 2043-44: 0; 2044-45: 0; 2045-46: 0; 2046-47: 0; 2047-48: 0; 2048-49: 0; 2049-50: 0
13BL | Water delivered unmeasured non-household | Input Note - consumption & uspl | Ml/d | 2 | 2019-20: 0; 2020-21: 0; 2021-22: 0; 2022-23: 0; 2023-24: 0; 2024-25: 0; 2025-26: 0; 2026-27: 0; 2027-28: 0; 2028-29: 0; 2029-30: 0; 2030-31: 0; 2031-32: 0; 2032-33: 0; 2033-34: 0; 2034-35: 0; 2035-36: 0; 2036-37: 0; 2037-38: 0; 2038-39: 0; 2039-40: 0; 2040-41: 0.01; 2041-42: 0.01; 2042-43: 0.01; 2043-44: 0.01; 2044-45: 0.01; 2045-46: 0.01; 2046-47: 0.01; 2047-48: 0.01; 2048-49: 0.01; 2049-50: 0.01
14BL | Water delivered measured household | Input Note - consumption & uspl | Ml/d | 2 | 2019-20: 2.65; 2020-21: 2.7; 2021-22: 2.75; 2022-23: 2.8; 2023-24: 2.85; 2024-25: 2.9; 2025-26: 2.94; 2026-27: 2.98; 2027-28: 3.01; 2028-29: 3.04; 2029-30: 3.07; 2030-31: 3.1; 2031-32: 3.13; 2032-33: 3.16; 2033-34: 3.19; 2034-35: 3.22; 2035-36: 3.25; 2036-37: 3.29; 2037-38: 3.34; 2038-39: 3.38; 2039-40: 3.43; 2040-41: 3.47; 2041-42: 3.51; 2042-43: 3.54; 2043-44: 3.58; 2044-45: 3.61; 2045-46: 3.64; 2046-47: 3.66; 2047-48: 3.68; 2048-49: 3.71; 2049-50: 3.73
15BL | Water delivered unmeasured household | Input Note - consumption & uspl | Ml/d | 2 | 2019-20: 0.88; 2020-21: 0.82; 2021-22: 0.78; 2022-23: 0.72; 2023-24: 0.67; 2024-25: 0.62; 2025-26: 0.58; 2026-27: 0.55; 2027-28: 0.51; 2028-29: 0.48; 2029-30: 0.45; 2030-31: 0.42; 2031-32: 0.39; 2032-33: 0.37; 2033-34: 0.34; 2034-35: 0.32; 2035-36: 0.29; 2036-37: 0.27; 2037-38: 0.25; 2038-39: 0.23; 2039-40: 0.21; 2040-41: 0.19; 2041-42: 0.17; 2042-43: 0.15; 2043-44: 0.14; 2044-45: 0.12; 2045-46: 0.11; 2046-47: 0.11; 2047-48: 0.1; 2048-49: 0.09; 2049-50: 0.09
16BL | Percentage of consumption driven by climate change | Input | % | 1 | 2019-20: 0%; 2020-21: 0%; 2021-22: 0%; 2022-23: 0.1%; 2023-24: 0.1%; 2024-25: 0.1%; 2025-26: 0.1%; 2026-27: 0.1%; 2027-28: 0.1%; 2028-29: 0.2%; 2029-30: 0.2%; 2030-31: 0.2%; 2031-32: 0.2%; 2032-33: 0.3%; 2033-34: 0.3%; 2034-35: 0.3%; 2035-36: 0.4%; 2036-37: 0.4%; 2037-38: 0.4%; 2038-39: 0.5%; 2039-40: 0.5%; 2040-41: 0.6%; 2041-42: 0.6%; 2042-43: 0.6%; 2043-44: 0.7%; 2044-45: 0.7%; 2045-46: 0.8%; 2046-47: 0.8%; 2047-48: 0.8%; 2048-49: 0.8%; 2049-50: 0.9%
17BL | Volume of consumption driven by climate change | 16BL * (12BL + sum(13BL:15BL) - sum (23BL:26BL)) | Ml/d | 2 | 2019-20: 0; 2020-21: 0; 2021-22: 0; 2022-23: 0.00446; 2023-24: 0.00447; 2024-25: 0.00449; 2025-26: 0.00451; 2026-27: 0.00453; 2027-28: 0.00454; 2028-29: 0.0091; 2029-30: 0.00916; 2030-31: 0.0092; 2031-32: 0.00924; 2032-33: 0.01398; 2033-34: 0.01407; 2034-35: 0.01419; 2035-36: 0.01904; 2036-37: 0.01928; 2037-38: 0.01948; 2038-39: 0.02465; 2039-40: 0.02505; 2040-41: 0.03054; 2041-42: 0.03096; 2042-43: 0.03138; 2043-44: 0.03724; 2044-45: 0.0378; 2045-46: 0.04392; 2046-47: 0.04456; 2047-48: 0.04536; 2048-49: 0.04624; 2049-50: 0.0531
18BL | Measured Household - PCC | ((14BL - 25BL) * 1,000,000) / (39BL *1,000) | l/h/d | 1 | 2019-20: 185.6014; 2020-21: 184.949; 2021-22: 184.9406; 2022-23: 184.4541; 2023-24: 183.3333; 2024-25: 182.8034; 2025-26: 182.9543; 2026-27: 183.3811; 2027-28: 183.6194; 2028-29: 183.3427; 2029-30: 183.8738; 2030-31: 184.3744; 2031-32: 184.9244; 2032-33: 185.3089; 2033-34: 185.8108; 2034-35: 186.3726; 2035-36: 186.9048; 2036-37: 187.7879; 2037-38: 188.6461; 2038-39: 189.5128; 2039-40: 190.7781; 2040-41: 191.4942; 2041-42: 192.2968; 2042-43: 192.535; 2043-44: 193.3609; 2044-45: 193.6415; 2045-46: 194.2712; 2046-47: 193.8389; 2047-48: 193.9149; 2048-49: 194.5441; 2049-50: 194.7947
19BL | Unmeasured Household - PCC | ((15BL - 26BL) * 1,000,000) / (40BL *1,000) | l/h/d | 1 | 2019-20: 349.0328; 2020-21: 348.6813; 2021-22: 348.892; 2022-23: 344.3038; 2023-24: 348.7738; 2024-25: 345.4333; 2025-26: 342.0398; 2026-27: 343.461; 2027-28: 337.5527; 2028-29: 337.0787; 2029-30: 344; 2030-31: 341.8803; 2031-32: 338.8278; 2032-33: 343.8114; 2033-34: 337.9092; 2034-35: 341.2969; 2035-36: 332.1033; 2036-37: 347.1295; 2037-38: 349.345; 2038-39: 350.3185; 2039-40: 349.0401; 2040-41: 346.8208; 2041-42: 341.8803; 2042-43: 334.9282; 2043-44: 350.4043; 2044-45: 337.4233; 2045-46: 325.7329; 2046-47: 344.8276; 2047-48: 329.6703; 2048-49: 311.284; 2049-50: 311.284
20BL | Average Household - PCC | (((14BL - 25BL) + (15BL - 26BL)) * 1,000,000) / ((39BL + 40BL) *1,000) | l/h/d | 1 | 2019-20: 209.6345; 2020-21: 207.3521; 2021-22: 206.0107; 2022-23: 203.3959; 2023-24: 201.3662; 2024-25: 199.1189; 2025-26: 197.8869; 2026-27: 197.4563; 2027-28: 196.2942; 2028-29: 195.1952; 2029-30: 195.4116; 2030-31: 194.9733; 2031-32: 194.5704; 2032-33: 194.5414; 2033-34: 194.0307; 2034-35: 194.125; 2035-36: 193.607; 2036-37: 194.5371; 2037-38: 194.8637; 2038-39: 195.1767; 2039-40: 195.8378; 2040-41: 195.9696; 2041-42: 196.1651; 2042-43: 195.8088; 2043-44: 196.5508; 2044-45: 196.196; 2045-46: 196.4615; 2046-47: 196.2056; 2047-48: 195.9096; 2048-49: 196.152; 2049-50: 196.3924
21BL | Water taken unbilled | Input | Ml/d | 2 | 2019-20: 0.11; 2020-21: 0.11; 2021-22: 0.11; 2022-23: 0.12; 2023-24: 0.12; 2024-25: 0.11; 2025-26: 0.12; 2026-27: 0.12; 2027-28: 0.11; 2028-29: 0.11; 2029-30: 0.11; 2030-31: 0.11; 2031-32: 0.11; 2032-33: 0.1; 2033-34: 0.11; 2034-35: 0.12; 2035-36: 0.11; 2036-37: 0.12; 2037-38: 0.11; 2038-39: 0.12; 2039-40: 0.11; 2040-41: 0.1; 2041-42: 0.12; 2042-43: 0.11; 2043-44: 0.11; 2044-45: 0.09; 2045-46: 0.11; 2046-47: 0.1; 2047-48: 0.1; 2048-49: 0.11; 2049-50: 0.11
22BL | Distribution system operational use | Input | Ml/d | 2 | 2019-20: 0.03; 2020-21: 0.03; 2021-22: 0.03; 2022-23: 0.03; 2023-24: 0.03; 2024-25: 0.03; 2025-26: 0.03; 2026-27: 0.03; 2027-28: 0.03; 2028-29: 0.03; 2029-30: 0.03; 2030-31: 0.03; 2031-32: 0.03; 2032-33: 0.03; 2033-34: 0.03; 2034-35: 0.03; 2035-36: 0.03; 2036-37: 0.03; 2037-38: 0.03; 2038-39: 0.03; 2039-40: 0.03; 2040-41: 0.03; 2041-42: 0.03; 2042-43: 0.03; 2043-44: 0.03; 2044-45: 0.03; 2045-46: 0.03; 2046-47: 0.03; 2047-48: 0.03; 2048-49: 0.03; 2049-50: 0.03
23BL | Measured Non Household - USPL | Input | Ml/d | 2 | 2019-20: 0.01; 2020-21: 0.01; 2021-22: 0.01; 2022-23: 0.01; 2023-24: 0.01; 2024-25: 0.01; 2025-26: 0.01; 2026-27: 0.01; 2027-28: 0.01; 2028-29: 0.01; 2029-30: 0.01; 2030-31: 0.01; 2031-32: 0.01; 2032-33: 0.01; 2033-34: 0.01; 2034-35: 0.01; 2035-36: 0.01; 2036-37: 0.01; 2037-38: 0.01; 2038-39: 0.01; 2039-40: 0.01; 2040-41: 0.01; 2041-42: 0.01; 2042-43: 0.01; 2043-44: 0.01; 2044-45: 0.01; 2045-46: 0.01; 2046-47: 0.01; 2047-48: 0.01; 2048-49: 0.01; 2049-50: 0.01
24BL | Unmeasured Non Household - USPL | Input | Ml/d | 2 | 2019-20: 0; 2020-21: 0; 2021-22: 0; 2022-23: 0; 2023-24: 0; 2024-25: 0; 2025-26: 0; 2026-27: 0; 2027-28: 0; 2028-29: 0; 2029-30: 0; 2030-31: 0; 2031-32: 0; 2032-33: 0; 2033-34: 0; 2034-35: 0; 2035-36: 0; 2036-37: 0; 2037-38: 0; 2038-39: 0; 2039-40: 0; 2040-41: 0; 2041-42: 0; 2042-43: 0; 2043-44: 0; 2044-45: 0; 2045-46: 0; 2046-47: 0; 2047-48: 0; 2048-49: 0; 2049-50: 0
25BL | Measured Household - USPL | Input | Ml/d | 2 | 2019-20: 0.09; 2020-21: 0.09; 2021-22: 0.09; 2022-23: 0.09; 2023-24: 0.1; 2024-25: 0.1; 2025-26: 0.1; 2026-27: 0.1; 2027-28: 0.1; 2028-29: 0.11; 2029-30: 0.11; 2030-31: 0.11; 2031-32: 0.11; 2032-33: 0.11; 2033-34: 0.11; 2034-35: 0.11; 2035-36: 0.11; 2036-37: 0.11; 2037-38: 0.12; 2038-39: 0.12; 2039-40: 0.12; 2040-41: 0.12; 2041-42: 0.12; 2042-43: 0.12; 2043-44: 0.12; 2044-45: 0.12; 2045-46: 0.12; 2046-47: 0.13; 2047-48: 0.13; 2048-49: 0.13; 2049-50: 0.13
26BL | Unmeasured Household - USPL | Input | Ml/d | 2 | 2019-20: 0.05; 2020-21: 0.04; 2021-22: 0.04; 2022-23: 0.04; 2023-24: 0.03; 2024-25: 0.03; 2025-26: 0.03; 2026-27: 0.03; 2027-28: 0.03; 2028-29: 0.03; 2029-30: 0.02; 2030-31: 0.02; 2031-32: 0.02; 2032-33: 0.02; 2033-34: 0.02; 2034-35: 0.02; 2035-36: 0.02; 2036-37: 0.01; 2037-38: 0.01; 2038-39: 0.01; 2039-40: 0.01; 2040-41: 0.01; 2041-42: 0.01; 2042-43: 0.01; 2043-44: 0.01; 2044-45: 0.01; 2045-46: 0.01; 2046-47: 0.01; 2047-48: 0.01; 2048-49: 0.01; 2049-50: 0.01
27BL | Void Properties - USPL | Input | Ml/d | 2 | 2019-20: 0.01; 2020-21: 0.01; 2021-22: 0.01; 2022-23: 0.01; 2023-24: 0.01; 2024-25: 0.01; 2025-26: 0.01; 2026-27: 0.01; 2027-28: 0.01; 2028-29: 0.01; 2029-30: 0.01; 2030-31: 0.01; 2031-32: 0.01; 2032-33: 0.01; 2033-34: 0.01; 2034-35: 0.01; 2035-36: 0.01; 2036-37: 0.01; 2037-38: 0.01; 2038-39: 0.01; 2039-40: 0.01; 2040-41: 0.01; 2041-42: 0.01; 2042-43: 0.01; 2043-44: 0.01; 2044-45: 0.01; 2045-46: 0.01; 2046-47: 0.01; 2047-48: 0.01; 2048-49: 0.01; 2049-50: 0.01
28BL | Distribution losses | Input | Ml/d | 2 | 2019-20: 0.72; 2020-21: 0.7; 2021-22: 0.69; 2022-23: 0.68; 2023-24: 0.66; 2024-25: 0.65; 2025-26: 0.65; 2026-27: 0.65; 2027-28: 0.65; 2028-29: 0.65; 2029-30: 0.65; 2030-31: 0.65; 2031-32: 0.65; 2032-33: 0.65; 2033-34: 0.65; 2034-35: 0.65; 2035-36: 0.65; 2036-37: 0.65; 2037-38: 0.65; 2038-39: 0.65; 2039-40: 0.65; 2040-41: 0.65; 2041-42: 0.65; 2042-43: 0.65; 2043-44: 0.65; 2044-45: 0.65; 2045-46: 0.65; 2046-47: 0.65; 2047-48: 0.65; 2048-49: 0.65; 2049-50: 0.65
29BL | Total Leakage | sum (23BL:28BL) | Ml/d | 2 | 2019-20: 0.88; 2020-21: 0.85; 2021-22: 0.84; 2022-23: 0.83; 2023-24: 0.81; 2024-25: 0.8; 2025-26: 0.8; 2026-27: 0.8; 2027-28: 0.8; 2028-29: 0.81; 2029-30: 0.8; 2030-31: 0.8; 2031-32: 0.8; 2032-33: 0.8; 2033-34: 0.8; 2034-35: 0.8; 2035-36: 0.8; 2036-37: 0.79; 2037-38: 0.8; 2038-39: 0.8; 2039-40: 0.8; 2040-41: 0.8; 2041-42: 0.8; 2042-43: 0.8; 2043-44: 0.8; 2044-45: 0.8; 2045-46: 0.8; 2046-47: 0.81; 2047-48: 0.81; 2048-49: 0.81; 2049-50: 0.81
30BL | Leakage/property | (29BL * 1,000,000) / (36BL * 1,000) | l/prop/d | 2 | 2019-20: 102.0408; 2020-21: 95.9476; 2021-22: 92.5416; 2022-23: 89.856; 2023-24: 86.1519; 2024-25: 83.6645; 2025-26: 82.8586; 2026-27: 82.2368; 2027-28: 81.7411; 2028-29: 82.3505; 2029-30: 80.9717; 2030-31: 80.5964; 2031-32: 80.2407; 2032-33: 79.8403; 2033-34: 79.4755; 2034-35: 79.1609; 2035-36: 78.8721; 2036-37: 77.36; 2037-38: 77.8134; 2038-39: 77.3096; 2039-40: 76.8197; 2040-41: 76.3286; 2041-42: 75.8725; 2042-43: 75.4361; 2043-44: 75.0188; 2044-45: 74.606; 2045-46: 74.2115; 2046-47: 74.7508; 2047-48: 74.3733; 2048-49: 74.0132; 2049-50: 73.6632
31BL | Measured Non Household - properties | Input | 000's | 2 | 2019-20: 0.556; 2020-21: 0.568; 2021-22: 0.58; 2022-23: 0.592; 2023-24: 0.604; 2024-25: 0.617; 2025-26: 0.629; 2026-27: 0.64; 2027-28: 0.651; 2028-29: 0.658; 2029-30: 0.664; 2030-31: 0.671; 2031-32: 0.677; 2032-33: 0.682; 2033-34: 0.687; 2034-35: 0.689; 2035-36: 0.692; 2036-37: 0.694; 2037-38: 0.697; 2038-39: 0.699; 2039-40: 0.702; 2040-41: 0.705; 2041-42: 0.708; 2042-43: 0.711; 2043-44: 0.714; 2044-45: 0.717; 2045-46: 0.72; 2046-47: 0.724; 2047-48: 0.728; 2048-49: 0.731; 2049-50: 0.735
32BL | Unmeasured Non Household - properties | Input | 000's | 2 | 2019-20: 0.002; 2020-21: 0.002; 2021-22: 0.002; 2022-23: 0.002; 2023-24: 0.002; 2024-25: 0.002; 2025-26: 0.003; 2026-27: 0.003; 2027-28: 0.003; 2028-29: 0.003; 2029-30: 0.003; 2030-31: 0.003; 2031-32: 0.003; 2032-33: 0.003; 2033-34: 0.003; 2034-35: 0.003; 2035-36: 0.003; 2036-37: 0.003; 2037-38: 0.003; 2038-39: 0.003; 2039-40: 0.003; 2040-41: 0.003; 2041-42: 0.003; 2042-43: 0.003; 2043-44: 0.003; 2044-45: 0.003; 2045-46: 0.003; 2046-47: 0.003; 2047-48: 0.003; 2048-49: 0.003; 2049-50: 0.003
33BL | All void non-households - properties | Input | 000's | 2 | 2019-20: 0; 2020-21: 0; 2021-22: 0; 2022-23: 0; 2023-24: 0; 2024-25: 0; 2025-26: 0; 2026-27: 0; 2027-28: 0; 2028-29: 0; 2029-30: 0; 2030-31: 0; 2031-32: 0; 2032-33: 0; 2033-34: 0; 2034-35: 0; 2035-36: 0; 2036-37: 0; 2037-38: 0; 2038-39: 0; 2039-40: 0; 2040-41: 0; 2041-42: 0; 2042-43: 0; 2043-44: 0; 2044-45: 0; 2045-46: 0; 2046-47: 0; 2047-48: 0; 2048-49: 0; 2049-50: 0
34BL | Measured households - properties (excl. void) | Year before + sum (34.1BL:34.6BL) | 000's | 2 | 2019-20: 6.722; 2020-21: 7.007; 2021-22: 7.267; 2022-23: 7.476; 2023-24: 7.691; 2024-25: 7.895; 2025-26: 8.021; 2026-27: 8.129; 2027-28: 8.22; 2028-29: 8.304; 2029-30: 8.382; 2030-31: 8.46; 2031-32: 8.535; 2032-33: 8.617; 2033-34: 8.693; 2034-35: 8.763; 2035-36: 8.83; 2036-37: 8.928; 2037-38: 9.023; 2038-39: 9.117; 2039-40: 9.208; 2040-41: 9.297; 2041-42: 9.383; 2042-43: 9.466; 2043-44: 9.546; 2044-45: 9.624; 2045-46: 9.687; 2046-47: 9.747; 2047-48: 9.806; 2048-49: 9.862; 2049-50: 9.909
34.1BL | New build properties - properties | Input (new builds in each year) | 000's | 2 | 2019-20: 0.22; 2020-21: 0.211; 2021-22: 0.191; 2022-23: 0.146; 2023-24: 0.154; 2024-25: 0.145; 2025-26: 0.077; 2026-27: 0.061; 2027-28: 0.046; 2028-29: 0.041; 2029-30: 0.037; 2030-31: 0.037; 2031-32: 0.036; 2032-33: 0.045; 2033-34: 0.04; 2034-35: 0.035; 2035-36: 0.034; 2036-37: 0.065; 2037-38: 0.064; 2038-39: 0.064; 2039-40: 0.062; 2040-41: 0.061; 2041-42: 0.059; 2042-43: 0.057; 2043-44: 0.055; 2044-45: 0.054; 2045-46: 0.053; 2046-47: 0.051; 2047-48: 0.05; 2048-49: 0.048; 2049-50: 0.047
34.2BL | Meter optants - properties | Input (meter optants in each year) | 000's | 2 | 2019-20: 0.049; 2020-21: 0.047; 2021-22: 0.043; 2022-23: 0.038; 2023-24: 0.037; 2024-25: 0.035; 2025-26: 0.026; 2026-27: 0.025; 2027-28: 0.024; 2028-29: 0.023; 2029-30: 0.022; 2030-31: 0.022; 2031-32: 0.021; 2032-33: 0.02; 2033-34: 0.019; 2034-35: 0.019; 2035-36: 0.018; 2036-37: 0.018; 2037-38: 0.017; 2038-39: 0.016; 2039-40: 0.016; 2040-41: 0.015; 2041-42: 0.015; 2042-43: 0.014; 2043-44: 0.014; 2044-45: 0.013; 2045-46: 0; 2046-47: 0; 2047-48: 0; 2048-49: 0; 2049-50: 0
34.3BL | Compulsory metering - properties | Input (compulsory meters in each year) | 000's | 2 | 2019-20: 0; 2020-21: 0; 2021-22: 0; 2022-23: 0; 2023-24: 0; 2024-25: 0; 2025-26: 0; 2026-27: 0; 2027-28: 0; 2028-29: 0; 2029-30: 0; 2030-31: 0; 2031-32: 0; 2032-33: 0; 2033-34: 0; 2034-35: 0; 2035-36: 0; 2036-37: 0; 2037-38: 0; 2038-39: 0; 2039-40: 0; 2040-41: 0; 2041-42: 0; 2042-43: 0; 2043-44: 0; 2044-45: 0; 2045-46: 0; 2046-47: 0; 2047-48: 0; 2048-49: 0; 2049-50: 0
34.4BL | Metering on change of occupancy - properties | Input (change of occupancy meters in each year) | 000's | 2 | 2019-20: 0.027; 2020-21: 0.026; 2021-22: 0.025; 2022-23: 0.024; 2023-24: 0.023; 2024-25: 0.023; 2025-26: 0.022; 2026-27: 0.021; 2027-28: 0.02; 2028-29: 0.019; 2029-30: 0.018; 2030-31: 0.018; 2031-32: 0.017; 2032-33: 0.016; 2033-34: 0.016; 2034-35: 0.015; 2035-36: 0.014; 2036-37: 0.014; 2037-38: 0.013; 2038-39: 0.013; 2039-40: 0.012; 2040-41: 0.012; 2041-42: 0.011; 2042-43: 0.011; 2043-44: 0.01; 2044-45: 0.01; 2045-46: 0.01; 2046-47: 0.009; 2047-48: 0.009; 2048-49: 0.008; 2049-50: 0
34.5BL | Selective metering - properties | Input (selective meters in each year) | 000's | 2 | 2019-20: 0.001; 2020-21: 0.001; 2021-22: 0.001; 2022-23: 0.001; 2023-24: 0.001; 2024-25: 0.001; 2025-26: 0.001; 2026-27: 0.001; 2027-28: 0.001; 2028-29: 0.001; 2029-30: 0.001; 2030-31: 0.001; 2031-32: 0.001; 2032-33: 0.001; 2033-34: 0.001; 2034-35: 0.001; 2035-36: 0.001; 2036-37: 0.001; 2037-38: 0.001; 2038-39: 0.001; 2039-40: 0.001; 2040-41: 0.001; 2041-42: 0.001; 2042-43: 0.001; 2043-44: 0.001; 2044-45: 0.001; 2045-46: 0; 2046-47: 0; 2047-48: 0; 2048-49: 0; 2049-50: 0
34.6BL | Other changes to existing metering - properties | Input (other changes to meters in each year) | 000's | 2 | 2019-20: 0; 2020-21: 0; 2021-22: 0; 2022-23: 0; 2023-24: 0; 2024-25: 0; 2025-26: 0; 2026-27: 0; 2027-28: 0; 2028-29: 0; 2029-30: 0; 2030-31: 0; 2031-32: 0; 2032-33: 0; 2033-34: 0; 2034-35: 0; 2035-36: 0; 2036-37: 0; 2037-38: 0; 2038-39: 0; 2039-40: 0; 2040-41: 0; 2041-42: 0; 2042-43: 0; 2043-44: 0; 2044-45: 0; 2045-46: 0; 2046-47: 0; 2047-48: 0; 2048-49: 0; 2049-50: 0
34.7BL | Measured household void properties | Input | 000's | 2 | 2019-20: 0.145; 2020-21: 0.148; 2021-22: 0.15; 2022-23: 0.154; 2023-24: 0.156; 2024-25: 0.159; 2025-26: 0.162; 2026-27: 0.164; 2027-28: 0.166; 2028-29: 0.169; 2029-30: 0.171; 2030-31: 0.173; 2031-32: 0.175; 2032-33: 0.177; 2033-34: 0.179; 2034-35: 0.181; 2035-36: 0.183; 2036-37: 0.185; 2037-38: 0.187; 2038-39: 0.189; 2039-40: 0.191; 2040-41: 0.193; 2041-42: 0.195; 2042-43: 0.196; 2043-44: 0.198; 2044-45: 0.2; 2045-46: 0.201; 2046-47: 0.202; 2047-48: 0.203; 2048-49: 0.205; 2049-50: 0.206
35BL | Unmeasured households - properties (excl. void) | Input | 000's | 2 | 2019-20: 1.174; 2020-21: 1.111; 2021-22: 1.056; 2022-23: 0.992; 2023-24: 0.93; 2024-25: 0.871; 2025-26: 0.823; 2026-27: 0.776; 2027-28: 0.732; 2028-29: 0.688; 2029-30: 0.647; 2030-31: 0.606; 2031-32: 0.568; 2032-33: 0.53; 2033-34: 0.494; 2034-35: 0.46; 2035-36: 0.426; 2036-37: 0.394; 2037-38: 0.363; 2038-39: 0.333; 2039-40: 0.304; 2040-41: 0.277; 2041-42: 0.25; 2042-43: 0.224; 2043-44: 0.199; 2044-45: 0.175; 2045-46: 0.166; 2046-47: 0.157; 2047-48: 0.148; 2048-49: 0.14; 2049-50: 0.14
35.1BL | Unmeasured household void properties | Input | 000's | 2 | 2019-20: 0.025; 2020-21: 0.023; 2021-22: 0.022; 2022-23: 0.021; 2023-24: 0.019; 2024-25: 0.018; 2025-26: 0.017; 2026-27: 0.016; 2027-28: 0.015; 2028-29: 0.014; 2029-30: 0.013; 2030-31: 0.013; 2031-32: 0.012; 2032-33: 0.011; 2033-34: 0.01; 2034-35: 0.01; 2035-36: 0.009; 2036-37: 0.008; 2037-38: 0.008; 2038-39: 0.007; 2039-40: 0.006; 2040-41: 0.006; 2041-42: 0.005; 2042-43: 0.005; 2043-44: 0.004; 2044-45: 0.004; 2045-46: 0.003; 2046-47: 0.003; 2047-48: 0.003; 2048-49: 0.003; 2049-50: 0.003
36BL | Total Resource Zone Properties (incl. voids) | sum (31BL:34BL) + 34.7BL + 35BL + 35.1BL | 000's | 2 | 2019-20: 8.624; 2020-21: 8.859; 2021-22: 9.077; 2022-23: 9.237; 2023-24: 9.402; 2024-25: 9.562; 2025-26: 9.655; 2026-27: 9.728; 2027-28: 9.787; 2028-29: 9.836; 2029-30: 9.88; 2030-31: 9.926; 2031-32: 9.97; 2032-33: 10.02; 2033-34: 10.066; 2034-35: 10.106; 2035-36: 10.143; 2036-37: 10.212; 2037-38: 10.281; 2038-39: 10.348; 2039-40: 10.414; 2040-41: 10.481; 2041-42: 10.544; 2042-43: 10.605; 2043-44: 10.664; 2044-45: 10.723; 2045-46: 10.78; 2046-47: 10.836; 2047-48: 10.891; 2048-49: 10.944; 2049-50: 10.996
37BL | Measured Non Household - Population | Input | 000's | 2 | 2019-20: 0.222; 2020-21: 0.225; 2021-22: 0.227; 2022-23: 0.231; 2023-24: 0.233; 2024-25: 0.235; 2025-26: 0.237; 2026-27: 0.24; 2027-28: 0.244; 2028-29: 0.249; 2029-30: 0.251; 2030-31: 0.256; 2031-32: 0.264; 2032-33: 0.27; 2033-34: 0.274; 2034-35: 0.278; 2035-36: 0.282; 2036-37: 0.285; 2037-38: 0.288; 2038-39: 0.292; 2039-40: 0.296; 2040-41: 0.299; 2041-42: 0.303; 2042-43: 0.307; 2043-44: 0.312; 2044-45: 0.317; 2045-46: 0.322; 2046-47: 0.327; 2047-48: 0.331; 2048-49: 0.336; 2049-50: 0.341
38BL | Unmeasured Non Household - Population | Input | 000's | 2 | 2019-20: 0.001; 2020-21: 0.001; 2021-22: 0.001; 2022-23: 0.001; 2023-24: 0.001; 2024-25: 0.001; 2025-26: 0.001; 2026-27: 0.001; 2027-28: 0.001; 2028-29: 0.001; 2029-30: 0.001; 2030-31: 0.001; 2031-32: 0.001; 2032-33: 0.001; 2033-34: 0.001; 2034-35: 0.001; 2035-36: 0.001; 2036-37: 0.001; 2037-38: 0.001; 2038-39: 0.001; 2039-40: 0.001; 2040-41: 0.001; 2041-42: 0.001; 2042-43: 0.001; 2043-44: 0.001; 2044-45: 0.001; 2045-46: 0.001; 2046-47: 0.001; 2047-48: 0.001; 2048-49: 0.001; 2049-50: 0.001
39BL | Measured Household - Population | Input | 000's | 2 | 2019-20: 13.793; 2020-21: 14.112; 2021-22: 14.383; 2022-23: 14.692; 2023-24: 15; 2024-25: 15.317; 2025-26: 15.523; 2026-27: 15.705; 2027-28: 15.848; 2028-29: 15.981; 2029-30: 16.098; 2030-31: 16.217; 2031-32: 16.331; 2032-33: 16.459; 2033-34: 16.576; 2034-35: 16.687; 2035-36: 16.8; 2036-37: 16.934; 2037-38: 17.069; 2038-39: 17.202; 2039-40: 17.35; 2040-41: 17.494; 2041-42: 17.629; 2042-43: 17.763; 2043-44: 17.894; 2044-45: 18.023; 2045-46: 18.119; 2046-47: 18.211; 2047-48: 18.307; 2048-49: 18.402; 2049-50: 18.481
40BL | Unmeasured Household - Population | Input | 000's | 2 | 2019-20: 2.378; 2020-21: 2.237; 2021-22: 2.121; 2022-23: 1.975; 2023-24: 1.835; 2024-25: 1.708; 2025-26: 1.608; 2026-27: 1.514; 2027-28: 1.422; 2028-29: 1.335; 2029-30: 1.25; 2030-31: 1.17; 2031-32: 1.092; 2032-33: 1.018; 2033-34: 0.947; 2034-35: 0.879; 2035-36: 0.813; 2036-37: 0.749; 2037-38: 0.687; 2038-39: 0.628; 2039-40: 0.573; 2040-41: 0.519; 2041-42: 0.468; 2042-43: 0.418; 2043-44: 0.371; 2044-45: 0.326; 2045-46: 0.307; 2046-47: 0.29; 2047-48: 0.273; 2048-49: 0.257; 2049-50: 0.257
41BL | Total Resource Zone Population | sum (37BL:40BL) | 000's | 2 | 2019-20: 16.394; 2020-21: 16.575; 2021-22: 16.732; 2022-23: 16.899; 2023-24: 17.069; 2024-25: 17.261; 2025-26: 17.369; 2026-27: 17.46; 2027-28: 17.515; 2028-29: 17.566; 2029-30: 17.6; 2030-31: 17.644; 2031-32: 17.688; 2032-33: 17.748; 2033-34: 17.798; 2034-35: 17.845; 2035-36: 17.896; 2036-37: 17.969; 2037-38: 18.045; 2038-39: 18.123; 2039-40: 18.22; 2040-41: 18.313; 2041-42: 18.401; 2042-43: 18.489; 2043-44: 18.578; 2044-45: 18.667; 2045-46: 18.749; 2046-47: 18.829; 2047-48: 18.912; 2048-49: 18.996; 2049-50: 19.08
42BL | Average household occupancy rate (excl. voids) | (39BL + 40BL) / (34BL + 35BL) | h/prop | 1 | 2019-20: 2.048; 2020-21: 2.0139; 2021-22: 1.9829; 2022-23: 1.9682; 2023-24: 1.9528; 2024-25: 1.9422; 2025-26: 1.937; 2026-27: 1.9336; 2027-28: 1.9292; 2028-29: 1.9257; 2029-30: 1.9214; 2030-31: 1.9178; 2031-32: 1.914; 2032-33: 1.9107; 2033-34: 1.9074; 2034-35: 1.9046; 2035-36: 1.9029; 2036-37: 1.8969; 2037-38: 1.8918; 2038-39: 1.8868; 2039-40: 1.8843; 2040-41: 1.8814; 2041-42: 1.8786; 2042-43: 1.8763; 2043-44: 1.8743; 2044-45: 1.8725; 2045-46: 1.8701; 2046-47: 1.868; 2047-48: 1.8666; 2048-49: 1.8655; 2049-50: 1.8647
43BL | Total Household Metering penetration (excl. voids) | 34BL / (34BL + 35BL) | % | 1 | 2019-20: 85.13%; 2020-21: 86.31%; 2021-22: 87.31%; 2022-23: 88.29%; 2023-24: 89.21%; 2024-25: 90.06%; 2025-26: 90.69%; 2026-27: 91.29%; 2027-28: 91.82%; 2028-29: 92.35%; 2029-30: 92.83%; 2030-31: 93.32%; 2031-32: 93.76%; 2032-33: 94.21%; 2033-34: 94.62%; 2034-35: 95.01%; 2035-36: 95.4%; 2036-37: 95.77%; 2037-38: 96.13%; 2038-39: 96.48%; 2039-40: 96.8%; 2040-41: 97.11%; 2041-42: 97.4%; 2042-43: 97.69%; 2043-44: 97.96%; 2044-45: 98.21%; 2045-46: 98.32%; 2046-47: 98.41%; 2047-48: 98.51%; 2048-49: 98.6%; 2049-50: 98.61%
44BL | Total Household Metering penetration (incl. voids) | (34BL) / (34BL + 34.7BL + 35BL + 35.1BL) | % | 1 | 2019-20: 83.34%; 2020-21: 84.53%; 2021-22: 85.54%; 2022-23: 86.5%; 2023-24: 87.44%; 2024-25: 88.28%; 2025-26: 88.9%; 2026-27: 89.48%; 2027-28: 90%; 2028-29: 90.51%; 2029-30: 90.98%; 2030-31: 91.44%; 2031-32: 91.87%; 2032-33: 92.31%; 2033-34: 92.72%; 2034-35: 93.08%; 2035-36: 93.46%; 2036-37: 93.83%; 2037-38: 94.18%; 2038-39: 94.52%; 2039-40: 94.84%; 2040-41: 95.13%; 2041-42: 95.42%; 2042-43: 95.7%; 2043-44: 95.97%; 2044-45: 96.21%; 2045-46: 96.32%; 2046-47: 96.42%; 2047-48: 96.52%; 2048-49: 96.59%; 2049-50: 96.6%
45BL | Distribution input | sum (12BL:15BL) +21BL + 22BL + 27BL + 28BL | Ml/d | 2 | 2019-20: 5.43; 2020-21: 5.41; 2021-22: 5.43; 2022-23: 5.44; 2023-24: 5.43; 2024-25: 5.43; 2025-26: 5.46; 2026-27: 5.48; 2027-28: 5.48; 2028-29: 5.5; 2029-30: 5.52; 2030-31: 5.54; 2031-32: 5.56; 2032-33: 5.59; 2033-34: 5.63; 2034-35: 5.68; 2035-36: 5.7; 2036-37: 5.76; 2037-38: 5.81; 2038-39: 5.88; 2039-40: 5.95; 2040-41: 6.02; 2041-42: 6.11; 2042-43: 6.17; 2043-44: 6.26; 2044-45: 6.32; 2045-46: 6.43; 2046-47: 6.51; 2047-48: 6.61; 2048-49: 6.73; 2049-50: 6.85
46BL | Target headroom (climate change component) | Input | Ml/d | 2 | 2019-20: 0.00028765; 2020-21: 0.00028765; 2021-22: 0.00028765; 2022-23: 0.00028765; 2023-24: 0.00028765; 2024-25: 0.00028765; 2025-26: 0.00028765; 2026-27: 0.0002617; 2027-28: 0.00016942; 2028-29: 0.00031643; 2029-30: 0.00081561; 2030-31: 0.00082918; 2031-32: 0.00066242; 2032-33: 0.00060141; 2033-34: 0.00079277; 2034-35: 0.0011415; 2035-36: 0.00063301; 2036-37: 0; 2037-38: 0.0014991; 2038-39: 0.0018461; 2039-40: 0; 2040-41: 0; 2041-42: 0; 2042-43: 0; 2043-44: 0; 2044-45: 0; 2045-46: 0; 2046-47: 0; 2047-48: 0; 2048-49: 0; 2049-50: 0
47BL | Target headroom (All other components) | Input | Ml/d | 2 | 2019-20: 0.12707; 2020-21: 0.12707; 2021-22: 0.12707; 2022-23: 0.12707; 2023-24: 0.12707; 2024-25: 0.12707; 2025-26: 0.12707; 2026-27: 0.1251; 2027-28: 0.12202; 2028-29: 0.12377; 2029-30: 0.20323; 2030-31: 0.21376; 2031-32: 0.22784; 2032-33: 0.23564; 2033-34: 0.23989; 2034-35: 0.25299; 2035-36: 0.22913; 2036-37: 0.21; 2037-38: 0.22493; 2038-39: 0.23355; 2039-40: 0.18491; 2040-41: 0.18752; 2041-42: 0.185; 2042-43: 0.19821; 2043-44: 0.20495; 2044-45: 0.20095; 2045-46: 0.17619; 2046-47: 0.17826; 2047-48: 0.17182; 2048-49: 0.167; 2049-50: 0.16871
48BL | Target Headroom | 46BL + 47BL | Ml/d | 2 | 2019-20: 0.12736; 2020-21: 0.12736; 2021-22: 0.12736; 2022-23: 0.12736; 2023-24: 0.12736; 2024-25: 0.12736; 2025-26: 0.12736; 2026-27: 0.12536; 2027-28: 0.12218; 2028-29: 0.12408; 2029-30: 0.20405; 2030-31: 0.21459; 2031-32: 0.2285; 2032-33: 0.23624; 2033-34: 0.24068; 2034-35: 0.25414; 2035-36: 0.22976; 2036-37: 0.21; 2037-38: 0.22643; 2038-39: 0.23539; 2039-40: 0.18491; 2040-41: 0.18752; 2041-42: 0.185; 2042-43: 0.19821; 2043-44: 0.20495; 2044-45: 0.20095; 2045-46: 0.17619; 2046-47: 0.17826; 2047-48: 0.17182; 2048-49: 0.167; 2049-50: 0.16871
49BL | Available Headroom | 11BL - 45BL | Ml/d | 2 | 2019-20: 0.17; 2020-21: 0.19; 2021-22: 0.17; 2022-23: 0.16; 2023-24: 0.17; 2024-25: 0.17; 2025-26: 0.13; 2026-27: 0.12; 2027-28: 0.13; 2028-29: 0.13; 2029-30: 0.2; 2030-31: 0.21; 2031-32: 0.24; 2032-33: 0.25; 2033-34: 0.25; 2034-35: 0.24; 2035-36: 0.24; 2036-37: 0.21444; 2037-38: 0.23; 2038-39: 0.24; 2039-40: 0.18; 2040-41: 0.19; 2041-42: 0.17; 2042-43: 0.2; 2043-44: 0.19; 2044-45: 0.179; 2045-46: 0.069; 2046-47: -0.011; 2047-48: -0.111; 2048-49: -0.231; 2049-50: -0.351
49.1BL | Available non-potable balance (if applicable) | 1.1BL -12.1BL | Ml/d | 2 | 2019-20: 0; 2020-21: 0; 2021-22: 0; 2022-23: 0; 2023-24: 0; 2024-25: 0; 2025-26: 0; 2026-27: 0; 2027-28: 0; 2028-29: 0; 2029-30: 0; 2030-31: 0; 2031-32: 0; 2032-33: 0; 2033-34: 0; 2034-35: 0; 2035-36: 0; 2036-37: 0; 2037-38: 0; 2038-39: 0; 2039-40: 0; 2040-41: 0; 2041-42: 0; 2042-43: 0; 2043-44: 0; 2044-45: 0; 2045-46: 0; 2046-47: 0; 2047-48: 0; 2048-49: 0; 2049-50: 0
50BL | Supply Demand Balance |  | Ml/d | 2 | 2019-20: 0.042641; 2020-21: 0.062641; 2021-22: 0.042641; 2022-23: 0.032641; 2023-24: 0.042641; 2024-25: 0.042641; 2025-26: 0.0026413; 2026-27: -0.0053616; 2027-28: 0.0078152; 2028-29: 0.0059175; 2029-30: -0.0040457; 2030-31: -0.004592; 2031-32: 0.011498; 2032-33: 0.013758; 2033-34: 0.0093174; 2034-35: -0.014137; 2035-36: 0.010238; 2036-37: 0.0044444; 2037-38: 0.0035685; 2038-39: 0.0046081; 2039-40: -0.0049126; 2040-41: 0.002478; 2041-42: -0.015; 2042-43: 0.0017855; 2043-44: -0.014948; 2044-45: -0.021954; 2045-46: -0.10719; 2046-47: -0.18926; 2047-48: -0.28282; 2048-49: -0.398; 2049-50: -0.51971
Table 3e: DYCP - Final plan Options | Back to top of sheet
WRMP24 reference | Option type | Cat ID | Unit | Decimal places | 2019-20 | 2020-21 | 2021-22 | 2022-23 | 2023-24 | 2024-25 | 2025-26 | 2026-27 | 2027-28 | 2028-29 | 2029-30 | 2030-31 | 2031-32 | 2032-33 | 2033-34 | 2034-35 | 2035-36 | 2036-37 | 2037-38 | 2038-39 | 2039-40 | 2040-41 | 2041-42 | 2042-43 | 2043-44 | 2044-45 | 2045-46 | 2046-47 | 2047-48 | 2048-49 | 2049-50 | 2050-51 | 2051-52 | 2052-53 | 2053-54 | 2054-55 | 2055-56 | 2056-57 | 2057-58 | 2058-59 | 2059-60 | 2060-61 | 2061-62 | 2062-63 | 2063-64 | 2064-65 | 2065-66 | 2066-67 | 2067-68 | 2068-69 | 2069-70 | 2070-71 | 2071-72 | 2072-73 | 2073-74 | 2074-75 | 2075-76 | 2076-77 | 2077-78 | 2078-79 | 2079-80 | 2080-81 | 2081-82 | 2082-83 | 2083-84 | 2084-85 | 2085-86 | 2086-87 | 2087-88 | 2088-89 | 2089-90 | 2090-91 | 2091-92 | 2092-93 | 2093-94 | 2094-95 | 2095-96 | 2096-97 | 2097-98 | 2098-99 | 2099-100
1.11FP | Non potable supplies input reductions as -ve and increases as +ve | RSNPS | Ml/d | 2 | 2019-20: 0; 2020-21: 0; 2021-22: 0; 2022-23: 0; 2023-24: 0; 2024-25: 0; 2025-26: 0; 2026-27: 0; 2027-28: 0; 2028-29: 0; 2029-30: 0; 2030-31: 0; 2031-32: 0; 2032-33: 0; 2033-34: 0; 2034-35: 0; 2035-36: 0; 2036-37: 0; 2037-38: 0; 2038-39: 0; 2039-40: 0; 2040-41: 0; 2041-42: 0; 2042-43: 0; 2043-44: 0; 2044-45: 0; 2045-46: 0; 2046-47: 0; 2047-48: 0; 2048-49: 0; 2049-50: 0
2.1FP | Raw water imports | RSRWI | Ml/d | 2 | 2019-20: 0; 2020-21: 0; 2021-22: 0; 2022-23: 0; 2023-24: 0; 2024-25: 0; 2025-26: 0; 2026-27: 0; 2027-28: 0; 2028-29: 0; 2029-30: 0; 2030-31: 0; 2031-32: 0; 2032-33: 0; 2033-34: 0; 2034-35: 0; 2035-36: 0; 2036-37: 0; 2037-38: 0; 2038-39: 0; 2039-40: 0; 2040-41: 0; 2041-42: 0; 2042-43: 0; 2043-44: 0; 2044-45: 0; 2045-46: 0; 2046-47: 0; 2047-48: 0; 2048-49: 0; 2049-50: 0
3.1FP | Potable water imports input reductions as -ve | RSPWI | Ml/d | 2 | 2019-20: 0; 2020-21: 0; 2021-22: 0; 2022-23: 0; 2023-24: 0; 2024-25: 0; 2025-26: -0.02; 2026-27: -0.04; 2027-28: -0.29; 2028-29: -0.52; 2029-30: -0.57; 2030-31: -0.66; 2031-32: -0.71; 2032-33: -0.73; 2033-34: -0.76; 2034-35: -0.8; 2035-36: -0.84; 2036-37: -0.9; 2037-38: -0.93; 2038-39: -1; 2039-40: -1.04; 2040-41: -1.07; 2041-42: -1.04; 2042-43: -0.99; 2043-44: -0.95; 2044-45: -0.9; 2045-46: -0.86; 2046-47: -0.79; 2047-48: -0.72; 2048-49: -0.64; 2049-50: -0.56
4.1FP | Raw water exports input reductions as +ve and increases as -ve | RSRWE | Ml/d | 2 | 2019-20: 0; 2020-21: 0; 2021-22: 0; 2022-23: 0; 2023-24: 0; 2024-25: 0; 2025-26: 0; 2026-27: 0; 2027-28: 0; 2028-29: 0; 2029-30: 0; 2030-31: 0; 2031-32: 0; 2032-33: 0; 2033-34: 0; 2034-35: 0; 2035-36: 0; 2036-37: 0; 2037-38: 0; 2038-39: 0; 2039-40: 0; 2040-41: 0; 2041-42: 0; 2042-43: 0; 2043-44: 0; 2044-45: 0; 2045-46: 0; 2046-47: 0; 2047-48: 0; 2048-49: 0; 2049-50: 0
5.1FP | Potable water exports input reductions as +ve and increases as -ve | RSPWE | Ml/d | 2 | 2019-20: 0; 2020-21: 0; 2021-22: 0; 2022-23: 0; 2023-24: 0; 2024-25: 0; 2025-26: 0.01; 2026-27: 0.02; 2027-28: 0.26; 2028-29: 0.26; 2029-30: 0.26; 2030-31: 0.3; 2031-32: 0.3; 2032-33: 0.3; 2033-34: 0.3; 2034-35: 0.3; 2035-36: 0.3; 2036-37: 0.3; 2037-38: 0.3; 2038-39: 0.3; 2039-40: 0.3; 2040-41: 0.29; 2041-42: 0.22; 2042-43: 0.13; 2043-44: 0.05; 2044-45: 0.001; 2045-46: 0.001; 2046-47: 0.001; 2047-48: 0.001; 2048-49: 0.001; 2049-50: 0.001
6.2FP | DO benefit from increase raw water abstractions | RSRWA | Ml/d | 2 | 2019-20: 0; 2020-21: 0; 2021-22: 0; 2022-23: 0; 2023-24: 0; 2024-25: 0; 2025-26: 0; 2026-27: 0; 2027-28: 0; 2028-29: 0; 2029-30: 0; 2030-31: 0; 2031-32: 0; 2032-33: 0; 2033-34: 0; 2034-35: 0; 2035-36: 0; 2036-37: 0; 2037-38: 0; 2038-39: 0; 2039-40: 0; 2040-41: 0; 2041-42: 0; 2042-43: 0; 2043-44: 0; 2044-45: 0; 2045-46: 0; 2046-47: 0; 2047-48: 0; 2048-49: 0; 2049-50: 0
6.3FP | Other options to increase deployable output | RSIPO | Ml/d | 2 | 2019-20: 0; 2020-21: 0; 2021-22: 0; 2022-23: 0; 2023-24: 0; 2024-25: 0; 2025-26: 0; 2026-27: 0; 2027-28: 0; 2028-29: 0; 2029-30: 0; 2030-31: 0; 2031-32: 0; 2032-33: 0; 2033-34: 0; 2034-35: 0; 2035-36: 0; 2036-37: 0; 2037-38: 0; 2038-39: 0; 2039-40: 0; 2040-41: 0; 2041-42: 0; 2042-43: 0; 2043-44: 0; 2044-45: 0; 2045-46: 0; 2046-47: 0; 2047-48: 0; 2048-49: 0; 2049-50: 0
7.01FP | DO benefit from supply side drought measures | RSDPS | Ml/d | 2 | 2019-20: 0; 2020-21: 0; 2021-22: 0; 2022-23: 0; 2023-24: 0; 2024-25: 0; 2025-26: 0; 2026-27: 0; 2027-28: 0; 2028-29: 0; 2029-30: 0; 2030-31: 0; 2031-32: 0; 2032-33: 0; 2033-34: 0; 2034-35: 0; 2035-36: 0; 2036-37: 0; 2037-38: 0; 2038-39: 0; 2039-40: 0; 2040-41: 0; 2041-42: 0; 2042-43: 0; 2043-44: 0; 2044-45: 0; 2045-46: 0; 2046-47: 0; 2047-48: 0; 2048-49: 0; 2049-50: 0
7.02FP | DO benefit from demand side drought measures | RSDPD | Ml/d | 2 | 2019-20: 0; 2020-21: 0; 2021-22: 0; 2022-23: 0; 2023-24: 0; 2024-25: 0; 2025-26: 0; 2026-27: 0; 2027-28: 0; 2028-29: 0; 2029-30: 0; 2030-31: 0; 2031-32: 0; 2032-33: 0; 2033-34: 0; 2034-35: 0; 2035-36: 0; 2036-37: 0; 2037-38: 0; 2038-39: 0; 2039-40: 0; 2040-41: 0; 2041-42: 0; 2042-43: 0; 2043-44: 0; 2044-45: 0; 2045-46: 0; 2046-47: 0; 2047-48: 0; 2048-49: 0; 2049-50: 0
8.1FP | Reduce raw water losses and operational use input as -ve | RSLOU | Ml/d | 2 | 2019-20: 0; 2020-21: 0; 2021-22: 0; 2022-23: 0; 2023-24: 0; 2024-25: 0; 2025-26: 0; 2026-27: 0; 2027-28: 0; 2028-29: 0; 2029-30: 0; 2030-31: 0; 2031-32: 0; 2032-33: 0; 2033-34: 0; 2034-35: 0; 2035-36: 0; 2036-37: 0; 2037-38: 0; 2038-39: 0; 2039-40: 0; 2040-41: 0; 2041-42: 0; 2042-43: 0; 2043-44: 0; 2044-45: 0; 2045-46: 0; 2046-47: 0; 2047-48: 0; 2048-49: 0; 2049-50: 0
8.2FP | Reduce treatment works losses input as -ve | PSTWL | Ml/d | 2 | 2019-20: 0; 2020-21: 0; 2021-22: 0; 2022-23: 0; 2023-24: 0; 2024-25: 0; 2025-26: 0; 2026-27: 0; 2027-28: 0; 2028-29: 0; 2029-30: 0; 2030-31: 0; 2031-32: 0; 2032-33: 0; 2033-34: 0; 2034-35: 0; 2035-36: 0; 2036-37: 0; 2037-38: 0; 2038-39: 0; 2039-40: 0; 2040-41: 0; 2041-42: 0; 2042-43: 0; 2043-44: 0; 2044-45: 0; 2045-46: 0; 2046-47: 0; 2047-48: 0; 2048-49: 0; 2049-50: 0
9.1FP | Reduce outages input as -ve | PSROU | Ml/d | 2 | 2019-20: 0; 2020-21: 0; 2021-22: 0; 2022-23: 0; 2023-24: 0; 2024-25: 0; 2025-26: 0; 2026-27: 0; 2027-28: 0; 2028-29: 0; 2029-30: 0; 2030-31: 0; 2031-32: 0; 2032-33: 0; 2033-34: 0; 2034-35: 0; 2035-36: 0; 2036-37: 0; 2037-38: 0; 2038-39: 0; 2039-40: 0; 2040-41: 0; 2041-42: 0; 2042-43: 0; 2043-44: 0; 2044-45: 0; 2045-46: 0; 2046-47: 0; 2047-48: 0; 2048-49: 0; 2049-50: 0
12.2FP | Change volume delivered to measured non households input reductions as -ve, line to include both measured non-household consumption and USPL options | CVMNH | Ml/d | 2 | 2019-20: 0; 2020-21: 0; 2021-22: 0; 2022-23: 0; 2023-24: 0; 2024-25: 0; 2025-26: 0; 2026-27: 0; 2027-28: 0; 2028-29: -0.01; 2029-30: -0.03; 2030-31: -0.04; 2031-32: -0.05; 2032-33: -0.06; 2033-34: -0.08; 2034-35: -0.09; 2035-36: -0.1; 2036-37: -0.11; 2037-38: -0.13; 2038-39: -0.14; 2039-40: -0.15; 2040-41: -0.16; 2041-42: -0.18; 2042-43: -0.19; 2043-44: -0.2; 2044-45: -0.21; 2045-46: -0.23; 2046-47: -0.24; 2047-48: -0.25; 2048-49: -0.26; 2049-50: -0.28
13.1FP | Change volume delivered to unmeasured non households input reductions as -ve, line to include both unmeasured non-household consumption and USPL options | CVUNH | Ml/d | 2 | 2019-20: 0; 2020-21: 0; 2021-22: 0; 2022-23: 0; 2023-24: 0; 2024-25: 0; 2025-26: 0; 2026-27: 0; 2027-28: 0; 2028-29: 0; 2029-30: 0; 2030-31: 0; 2031-32: 0; 2032-33: 0; 2033-34: 0; 2034-35: 0; 2035-36: 0; 2036-37: 0; 2037-38: 0; 2038-39: 0; 2039-40: 0; 2040-41: 0; 2041-42: 0; 2042-43: 0; 2043-44: 0; 2044-45: 0; 2045-46: 0; 2046-47: 0; 2047-48: 0; 2048-49: 0; 2049-50: 0
14.1FP | Change volume delivered to measured households input reductions as -ve, line to include both measured household consumption and USPL options | CVMHH | Ml/d | 2 | 2019-20: 0; 2020-21: 0; 2021-22: 0; 2022-23: 0; 2023-24: 0; 2024-25: 0; 2025-26: -0.01; 2026-27: -0.02; 2027-28: -0.03; 2028-29: -0.24; 2029-30: -0.28; 2030-31: -0.32; 2031-32: -0.35; 2032-33: -0.36; 2033-34: -0.38; 2034-35: -0.41; 2035-36: -0.44; 2036-37: -0.47; 2037-38: -0.5; 2038-39: -0.54; 2039-40: -0.57; 2040-41: -0.59; 2041-42: -0.624; 2042-43: -0.64; 2043-44: -0.68; 2044-45: -0.69; 2045-46: -0.7; 2046-47: -0.72; 2047-48: -0.73; 2048-49: -0.75; 2049-50: -0.76
15.1FP | Change volume delivered to unmeasured households input reductions as -ve, line to include both unmeasured household consumption and USPL options | CVUHH | Ml/d | 2 | 2019-20: 0; 2020-21: 0; 2021-22: 0; 2022-23: 0; 2023-24: 0; 2024-25: 0; 2025-26: 0; 2026-27: 0; 2027-28: 0; 2028-29: 0; 2029-30: 0; 2030-31: 0; 2031-32: 0; 2032-33: 0; 2033-34: 0; 2034-35: 0; 2035-36: 0; 2036-37: 0; 2037-38: 0; 2038-39: 0; 2039-40: 0; 2040-41: 0; 2041-42: 0; 2042-43: 0; 2043-44: 0; 2044-45: 0; 2045-46: 0; 2046-47: 0; 2047-48: 0; 2048-49: 0; 2049-50: 0
21.1FP | Options to reduce water taken unbilled input as -ve | CSWTU | Ml/d | 2 | 2019-20: 0; 2020-21: 0; 2021-22: 0; 2022-23: 0; 2023-24: 0; 2024-25: 0; 2025-26: 0; 2026-27: 0; 2027-28: 0; 2028-29: 0; 2029-30: 0; 2030-31: 0; 2031-32: 0; 2032-33: 0; 2033-34: 0; 2034-35: 0; 2035-36: 0; 2036-37: 0; 2037-38: 0; 2038-39: 0; 2039-40: 0; 2040-41: 0; 2041-42: 0; 2042-43: 0; 2043-44: 0; 2044-45: 0; 2045-46: 0; 2046-47: 0; 2047-48: 0; 2048-49: 0; 2049-50: 0
22.1FP | Reduce distribution system operational use (DSOU) input as -ve | DSDOU | Ml/d | 2 | 2019-20: 0; 2020-21: 0; 2021-22: 0; 2022-23: 0; 2023-24: 0; 2024-25: 0; 2025-26: 0; 2026-27: 0; 2027-28: 0; 2028-29: 0; 2029-30: 0; 2030-31: 0; 2031-32: 0; 2032-33: 0; 2033-34: 0; 2034-35: 0; 2035-36: 0; 2036-37: 0; 2037-38: 0; 2038-39: 0; 2039-40: 0; 2040-41: 0; 2041-42: 0; 2042-43: 0; 2043-44: 0; 2044-45: 0; 2045-46: 0; 2046-47: 0; 2047-48: 0; 2048-49: 0; 2049-50: 0
23.1FP | Options impacting on measured Non Household - USPL input reductions as -ve | CUMNH | Ml/d | 2 | 2019-20: 0; 2020-21: 0; 2021-22: 0; 2022-23: 0; 2023-24: 0; 2024-25: 0; 2025-26: 0; 2026-27: 0; 2027-28: 0; 2028-29: 0; 2029-30: 0; 2030-31: 0; 2031-32: 0; 2032-33: 0; 2033-34: 0; 2034-35: 0; 2035-36: 0; 2036-37: 0; 2037-38: 0; 2038-39: 0; 2039-40: 0; 2040-41: 0; 2041-42: 0; 2042-43: 0; 2043-44: 0; 2044-45: 0; 2045-46: 0; 2046-47: 0; 2047-48: 0; 2048-49: 0; 2049-50: 0
24.1FP | Options impacting on unmeasured Non Household - USPL input reductions as -ve | CUUNH | Ml/d | 2 | 2019-20: 0; 2020-21: 0; 2021-22: 0; 2022-23: 0; 2023-24: 0; 2024-25: 0; 2025-26: 0; 2026-27: 0; 2027-28: 0; 2028-29: 0; 2029-30: 0; 2030-31: 0; 2031-32: 0; 2032-33: 0; 2033-34: 0; 2034-35: 0; 2035-36: 0; 2036-37: 0; 2037-38: 0; 2038-39: 0; 2039-40: 0; 2040-41: 0; 2041-42: 0; 2042-43: 0; 2043-44: 0; 2044-45: 0; 2045-46: 0; 2046-47: 0; 2047-48: 0; 2048-49: 0; 2049-50: 0
25.1FP | Options impacting on measured Household - USPL input reductions as -ve | CUMHH | Ml/d | 2 | 2019-20: 0; 2020-21: 0; 2021-22: 0; 2022-23: 0; 2023-24: 0; 2024-25: 0; 2025-26: 0; 2026-27: 0; 2027-28: 0; 2028-29: -0.03; 2029-30: -0.04; 2030-31: -0.04; 2031-32: -0.05; 2032-33: -0.05; 2033-34: -0.05; 2034-35: -0.05; 2035-36: -0.05; 2036-37: -0.05; 2037-38: -0.05; 2038-39: -0.05; 2039-40: -0.05; 2040-41: -0.05; 2041-42: -0.05; 2042-43: -0.05; 2043-44: -0.05; 2044-45: -0.05; 2045-46: -0.05; 2046-47: -0.05; 2047-48: -0.05; 2048-49: -0.05; 2049-50: -0.05
26.1FP | Options impacting on unmeasured Household - USPL input reductions as -ve | CUUHH | Ml/d | 2 | 2019-20: 0; 2020-21: 0; 2021-22: 0; 2022-23: 0; 2023-24: 0; 2024-25: 0; 2025-26: 0; 2026-27: 0; 2027-28: 0; 2028-29: 0; 2029-30: 0; 2030-31: 0; 2031-32: 0; 2032-33: 0; 2033-34: 0; 2034-35: 0; 2035-36: 0; 2036-37: 0; 2037-38: 0; 2038-39: 0; 2039-40: 0; 2040-41: 0; 2041-42: 0; 2042-43: 0; 2043-44: 0; 2044-45: 0; 2045-46: 0; 2046-47: 0; 2047-48: 0; 2048-49: 0; 2049-50: 0
27.1FP | Options impacting on Void properties - USPL input reductions as -ve | CUVPP | Ml/d | 2 | 2019-20: 0; 2020-21: 0; 2021-22: 0; 2022-23: 0; 2023-24: 0; 2024-25: 0; 2025-26: 0; 2026-27: 0; 2027-28: 0; 2028-29: 0; 2029-30: 0; 2030-31: 0; 2031-32: 0; 2032-33: 0; 2033-34: 0; 2034-35: 0; 2035-36: 0; 2036-37: 0; 2037-38: 0; 2038-39: 0; 2039-40: 0; 2040-41: 0; 2041-42: 0; 2042-43: 0; 2043-44: 0; 2044-45: 0; 2045-46: 0; 2046-47: 0; 2047-48: 0; 2048-49: 0; 2049-50: 0
28.1FP | Reduce distribution losses input as -ve | DSRDL | Ml/d | 2 | 2019-20: 0; 2020-21: 0; 2021-22: 0; 2022-23: 0; 2023-24: 0; 2024-25: 0; 2025-26: 0; 2026-27: 0; 2027-28: 0; 2028-29: 0; 2029-30: 0; 2030-31: 0; 2031-32: 0; 2032-33: -0.01; 2033-34: -0.01; 2034-35: -0.01; 2035-36: -0.01; 2036-37: -0.01; 2037-38: -0.01; 2038-39: -0.03; 2039-40: -0.03; 2040-41: -0.03; 2041-42: -0.03; 2042-43: -0.03; 2043-44: -0.03; 2044-45: -0.03; 2045-46: -0.03; 2046-47: -0.03; 2047-48: -0.03; 2048-49: -0.04; 2049-50: -0.05
Table 3f: DYCP - Final plan | Back to top of sheet
WRMP24 reference | Component | Derivation | Unit | Decimal places | 2019-20 | 2020-21 | 2021-22 | 2022-23 | 2023-24 | 2024-25 | 2025-26 | 2026-27 | 2027-28 | 2028-29 | 2029-30 | 2030-31 | 2031-32 | 2032-33 | 2033-34 | 2034-35 | 2035-36 | 2036-37 | 2037-38 | 2038-39 | 2039-40 | 2040-41 | 2041-42 | 2042-43 | 2043-44 | 2044-45 | 2045-46 | 2046-47 | 2047-48 | 2048-49 | 2049-50 | 2050-51 | 2051-52 | 2052-53 | 2053-54 | 2054-55 | 2055-56 | 2056-57 | 2057-58 | 2058-59 | 2059-60 | 2060-61 | 2061-62 | 2062-63 | 2063-64 | 2064-65 | 2065-66 | 2066-67 | 2067-68 | 2068-69 | 2069-70 | 2070-71 | 2071-72 | 2072-73 | 2073-74 | 2074-75 | 2075-76 | 2076-77 | 2077-78 | 2078-79 | 2079-80 | 2080-81 | 2081-82 | 2082-83 | 2083-84 | 2084-85 | 2085-86 | 2086-87 | 2087-88 | 2088-89 | 2089-90 | 2090-91 | 2091-92 | 2092-93 | 2093-94 | 2094-95 | 2095-96 | 2096-97 | 2097-98 | 2098-99 | 2099-100
1FP | Raw water abstracted | Input | Ml/d | 2 | 2019-20: 0; 2020-21: 0; 2021-22: 0; 2022-23: 0; 2023-24: 0; 2024-25: 0; 2025-26: 0; 2026-27: 0; 2027-28: 0; 2028-29: 0; 2029-30: 0; 2030-31: 0; 2031-32: 0; 2032-33: 0; 2033-34: 0; 2034-35: 0; 2035-36: 0; 2036-37: 0; 2037-38: 0; 2038-39: 0; 2039-40: 0; 2040-41: 0; 2041-42: 0; 2042-43: 0; 2043-44: 0; 2044-45: 0; 2045-46: 0; 2046-47: 0; 2047-48: 0; 2048-49: 0; 2049-50: 0
1.1FP | Non-potable water supplies | 1.1BL + 1.11FP | Ml/d | 2 | 2019-20: 0; 2020-21: 0; 2021-22: 0; 2022-23: 0; 2023-24: 0; 2024-25: 0; 2025-26: 0; 2026-27: 0; 2027-28: 0; 2028-29: 0; 2029-30: 0; 2030-31: 0; 2031-32: 0; 2032-33: 0; 2033-34: 0; 2034-35: 0; 2035-36: 0; 2036-37: 0; 2037-38: 0; 2038-39: 0; 2039-40: 0; 2040-41: 0; 2041-42: 0; 2042-43: 0; 2043-44: 0; 2044-45: 0; 2045-46: 0; 2046-47: 0; 2047-48: 0; 2048-49: 0; 2049-50: 0
2FP | Raw water imported | 2BL + 2.1FP | Ml/d | 2 | 2019-20: 0; 2020-21: 0; 2021-22: 0; 2022-23: 0; 2023-24: 0; 2024-25: 0; 2025-26: 0; 2026-27: 0; 2027-28: 0; 2028-29: 0; 2029-30: 0; 2030-31: 0; 2031-32: 0; 2032-33: 0; 2033-34: 0; 2034-35: 0; 2035-36: 0; 2036-37: 0; 2037-38: 0; 2038-39: 0; 2039-40: 0; 2040-41: 0; 2041-42: 0; 2042-43: 0; 2043-44: 0; 2044-45: 0; 2045-46: 0; 2046-47: 0; 2047-48: 0; 2048-49: 0; 2049-50: 0
3FP | Potable water imported | 3BL + 3.1FP | Ml/d | 2 | 2019-20: 5.6; 2020-21: 5.6; 2021-22: 5.6; 2022-23: 5.6; 2023-24: 5.6; 2024-25: 5.6; 2025-26: 5.75; 2026-27: 5.77; 2027-28: 5.58; 2028-29: 5.41; 2029-30: 5.45; 2030-31: 5.39; 2031-32: 5.39; 2032-33: 5.41; 2033-34: 5.42; 2034-35: 5.42; 2035-36: 5.4; 2036-37: 5.3744; 2037-38: 5.41; 2038-39: 5.42; 2039-40: 5.39; 2040-41: 5.43; 2041-42: 5.46; 2042-43: 5.51; 2043-44: 5.55; 2044-45: 5.6; 2045-46: 5.64; 2046-47: 5.71; 2047-48: 5.78; 2048-49: 5.86; 2049-50: 5.94
4FP | Raw water exported enter as -ve | 4BL + 4.1FP | Ml/d | 2 | 2019-20: 0; 2020-21: 0; 2021-22: 0; 2022-23: 0; 2023-24: 0; 2024-25: 0; 2025-26: 0; 2026-27: 0; 2027-28: 0; 2028-29: 0; 2029-30: 0; 2030-31: 0; 2031-32: 0; 2032-33: 0; 2033-34: 0; 2034-35: 0; 2035-36: 0; 2036-37: 0; 2037-38: 0; 2038-39: 0; 2039-40: 0; 2040-41: 0; 2041-42: 0; 2042-43: 0; 2043-44: 0; 2044-45: 0; 2045-46: 0; 2046-47: 0; 2047-48: 0; 2048-49: 0; 2049-50: 0
5FP | Potable water exported enter as -ve | 5BL + 5.1FP | Ml/d | 2 | 2019-20: 0; 2020-21: 0; 2021-22: 0; 2022-23: 0; 2023-24: 0; 2024-25: 0; 2025-26: -0.17; 2026-27: -0.19; 2027-28: 0; 2028-29: -0.04; 2029-30: -0.04; 2030-31: 0; 2031-32: 0; 2032-33: 0; 2033-34: 0; 2034-35: 0; 2035-36: 0; 2036-37: 9.992e-16; 2037-38: 0; 2038-39: 0; 2039-40: 0; 2040-41: 0; 2041-42: 0; 2042-43: 0; 2043-44: 0; 2044-45: 0; 2045-46: 0; 2046-47: 0; 2047-48: 0; 2048-49: 0; 2049-50: 0
6.1FP | Deployable Output post forecast changes | 6.1BL + 6.2FP + 6.3FP +7.01FP +7.02FP | Ml/d | 2 | 2019-20: 0; 2020-21: 0; 2021-22: 0; 2022-23: 0; 2023-24: 0; 2024-25: 0; 2025-26: 0; 2026-27: 0; 2027-28: 0; 2028-29: 0; 2029-30: 0; 2030-31: 0; 2031-32: 0; 2032-33: 0; 2033-34: 0; 2034-35: 0; 2035-36: 0; 2036-37: 0; 2037-38: 0; 2038-39: 0; 2039-40: 0; 2040-41: 0; 2041-42: 0; 2042-43: 0; 2043-44: 0; 2044-45: 0; 2045-46: 0; 2046-47: 0; 2047-48: 0; 2048-49: 0; 2049-50: 0
8FP | Raw water losses, treatment works losses and operational use | 8BL + 8.1FP + 8.2FP | Ml/d | 2 | 2019-20: 0; 2020-21: 0; 2021-22: 0; 2022-23: 0; 2023-24: 0; 2024-25: 0; 2025-26: 0; 2026-27: 0; 2027-28: 0; 2028-29: 0; 2029-30: 0; 2030-31: 0; 2031-32: 0; 2032-33: 0; 2033-34: 0; 2034-35: 0; 2035-36: 0; 2036-37: 0; 2037-38: 0; 2038-39: 0; 2039-40: 0; 2040-41: 0; 2041-42: 0; 2042-43: 0; 2043-44: 0; 2044-45: 0; 2045-46: 0; 2046-47: 0; 2047-48: 0; 2048-49: 0; 2049-50: 0
9FP | Total Outage Allowance | 9BL + 9.1FP | Ml/d | 2 | 2019-20: 0; 2020-21: 0; 2021-22: 0; 2022-23: 0; 2023-24: 0; 2024-25: 0; 2025-26: 0; 2026-27: 0; 2027-28: 0; 2028-29: 0; 2029-30: 0; 2030-31: 0; 2031-32: 0; 2032-33: 0; 2033-34: 0; 2034-35: 0; 2035-36: 0; 2036-37: 0; 2037-38: 0; 2038-39: 0; 2039-40: 0; 2040-41: 0; 2041-42: 0; 2042-43: 0; 2043-44: 0; 2044-45: 0; 2045-46: 0; 2046-47: 0; 2047-48: 0; 2048-49: 0; 2049-50: 0
10FP | Water Available For Use (own sources) | (6.1FP) - (8FP + 9FP) | Ml/d | 2 | 2019-20: 0; 2020-21: 0; 2021-22: 0; 2022-23: 0; 2023-24: 0; 2024-25: 0; 2025-26: 0; 2026-27: 0; 2027-28: 0; 2028-29: 0; 2029-30: 0; 2030-31: 0; 2031-32: 0; 2032-33: 0; 2033-34: 0; 2034-35: 0; 2035-36: 0; 2036-37: 0; 2037-38: 0; 2038-39: 0; 2039-40: 0; 2040-41: 0; 2041-42: 0; 2042-43: 0; 2043-44: 0; 2044-45: 0; 2045-46: 0; 2046-47: 0; 2047-48: 0; 2048-49: 0; 2049-50: 0
11FP | Total Water Available For Use | 10FP + sum (2FP:5FP) | Ml/d | 2 | 2019-20: 5.6; 2020-21: 5.6; 2021-22: 5.6; 2022-23: 5.6; 2023-24: 5.6; 2024-25: 5.6; 2025-26: 5.58; 2026-27: 5.58; 2027-28: 5.58; 2028-29: 5.37; 2029-30: 5.41; 2030-31: 5.39; 2031-32: 5.39; 2032-33: 5.41; 2033-34: 5.42; 2034-35: 5.42; 2035-36: 5.4; 2036-37: 5.3744; 2037-38: 5.41; 2038-39: 5.42; 2039-40: 5.39; 2040-41: 5.43; 2041-42: 5.46; 2042-43: 5.51; 2043-44: 5.55; 2044-45: 5.6; 2045-46: 5.64; 2046-47: 5.71; 2047-48: 5.78; 2048-49: 5.86; 2049-50: 5.94
12FP | Water delivered measured non-household | 12BL + 12.2FP | Ml/d | 2 | 2019-20: 1.03; 2020-21: 1.04; 2021-22: 1.06; 2022-23: 1.08; 2023-24: 1.09; 2024-25: 1.11; 2025-26: 1.13; 2026-27: 1.14; 2027-28: 1.16; 2028-29: 1.17; 2029-30: 1.17; 2030-31: 1.18; 2031-32: 1.19; 2032-33: 1.21; 2033-34: 1.22; 2034-35: 1.24; 2035-36: 1.26; 2036-37: 1.28; 2037-38: 1.29; 2038-39: 1.32; 2039-40: 1.36; 2040-41: 1.4; 2041-42: 1.43; 2042-43: 1.48; 2043-44: 1.53; 2044-45: 1.59; 2045-46: 1.64; 2046-47: 1.7; 2047-48: 1.78; 2048-49: 1.86; 2049-50: 1.94
12.1FP | Non-potable water consumption | Input | Ml/d | 2 | 2019-20: 0; 2020-21: 0; 2021-22: 0; 2022-23: 0; 2023-24: 0; 2024-25: 0; 2025-26: 0; 2026-27: 0; 2027-28: 0; 2028-29: 0; 2029-30: 0; 2030-31: 0; 2031-32: 0; 2032-33: 0; 2033-34: 0; 2034-35: 0; 2035-36: 0; 2036-37: 0; 2037-38: 0; 2038-39: 0; 2039-40: 0; 2040-41: 0; 2041-42: 0; 2042-43: 0; 2043-44: 0; 2044-45: 0; 2045-46: 0; 2046-47: 0; 2047-48: 0; 2048-49: 0; 2049-50: 0
13FP | Water delivered unmeasured non-household | 13BL + 13.1FP | Ml/d | 2 | 2019-20: 0; 2020-21: 0; 2021-22: 0; 2022-23: 0; 2023-24: 0; 2024-25: 0; 2025-26: 0; 2026-27: 0; 2027-28: 0; 2028-29: 0; 2029-30: 0; 2030-31: 0; 2031-32: 0; 2032-33: 0; 2033-34: 0; 2034-35: 0; 2035-36: 0; 2036-37: 0; 2037-38: 0; 2038-39: 0; 2039-40: 0; 2040-41: 0.01; 2041-42: 0.01; 2042-43: 0.01; 2043-44: 0.01; 2044-45: 0.01; 2045-46: 0.01; 2046-47: 0.01; 2047-48: 0.01; 2048-49: 0.01; 2049-50: 0.01
14FP | Water delivered measured household | 14BL + 14.1FP | Ml/d | 2 | 2019-20: 2.65; 2020-21: 2.7; 2021-22: 2.75; 2022-23: 2.8; 2023-24: 2.85; 2024-25: 2.9; 2025-26: 2.93; 2026-27: 2.96; 2027-28: 2.98; 2028-29: 2.8; 2029-30: 2.79; 2030-31: 2.78; 2031-32: 2.78; 2032-33: 2.8; 2033-34: 2.81; 2034-35: 2.81; 2035-36: 2.81; 2036-37: 2.82; 2037-38: 2.84; 2038-39: 2.84; 2039-40: 2.86; 2040-41: 2.88; 2041-42: 2.886; 2042-43: 2.9; 2043-44: 2.9; 2044-45: 2.92; 2045-46: 2.94; 2046-47: 2.94; 2047-48: 2.95; 2048-49: 2.96; 2049-50: 2.97
15FP | Water delivered unmeasured household | 15BL + 15.1FP | Ml/d | 2 | 2019-20: 0.88; 2020-21: 0.82; 2021-22: 0.78; 2022-23: 0.72; 2023-24: 0.67; 2024-25: 0.62; 2025-26: 0.58; 2026-27: 0.55; 2027-28: 0.51; 2028-29: 0.48; 2029-30: 0.45; 2030-31: 0.42; 2031-32: 0.39; 2032-33: 0.37; 2033-34: 0.34; 2034-35: 0.32; 2035-36: 0.29; 2036-37: 0.27; 2037-38: 0.25; 2038-39: 0.23; 2039-40: 0.21; 2040-41: 0.19; 2041-42: 0.17; 2042-43: 0.15; 2043-44: 0.14; 2044-45: 0.12; 2045-46: 0.11; 2046-47: 0.11; 2047-48: 0.1; 2048-49: 0.09; 2049-50: 0.09
16FP | Percentage of consumption driven by climate change | 16BL | % | 1 | 2019-20: 0%; 2020-21: 0%; 2021-22: 0%; 2022-23: 0.1%; 2023-24: 0.1%; 2024-25: 0.1%; 2025-26: 0.1%; 2026-27: 0.1%; 2027-28: 0.1%; 2028-29: 0.2%; 2029-30: 0.2%; 2030-31: 0.2%; 2031-32: 0.2%; 2032-33: 0.3%; 2033-34: 0.3%; 2034-35: 0.3%; 2035-36: 0.4%; 2036-37: 0.4%; 2037-38: 0.4%; 2038-39: 0.5%; 2039-40: 0.5%; 2040-41: 0.6%; 2041-42: 0.6%; 2042-43: 0.6%; 2043-44: 0.7%; 2044-45: 0.7%; 2045-46: 0.8%; 2046-47: 0.8%; 2047-48: 0.8%; 2048-49: 0.8%; 2049-50: 0.9%
17FP | Volume of consumption driven by climate change | 16FP * (12FP + sum(13FP:15FP) - sum (23FP:26FP)) | Ml/d | 2 | 2019-20: 0; 2020-21: 0; 2021-22: 0; 2022-23: 0.00446; 2023-24: 0.00447; 2024-25: 0.00449; 2025-26: 0.0045; 2026-27: 0.00451; 2027-28: 0.00451; 2028-29: 0.00866; 2029-30: 0.00862; 2030-31: 0.00856; 2031-32: 0.00854; 2032-33: 0.01287; 2033-34: 0.01284; 2034-35: 0.01284; 2035-36: 0.01708; 2036-37: 0.01716; 2037-38: 0.01716; 2038-39: 0.0215; 2039-40: 0.0217; 2040-41: 0.02634; 2041-42: 0.026436; 2042-43: 0.0267; 2043-44: 0.03143; 2044-45: 0.03185; 2045-46: 0.03688; 2046-47: 0.03728; 2047-48: 0.03792; 2048-49: 0.03856; 2049-50: 0.04419
18FP | Measured Household - PCC | ((14FP - 25FP) * 1,000,000) / (39FP * 1000) | l/h/d | 1 | 2019-20: 185.6014; 2020-21: 184.949; 2021-22: 184.9406; 2022-23: 184.4541; 2023-24: 183.3333; 2024-25: 182.8034; 2025-26: 182.3101; 2026-27: 182.1076; 2027-28: 181.7264; 2028-29: 170.2021; 2029-30: 168.9651; 2030-31: 167.1086; 2031-32: 166.5544; 2032-33: 166.4743; 2033-34: 165.9025; 2034-35: 164.7989; 2035-36: 163.6905; 2036-37: 162.9857; 2037-38: 162.2825; 2038-39: 161.0278; 2039-40: 160.8069; 2040-41: 160.6265; 2041-42: 159.7368; 2042-43: 159.3199; 2043-44: 158.1536; 2044-45: 158.1313; 2045-46: 158.3973; 2046-47: 157.0479; 2047-48: 156.7706; 2048-49: 156.5047; 2049-50: 156.3768
19FP | Unmeasured Household - PCC | ((15FP - 26FP) * 1,000,000) / (40FP * 1000) | l/h/d | 1 | 2019-20: 349.0328; 2020-21: 348.6813; 2021-22: 348.892; 2022-23: 344.3038; 2023-24: 348.7738; 2024-25: 345.4333; 2025-26: 342.0398; 2026-27: 343.461; 2027-28: 337.5527; 2028-29: 337.0787; 2029-30: 344; 2030-31: 341.8803; 2031-32: 338.8278; 2032-33: 343.8114; 2033-34: 337.9092; 2034-35: 341.2969; 2035-36: 332.1033; 2036-37: 347.1295; 2037-38: 349.345; 2038-39: 350.3185; 2039-40: 349.0401; 2040-41: 346.8208; 2041-42: 341.8803; 2042-43: 334.9282; 2043-44: 350.4043; 2044-45: 337.4233; 2045-46: 325.7329; 2046-47: 344.8276; 2047-48: 329.6703; 2048-49: 311.284; 2049-50: 311.284
20FP | Average Household - PCC | (((14FP - 25FP) + (15FP - 26FP)) * 1,000,000)/ ((39FP + 40FP) * 1,000) | l/h/d | 1 | 2019-20: 209.6345; 2020-21: 207.3521; 2021-22: 206.0107; 2022-23: 203.3959; 2023-24: 201.3662; 2024-25: 199.1189; 2025-26: 197.3031; 2026-27: 196.2948; 2027-28: 194.557; 2028-29: 183.0677; 2029-30: 181.5771; 2030-31: 178.8693; 2031-32: 177.3518; 2032-33: 176.8038; 2033-34: 175.1983; 2034-35: 173.6309; 2035-36: 171.4643; 2036-37: 170.7855; 2037-38: 169.5202; 2038-39: 167.6949; 2039-40: 166.8248; 2040-41: 165.9912; 2041-42: 164.4471; 2042-43: 163.3574; 2043-44: 162.0586; 2044-45: 161.3167; 2045-46: 161.1853; 2046-47: 159.9914; 2047-48: 159.3111; 2048-49: 158.6366; 2049-50: 158.5014
21FP | Water taken unbilled | 21BL + 21.1FP | Ml/d | 2 | 2019-20: 0.11; 2020-21: 0.11; 2021-22: 0.11; 2022-23: 0.12; 2023-24: 0.12; 2024-25: 0.11; 2025-26: 0.12; 2026-27: 0.12; 2027-28: 0.11; 2028-29: 0.11; 2029-30: 0.11; 2030-31: 0.11; 2031-32: 0.11; 2032-33: 0.1; 2033-34: 0.11; 2034-35: 0.12; 2035-36: 0.11; 2036-37: 0.12; 2037-38: 0.11; 2038-39: 0.12; 2039-40: 0.11; 2040-41: 0.1; 2041-42: 0.12; 2042-43: 0.11; 2043-44: 0.11; 2044-45: 0.09; 2045-46: 0.11; 2046-47: 0.1; 2047-48: 0.1; 2048-49: 0.11; 2049-50: 0.11
22FP | Distribution system operational use | 22BL + 22.1FP | Ml/d | 2 | 2019-20: 0.03; 2020-21: 0.03; 2021-22: 0.03; 2022-23: 0.03; 2023-24: 0.03; 2024-25: 0.03; 2025-26: 0.03; 2026-27: 0.03; 2027-28: 0.03; 2028-29: 0.03; 2029-30: 0.03; 2030-31: 0.03; 2031-32: 0.03; 2032-33: 0.03; 2033-34: 0.03; 2034-35: 0.03; 2035-36: 0.03; 2036-37: 0.03; 2037-38: 0.03; 2038-39: 0.03; 2039-40: 0.03; 2040-41: 0.03; 2041-42: 0.03; 2042-43: 0.03; 2043-44: 0.03; 2044-45: 0.03; 2045-46: 0.03; 2046-47: 0.03; 2047-48: 0.03; 2048-49: 0.03; 2049-50: 0.03
23FP | Measured Non Household - USPL | 23BL + 23.1FP | Ml/d | 2 | 2019-20: 0.01; 2020-21: 0.01; 2021-22: 0.01; 2022-23: 0.01; 2023-24: 0.01; 2024-25: 0.01; 2025-26: 0.01; 2026-27: 0.01; 2027-28: 0.01; 2028-29: 0.01; 2029-30: 0.01; 2030-31: 0.01; 2031-32: 0.01; 2032-33: 0.01; 2033-34: 0.01; 2034-35: 0.01; 2035-36: 0.01; 2036-37: 0.01; 2037-38: 0.01; 2038-39: 0.01; 2039-40: 0.01; 2040-41: 0.01; 2041-42: 0.01; 2042-43: 0.01; 2043-44: 0.01; 2044-45: 0.01; 2045-46: 0.01; 2046-47: 0.01; 2047-48: 0.01; 2048-49: 0.01; 2049-50: 0.01
24FP | Unmeasured Non Household - USPL | 24BL + 24.1FP | Ml/d | 2 | 2019-20: 0; 2020-21: 0; 2021-22: 0; 2022-23: 0; 2023-24: 0; 2024-25: 0; 2025-26: 0; 2026-27: 0; 2027-28: 0; 2028-29: 0; 2029-30: 0; 2030-31: 0; 2031-32: 0; 2032-33: 0; 2033-34: 0; 2034-35: 0; 2035-36: 0; 2036-37: 0; 2037-38: 0; 2038-39: 0; 2039-40: 0; 2040-41: 0; 2041-42: 0; 2042-43: 0; 2043-44: 0; 2044-45: 0; 2045-46: 0; 2046-47: 0; 2047-48: 0; 2048-49: 0; 2049-50: 0
25FP | Measured Household - USPL | 25BL + 25.1FP | Ml/d | 2 | 2019-20: 0.09; 2020-21: 0.09; 2021-22: 0.09; 2022-23: 0.09; 2023-24: 0.1; 2024-25: 0.1; 2025-26: 0.1; 2026-27: 0.1; 2027-28: 0.1; 2028-29: 0.08; 2029-30: 0.07; 2030-31: 0.07; 2031-32: 0.06; 2032-33: 0.06; 2033-34: 0.06; 2034-35: 0.06; 2035-36: 0.06; 2036-37: 0.06; 2037-38: 0.07; 2038-39: 0.07; 2039-40: 0.07; 2040-41: 0.07; 2041-42: 0.07; 2042-43: 0.07; 2043-44: 0.07; 2044-45: 0.07; 2045-46: 0.07; 2046-47: 0.08; 2047-48: 0.08; 2048-49: 0.08; 2049-50: 0.08
26FP | Unmeasured Household - USPL | 26BL + 26.1BL | Ml/d | 2 | 2019-20: 0.05; 2020-21: 0.04; 2021-22: 0.04; 2022-23: 0.04; 2023-24: 0.03; 2024-25: 0.03; 2025-26: 0.03; 2026-27: 0.03; 2027-28: 0.03; 2028-29: 0.03; 2029-30: 0.02; 2030-31: 0.02; 2031-32: 0.02; 2032-33: 0.02; 2033-34: 0.02; 2034-35: 0.02; 2035-36: 0.02; 2036-37: 0.01; 2037-38: 0.01; 2038-39: 0.01; 2039-40: 0.01; 2040-41: 0.01; 2041-42: 0.01; 2042-43: 0.01; 2043-44: 0.01; 2044-45: 0.01; 2045-46: 0.01; 2046-47: 0.01; 2047-48: 0.01; 2048-49: 0.01; 2049-50: 0.01
27FP | Void Properties - USPL | 27BL + 27.1FP | Ml/d | 2 | 2019-20: 0.01; 2020-21: 0.01; 2021-22: 0.01; 2022-23: 0.01; 2023-24: 0.01; 2024-25: 0.01; 2025-26: 0.01; 2026-27: 0.01; 2027-28: 0.01; 2028-29: 0.01; 2029-30: 0.01; 2030-31: 0.01; 2031-32: 0.01; 2032-33: 0.01; 2033-34: 0.01; 2034-35: 0.01; 2035-36: 0.01; 2036-37: 0.01; 2037-38: 0.01; 2038-39: 0.01; 2039-40: 0.01; 2040-41: 0.01; 2041-42: 0.01; 2042-43: 0.01; 2043-44: 0.01; 2044-45: 0.01; 2045-46: 0.01; 2046-47: 0.01; 2047-48: 0.01; 2048-49: 0.01; 2049-50: 0.01
28FP | Distribution losses | 28BL + 28.1FP | Ml/d | 2 | 2019-20: 0.72; 2020-21: 0.7; 2021-22: 0.69; 2022-23: 0.68; 2023-24: 0.66; 2024-25: 0.65; 2025-26: 0.65; 2026-27: 0.65; 2027-28: 0.65; 2028-29: 0.65; 2029-30: 0.65; 2030-31: 0.65; 2031-32: 0.65; 2032-33: 0.64; 2033-34: 0.64; 2034-35: 0.64; 2035-36: 0.64; 2036-37: 0.64; 2037-38: 0.64; 2038-39: 0.62; 2039-40: 0.62; 2040-41: 0.62; 2041-42: 0.62; 2042-43: 0.62; 2043-44: 0.62; 2044-45: 0.62; 2045-46: 0.62; 2046-47: 0.62; 2047-48: 0.62; 2048-49: 0.61; 2049-50: 0.6
29FP | Total Leakage | sum (23FP:28FP) | Ml/d | 2 | 2019-20: 0.88; 2020-21: 0.85; 2021-22: 0.84; 2022-23: 0.83; 2023-24: 0.81; 2024-25: 0.8; 2025-26: 0.8; 2026-27: 0.8; 2027-28: 0.8; 2028-29: 0.78; 2029-30: 0.76; 2030-31: 0.76; 2031-32: 0.75; 2032-33: 0.74; 2033-34: 0.74; 2034-35: 0.74; 2035-36: 0.74; 2036-37: 0.73; 2037-38: 0.74; 2038-39: 0.72; 2039-40: 0.72; 2040-41: 0.72; 2041-42: 0.72; 2042-43: 0.72; 2043-44: 0.72; 2044-45: 0.72; 2045-46: 0.72; 2046-47: 0.73; 2047-48: 0.73; 2048-49: 0.72; 2049-50: 0.71
30FP | Leakage/property | (29FP * 1,000,000) / (36FP * 1,000) | l/prop/d | 2 | 2019-20: 102.0408; 2020-21: 95.9476; 2021-22: 92.5416; 2022-23: 89.8541; 2023-24: 86.1473; 2024-25: 83.6636; 2025-26: 82.8626; 2026-27: 82.2382; 2027-28: 81.7477; 2028-29: 79.3056; 2029-30: 76.9247; 2030-31: 76.5701; 2031-32: 75.2294; 2032-33: 73.851; 2033-34: 73.5142; 2034-35: 73.2219; 2035-36: 72.9598; 2036-37: 71.4844; 2037-38: 71.9804; 2038-39: 69.5776; 2039-40: 69.139; 2040-41: 68.6987; 2041-42: 68.2891; 2042-43: 67.8965; 2043-44: 67.5194; 2044-45: 67.1461; 2045-46: 66.7884; 2046-47: 67.3688; 2047-48: 67.0304; 2048-49: 65.7878; 2049-50: 64.5681
31FP | Measured Non Household - properties | Input | 000's | 2 | 2019-20: 0.556; 2020-21: 0.568; 2021-22: 0.58; 2022-23: 0.59182; 2023-24: 0.60408; 2024-25: 0.61662; 2025-26: 0.62901; 2026-27: 0.64027; 2027-28: 0.65059; 2028-29: 0.65774; 2029-30: 0.66413; 2030-31: 0.67085; 2031-32: 0.67679; 2032-33: 0.68244; 2033-34: 0.68733; 2034-35: 0.6895; 2035-36: 0.69179; 2036-37: 0.69422; 2037-38: 0.69678; 2038-39: 0.69936; 2039-40: 0.70198; 2040-41: 0.70472; 2041-42: 0.70757; 2042-43: 0.71052; 2043-44: 0.71374; 2044-45: 0.71701; 2045-46: 0.72042; 2046-47: 0.72397; 2047-48: 0.72766; 2048-49: 0.73134; 2049-50: 0.7352
32FP | Unmeasured Non Household - properties | Input | 000's | 2 | 2019-20: 0.002; 2020-21: 0.002; 2021-22: 0.002; 2022-23: 0.0023768; 2023-24: 0.002426; 2024-25: 0.0024764; 2025-26: 0.0025262; 2026-27: 0.0025714; 2027-28: 0.0026128; 2028-29: 0.0026415; 2029-30: 0.0026672; 2030-31: 0.0026942; 2031-32: 0.002718; 2032-33: 0.0027407; 2033-34: 0.0027604; 2034-35: 0.0027691; 2035-36: 0.0027783; 2036-37: 0.002788; 2037-38: 0.0027983; 2038-39: 0.0028087; 2039-40: 0.0028192; 2040-41: 0.0028302; 2041-42: 0.0028417; 2042-43: 0.0028535; 2043-44: 0.0028664; 2044-45: 0.0028796; 2045-46: 0.0028933; 2046-47: 0.0029075; 2047-48: 0.0029223; 2048-49: 0.0029371; 2049-50: 0.0029526
33FP | All void non-households - properties | Input | 000's | 2 | 2019-20: 0; 2020-21: 0; 2021-22: 0; 2022-23: 0; 2023-24: 0; 2024-25: 0; 2025-26: 0; 2026-27: 0; 2027-28: 0; 2028-29: 0; 2029-30: 0; 2030-31: 0; 2031-32: 0; 2032-33: 0; 2033-34: 0; 2034-35: 0; 2035-36: 0; 2036-37: 0; 2037-38: 0; 2038-39: 0; 2039-40: 0; 2040-41: 0; 2041-42: 0; 2042-43: 0; 2043-44: 0; 2044-45: 0; 2045-46: 0; 2046-47: 0; 2047-48: 0; 2048-49: 0; 2049-50: 0
34FP | Measured households - properties (excl. void) | Year before + sum (34.1BL:34.6BL) | 000's | 2 | 2019-20: 6.722; 2020-21: 7.007; 2021-22: 7.267; 2022-23: 7.476; 2023-24: 7.691; 2024-25: 7.895; 2025-26: 8.021; 2026-27: 8.129; 2027-28: 8.22; 2028-29: 8.304; 2029-30: 8.382; 2030-31: 8.46; 2031-32: 8.535; 2032-33: 8.617; 2033-34: 8.693; 2034-35: 8.763; 2035-36: 8.83; 2036-37: 8.928; 2037-38: 9.023; 2038-39: 9.117; 2039-40: 9.208; 2040-41: 9.297; 2041-42: 9.383; 2042-43: 9.466; 2043-44: 9.546; 2044-45: 9.624; 2045-46: 9.687; 2046-47: 9.747; 2047-48: 9.806; 2048-49: 9.862; 2049-50: 9.909
34.1FP | New build properties - properties | Input (new builds in each year) | 000's | 2 | 2019-20: 0.22; 2020-21: 0.211; 2021-22: 0.191; 2022-23: 0.146; 2023-24: 0.154; 2024-25: 0.145; 2025-26: 0.077; 2026-27: 0.061; 2027-28: 0.046; 2028-29: 0.041; 2029-30: 0.037; 2030-31: 0.037; 2031-32: 0.036; 2032-33: 0.045; 2033-34: 0.04; 2034-35: 0.035; 2035-36: 0.034; 2036-37: 0.065; 2037-38: 0.064; 2038-39: 0.064; 2039-40: 0.062; 2040-41: 0.061; 2041-42: 0.059; 2042-43: 0.057; 2043-44: 0.055; 2044-45: 0.054; 2045-46: 0.053; 2046-47: 0.051; 2047-48: 0.05; 2048-49: 0.048; 2049-50: 0.047
34.2FP | Meter optants - properties | Input (meter optants in each year) | 000's | 2 | 2019-20: 0.049; 2020-21: 0.047; 2021-22: 0.043; 2022-23: 0.038; 2023-24: 0.037; 2024-25: 0.035; 2025-26: 0.026; 2026-27: 0.025; 2027-28: 0.024; 2028-29: 0.023; 2029-30: 0.022; 2030-31: 0.022; 2031-32: 0.021; 2032-33: 0.02; 2033-34: 0.019; 2034-35: 0.019; 2035-36: 0.018; 2036-37: 0.018; 2037-38: 0.017; 2038-39: 0.016; 2039-40: 0.016; 2040-41: 0.015; 2041-42: 0.015; 2042-43: 0.014; 2043-44: 0.014; 2044-45: 0.013; 2045-46: 0; 2046-47: 0; 2047-48: 0; 2048-49: 0; 2049-50: 0
34.3FP | Compulsory metering - properties | Input (compulsory meters in each year) | 000's | 2 | 2019-20: 0; 2020-21: 0; 2021-22: 0; 2022-23: 0; 2023-24: 0; 2024-25: 0; 2025-26: 0; 2026-27: 0; 2027-28: 0; 2028-29: 0; 2029-30: 0; 2030-31: 0; 2031-32: 0; 2032-33: 0; 2033-34: 0; 2034-35: 0; 2035-36: 0; 2036-37: 0; 2037-38: 0; 2038-39: 0; 2039-40: 0; 2040-41: 0; 2041-42: 0; 2042-43: 0; 2043-44: 0; 2044-45: 0; 2045-46: 0; 2046-47: 0; 2047-48: 0; 2048-49: 0; 2049-50: 0
34.4FP | Metering on change of occupancy - properties | Input (change of occupancy meters in each year) | 000's | 2 | 2019-20: 0.027; 2020-21: 0.026; 2021-22: 0.025; 2022-23: 0.024; 2023-24: 0.023; 2024-25: 0.023; 2025-26: 0.022; 2026-27: 0.021; 2027-28: 0.02; 2028-29: 0.019; 2029-30: 0.018; 2030-31: 0.018; 2031-32: 0.017; 2032-33: 0.016; 2033-34: 0.016; 2034-35: 0.015; 2035-36: 0.014; 2036-37: 0.014; 2037-38: 0.013; 2038-39: 0.013; 2039-40: 0.012; 2040-41: 0.012; 2041-42: 0.011; 2042-43: 0.011; 2043-44: 0.01; 2044-45: 0.01; 2045-46: 0.01; 2046-47: 0.009; 2047-48: 0.009; 2048-49: 0.008; 2049-50: 0
34.5FP | Selective metering - properties | Input (selective meters in each year) | 000's | 2 | 2019-20: 0.001; 2020-21: 0.001; 2021-22: 0.001; 2022-23: 0.001; 2023-24: 0.001; 2024-25: 0.001; 2025-26: 0.001; 2026-27: 0.001; 2027-28: 0.001; 2028-29: 0.001; 2029-30: 0.001; 2030-31: 0.001; 2031-32: 0.001; 2032-33: 0.001; 2033-34: 0.001; 2034-35: 0.001; 2035-36: 0.001; 2036-37: 0.001; 2037-38: 0.001; 2038-39: 0.001; 2039-40: 0.001; 2040-41: 0.001; 2041-42: 0.001; 2042-43: 0.001; 2043-44: 0.001; 2044-45: 0.001; 2045-46: 0; 2046-47: 0; 2047-48: 0; 2048-49: 0; 2049-50: 0
34.6FP | Other changes to existing metering - properties | Input (other changes to meters in each year) | 000's | 2 | 2019-20: 0; 2020-21: 0; 2021-22: 0; 2022-23: 0; 2023-24: 0; 2024-25: 0; 2025-26: 0; 2026-27: 0; 2027-28: 0; 2028-29: 0; 2029-30: 0; 2030-31: 0; 2031-32: 0; 2032-33: 0; 2033-34: 0; 2034-35: 0; 2035-36: 0; 2036-37: 0; 2037-38: 0; 2038-39: 0; 2039-40: 0; 2040-41: 0; 2041-42: 0; 2042-43: 0; 2043-44: 0; 2044-45: 0; 2045-46: 0; 2046-47: 0; 2047-48: 0; 2048-49: 0; 2049-50: 0
34.7FP | Measured household void properties | Input | 000's | 2 | 2019-20: 0.145; 2020-21: 0.148; 2021-22: 0.15; 2022-23: 0.154; 2023-24: 0.156; 2024-25: 0.159; 2025-26: 0.162; 2026-27: 0.164; 2027-28: 0.166; 2028-29: 0.169; 2029-30: 0.171; 2030-31: 0.173; 2031-32: 0.175; 2032-33: 0.177; 2033-34: 0.179; 2034-35: 0.181; 2035-36: 0.183; 2036-37: 0.185; 2037-38: 0.187; 2038-39: 0.189; 2039-40: 0.191; 2040-41: 0.193; 2041-42: 0.195; 2042-43: 0.196; 2043-44: 0.198; 2044-45: 0.2; 2045-46: 0.201; 2046-47: 0.202; 2047-48: 0.203; 2048-49: 0.205; 2049-50: 0.206
35FP | Unmeasured households - properties (excl. void) | Input | 000's | 2 | 2019-20: 1.174; 2020-21: 1.111; 2021-22: 1.056; 2022-23: 0.992; 2023-24: 0.93; 2024-25: 0.871; 2025-26: 0.823; 2026-27: 0.776; 2027-28: 0.732; 2028-29: 0.688; 2029-30: 0.647; 2030-31: 0.606; 2031-32: 0.568; 2032-33: 0.53; 2033-34: 0.494; 2034-35: 0.46; 2035-36: 0.426; 2036-37: 0.394; 2037-38: 0.363; 2038-39: 0.333; 2039-40: 0.304; 2040-41: 0.277; 2041-42: 0.25; 2042-43: 0.224; 2043-44: 0.199; 2044-45: 0.175; 2045-46: 0.166; 2046-47: 0.157; 2047-48: 0.148; 2048-49: 0.14; 2049-50: 0.14
35.1FP | Unmeasured household void properties | Input | 000's | 2 | 2019-20: 0.025; 2020-21: 0.023; 2021-22: 0.022; 2022-23: 0.021; 2023-24: 0.019; 2024-25: 0.018; 2025-26: 0.017; 2026-27: 0.016; 2027-28: 0.015; 2028-29: 0.014; 2029-30: 0.013; 2030-31: 0.013; 2031-32: 0.012; 2032-33: 0.011; 2033-34: 0.01; 2034-35: 0.01; 2035-36: 0.009; 2036-37: 0.008; 2037-38: 0.008; 2038-39: 0.007; 2039-40: 0.006; 2040-41: 0.006; 2041-42: 0.005; 2042-43: 0.005; 2043-44: 0.004; 2044-45: 0.004; 2045-46: 0.003; 2046-47: 0.003; 2047-48: 0.003; 2048-49: 0.003; 2049-50: 0.003
36FP | Total Resource Zone Properties (incl. voids) | sum (31FP:34FP) + 34.7FP + 35BL + 35.1BL | 000's | 2 | 2019-20: 8.624; 2020-21: 8.859; 2021-22: 9.077; 2022-23: 9.2372; 2023-24: 9.4025; 2024-25: 9.5621; 2025-26: 9.6545; 2026-27: 9.7278; 2027-28: 9.7862; 2028-29: 9.8354; 2029-30: 9.8798; 2030-31: 9.9255; 2031-32: 9.9695; 2032-33: 10.0202; 2033-34: 10.0661; 2034-35: 10.1063; 2035-36: 10.1426; 2036-37: 10.212; 2037-38: 10.2806; 2038-39: 10.3482; 2039-40: 10.4138; 2040-41: 10.4805; 2041-42: 10.5434; 2042-43: 10.6044; 2043-44: 10.6636; 2044-45: 10.7229; 2045-46: 10.7803; 2046-47: 10.8359; 2047-48: 10.8906; 2048-49: 10.9443; 2049-50: 10.9961
37FP | Measured Non Household - Population | Input | 000's | 2 | 2019-20: 0.222; 2020-21: 0.225; 2021-22: 0.227; 2022-23: 0.231; 2023-24: 0.233; 2024-25: 0.235; 2025-26: 0.237; 2026-27: 0.24; 2027-28: 0.244; 2028-29: 0.249; 2029-30: 0.251; 2030-31: 0.256; 2031-32: 0.264; 2032-33: 0.27; 2033-34: 0.274; 2034-35: 0.278; 2035-36: 0.282; 2036-37: 0.285; 2037-38: 0.288; 2038-39: 0.292; 2039-40: 0.296; 2040-41: 0.299; 2041-42: 0.303; 2042-43: 0.307; 2043-44: 0.312; 2044-45: 0.317; 2045-46: 0.322; 2046-47: 0.327; 2047-48: 0.331; 2048-49: 0.336; 2049-50: 0.341
38FP | Unmeasured Non Household - Population | Input | 000's | 2 | 2019-20: 0.001; 2020-21: 0.001; 2021-22: 0.001; 2022-23: 0.001; 2023-24: 0.001; 2024-25: 0.001; 2025-26: 0.001; 2026-27: 0.001; 2027-28: 0.001; 2028-29: 0.001; 2029-30: 0.001; 2030-31: 0.001; 2031-32: 0.001; 2032-33: 0.001; 2033-34: 0.001; 2034-35: 0.001; 2035-36: 0.001; 2036-37: 0.001; 2037-38: 0.001; 2038-39: 0.001; 2039-40: 0.001; 2040-41: 0.001; 2041-42: 0.001; 2042-43: 0.001; 2043-44: 0.001; 2044-45: 0.001; 2045-46: 0.001; 2046-47: 0.001; 2047-48: 0.001; 2048-49: 0.001; 2049-50: 0.001
39FP | Measured Household - Population | Input | 000's | 2 | 2019-20: 13.793; 2020-21: 14.112; 2021-22: 14.383; 2022-23: 14.692; 2023-24: 15; 2024-25: 15.317; 2025-26: 15.523; 2026-27: 15.705; 2027-28: 15.848; 2028-29: 15.981; 2029-30: 16.098; 2030-31: 16.217; 2031-32: 16.331; 2032-33: 16.459; 2033-34: 16.576; 2034-35: 16.687; 2035-36: 16.8; 2036-37: 16.934; 2037-38: 17.069; 2038-39: 17.202; 2039-40: 17.35; 2040-41: 17.494; 2041-42: 17.629; 2042-43: 17.763; 2043-44: 17.894; 2044-45: 18.023; 2045-46: 18.119; 2046-47: 18.211; 2047-48: 18.307; 2048-49: 18.402; 2049-50: 18.481
40FP | Unmeasured Household - Population | Input | 000's | 2 | 2019-20: 2.378; 2020-21: 2.237; 2021-22: 2.121; 2022-23: 1.975; 2023-24: 1.835; 2024-25: 1.708; 2025-26: 1.608; 2026-27: 1.514; 2027-28: 1.422; 2028-29: 1.335; 2029-30: 1.25; 2030-31: 1.17; 2031-32: 1.092; 2032-33: 1.018; 2033-34: 0.947; 2034-35: 0.879; 2035-36: 0.813; 2036-37: 0.749; 2037-38: 0.687; 2038-39: 0.628; 2039-40: 0.573; 2040-41: 0.519; 2041-42: 0.468; 2042-43: 0.418; 2043-44: 0.371; 2044-45: 0.326; 2045-46: 0.307; 2046-47: 0.29; 2047-48: 0.273; 2048-49: 0.257; 2049-50: 0.257
41FP | Total Resource Zone Population | sum (37FP:40FP) | 000's | 2 | 2019-20: 16.394; 2020-21: 16.575; 2021-22: 16.732; 2022-23: 16.899; 2023-24: 17.069; 2024-25: 17.261; 2025-26: 17.369; 2026-27: 17.46; 2027-28: 17.515; 2028-29: 17.566; 2029-30: 17.6; 2030-31: 17.644; 2031-32: 17.688; 2032-33: 17.748; 2033-34: 17.798; 2034-35: 17.845; 2035-36: 17.896; 2036-37: 17.969; 2037-38: 18.045; 2038-39: 18.123; 2039-40: 18.22; 2040-41: 18.313; 2041-42: 18.401; 2042-43: 18.489; 2043-44: 18.578; 2044-45: 18.667; 2045-46: 18.749; 2046-47: 18.829; 2047-48: 18.912; 2048-49: 18.996; 2049-50: 19.08
42FP | Average household occupancy rate (excl. voids) | (39FP + 40FP) / (34FP + 35FP) | h/prop | 1 | 2019-20: 2.048; 2020-21: 2.0139; 2021-22: 1.9829; 2022-23: 1.9682; 2023-24: 1.9528; 2024-25: 1.9422; 2025-26: 1.937; 2026-27: 1.9336; 2027-28: 1.9292; 2028-29: 1.9257; 2029-30: 1.9214; 2030-31: 1.9178; 2031-32: 1.914; 2032-33: 1.9107; 2033-34: 1.9074; 2034-35: 1.9046; 2035-36: 1.9029; 2036-37: 1.8969; 2037-38: 1.8918; 2038-39: 1.8868; 2039-40: 1.8843; 2040-41: 1.8814; 2041-42: 1.8786; 2042-43: 1.8763; 2043-44: 1.8743; 2044-45: 1.8725; 2045-46: 1.8701; 2046-47: 1.868; 2047-48: 1.8666; 2048-49: 1.8655; 2049-50: 1.8647
43FP | Total Household Metering penetration (excl. voids) | 34FP / (34FP + 35FP) | % | 1 | 2019-20: 85.13%; 2020-21: 86.31%; 2021-22: 87.31%; 2022-23: 88.29%; 2023-24: 89.21%; 2024-25: 90.06%; 2025-26: 90.69%; 2026-27: 91.29%; 2027-28: 91.82%; 2028-29: 92.35%; 2029-30: 92.83%; 2030-31: 93.32%; 2031-32: 93.76%; 2032-33: 94.21%; 2033-34: 94.62%; 2034-35: 95.01%; 2035-36: 95.4%; 2036-37: 95.77%; 2037-38: 96.13%; 2038-39: 96.48%; 2039-40: 96.8%; 2040-41: 97.11%; 2041-42: 97.4%; 2042-43: 97.69%; 2043-44: 97.96%; 2044-45: 98.21%; 2045-46: 98.32%; 2046-47: 98.41%; 2047-48: 98.51%; 2048-49: 98.6%; 2049-50: 98.61%
44FP | Total Household Metering penetration (incl. voids) | (34FP) / (34FP + 34.7FP + 35FP + 35.1FP) | % | 1 | 2019-20: 83.34%; 2020-21: 84.53%; 2021-22: 85.54%; 2022-23: 86.5%; 2023-24: 87.44%; 2024-25: 88.28%; 2025-26: 88.9%; 2026-27: 89.48%; 2027-28: 90%; 2028-29: 90.51%; 2029-30: 90.98%; 2030-31: 91.44%; 2031-32: 91.87%; 2032-33: 92.31%; 2033-34: 92.72%; 2034-35: 93.08%; 2035-36: 93.46%; 2036-37: 93.83%; 2037-38: 94.18%; 2038-39: 94.52%; 2039-40: 94.84%; 2040-41: 95.13%; 2041-42: 95.42%; 2042-43: 95.7%; 2043-44: 95.97%; 2044-45: 96.21%; 2045-46: 96.32%; 2046-47: 96.42%; 2047-48: 96.52%; 2048-49: 96.59%; 2049-50: 96.6%
45FP | Distribution input | sum (12FP:15FP) + 21FP + 22FP + 27FP + 28FP | Ml/d | 2 | 2019-20: 5.43; 2020-21: 5.41; 2021-22: 5.43; 2022-23: 5.44; 2023-24: 5.43; 2024-25: 5.43; 2025-26: 5.45; 2026-27: 5.46; 2027-28: 5.45; 2028-29: 5.25; 2029-30: 5.21; 2030-31: 5.18; 2031-32: 5.16; 2032-33: 5.16; 2033-34: 5.16; 2034-35: 5.17; 2035-36: 5.15; 2036-37: 5.17; 2037-38: 5.17; 2038-39: 5.17; 2039-40: 5.2; 2040-41: 5.24; 2041-42: 5.276; 2042-43: 5.31; 2043-44: 5.35; 2044-45: 5.39; 2045-46: 5.47; 2046-47: 5.52; 2047-48: 5.6; 2048-49: 5.68; 2049-50: 5.76
46FP | Target headroom (climate change component) | Input | Ml/d | 2 | 2019-20: 0.00028765; 2020-21: 0.00028765; 2021-22: 0.00028765; 2022-23: 0.00028765; 2023-24: 0.00028765; 2024-25: 0.00028765; 2025-26: 0.00028765; 2026-27: 0.0002617; 2027-28: 0.00016942; 2028-29: 0.00031643; 2029-30: 0.00081561; 2030-31: 0.00082918; 2031-32: 0.00066242; 2032-33: 0.00060141; 2033-34: 0.00079277; 2034-35: 0.0011415; 2035-36: 0.00063301; 2036-37: 0; 2037-38: 0.0014991; 2038-39: 0.0018461; 2039-40: 0; 2040-41: 0; 2041-42: 0; 2042-43: 0; 2043-44: 0; 2044-45: 0; 2045-46: 0; 2046-47: 0; 2047-48: 0; 2048-49: 0; 2049-50: 0
47FP | Target headroom (All other components) | Input | Ml/d | 2 | 2019-20: 0.12707; 2020-21: 0.12707; 2021-22: 0.12707; 2022-23: 0.12707; 2023-24: 0.12707; 2024-25: 0.12707; 2025-26: 0.12707; 2026-27: 0.12; 2027-28: 0.12; 2028-29: 0.12377; 2029-30: 0.20323; 2030-31: 0.21376; 2031-32: 0.22784; 2032-33: 0.23564; 2033-34: 0.23989; 2034-35: 0.25299; 2035-36: 0.22913; 2036-37: 0.205; 2037-38: 0.22493; 2038-39: 0.23355; 2039-40: 0.18491; 2040-41: 0.18752; 2041-42: 0.185; 2042-43: 0.19821; 2043-44: 0.20495; 2044-45: 0.20095; 2045-46: 0.17; 2046-47: 0.17826; 2047-48: 0.17182; 2048-49: 0.167; 2049-50: 0.16871
48FP | Target Headroom | 46FP + 47FP | Ml/d | 2 | 2019-20: 0.12736; 2020-21: 0.12736; 2021-22: 0.12736; 2022-23: 0.12736; 2023-24: 0.12736; 2024-25: 0.12736; 2025-26: 0.12736; 2026-27: 0.12026; 2027-28: 0.12017; 2028-29: 0.12408; 2029-30: 0.20405; 2030-31: 0.21459; 2031-32: 0.2285; 2032-33: 0.23624; 2033-34: 0.24068; 2034-35: 0.25414; 2035-36: 0.22976; 2036-37: 0.205; 2037-38: 0.22643; 2038-39: 0.23539; 2039-40: 0.18491; 2040-41: 0.18752; 2041-42: 0.185; 2042-43: 0.19821; 2043-44: 0.20495; 2044-45: 0.20095; 2045-46: 0.17; 2046-47: 0.17826; 2047-48: 0.17182; 2048-49: 0.167; 2049-50: 0.16871
49FP | Available Headroom | 11FP - 45FP | Ml/d | 2 | 2019-20: 0.17; 2020-21: 0.19; 2021-22: 0.17; 2022-23: 0.16; 2023-24: 0.17; 2024-25: 0.17; 2025-26: 0.13; 2026-27: 0.12; 2027-28: 0.13; 2028-29: 0.12; 2029-30: 0.2; 2030-31: 0.21; 2031-32: 0.23; 2032-33: 0.25; 2033-34: 0.26; 2034-35: 0.25; 2035-36: 0.25; 2036-37: 0.20444; 2037-38: 0.24; 2038-39: 0.25; 2039-40: 0.19; 2040-41: 0.19; 2041-42: 0.184; 2042-43: 0.2; 2043-44: 0.2; 2044-45: 0.21; 2045-46: 0.17; 2046-47: 0.19; 2047-48: 0.18; 2048-49: 0.18; 2049-50: 0.18
49.1FP | Available non-potable balance (if applicable) | 1.1FP - 12.1FP | Ml/d | 2 | 2019-20: 0; 2020-21: 0; 2021-22: 0; 2022-23: 0; 2023-24: 0; 2024-25: 0; 2025-26: 0; 2026-27: 0; 2027-28: 0; 2028-29: 0; 2029-30: 0; 2030-31: 0; 2031-32: 0; 2032-33: 0; 2033-34: 0; 2034-35: 0; 2035-36: 0; 2036-37: 0; 2037-38: 0; 2038-39: 0; 2039-40: 0; 2040-41: 0; 2041-42: 0; 2042-43: 0; 2043-44: 0; 2044-45: 0; 2045-46: 0; 2046-47: 0; 2047-48: 0; 2048-49: 0; 2049-50: 0
50FP | Supply Demand Balance | 49FP - 48FP | Ml/d | 2 | 2019-20: 0.042641; 2020-21: 0.062641; 2021-22: 0.042641; 2022-23: 0.032641; 2023-24: 0.042641; 2024-25: 0.042641; 2025-26: 0.0026413; 2026-27: -0.0002617; 2027-28: 0.0098306; 2028-29: -0.0040825; 2029-30: -0.0040457; 2030-31: -0.004592; 2031-32: 0.0014977; 2032-33: 0.013758; 2033-34: 0.019317; 2034-35: -0.0041365; 2035-36: 0.020238; 2036-37: -0.00055556; 2037-38: 0.013569; 2038-39: 0.014608; 2039-40: 0.0050874; 2040-41: 0.002478; 2041-42: -0.001; 2042-43: 0.0017855; 2043-44: -0.0049476; 2044-45: 0.0090461; 2045-46: -9.7145e-16; 2046-47: 0.011742; 2047-48: 0.0081839; 2048-49: 0.012997; 2049-50: 0.011294
Data for Charts
DYAA Baseline |  |  |  |  | 2019-20 | 2020-21 | 2021-22 | 2022-23 | 2023-24 | 2024-25 | 2025-26 | 2026-27 | 2027-28 | 2028-29 | 2029-30 | 2030-31 | 2031-32 | 2032-33 | 2033-34 | 2034-35 | 2035-36 | 2036-37 | 2037-38 | 2038-39 | 2039-40 | 2040-41 | 2041-42 | 2042-43 | 2043-44 | 2044-45 | 2045-46 | 2046-47 | 2047-48 | 2048-49 | 2049-50 | 2050-51 | 2051-52 | 2052-53 | 2053-54 | 2054-55 | 2055-56 | 2056-57 | 2057-58 | 2058-59 | 2059-60 | 2060-61 | 2061-62 | 2062-63 | 2063-64 | 2064-65 | 2065-66 | 2066-67 | 2067-68 | 2068-69 | 2069-70 | 2070-71 | 2071-72 | 2072-73 | 2073-74 | 2074-75 | 2075-76 | 2076-77 | 2077-78 | 2078-79 | 2079-80 | 2080-81 | 2081-82 | 2082-83 | 2083-84 | 2084-85 | 2085-86 | 2086-87 | 2087-88 | 2088-89 | 2089-90 | 2090-91 | 2091-92 | 2092-93 | 2093-94 | 2094-95 | 2095-96 | 2096-97 | 2097-98 | 2098-99 | 2099-100
| Measured HH consumption |  | Ml/d | 2 | 1.77 | 1.8 | 1.83 | 1.86 | 1.89 | 1.92 | 1.95 | 1.97 | 2 | 2.01 | 2.02 | 2.04 | 2.06 | 2.09 | 2.11 | 2.13 | 2.15 | 2.17 | 2.19 | 2.22 | 2.25 | 2.28 | 2.3 | 2.32 | 2.34 | 2.37 | 2.38 | 2.39 | 2.4 | 2.42 | 2.43 | 0 | 0 | 0 | 0 | 0 | 0 | 0 | 0 | 0 | 0 | 0 | 0 | 0 | 0 | 0 | 0 | 0 | 0 | 0 | 0 | 0 | 0 | 0 | 0 | 0 | 0 | 0 | 0 | 0 | 0 | 0 | 0 | 0 | 0 | 0 | 0 | 0 | 0 | 0 | 0 | 0 | 0 | 0 | 0 | 0 | 0 | 0 | 0 | 0 | 0
| Unmeasured HH consumption |  | Ml/d | 2 | 0.53 | 0.51 | 0.48 | 0.44 | 0.42 | 0.39 | 0.36 | 0.34 | 0.31 | 0.29 | 0.28 | 0.26 | 0.24 | 0.23 | 0.21 | 0.19 | 0.18 | 0.17 | 0.16 | 0.14 | 0.13 | 0.12 | 0.1 | 0.09 | 0.08 | 0.07 | 0.06 | 0.06 | 0.06 | 0.05 | 0.05 | 0 | 0 | 0 | 0 | 0 | 0 | 0 | 0 | 0 | 0 | 0 | 0 | 0 | 0 | 0 | 0 | 0 | 0 | 0 | 0 | 0 | 0 | 0 | 0 | 0 | 0 | 0 | 0 | 0 | 0 | 0 | 0 | 0 | 0 | 0 | 0 | 0 | 0 | 0 | 0 | 0 | 0 | 0 | 0 | 0 | 0 | 0 | 0 | 0 | 0
| Non-HH consumption |  | Ml/d | 2 | 0.83 | 0.84 | 0.85 | 0.86 | 0.87 | 0.89 | 0.9 | 0.91 | 0.93 | 0.94 | 0.96 | 0.98 | 1 | 1.02 | 1.04 | 1.06 | 1.09 | 1.11 | 1.14 | 1.17 | 1.22 | 1.26 | 1.3 | 1.35 | 1.4 | 1.46 | 1.51 | 1.57 | 1.64 | 1.71 | 1.79 | 0 | 0 | 0 | 0 | 0 | 0 | 0 | 0 | 0 | 0 | 0 | 0 | 0 | 0 | 0 | 0 | 0 | 0 | 0 | 0 | 0 | 0 | 0 | 0 | 0 | 0 | 0 | 0 | 0 | 0 | 0 | 0 | 0 | 0 | 0 | 0 | 0 | 0 | 0 | 0 | 0 | 0 | 0 | 0 | 0 | 0 | 0 | 0 | 0 | 0
| Total Leakage |  | Ml/d | 2 | 0.88 | 0.85 | 0.84 | 0.83 | 0.81 | 0.8 | 0.8 | 0.8 | 0.8 | 0.81 | 0.8 | 0.8 | 0.8 | 0.8 | 0.8 | 0.8 | 0.8 | 0.79 | 0.8 | 0.8 | 0.8 | 0.8 | 0.8 | 0.8 | 0.8 | 0.8 | 0.8 | 0.81 | 0.81 | 0.81 | 0.81 | 0 | 0 | 0 | 0 | 0 | 0 | 0 | 0 | 0 | 0 | 0 | 0 | 0 | 0 | 0 | 0 | 0 | 0 | 0 | 0 | 0 | 0 | 0 | 0 | 0 | 0 | 0 | 0 | 0 | 0 | 0 | 0 | 0 | 0 | 0 | 0 | 0 | 0 | 0 | 0 | 0 | 0 | 0 | 0 | 0 | 0 | 0 | 0 | 0 | 0
| Other demand components |  | Ml/d | 2 | 0.14 | 0.14 | 0.14 | 0.15 | 0.15 | 0.14 | 0.15 | 0.15 | 0.14 | 0.14 | 0.14 | 0.14 | 0.14 | 0.13 | 0.14 | 0.15 | 0.14 | 0.15 | 0.14 | 0.15 | 0.14 | 0.13 | 0.15 | 0.14 | 0.14 | 0.12 | 0.14 | 0.13 | 0.13 | 0.14 | 0.14 | 0 | 0 | 0 | 0 | 0 | 0 | 0 | 0 | 0 | 0 | 0 | 0 | 0 | 0 | 0 | 0 | 0 | 0 | 0 | 0 | 0 | 0 | 0 | 0 | 0 | 0 | 0 | 0 | 0 | 0 | 0 | 0 | 0 | 0 | 0 | 0 | 0 | 0 | 0 | 0 | 0 | 0 | 0 | 0 | 0 | 0 | 0 | 0 | 0 | 0
| Total Water Available for use |  | Ml/d | 2 | 4.25 | 4.25 | 4.25 | 4.25 | 4.25 | 4.25 | 4.26 | 4.27 | 4.27 | 4.29 | 4.37 | 4.39 | 4.42 | 4.45 | 4.48 | 4.52 | 4.54 | 4.55 | 4.6 | 4.66 | 4.68 | 4.73 | 4.8 | 4.85 | 4.93 | 4.98 | 5.03 | 5.11 | 5.18 | 5.26 | 5.35 | 0 | 0 | 0 | 0 | 0 | 0 | 0 | 0 | 0 | 0 | 0 | 0 | 0 | 0 | 0 | 0 | 0 | 0 | 0 | 0 | 0 | 0 | 0 | 0 | 0 | 0 | 0 | 0 | 0 | 0 | 0 | 0 | 0 | 0 | 0 | 0 | 0 | 0 | 0 | 0 | 0 | 0 | 0 | 0 | 0 | 0 | 0 | 0 | 0 | 0
| Total Demand + Target Headroom |  | Ml/d | 2 | 4.247 | 4.237 | 4.237 | 4.237 | 4.237 | 4.237 | 4.257 | 4.2657 | 4.2733 | 4.2848 | 4.3559 | 4.3841 | 4.4149 | 4.4505 | 4.484 | 4.5247 | 4.536 | 4.5523 | 4.6034 | 4.66 | 4.6816 | 4.7335 | 4.7979 | 4.8519 | 4.9171 | 4.9741 | 5.0252 | 5.0967 | 5.1719 | 5.2582 | 5.3495 | 0 | 0 | 0 | 0 | 0 | 0 | 0 | 0 | 0 | 0 | 0 | 0 | 0 | 0 | 0 | 0 | 0 | 0 | 0 | 0 | 0 | 0 | 0 | 0 | 0 | 0 | 0 | 0 | 0 | 0 | 0 | 0 | 0 | 0 | 0 | 0 | 0 | 0 | 0 | 0 | 0 | 0 | 0 | 0 | 0 | 0 | 0 | 0 | 0 | 0
DYAA Final Plan |  |  |  |  | 2019-20 | 2020-21 | 2021-22 | 2022-23 | 2023-24 | 2024-25 | 2025-26 | 2026-27 | 2027-28 | 2028-29 | 2029-30 | 2030-31 | 2031-32 | 2032-33 | 2033-34 | 2034-35 | 2035-36 | 2036-37 | 2037-38 | 2038-39 | 2039-40 | 2040-41 | 2041-42 | 2042-43 | 2043-44 | 2044-45 | 2045-46 | 2046-47 | 2047-48 | 2048-49 | 2049-50 | 2050-51 | 2051-52 | 2052-53 | 2053-54 | 2054-55 | 2055-56 | 2056-57 | 2057-58 | 2058-59 | 2059-60 | 2060-61 | 2061-62 | 2062-63 | 2063-64 | 2064-65 | 2065-66 | 2066-67 | 2067-68 | 2068-69 | 2069-70 | 2070-71 | 2071-72 | 2072-73 | 2073-74 | 2074-75 | 2075-76 | 2076-77 | 2077-78 | 2078-79 | 2079-80 | 2080-81 | 2081-82 | 2082-83 | 2083-84 | 2084-85 | 2085-86 | 2086-87 | 2087-88 | 2088-89 | 2089-90 | 2090-91 | 2091-92 | 2092-93 | 2093-94 | 2094-95 | 2095-96 | 2096-97 | 2097-98 | 2098-99 | 2099-100
| Measured HH consumption |  | Ml/d | 2 | 1.77 | 1.8 | 1.83 | 1.86 | 1.89 | 1.92 | 1.94 | 1.96 | 1.98 | 1.87 | 1.86 | 1.85 | 1.86 | 1.88 | 1.89 | 1.89 | 1.89 | 1.88 | 1.88 | 1.89 | 1.9 | 1.91 | 1.91 | 1.92 | 1.92 | 1.94 | 1.94 | 1.94 | 1.94 | 1.95 | 1.95 | 0 | 0 | 0 | 0 | 0 | 0 | 0 | 0 | 0 | 0 | 0 | 0 | 0 | 0 | 0 | 0 | 0 | 0 | 0 | 0 | 0 | 0 | 0 | 0 | 0 | 0 | 0 | 0 | 0 | 0 | 0 | 0 | 0 | 0 | 0 | 0 | 0 | 0 | 0 | 0 | 0 | 0 | 0 | 0 | 0 | 0 | 0 | 0 | 0 | 0
| Unmeasured HH consumption |  | Ml/d | 2 | 0.53 | 0.51 | 0.48 | 0.44 | 0.42 | 0.39 | 0.36 | 0.34 | 0.31 | 0.29 | 0.28 | 0.26 | 0.24 | 0.23 | 0.21 | 0.19 | 0.18 | 0.17 | 0.16 | 0.14 | 0.13 | 0.12 | 0.1 | 0.09 | 0.08 | 0.07 | 0.06 | 0.06 | 0.06 | 0.05 | 0.05 | 0 | 0 | 0 | 0 | 0 | 0 | 0 | 0 | 0 | 0 | 0 | 0 | 0 | 0 | 0 | 0 | 0 | 0 | 0 | 0 | 0 | 0 | 0 | 0 | 0 | 0 | 0 | 0 | 0 | 0 | 0 | 0 | 0 | 0 | 0 | 0 | 0 | 0 | 0 | 0 | 0 | 0 | 0 | 0 | 0 | 0 | 0 | 0 | 0 | 0
| Non-HH consumption |  | Ml/d | 2 | 0.83 | 0.84 | 0.85 | 0.86 | 0.87 | 0.89 | 0.9 | 0.91 | 0.93 | 0.93 | 0.94 | 0.95 | 0.96 | 0.97 | 0.98 | 0.99 | 1.01 | 1.02 | 1.04 | 1.06 | 1.1 | 1.13 | 1.16 | 1.2 | 1.24 | 1.29 | 1.33 | 1.38 | 1.44 | 1.5 | 1.57 | 0 | 0 | 0 | 0 | 0 | 0 | 0 | 0 | 0 | 0 | 0 | 0 | 0 | 0 | 0 | 0 | 0 | 0 | 0 | 0 | 0 | 0 | 0 | 0 | 0 | 0 | 0 | 0 | 0 | 0 | 0 | 0 | 0 | 0 | 0 | 0 | 0 | 0 | 0 | 0 | 0 | 0 | 0 | 0 | 0 | 0 | 0 | 0 | 0 | 0
| Total Leakage |  | Ml/d | 2 | 0.88 | 0.85 | 0.84 | 0.83 | 0.81 | 0.8 | 0.8 | 0.8 | 0.8 | 0.78 | 0.76 | 0.76 | 0.75 | 0.74 | 0.74 | 0.74 | 0.74 | 0.73 | 0.74 | 0.72 | 0.72 | 0.72 | 0.72 | 0.72 | 0.72 | 0.72 | 0.72 | 0.73 | 0.73 | 0.72 | 0.71 | 0 | 0 | 0 | 0 | 0 | 0 | 0 | 0 | 0 | 0 | 0 | 0 | 0 | 0 | 0 | 0 | 0 | 0 | 0 | 0 | 0 | 0 | 0 | 0 | 0 | 0 | 0 | 0 | 0 | 0 | 0 | 0 | 0 | 0 | 0 | 0 | 0 | 0 | 0 | 0 | 0 | 0 | 0 | 0 | 0 | 0 | 0 | 0 | 0 | 0
| Other demand components |  | Ml/d | 2 | 0.14 | 0.14 | 0.14 | 0.15 | 0.15 | 0.14 | 0.15 | 0.15 | 0.14 | 0.14 | 0.14 | 0.14 | 0.14 | 0.13 | 0.14 | 0.15 | 0.14 | 0.15 | 0.14 | 0.15 | 0.14 | 0.13 | 0.15 | 0.14 | 0.14 | 0.12 | 0.14 | 0.13 | 0.13 | 0.14 | 0.14 | 0 | 0 | 0 | 0 | 0 | 0 | 0 | 0 | 0 | 0 | 0 | 0 | 0 | 0 | 0 | 0 | 0 | 0 | 0 | 0 | 0 | 0 | 0 | 0 | 0 | 0 | 0 | 0 | 0 | 0 | 0 | 0 | 0 | 0 | 0 | 0 | 0 | 0 | 0 | 0 | 0 | 0 | 0 | 0 | 0 | 0 | 0 | 0 | 0 | 0
| Total Water Available for use |  | Ml/d | 2 | 4.25 | 4.25 | 4.25 | 4.25 | 4.25 | 4.25 | 4.25 | 4.26 | 4.25 | 4.1 | 4.14 | 4.12 | 4.12 | 4.13 | 4.14 | 4.15 | 4.14 | 4.11 | 4.13 | 4.14 | 4.13 | 4.15 | 4.19 | 4.22 | 4.26 | 4.29 | 4.33 | 4.38 | 4.43 | 4.49 | 4.55 | 0 | 0 | 0 | 0 | 0 | 0 | 0 | 0 | 0 | 0 | 0 | 0 | 0 | 0 | 0 | 0 | 0 | 0 | 0 | 0 | 0 | 0 | 0 | 0 | 0 | 0 | 0 | 0 | 0 | 0 | 0 | 0 | 0 | 0 | 0 | 0 | 0 | 0 | 0 | 0 | 0 | 0 | 0 | 0 | 0 | 0 | 0 | 0 | 0 | 0
| Total Demand + Target Headroom |  | Ml/d | 2 | 4.247 | 4.237 | 4.237 | 4.237 | 4.237 | 4.237 | 4.247 | 4.2557 | 4.2533 | 4.1048 | 4.1359 | 4.1241 | 4.1249 | 4.1305 | 4.144 | 4.1547 | 4.136 | 4.1123 | 4.1334 | 4.14 | 4.1316 | 4.1535 | 4.1879 | 4.2219 | 4.2571 | 4.2941 | 4.3252 | 4.3767 | 4.4319 | 4.4882 | 4.5495 | 0 | 0 | 0 | 0 | 0 | 0 | 0 | 0 | 0 | 0 | 0 | 0 | 0 | 0 | 0 | 0 | 0 | 0 | 0 | 0 | 0 | 0 | 0 | 0 | 0 | 0 | 0 | 0 | 0 | 0 | 0 | 0 | 0 | 0 | 0 | 0 | 0 | 0 | 0 | 0 | 0 | 0 | 0 | 0 | 0 | 0 | 0 | 0 | 0 | 0
DYCP Baseline |  |  |  |  | 2019-20 | 2020-21 | 2021-22 | 2022-23 | 2023-24 | 2024-25 | 2025-26 | 2026-27 | 2027-28 | 2028-29 | 2029-30 | 2030-31 | 2031-32 | 2032-33 | 2033-34 | 2034-35 | 2035-36 | 2036-37 | 2037-38 | 2038-39 | 2039-40 | 2040-41 | 2041-42 | 2042-43 | 2043-44 | 2044-45 | 2045-46 | 2046-47 | 2047-48 | 2048-49 | 2049-50 | 2050-51 | 2051-52 | 2052-53 | 2053-54 | 2054-55 | 2055-56 | 2056-57 | 2057-58 | 2058-59 | 2059-60 | 2060-61 | 2061-62 | 2062-63 | 2063-64 | 2064-65 | 2065-66 | 2066-67 | 2067-68 | 2068-69 | 2069-70 | 2070-71 | 2071-72 | 2072-73 | 2073-74 | 2074-75 | 2075-76 | 2076-77 | 2077-78 | 2078-79 | 2079-80 | 2080-81 | 2081-82 | 2082-83 | 2083-84 | 2084-85 | 2085-86 | 2086-87 | 2087-88 | 2088-89 | 2089-90 | 2090-91 | 2091-92 | 2092-93 | 2093-94 | 2094-95 | 2095-96 | 2096-97 | 2097-98 | 2098-99 | 2099-100
| Measured HH consumption |  | Ml/d | 2 | 2.56 | 2.61 | 2.66 | 2.71 | 2.75 | 2.8 | 2.84 | 2.88 | 2.91 | 2.93 | 2.96 | 2.99 | 3.02 | 3.05 | 3.08 | 3.11 | 3.14 | 3.18 | 3.22 | 3.26 | 3.31 | 3.35 | 3.39 | 3.42 | 3.46 | 3.49 | 3.52 | 3.53 | 3.55 | 3.58 | 3.6 | 0 | 0 | 0 | 0 | 0 | 0 | 0 | 0 | 0 | 0 | 0 | 0 | 0 | 0 | 0 | 0 | 0 | 0 | 0 | 0 | 0 | 0 | 0 | 0 | 0 | 0 | 0 | 0 | 0 | 0 | 0 | 0 | 0 | 0 | 0 | 0 | 0 | 0 | 0 | 0 | 0 | 0 | 0 | 0 | 0 | 0 | 0 | 0 | 0 | 0
| Unmeasured HH consumption |  | Ml/d | 2 | 0.83 | 0.78 | 0.74 | 0.68 | 0.64 | 0.59 | 0.55 | 0.52 | 0.48 | 0.45 | 0.43 | 0.4 | 0.37 | 0.35 | 0.32 | 0.3 | 0.27 | 0.26 | 0.24 | 0.22 | 0.2 | 0.18 | 0.16 | 0.14 | 0.13 | 0.11 | 0.1 | 0.1 | 0.09 | 0.08 | 0.08 | 0 | 0 | 0 | 0 | 0 | 0 | 0 | 0 | 0 | 0 | 0 | 0 | 0 | 0 | 0 | 0 | 0 | 0 | 0 | 0 | 0 | 0 | 0 | 0 | 0 | 0 | 0 | 0 | 0 | 0 | 0 | 0 | 0 | 0 | 0 | 0 | 0 | 0 | 0 | 0 | 0 | 0 | 0 | 0 | 0 | 0 | 0 | 0 | 0 | 0
| Non-HH consumption |  | Ml/d | 2 | 1.02 | 1.03 | 1.05 | 1.07 | 1.08 | 1.1 | 1.12 | 1.13 | 1.15 | 1.17 | 1.19 | 1.21 | 1.23 | 1.26 | 1.29 | 1.32 | 1.35 | 1.38 | 1.41 | 1.45 | 1.5 | 1.56 | 1.61 | 1.67 | 1.73 | 1.8 | 1.87 | 1.94 | 2.03 | 2.12 | 2.22 | 0 | 0 | 0 | 0 | 0 | 0 | 0 | 0 | 0 | 0 | 0 | 0 | 0 | 0 | 0 | 0 | 0 | 0 | 0 | 0 | 0 | 0 | 0 | 0 | 0 | 0 | 0 | 0 | 0 | 0 | 0 | 0 | 0 | 0 | 0 | 0 | 0 | 0 | 0 | 0 | 0 | 0 | 0 | 0 | 0 | 0 | 0 | 0 | 0 | 0
| Total Leakage |  | Ml/d | 2 | 0.88 | 0.85 | 0.84 | 0.83 | 0.81 | 0.8 | 0.8 | 0.8 | 0.8 | 0.81 | 0.8 | 0.8 | 0.8 | 0.8 | 0.8 | 0.8 | 0.8 | 0.79 | 0.8 | 0.8 | 0.8 | 0.8 | 0.8 | 0.8 | 0.8 | 0.8 | 0.8 | 0.81 | 0.81 | 0.81 | 0.81 | 0 | 0 | 0 | 0 | 0 | 0 | 0 | 0 | 0 | 0 | 0 | 0 | 0 | 0 | 0 | 0 | 0 | 0 | 0 | 0 | 0 | 0 | 0 | 0 | 0 | 0 | 0 | 0 | 0 | 0 | 0 | 0 | 0 | 0 | 0 | 0 | 0 | 0 | 0 | 0 | 0 | 0 | 0 | 0 | 0 | 0 | 0 | 0 | 0 | 0
| Other demand components |  | Ml/d | 2 | 0.14 | 0.14 | 0.14 | 0.15 | 0.15 | 0.14 | 0.15 | 0.15 | 0.14 | 0.14 | 0.14 | 0.14 | 0.14 | 0.13 | 0.14 | 0.15 | 0.14 | 0.15 | 0.14 | 0.15 | 0.14 | 0.13 | 0.15 | 0.14 | 0.14 | 0.12 | 0.14 | 0.13 | 0.13 | 0.14 | 0.14 | 0 | 0 | 0 | 0 | 0 | 0 | 0 | 0 | 0 | 0 | 0 | 0 | 0 | 0 | 0 | 0 | 0 | 0 | 0 | 0 | 0 | 0 | 0 | 0 | 0 | 0 | 0 | 0 | 0 | 0 | 0 | 0 | 0 | 0 | 0 | 0 | 0 | 0 | 0 | 0 | 0 | 0 | 0 | 0 | 0 | 0 | 0 | 0 | 0 | 0
| Total Water Available for use |  | Ml/d | 2 | 5.6 | 5.6 | 5.6 | 5.6 | 5.6 | 5.6 | 5.59 | 5.6 | 5.61 | 5.63 | 5.72 | 5.75 | 5.8 | 5.84 | 5.88 | 5.92 | 5.94 | 5.9744 | 6.04 | 6.12 | 6.13 | 6.21 | 6.28 | 6.37 | 6.45 | 6.499 | 6.499 | 6.499 | 6.499 | 6.499 | 6.499 | 0 | 0 | 0 | 0 | 0 | 0 | 0 | 0 | 0 | 0 | 0 | 0 | 0 | 0 | 0 | 0 | 0 | 0 | 0 | 0 | 0 | 0 | 0 | 0 | 0 | 0 | 0 | 0 | 0 | 0 | 0 | 0 | 0 | 0 | 0 | 0 | 0 | 0 | 0 | 0 | 0 | 0 | 0 | 0 | 0 | 0 | 0 | 0 | 0 | 0
| Total Demand + Target Headroom |  | Ml/d | 2 | 5.5574 | 5.5374 | 5.5574 | 5.5674 | 5.5574 | 5.5574 | 5.5874 | 5.6054 | 5.6022 | 5.6241 | 5.724 | 5.7546 | 5.7885 | 5.8262 | 5.8707 | 5.9341 | 5.9298 | 5.97 | 6.0364 | 6.1154 | 6.1349 | 6.2075 | 6.295 | 6.3682 | 6.4649 | 6.521 | 6.6062 | 6.6883 | 6.7818 | 6.897 | 7.0187 | 0 | 0 | 0 | 0 | 0 | 0 | 0 | 0 | 0 | 0 | 0 | 0 | 0 | 0 | 0 | 0 | 0 | 0 | 0 | 0 | 0 | 0 | 0 | 0 | 0 | 0 | 0 | 0 | 0 | 0 | 0 | 0 | 0 | 0 | 0 | 0 | 0 | 0 | 0 | 0 | 0 | 0 | 0 | 0 | 0 | 0 | 0 | 0 | 0 | 0
DYCP Final Plan |  |  |  |  | 2019-20 | 2020-21 | 2021-22 | 2022-23 | 2023-24 | 2024-25 | 2025-26 | 2026-27 | 2027-28 | 2028-29 | 2029-30 | 2030-31 | 2031-32 | 2032-33 | 2033-34 | 2034-35 | 2035-36 | 2036-37 | 2037-38 | 2038-39 | 2039-40 | 2040-41 | 2041-42 | 2042-43 | 2043-44 | 2044-45 | 2045-46 | 2046-47 | 2047-48 | 2048-49 | 2049-50 | 2050-51 | 2051-52 | 2052-53 | 2053-54 | 2054-55 | 2055-56 | 2056-57 | 2057-58 | 2058-59 | 2059-60 | 2060-61 | 2061-62 | 2062-63 | 2063-64 | 2064-65 | 2065-66 | 2066-67 | 2067-68 | 2068-69 | 2069-70 | 2070-71 | 2071-72 | 2072-73 | 2073-74 | 2074-75 | 2075-76 | 2076-77 | 2077-78 | 2078-79 | 2079-80 | 2080-81 | 2081-82 | 2082-83 | 2083-84 | 2084-85 | 2085-86 | 2086-87 | 2087-88 | 2088-89 | 2089-90 | 2090-91 | 2091-92 | 2092-93 | 2093-94 | 2094-95 | 2095-96 | 2096-97 | 2097-98 | 2098-99 | 2099-100
| Measured HH consumption |  | Ml/d | 2 | 2.56 | 2.61 | 2.66 | 2.71 | 2.75 | 2.8 | 2.83 | 2.86 | 2.88 | 2.72 | 2.72 | 2.71 | 2.72 | 2.74 | 2.75 | 2.75 | 2.75 | 2.76 | 2.77 | 2.77 | 2.79 | 2.81 | 2.816 | 2.83 | 2.83 | 2.85 | 2.87 | 2.86 | 2.87 | 2.88 | 2.89 | 0 | 0 | 0 | 0 | 0 | 0 | 0 | 0 | 0 | 0 | 0 | 0 | 0 | 0 | 0 | 0 | 0 | 0 | 0 | 0 | 0 | 0 | 0 | 0 | 0 | 0 | 0 | 0 | 0 | 0 | 0 | 0 | 0 | 0 | 0 | 0 | 0 | 0 | 0 | 0 | 0 | 0 | 0 | 0 | 0 | 0 | 0 | 0 | 0 | 0
| Unmeasured HH consumption |  | Ml/d | 2 | 0.83 | 0.78 | 0.74 | 0.68 | 0.64 | 0.59 | 0.55 | 0.52 | 0.48 | 0.45 | 0.43 | 0.4 | 0.37 | 0.35 | 0.32 | 0.3 | 0.27 | 0.26 | 0.24 | 0.22 | 0.2 | 0.18 | 0.16 | 0.14 | 0.13 | 0.11 | 0.1 | 0.1 | 0.09 | 0.08 | 0.08 | 0 | 0 | 0 | 0 | 0 | 0 | 0 | 0 | 0 | 0 | 0 | 0 | 0 | 0 | 0 | 0 | 0 | 0 | 0 | 0 | 0 | 0 | 0 | 0 | 0 | 0 | 0 | 0 | 0 | 0 | 0 | 0 | 0 | 0 | 0 | 0 | 0 | 0 | 0 | 0 | 0 | 0 | 0 | 0 | 0 | 0 | 0 | 0 | 0 | 0
| Non-HH consumption |  | Ml/d | 2 | 1.02 | 1.03 | 1.05 | 1.07 | 1.08 | 1.1 | 1.12 | 1.13 | 1.15 | 1.16 | 1.16 | 1.17 | 1.18 | 1.2 | 1.21 | 1.23 | 1.25 | 1.27 | 1.28 | 1.31 | 1.35 | 1.4 | 1.43 | 1.48 | 1.53 | 1.59 | 1.64 | 1.7 | 1.78 | 1.86 | 1.94 | 0 | 0 | 0 | 0 | 0 | 0 | 0 | 0 | 0 | 0 | 0 | 0 | 0 | 0 | 0 | 0 | 0 | 0 | 0 | 0 | 0 | 0 | 0 | 0 | 0 | 0 | 0 | 0 | 0 | 0 | 0 | 0 | 0 | 0 | 0 | 0 | 0 | 0 | 0 | 0 | 0 | 0 | 0 | 0 | 0 | 0 | 0 | 0 | 0 | 0
| Total Leakage |  | Ml/d | 2 | 0.88 | 0.85 | 0.84 | 0.83 | 0.81 | 0.8 | 0.8 | 0.8 | 0.8 | 0.78 | 0.76 | 0.76 | 0.75 | 0.74 | 0.74 | 0.74 | 0.74 | 0.73 | 0.74 | 0.72 | 0.72 | 0.72 | 0.72 | 0.72 | 0.72 | 0.72 | 0.72 | 0.73 | 0.73 | 0.72 | 0.71 | 0 | 0 | 0 | 0 | 0 | 0 | 0 | 0 | 0 | 0 | 0 | 0 | 0 | 0 | 0 | 0 | 0 | 0 | 0 | 0 | 0 | 0 | 0 | 0 | 0 | 0 | 0 | 0 | 0 | 0 | 0 | 0 | 0 | 0 | 0 | 0 | 0 | 0 | 0 | 0 | 0 | 0 | 0 | 0 | 0 | 0 | 0 | 0 | 0 | 0
| Other demand components |  | Ml/d | 2 | 0.14 | 0.14 | 0.14 | 0.15 | 0.15 | 0.14 | 0.15 | 0.15 | 0.14 | 0.14 | 0.14 | 0.14 | 0.14 | 0.13 | 0.14 | 0.15 | 0.14 | 0.15 | 0.14 | 0.15 | 0.14 | 0.13 | 0.15 | 0.14 | 0.14 | 0.12 | 0.14 | 0.13 | 0.13 | 0.14 | 0.14 | 0 | 0 | 0 | 0 | 0 | 0 | 0 | 0 | 0 | 0 | 0 | 0 | 0 | 0 | 0 | 0 | 0 | 0 | 0 | 0 | 0 | 0 | 0 | 0 | 0 | 0 | 0 | 0 | 0 | 0 | 0 | 0 | 0 | 0 | 0 | 0 | 0 | 0 | 0 | 0 | 0 | 0 | 0 | 0 | 0 | 0 | 0 | 0 | 0 | 0
| Total Water Available for use |  | Ml/d | 2 | 5.6 | 5.6 | 5.6 | 5.6 | 5.6 | 5.6 | 5.58 | 5.58 | 5.58 | 5.37 | 5.41 | 5.39 | 5.39 | 5.41 | 5.42 | 5.42 | 5.4 | 5.3744 | 5.41 | 5.42 | 5.39 | 5.43 | 5.46 | 5.51 | 5.55 | 5.6 | 5.64 | 5.71 | 5.78 | 5.86 | 5.94 | 0 | 0 | 0 | 0 | 0 | 0 | 0 | 0 | 0 | 0 | 0 | 0 | 0 | 0 | 0 | 0 | 0 | 0 | 0 | 0 | 0 | 0 | 0 | 0 | 0 | 0 | 0 | 0 | 0 | 0 | 0 | 0 | 0 | 0 | 0 | 0 | 0 | 0 | 0 | 0 | 0 | 0 | 0 | 0 | 0 | 0 | 0 | 0 | 0 | 0
| Total Demand + Target Headroom |  | Ml/d | 2 | 5.5574 | 5.5374 | 5.5574 | 5.5674 | 5.5574 | 5.5574 | 5.5774 | 5.5803 | 5.5702 | 5.3741 | 5.414 | 5.3946 | 5.3885 | 5.3962 | 5.4007 | 5.4241 | 5.3798 | 5.375 | 5.3964 | 5.4054 | 5.3849 | 5.4275 | 5.461 | 5.5082 | 5.5549 | 5.591 | 5.64 | 5.6983 | 5.7718 | 5.847 | 5.9287 | 0 | 0 | 0 | 0 | 0 | 0 | 0 | 0 | 0 | 0 | 0 | 0 | 0 | 0 | 0 | 0 | 0 | 0 | 0 | 0 | 0 | 0 | 0 | 0 | 0 | 0 | 0 | 0 | 0 | 0 | 0 | 0 | 0 | 0 | 0 | 0 | 0 | 0 | 0 | 0 | 0 | 0 | 0 | 0 | 0 | 0 | 0 | 0 | 0 | 0

## AWSNHL
Back to title page
Table 3a: DYAA - Baseline
Table 3b: DYAA - Final plan Options
Table 3c: DYAA - Final plan
Table 3d: DYCP - Baseline
Table 3e: DYCP - Final plan Options
Table 3f: DYCP - Final plan
Water Company | Anglian Water | Version | V3.1
WRZ | AWSNHL | Planning Scenario | DYAA
Table 3a: DYAA - Baseline | Back to top of sheet
WRMP24 reference | Component | Derivation | Unit | Decimal places | 2019-20 | 2020-21 | 2021-22 | 2022-23 | 2023-24 | 2024-25 | 2025-26 | 2026-27 | 2027-28 | 2028-29 | 2029-30 | 2030-31 | 2031-32 | 2032-33 | 2033-34 | 2034-35 | 2035-36 | 2036-37 | 2037-38 | 2038-39 | 2039-40 | 2040-41 | 2041-42 | 2042-43 | 2043-44 | 2044-45 | 2045-46 | 2046-47 | 2047-48 | 2048-49 | 2049-50 | 2050-51 | 2051-52 | 2052-53 | 2053-54 | 2054-55 | 2055-56 | 2056-57 | 2057-58 | 2058-59 | 2059-60 | 2060-61 | 2061-62 | 2062-63 | 2063-64 | 2064-65 | 2065-66 | 2066-67 | 2067-68 | 2068-69 | 2069-70 | 2070-71 | 2071-72 | 2072-73 | 2073-74 | 2074-75 | 2075-76 | 2076-77 | 2077-78 | 2078-79 | 2079-80 | 2080-81 | 2081-82 | 2082-83 | 2083-84 | 2084-85 | 2085-86 | 2086-87 | 2087-88 | 2088-89 | 2089-90 | 2090-91 | 2091-92 | 2092-93 | 2093-94 | 2094-95 | 2095-96 | 2096-97 | 2097-98 | 2098-99 | 2099-100
1BL | Raw water abstracted | Input | Ml/d | 2 | 2019-20: 0; 2020-21: 0; 2021-22: 0; 2022-23: 0; 2023-24: 0; 2024-25: 0; 2025-26: 0; 2026-27: 0; 2027-28: 0; 2028-29: 0; 2029-30: 0; 2030-31: 0; 2031-32: 0; 2032-33: 0; 2033-34: 0; 2034-35: 0; 2035-36: 0; 2036-37: 0; 2037-38: 0; 2038-39: 0; 2039-40: 0; 2040-41: 0; 2041-42: 0; 2042-43: 0; 2043-44: 0; 2044-45: 0; 2045-46: 0; 2046-47: 0; 2047-48: 0; 2048-49: 0; 2049-50: 0
1.1BL | Non-potable water supplies (if applicable) | Input | Ml/d | 2 | 2019-20: 0; 2020-21: 0; 2021-22: 0; 2022-23: 0; 2023-24: 0; 2024-25: 0; 2025-26: 0; 2026-27: 0; 2027-28: 0; 2028-29: 0; 2029-30: 0; 2030-31: 0; 2031-32: 0; 2032-33: 0; 2033-34: 0; 2034-35: 0; 2035-36: 0; 2036-37: 0; 2037-38: 0; 2038-39: 0; 2039-40: 0; 2040-41: 0; 2041-42: 0; 2042-43: 0; 2043-44: 0; 2044-45: 0; 2045-46: 0; 2046-47: 0; 2047-48: 0; 2048-49: 0; 2049-50: 0
2BL | Raw water imported | Input | Ml/d | 2 | 2019-20: 0; 2020-21: 0; 2021-22: 0; 2022-23: 0; 2023-24: 0; 2024-25: 0; 2025-26: 0; 2026-27: 0; 2027-28: 0; 2028-29: 0; 2029-30: 0; 2030-31: 0; 2031-32: 0; 2032-33: 0; 2033-34: 0; 2034-35: 0; 2035-36: 0; 2036-37: 0; 2037-38: 0; 2038-39: 0; 2039-40: 0; 2040-41: 0; 2041-42: 0; 2042-43: 0; 2043-44: 0; 2044-45: 0; 2045-46: 0; 2046-47: 0; 2047-48: 0; 2048-49: 0; 2049-50: 0
3BL | Potable water imported | Input | Ml/d | 2 | 2019-20: 0; 2020-21: 0; 2021-22: 0; 2022-23: 0; 2023-24: 0; 2024-25: 0; 2025-26: 0; 2026-27: 0; 2027-28: 0; 2028-29: 0; 2029-30: 0; 2030-31: 0; 2031-32: 0; 2032-33: 0; 2033-34: 0; 2034-35: 0; 2035-36: 0; 2036-37: 0; 2037-38: 0; 2038-39: 0; 2039-40: 0; 2040-41: 0; 2041-42: 0; 2042-43: 0; 2043-44: 0; 2044-45: 0; 2045-46: 0; 2046-47: 0; 2047-48: 0; 2048-49: 0; 2049-50: 0
4BL | Raw water exported enter as -ve | Input | Ml/d | 2 | 2019-20: 0; 2020-21: 0; 2021-22: 0; 2022-23: 0; 2023-24: 0; 2024-25: 0; 2025-26: 0; 2026-27: 0; 2027-28: 0; 2028-29: 0; 2029-30: 0; 2030-31: 0; 2031-32: 0; 2032-33: 0; 2033-34: 0; 2034-35: 0; 2035-36: 0; 2036-37: 0; 2037-38: 0; 2038-39: 0; 2039-40: 0; 2040-41: 0; 2041-42: 0; 2042-43: 0; 2043-44: 0; 2044-45: 0; 2045-46: 0; 2046-47: 0; 2047-48: 0; 2048-49: 0; 2049-50: 0
5BL | Potable water exported enter as -ve | Input | Ml/d | 2 | 2019-20: 0; 2020-21: 0; 2021-22: 0; 2022-23: 0; 2023-24: 0; 2024-25: 0; 2025-26: 0; 2026-27: 0; 2027-28: 0; 2028-29: 0; 2029-30: 0; 2030-31: 0; 2031-32: 0; 2032-33: 0; 2033-34: 0; 2034-35: 0; 2035-36: 0; 2036-37: 0; 2037-38: 0; 2038-39: 0; 2039-40: 0; 2040-41: 0; 2041-42: 0; 2042-43: 0; 2043-44: 0; 2044-45: 0; 2045-46: 0; 2046-47: 0; 2047-48: 0; 2048-49: 0; 2049-50: 0
6BL | Deployable Output before forecast changes | Input | Ml/d | 2 | 2019-20: 10.42; 2020-21: 10.42; 2021-22: 10.42; 2022-23: 10.42; 2023-24: 10.42; 2024-25: 10.42; 2025-26: 9.82; 2026-27: 9.82; 2027-28: 9.82; 2028-29: 9.82; 2029-30: 9.82; 2030-31: 9.82; 2031-32: 9.82; 2032-33: 9.82; 2033-34: 9.82; 2034-35: 9.82; 2035-36: 9.82; 2036-37: 9.82; 2037-38: 9.82; 2038-39: 9.82; 2039-40: 9.82; 2040-41: 9.82; 2041-42: 9.82; 2042-43: 9.82; 2043-44: 9.82; 2044-45: 9.82; 2045-46: 9.82; 2046-47: 9.82; 2047-48: 9.82; 2048-49: 9.82; 2049-50: 9.82
6.1BL | Deployable Output post forecast changes | 6BL + 7BL | Ml/d | 2 | 2019-20: 10.42; 2020-21: 10.42; 2021-22: 10.42; 2022-23: 10.42; 2023-24: 10.42; 2024-25: 10.42; 2025-26: 8.82; 2026-27: 8.82; 2027-28: 8.82; 2028-29: 8.82; 2029-30: 8.82; 2030-31: 8.36; 2031-32: 8.36; 2032-33: 8.36; 2033-34: 8.36; 2034-35: 8.36; 2035-36: 8.36; 2036-37: 7.68; 2037-38: 7.68; 2038-39: 7.68; 2039-40: 7.68; 2040-41: 7.68; 2041-42: 7.68; 2042-43: 7.68; 2043-44: 7.68; 2044-45: 7.68; 2045-46: 7.68; 2046-47: 7.68; 2047-48: 7.68; 2048-49: 7.68; 2049-50: 7.68
7BL | Baseline forecast changes to Deployable Output | sum (7.1BL:7.6BL) | Ml/d | 2 | 2019-20: 0; 2020-21: 0; 2021-22: 0; 2022-23: 0; 2023-24: 0; 2024-25: 0; 2025-26: -1; 2026-27: -1; 2027-28: -1; 2028-29: -1; 2029-30: -1; 2030-31: -1.46; 2031-32: -1.46; 2032-33: -1.46; 2033-34: -1.46; 2034-35: -1.46; 2035-36: -1.46; 2036-37: -2.14; 2037-38: -2.14; 2038-39: -2.14; 2039-40: -2.14; 2040-41: -2.14; 2041-42: -2.14; 2042-43: -2.14; 2043-44: -2.14; 2044-45: -2.14; 2045-46: -2.14; 2046-47: -2.14; 2047-48: -2.14; 2048-49: -2.14; 2049-50: -2.14
7.1BL | Change in DO due to climate change | Input | Ml/d | 2 | 2019-20: 0; 2020-21: 0; 2021-22: 0; 2022-23: 0; 2023-24: 0; 2024-25: 0; 2025-26: 0; 2026-27: 0; 2027-28: 0; 2028-29: 0; 2029-30: 0; 2030-31: 0; 2031-32: 0; 2032-33: 0; 2033-34: 0; 2034-35: 0; 2035-36: 0; 2036-37: 0; 2037-38: 0; 2038-39: 0; 2039-40: 0; 2040-41: 0; 2041-42: 0; 2042-43: 0; 2043-44: 0; 2044-45: 0; 2045-46: 0; 2046-47: 0; 2047-48: 0; 2048-49: 0; 2049-50: 0
7.2BL | Total confirmed DO reductions to restore sustainable abstraction enter as -ve | Input | Ml/d | 2 | 2019-20: 0; 2020-21: 0; 2021-22: 0; 2022-23: 0; 2023-24: 0; 2024-25: 0; 2025-26: -1; 2026-27: -1; 2027-28: -1; 2028-29: -1; 2029-30: -1; 2030-31: -1.46; 2031-32: -1.46; 2032-33: -1.46; 2033-34: -1.46; 2034-35: -1.46; 2035-36: -1.46; 2036-37: -1.46; 2037-38: -1.46; 2038-39: -1.46; 2039-40: -1.46; 2040-41: -1.46; 2041-42: -1.46; 2042-43: -1.46; 2043-44: -1.46; 2044-45: -1.46; 2045-46: -1.46; 2046-47: -1.46; 2047-48: -1.46; 2048-49: -1.46; 2049-50: -1.46
7.3BL | Total additional DO reductions for Environmental Destination (excl. any confirmed reductions) enter as -ve | Input | Ml/d | 2 | 2019-20: 0; 2020-21: 0; 2021-22: 0; 2022-23: 0; 2023-24: 0; 2024-25: 0; 2025-26: 0; 2026-27: 0; 2027-28: 0; 2028-29: 0; 2029-30: 0; 2030-31: 0; 2031-32: 0; 2032-33: 0; 2033-34: 0; 2034-35: 0; 2035-36: 0; 2036-37: -0.68; 2037-38: -0.68; 2038-39: -0.68; 2039-40: -0.68; 2040-41: -0.68; 2041-42: -0.68; 2042-43: -0.68; 2043-44: -0.68; 2044-45: -0.68; 2045-46: -0.68; 2046-47: -0.68; 2047-48: -0.68; 2048-49: -0.68; 2049-50: -0.68
7.4BL | Change in DO from prolonged Outage reduction enter as -ve | Input | Ml/d | 2 | 2019-20: 0; 2020-21: 0; 2021-22: 0; 2022-23: 0; 2023-24: 0; 2024-25: 0; 2025-26: 0; 2026-27: 0; 2027-28: 0; 2028-29: 0; 2029-30: 0; 2030-31: 0; 2031-32: 0; 2032-33: 0; 2033-34: 0; 2034-35: 0; 2035-36: 0; 2036-37: 0; 2037-38: 0; 2038-39: 0; 2039-40: 0; 2040-41: 0; 2041-42: 0; 2042-43: 0; 2043-44: 0; 2044-45: 0; 2045-46: 0; 2046-47: 0; 2047-48: 0; 2048-49: 0; 2049-50: 0
7.5BL | Change in DO from drought measures | Zero for baseline | Ml/d | 2 | 2019-20: 0; 2020-21: 0; 2021-22: 0; 2022-23: 0; 2023-24: 0; 2024-25: 0; 2025-26: 0; 2026-27: 0; 2027-28: 0; 2028-29: 0; 2029-30: 0; 2030-31: 0; 2031-32: 0; 2032-33: 0; 2033-34: 0; 2034-35: 0; 2035-36: 0; 2036-37: 0; 2037-38: 0; 2038-39: 0; 2039-40: 0; 2040-41: 0; 2041-42: 0; 2042-43: 0; 2043-44: 0; 2044-45: 0; 2045-46: 0; 2046-47: 0; 2047-48: 0; 2048-49: 0; 2049-50: 0
7.6BL | Total other changes to DO (e.g. nitrates/operational decline) | Input | Ml/d | 2 | 2019-20: 0; 2020-21: 0; 2021-22: 0; 2022-23: 0; 2023-24: 0; 2024-25: 0; 2025-26: 0; 2026-27: 0; 2027-28: 0; 2028-29: 0; 2029-30: 0; 2030-31: 0; 2031-32: 0; 2032-33: 0; 2033-34: 0; 2034-35: 0; 2035-36: 0; 2036-37: 0; 2037-38: 0; 2038-39: 0; 2039-40: 0; 2040-41: 0; 2041-42: 0; 2042-43: 0; 2043-44: 0; 2044-45: 0; 2045-46: 0; 2046-47: 0; 2047-48: 0; 2048-49: 0; 2049-50: 0
8BL | Raw water losses, treatment works losses and operational use | Input | Ml/d | 2 | 2019-20: 0.82; 2020-21: 0.82; 2021-22: 0.82; 2022-23: 0.82; 2023-24: 0.82; 2024-25: 0.82; 2025-26: 0.82; 2026-27: 0.82; 2027-28: 0.82; 2028-29: 0.82; 2029-30: 0.82; 2030-31: 0.82; 2031-32: 0.82; 2032-33: 0.82; 2033-34: 0.82; 2034-35: 0.82; 2035-36: 0.82; 2036-37: 0.82; 2037-38: 0.82; 2038-39: 0.82; 2039-40: 0.82; 2040-41: 0.82; 2041-42: 0.82; 2042-43: 0.82; 2043-44: 0.82; 2044-45: 0.82; 2045-46: 0.82; 2046-47: 0.82; 2047-48: 0.82; 2048-49: 0.82; 2049-50: 0.82
9BL | Total Outage Allowance | Input | Ml/d | 2 | 2019-20: 0.05; 2020-21: 0.05; 2021-22: 0.05; 2022-23: 0.05; 2023-24: 0.05; 2024-25: 0.05; 2025-26: 0.05; 2026-27: 0.05; 2027-28: 0.05; 2028-29: 0.05; 2029-30: 0.05; 2030-31: 0.05; 2031-32: 0.05; 2032-33: 0.05; 2033-34: 0.05; 2034-35: 0.05; 2035-36: 0.05; 2036-37: 0.05; 2037-38: 0.05; 2038-39: 0.05; 2039-40: 0.05; 2040-41: 0.05; 2041-42: 0.05; 2042-43: 0.05; 2043-44: 0.05; 2044-45: 0.05; 2045-46: 0.05; 2046-47: 0.05; 2047-48: 0.05; 2048-49: 0.05; 2049-50: 0.05
10BL | Water Available For Use (own sources) | (6BL + 7BL) - (8BL + 9BL) | Ml/d | 2 | 2019-20: 9.55; 2020-21: 9.55; 2021-22: 9.55; 2022-23: 9.55; 2023-24: 9.55; 2024-25: 9.55; 2025-26: 7.95; 2026-27: 7.95; 2027-28: 7.95; 2028-29: 7.95; 2029-30: 7.95; 2030-31: 7.49; 2031-32: 7.49; 2032-33: 7.49; 2033-34: 7.49; 2034-35: 7.49; 2035-36: 7.49; 2036-37: 6.81; 2037-38: 6.81; 2038-39: 6.81; 2039-40: 6.81; 2040-41: 6.81; 2041-42: 6.81; 2042-43: 6.81; 2043-44: 6.81; 2044-45: 6.81; 2045-46: 6.81; 2046-47: 6.81; 2047-48: 6.81; 2048-49: 6.81; 2049-50: 6.81
11BL | Total Water Available For Use | 10BL + sum (2BL:5BL) | Ml/d | 2 | 2019-20: 9.55; 2020-21: 9.55; 2021-22: 9.55; 2022-23: 9.55; 2023-24: 9.55; 2024-25: 9.55; 2025-26: 7.95; 2026-27: 7.95; 2027-28: 7.95; 2028-29: 7.95; 2029-30: 7.95; 2030-31: 7.49; 2031-32: 7.49; 2032-33: 7.49; 2033-34: 7.49; 2034-35: 7.49; 2035-36: 7.49; 2036-37: 6.81; 2037-38: 6.81; 2038-39: 6.81; 2039-40: 6.81; 2040-41: 6.81; 2041-42: 6.81; 2042-43: 6.81; 2043-44: 6.81; 2044-45: 6.81; 2045-46: 6.81; 2046-47: 6.81; 2047-48: 6.81; 2048-49: 6.81; 2049-50: 6.81
12BL | Water delivered measured non-household | Input | Ml/d | 2 | 2019-20: 3.46; 2020-21: 3.39; 2021-22: 3.33; 2022-23: 3.24; 2023-24: 3.17; 2024-25: 3.11; 2025-26: 3.04; 2026-27: 2.99; 2027-28: 2.95; 2028-29: 2.92; 2029-30: 2.88; 2030-31: 2.84; 2031-32: 2.81; 2032-33: 2.78; 2033-34: 2.77; 2034-35: 2.76; 2035-36: 2.75; 2036-37: 2.73; 2037-38: 2.71; 2038-39: 2.69; 2039-40: 2.68; 2040-41: 2.66; 2041-42: 2.64; 2042-43: 2.63; 2043-44: 2.61; 2044-45: 2.6; 2045-46: 2.59; 2046-47: 2.58; 2047-48: 2.58; 2048-49: 2.58; 2049-50: 2.57
12.1BL | Non-potable water consumption (if applicable) | Input | Ml/d | 2 | 2019-20: 0; 2020-21: 0; 2021-22: 0; 2022-23: 0; 2023-24: 0; 2024-25: 0; 2025-26: 0; 2026-27: 0; 2027-28: 0; 2028-29: 0; 2029-30: 0; 2030-31: 0; 2031-32: 0; 2032-33: 0; 2033-34: 0; 2034-35: 0; 2035-36: 0; 2036-37: 0; 2037-38: 0; 2038-39: 0; 2039-40: 0; 2040-41: 0; 2041-42: 0; 2042-43: 0; 2043-44: 0; 2044-45: 0; 2045-46: 0; 2046-47: 0; 2047-48: 0; 2048-49: 0; 2049-50: 0
13BL | Water delivered unmeasured non-household | Input | Ml/d | 2 | 2019-20: 0.01; 2020-21: 0.01; 2021-22: 0.01; 2022-23: 0.01; 2023-24: 0.01; 2024-25: 0.01; 2025-26: 0.01; 2026-27: 0.01; 2027-28: 0.01; 2028-29: 0.01; 2029-30: 0.01; 2030-31: 0.01; 2031-32: 0.01; 2032-33: 0.01; 2033-34: 0.01; 2034-35: 0.01; 2035-36: 0.01; 2036-37: 0.01; 2037-38: 0.01; 2038-39: 0.01; 2039-40: 0.01; 2040-41: 0.01; 2041-42: 0.01; 2042-43: 0.01; 2043-44: 0.01; 2044-45: 0.01; 2045-46: 0.01; 2046-47: 0.01; 2047-48: 0.01; 2048-49: 0.01; 2049-50: 0.01
14BL | Water delivered measured household | Input | Ml/d | 2 | 2019-20: 3.61; 2020-21: 3.72; 2021-22: 3.81; 2022-23: 3.92; 2023-24: 4.03; 2024-25: 4.12; 2025-26: 4.2; 2026-27: 4.29; 2027-28: 4.35; 2028-29: 4.42; 2029-30: 4.47; 2030-31: 4.52; 2031-32: 4.57; 2032-33: 4.62; 2033-34: 4.67; 2034-35: 4.73; 2035-36: 4.78; 2036-37: 4.83; 2037-38: 4.91; 2038-39: 4.98; 2039-40: 5.03; 2040-41: 5.05; 2041-42: 5.08; 2042-43: 5.11; 2043-44: 5.15; 2044-45: 5.18; 2045-46: 5.21; 2046-47: 5.25; 2047-48: 5.28; 2048-49: 5.32; 2049-50: 5.36
15BL | Water delivered unmeasured household | Input | Ml/d | 2 | 2019-20: 1.08; 2020-21: 1; 2021-22: 0.94; 2022-23: 0.86; 2023-24: 0.78; 2024-25: 0.71; 2025-26: 0.66; 2026-27: 0.6; 2027-28: 0.55; 2028-29: 0.49; 2029-30: 0.44; 2030-31: 0.4; 2031-32: 0.35; 2032-33: 0.3; 2033-34: 0.26; 2034-35: 0.22; 2035-36: 0.17; 2036-37: 0.13; 2037-38: 0.09; 2038-39: 0.03; 2039-40: 0.03; 2040-41: 0.03; 2041-42: 0.03; 2042-43: 0.03; 2043-44: 0.03; 2044-45: 0.03; 2045-46: 0.03; 2046-47: 0.03; 2047-48: 0.03; 2048-49: 0.03; 2049-50: 0.03
16BL | Percentage of consumption driven by climate change | Input | % | 1 | 2019-20: 0%; 2020-21: 0%; 2021-22: 0%; 2022-23: 0.1%; 2023-24: 0.1%; 2024-25: 0.1%; 2025-26: 0.1%; 2026-27: 0.1%; 2027-28: 0.1%; 2028-29: 0.2%; 2029-30: 0.2%; 2030-31: 0.2%; 2031-32: 0.2%; 2032-33: 0.3%; 2033-34: 0.3%; 2034-35: 0.3%; 2035-36: 0.4%; 2036-37: 0.4%; 2037-38: 0.4%; 2038-39: 0.5%; 2039-40: 0.5%; 2040-41: 0.6%; 2041-42: 0.6%; 2042-43: 0.6%; 2043-44: 0.7%; 2044-45: 0.7%; 2045-46: 0.8%; 2046-47: 0.8%; 2047-48: 0.8%; 2048-49: 0.8%; 2049-50: 0.9%
17BL | Volume of consumption driven by climate change | 16BL * (12BL + sum(13BL:15BL) - sum (23BL:26BL)) | Ml/d | 2 | 2019-20: 0; 2020-21: 0; 2021-22: 0; 2022-23: 0.00777; 2023-24: 0.00772; 2024-25: 0.00769; 2025-26: 0.00764; 2026-27: 0.00763; 2027-28: 0.00759; 2028-29: 0.01516; 2029-30: 0.01508; 2030-31: 0.015; 2031-32: 0.01496; 2032-33: 0.02235; 2033-34: 0.02232; 2034-35: 0.02238; 2035-36: 0.0298; 2036-37: 0.02976; 2037-38: 0.02984; 2038-39: 0.03725; 2039-40: 0.03745; 2040-41: 0.04494; 2041-42: 0.045; 2042-43: 0.04512; 2043-44: 0.05271; 2044-45: 0.05285; 2045-46: 0.06056; 2046-47: 0.0608; 2047-48: 0.06104; 2048-49: 0.06136; 2049-50: 0.0693
18BL | Measured Household - PCC | ((14BL - 25BL) * 1,000,000) / (39BL *1,000) | l/h/d | 1 | 2019-20: 120.7653; 2020-21: 119.935; 2021-22: 119.5652; 2022-23: 118.8807; 2023-24: 118.0641; 2024-25: 117.5518; 2025-26: 117.2357; 2026-27: 117.2987; 2027-28: 116.9607; 2028-29: 117.0666; 2029-30: 116.9575; 2030-31: 116.846; 2031-32: 117.0853; 2032-33: 117.2887; 2033-34: 117.1741; 2034-35: 117.6008; 2035-36: 117.7142; 2036-37: 117.8676; 2037-38: 118.4304; 2038-39: 118.8233; 2039-40: 119.491; 2040-41: 119.3852; 2041-42: 119.4835; 2042-43: 119.5572; 2043-44: 119.5833; 2044-45: 119.5771; 2045-46: 119.5739; 2046-47: 119.8108; 2047-48: 119.7348; 2048-49: 119.8711; 2049-50: 119.9859
19BL | Unmeasured Household - PCC | ((15BL - 26BL) * 1,000,000) / (40BL *1,000) | l/h/d | 1 | 2019-20: 163.212; 2020-21: 162.9007; 2021-22: 162.7385; 2022-23: 162.6016; 2023-24: 159.5745; 2024-25: 160.3499; 2025-26: 160.6955; 2026-27: 160.5965; 2027-28: 160.0753; 2028-29: 158.9496; 2029-30: 157.0881; 2030-31: 158.5941; 2031-32: 159.9612; 2032-33: 155.5556; 2033-34: 155.5412; 2034-35: 162.7907; 2035-36: 154.2912; 2036-37: 153.4527; 2037-38: 174.4186; 2038-39: 138.8889; 2039-40: 138.8889; 2040-41: 138.8889; 2041-42: 138.8889; 2042-43: 138.8889; 2043-44: 138.8889; 2044-45: 138.8889; 2045-46: 138.8889; 2046-47: 138.8889; 2047-48: 138.8889; 2048-49: 138.8889; 2049-50: 138.8889
20BL | Average Household - PCC | (((14BL - 25BL) + (15BL - 26BL)) * 1,000,000) / ((39BL + 40BL) *1,000) | l/h/d | 1 | 2019-20: 128.2792; 2020-21: 126.8985; 2021-22: 126.0292; 2022-23: 124.8071; 2023-24: 123.1327; 2024-25: 122.254; 2025-26: 121.5966; 2026-27: 121.2438; 2027-28: 120.5289; 2028-29: 120.1929; 2029-30: 119.6467; 2030-31: 119.3403; 2031-32: 119.3458; 2032-33: 119.0446; 2033-34: 118.6785; 2034-35: 119.0778; 2035-36: 118.6719; 2036-37: 118.5681; 2037-38: 119.1551; 2038-39: 118.9316; 2039-40: 119.5952; 2040-41: 119.4894; 2041-42: 119.5866; 2042-43: 119.6594; 2043-44: 119.6847; 2044-45: 119.678; 2045-46: 119.6741; 2046-47: 119.9092; 2047-48: 119.8329; 2048-49: 119.9679; 2049-50: 120.0815
21BL | Water taken unbilled | Input | Ml/d | 2 | 2019-20: 0.22; 2020-21: 0.22; 2021-22: 0.23; 2022-23: 0.23; 2023-24: 0.24; 2024-25: 0.22; 2025-26: 0.22; 2026-27: 0.23; 2027-28: 0.23; 2028-29: 0.22; 2029-30: 0.23; 2030-31: 0.23; 2031-32: 0.23; 2032-33: 0.22; 2033-34: 0.22; 2034-35: 0.21; 2035-36: 0.22; 2036-37: 0.22; 2037-38: 0.21; 2038-39: 0.23; 2039-40: 0.22; 2040-41: 0.23; 2041-42: 0.23; 2042-43: 0.23; 2043-44: 0.22; 2044-45: 0.22; 2045-46: 0.23; 2046-47: 0.23; 2047-48: 0.22; 2048-49: 0.22; 2049-50: 0.22
22BL | Distribution system operational use | Input | Ml/d | 2 | 2019-20: 0.05; 2020-21: 0.05; 2021-22: 0.05; 2022-23: 0.05; 2023-24: 0.05; 2024-25: 0.05; 2025-26: 0.05; 2026-27: 0.05; 2027-28: 0.05; 2028-29: 0.05; 2029-30: 0.05; 2030-31: 0.05; 2031-32: 0.05; 2032-33: 0.05; 2033-34: 0.05; 2034-35: 0.05; 2035-36: 0.05; 2036-37: 0.05; 2037-38: 0.05; 2038-39: 0.05; 2039-40: 0.05; 2040-41: 0.05; 2041-42: 0.05; 2042-43: 0.05; 2043-44: 0.05; 2044-45: 0.05; 2045-46: 0.05; 2046-47: 0.05; 2047-48: 0.05; 2048-49: 0.05; 2049-50: 0.05
23BL | Measured Non Household - USPL | Input | Ml/d | 2 | 2019-20: 0.01; 2020-21: 0.01; 2021-22: 0.01; 2022-23: 0.01; 2023-24: 0.01; 2024-25: 0.01; 2025-26: 0.01; 2026-27: 0.01; 2027-28: 0.01; 2028-29: 0.01; 2029-30: 0.01; 2030-31: 0.01; 2031-32: 0.01; 2032-33: 0.01; 2033-34: 0.01; 2034-35: 0.01; 2035-36: 0.01; 2036-37: 0.01; 2037-38: 0.01; 2038-39: 0.01; 2039-40: 0.01; 2040-41: 0.01; 2041-42: 0.01; 2042-43: 0.01; 2043-44: 0.01; 2044-45: 0.01; 2045-46: 0.01; 2046-47: 0.01; 2047-48: 0.01; 2048-49: 0.01; 2049-50: 0.01
24BL | Unmeasured Non Household - USPL | Input | Ml/d | 2 | 2019-20: 0; 2020-21: 0; 2021-22: 0; 2022-23: 0; 2023-24: 0; 2024-25: 0; 2025-26: 0; 2026-27: 0; 2027-28: 0; 2028-29: 0; 2029-30: 0; 2030-31: 0; 2031-32: 0; 2032-33: 0; 2033-34: 0; 2034-35: 0; 2035-36: 0; 2036-37: 0; 2037-38: 0; 2038-39: 0; 2039-40: 0; 2040-41: 0; 2041-42: 0; 2042-43: 0; 2043-44: 0; 2044-45: 0; 2045-46: 0; 2046-47: 0; 2047-48: 0; 2048-49: 0; 2049-50: 0
25BL | Measured Household - USPL | Input | Ml/d | 2 | 2019-20: 0.17; 2020-21: 0.18; 2021-22: 0.18; 2022-23: 0.19; 2023-24: 0.2; 2024-25: 0.2; 2025-26: 0.21; 2026-27: 0.21; 2027-28: 0.22; 2028-29: 0.22; 2029-30: 0.22; 2030-31: 0.23; 2031-32: 0.23; 2032-33: 0.23; 2033-34: 0.24; 2034-35: 0.24; 2035-36: 0.24; 2036-37: 0.24; 2037-38: 0.25; 2038-39: 0.25; 2039-40: 0.25; 2040-41: 0.25; 2041-42: 0.25; 2042-43: 0.25; 2043-44: 0.26; 2044-45: 0.26; 2045-46: 0.26; 2046-47: 0.26; 2047-48: 0.26; 2048-49: 0.26; 2049-50: 0.26
26BL | Unmeasured Household - USPL | Input | Ml/d | 2 | 2019-20: 0.08; 2020-21: 0.07; 2021-22: 0.07; 2022-23: 0.06; 2023-24: 0.06; 2024-25: 0.05; 2025-26: 0.05; 2026-27: 0.04; 2027-28: 0.04; 2028-29: 0.03; 2029-30: 0.03; 2030-31: 0.03; 2031-32: 0.02; 2032-33: 0.02; 2033-34: 0.02; 2034-35: 0.01; 2035-36: 0.01; 2036-37: 0.01; 2037-38: 0; 2038-39: 0; 2039-40: 0; 2040-41: 0; 2041-42: 0; 2042-43: 0; 2043-44: 0; 2044-45: 0; 2045-46: 0; 2046-47: 0; 2047-48: 0; 2048-49: 0; 2049-50: 0
27BL | Void Properties - USPL | Input | Ml/d | 2 | 2019-20: 0.01; 2020-21: 0.01; 2021-22: 0.01; 2022-23: 0.01; 2023-24: 0.01; 2024-25: 0.01; 2025-26: 0.01; 2026-27: 0.01; 2027-28: 0.01; 2028-29: 0.01; 2029-30: 0.01; 2030-31: 0.01; 2031-32: 0.01; 2032-33: 0.02; 2033-34: 0.02; 2034-35: 0.02; 2035-36: 0.02; 2036-37: 0.02; 2037-38: 0.02; 2038-39: 0.02; 2039-40: 0.02; 2040-41: 0.02; 2041-42: 0.02; 2042-43: 0.02; 2043-44: 0.02; 2044-45: 0.02; 2045-46: 0.02; 2046-47: 0.02; 2047-48: 0.02; 2048-49: 0.02; 2049-50: 0.02
28BL | Distribution losses | Input | Ml/d | 2 | 2019-20: 1.31; 2020-21: 1.28; 2021-22: 1.26; 2022-23: 1.24; 2023-24: 1.21; 2024-25: 1.19; 2025-26: 1.19; 2026-27: 1.19; 2027-28: 1.19; 2028-29: 1.19; 2029-30: 1.19; 2030-31: 1.19; 2031-32: 1.19; 2032-33: 1.19; 2033-34: 1.19; 2034-35: 1.19; 2035-36: 1.19; 2036-37: 1.19; 2037-38: 1.19; 2038-39: 1.19; 2039-40: 1.19; 2040-41: 1.19; 2041-42: 1.19; 2042-43: 1.19; 2043-44: 1.19; 2044-45: 1.19; 2045-46: 1.19; 2046-47: 1.19; 2047-48: 1.19; 2048-49: 1.19; 2049-50: 1.19
29BL | Total Leakage | sum (23BL:28BL) | Ml/d | 2 | 2019-20: 1.58; 2020-21: 1.55; 2021-22: 1.53; 2022-23: 1.51; 2023-24: 1.49; 2024-25: 1.46; 2025-26: 1.47; 2026-27: 1.46; 2027-28: 1.47; 2028-29: 1.46; 2029-30: 1.46; 2030-31: 1.47; 2031-32: 1.46; 2032-33: 1.47; 2033-34: 1.48; 2034-35: 1.47; 2035-36: 1.47; 2036-37: 1.47; 2037-38: 1.47; 2038-39: 1.47; 2039-40: 1.47; 2040-41: 1.47; 2041-42: 1.47; 2042-43: 1.47; 2043-44: 1.48; 2044-45: 1.48; 2045-46: 1.48; 2046-47: 1.48; 2047-48: 1.48; 2048-49: 1.48; 2049-50: 1.48
30BL | Leakage/property | (29BL * 1,000,000) / (36BL * 1,000) | l/prop/d | 2 | 2019-20: 98.3199; 2020-21: 94.0877; 2021-22: 90.8066; 2022-23: 88.0159; 2023-24: 85.2305; 2024-25: 82.2165; 2025-26: 81.7757; 2026-27: 80.1053; 2027-28: 79.9347; 2028-29: 78.613; 2029-30: 77.9831; 2030-31: 78.0131; 2031-32: 77.0164; 2032-33: 77.0763; 2033-34: 77.1476; 2034-35: 76.1737; 2035-36: 75.7264; 2036-37: 75.2842; 2037-38: 74.8511; 2038-39: 74.4078; 2039-40: 73.966; 2040-41: 73.5147; 2041-42: 73.0616; 2042-43: 72.6105; 2043-44: 72.6452; 2044-45: 72.1846; 2045-46: 71.7228; 2046-47: 71.2669; 2047-48: 70.8066; 2048-49: 70.3455; 2049-50: 69.8871
31BL | Measured Non Household - properties | Input | 000's | 2 | 2019-20: 1.215; 2020-21: 1.231; 2021-22: 1.244; 2022-23: 1.262; 2023-24: 1.277; 2024-25: 1.292; 2025-26: 1.304; 2026-27: 1.316; 2027-28: 1.328; 2028-29: 1.337; 2029-30: 1.346; 2030-31: 1.354; 2031-32: 1.362; 2032-33: 1.37; 2033-34: 1.377; 2034-35: 1.385; 2035-36: 1.391; 2036-37: 1.397; 2037-38: 1.403; 2038-39: 1.409; 2039-40: 1.415; 2040-41: 1.421; 2041-42: 1.426; 2042-43: 1.432; 2043-44: 1.437; 2044-45: 1.442; 2045-46: 1.447; 2046-47: 1.452; 2047-48: 1.456; 2048-49: 1.461; 2049-50: 1.465
32BL | Unmeasured Non Household - properties | Input | 000's | 2 | 2019-20: 0.005; 2020-21: 0.005; 2021-22: 0.005; 2022-23: 0.005; 2023-24: 0.005; 2024-25: 0.005; 2025-26: 0.005; 2026-27: 0.005; 2027-28: 0.005; 2028-29: 0.005; 2029-30: 0.005; 2030-31: 0.005; 2031-32: 0.005; 2032-33: 0.006; 2033-34: 0.006; 2034-35: 0.006; 2035-36: 0.006; 2036-37: 0.006; 2037-38: 0.006; 2038-39: 0.006; 2039-40: 0.006; 2040-41: 0.006; 2041-42: 0.006; 2042-43: 0.006; 2043-44: 0.006; 2044-45: 0.006; 2045-46: 0.006; 2046-47: 0.006; 2047-48: 0.006; 2048-49: 0.006; 2049-50: 0.006
33BL | All void non-households - properties | Input | 000's | 2 | 2019-20: 0; 2020-21: 0; 2021-22: 0; 2022-23: 0; 2023-24: 0; 2024-25: 0; 2025-26: 0; 2026-27: 0; 2027-28: 0; 2028-29: 0; 2029-30: 0; 2030-31: 0; 2031-32: 0; 2032-33: 0; 2033-34: 0; 2034-35: 0; 2035-36: 0; 2036-37: 0; 2037-38: 0; 2038-39: 0; 2039-40: 0; 2040-41: 0; 2041-42: 0; 2042-43: 0; 2043-44: 0; 2044-45: 0; 2045-46: 0; 2046-47: 0; 2047-48: 0; 2048-49: 0; 2049-50: 0
34BL | Measured households - properties (excl. void) | Year before + sum (34.1BL:34.6BL) | 000's | 2 | 2019-20: 12.658; 2020-21: 13.19; 2021-22: 13.675; 2022-23: 14.11; 2023-24: 14.561; 2024-25: 14.957; 2025-26: 15.269; 2026-27: 15.61; 2027-28: 15.862; 2028-29: 16.13; 2029-30: 16.363; 2030-31: 16.565; 2031-32: 16.756; 2032-33: 16.945; 2033-34: 17.129; 2034-35: 17.311; 2035-36: 17.493; 2036-37: 17.672; 2037-38: 17.848; 2038-39: 18.025; 2039-40: 18.135; 2040-41: 18.248; 2041-42: 18.364; 2042-43: 18.481; 2043-44: 18.601; 2044-45: 18.724; 2045-46: 18.848; 2046-47: 18.973; 2047-48: 19.101; 2048-49: 19.231; 2049-50: 19.363
34.1BL | New build properties - properties | Input (new builds in each year) | 000's | 2 | 2019-20: 0.364; 2020-21: 0.352; 2021-22: 0.319; 2022-23: 0.284; 2023-24: 0.307; 2024-25: 0.258; 2025-26: 0.202; 2026-27: 0.234; 2027-28: 0.15; 2028-29: 0.169; 2029-30: 0.138; 2030-31: 0.11; 2031-32: 0.102; 2032-33: 0.103; 2033-34: 0.102; 2034-35: 0.103; 2035-36: 0.105; 2036-37: 0.105; 2037-38: 0.105; 2038-39: 0.108; 2039-40: 0.11; 2040-41: 0.113; 2041-42: 0.116; 2042-43: 0.117; 2043-44: 0.12; 2044-45: 0.123; 2045-46: 0.124; 2046-47: 0.125; 2047-48: 0.128; 2048-49: 0.13; 2049-50: 0.132
34.2BL | Meter optants - properties | Input (meter optants in each year) | 000's | 2 | 2019-20: 0.136; 2020-21: 0.13; 2021-22: 0.119; 2022-23: 0.105; 2023-24: 0.1; 2024-25: 0.096; 2025-26: 0.07; 2026-27: 0.068; 2027-28: 0.065; 2028-29: 0.063; 2029-30: 0.061; 2030-31: 0.059; 2031-32: 0.057; 2032-33: 0.055; 2033-34: 0.053; 2034-35: 0.051; 2035-36: 0.05; 2036-37: 0.048; 2037-38: 0.046; 2038-39: 0.045; 2039-40: 0; 2040-41: 0; 2041-42: 0; 2042-43: 0; 2043-44: 0; 2044-45: 0; 2045-46: 0; 2046-47: 0; 2047-48: 0; 2048-49: 0; 2049-50: 0
34.3BL | Compulsory metering - properties | Input (compulsory meters in each year) | 000's | 2 | 2019-20: 0; 2020-21: 0; 2021-22: 0; 2022-23: 0; 2023-24: 0; 2024-25: 0; 2025-26: 0; 2026-27: 0; 2027-28: 0; 2028-29: 0; 2029-30: 0; 2030-31: 0; 2031-32: 0; 2032-33: 0; 2033-34: 0; 2034-35: 0; 2035-36: 0; 2036-37: 0; 2037-38: 0; 2038-39: 0; 2039-40: 0; 2040-41: 0; 2041-42: 0; 2042-43: 0; 2043-44: 0; 2044-45: 0; 2045-46: 0; 2046-47: 0; 2047-48: 0; 2048-49: 0; 2049-50: 0
34.4BL | Metering on change of occupancy - properties | Input (change of occupancy meters in each year) | 000's | 2 | 2019-20: 0.046; 2020-21: 0.045; 2021-22: 0.043; 2022-23: 0.042; 2023-24: 0.04; 2024-25: 0.039; 2025-26: 0.037; 2026-27: 0.036; 2027-28: 0.034; 2028-29: 0.033; 2029-30: 0.031; 2030-31: 0.03; 2031-32: 0.029; 2032-33: 0.028; 2033-34: 0.027; 2034-35: 0.026; 2035-36: 0.025; 2036-37: 0.024; 2037-38: 0.023; 2038-39: 0.022; 2039-40: 0; 2040-41: 0; 2041-42: 0; 2042-43: 0; 2043-44: 0; 2044-45: 0; 2045-46: 0; 2046-47: 0; 2047-48: 0; 2048-49: 0; 2049-50: 0
34.5BL | Selective metering - properties | Input (selective meters in each year) | 000's | 2 | 2019-20: 0.005; 2020-21: 0.005; 2021-22: 0.004; 2022-23: 0.004; 2023-24: 0.004; 2024-25: 0.003; 2025-26: 0.003; 2026-27: 0.003; 2027-28: 0.003; 2028-29: 0.003; 2029-30: 0.003; 2030-31: 0.003; 2031-32: 0.003; 2032-33: 0.003; 2033-34: 0.002; 2034-35: 0.002; 2035-36: 0.002; 2036-37: 0.002; 2037-38: 0.002; 2038-39: 0.002; 2039-40: 0; 2040-41: 0; 2041-42: 0; 2042-43: 0; 2043-44: 0; 2044-45: 0; 2045-46: 0; 2046-47: 0; 2047-48: 0; 2048-49: 0; 2049-50: 0
34.6BL | Other changes to existing metering - properties | Input (other changes to meters in each year) | 000's | 2 | 2019-20: 0; 2020-21: 0; 2021-22: 0; 2022-23: 0; 2023-24: 0; 2024-25: 0; 2025-26: 0; 2026-27: 0; 2027-28: 0; 2028-29: 0; 2029-30: 0; 2030-31: 0; 2031-32: 0; 2032-33: 0; 2033-34: 0; 2034-35: 0; 2035-36: 0; 2036-37: 0; 2037-38: 0; 2038-39: 0; 2039-40: 0; 2040-41: 0; 2041-42: 0; 2042-43: 0; 2043-44: 0; 2044-45: 0; 2045-46: 0; 2046-47: 0; 2047-48: 0; 2048-49: 0; 2049-50: 0
34.7BL | Measured household void properties | Input | 000's | 2 | 2019-20: 0.212; 2020-21: 0.218; 2021-22: 0.223; 2022-23: 0.23; 2023-24: 0.236; 2024-25: 0.242; 2025-26: 0.247; 2026-27: 0.252; 2027-28: 0.257; 2028-29: 0.262; 2029-30: 0.267; 2030-31: 0.271; 2031-32: 0.276; 2032-33: 0.28; 2033-34: 0.285; 2034-35: 0.289; 2035-36: 0.293; 2036-37: 0.297; 2037-38: 0.301; 2038-39: 0.305; 2039-40: 0.307; 2040-41: 0.31; 2041-42: 0.313; 2042-43: 0.315; 2043-44: 0.318; 2044-45: 0.32; 2045-46: 0.323; 2046-47: 0.325; 2047-48: 0.328; 2048-49: 0.33; 2049-50: 0.332
35BL | Unmeasured households - properties (excl. void) | Input | 000's | 2 | 2019-20: 1.947; 2020-21: 1.8; 2021-22: 1.674; 2022-23: 1.524; 2023-24: 1.38; 2024-25: 1.242; 2025-26: 1.132; 2026-27: 1.026; 2027-28: 0.923; 2028-29: 0.824; 2029-30: 0.729; 2030-31: 0.637; 2031-32: 0.549; 2032-33: 0.463; 2033-34: 0.381; 2034-35: 0.302; 2035-36: 0.225; 2036-37: 0.151; 2037-38: 0.08; 2038-39: 0.011; 2039-40: 0.011; 2040-41: 0.011; 2041-42: 0.011; 2042-43: 0.011; 2043-44: 0.011; 2044-45: 0.011; 2045-46: 0.011; 2046-47: 0.011; 2047-48: 0.011; 2048-49: 0.011; 2049-50: 0.011
35.1BL | Unmeasured household void properties | Input | 000's | 2 | 2019-20: 0.033; 2020-21: 0.03; 2021-22: 0.028; 2022-23: 0.025; 2023-24: 0.023; 2024-25: 0.02; 2025-26: 0.019; 2026-27: 0.017; 2027-28: 0.015; 2028-29: 0.014; 2029-30: 0.012; 2030-31: 0.011; 2031-32: 0.009; 2032-33: 0.008; 2033-34: 0.006; 2034-35: 0.005; 2035-36: 0.004; 2036-37: 0.003; 2037-38: 0.001; 2038-39: 0; 2039-40: 0; 2040-41: 0; 2041-42: 0; 2042-43: 0; 2043-44: 0; 2044-45: 0; 2045-46: 0; 2046-47: 0; 2047-48: 0; 2048-49: 0; 2049-50: 0
36BL | Total Resource Zone Properties (incl. voids) | sum (31BL:34BL) + 34.7BL + 35BL + 35.1BL | 000's | 2 | 2019-20: 16.07; 2020-21: 16.474; 2021-22: 16.849; 2022-23: 17.156; 2023-24: 17.482; 2024-25: 17.758; 2025-26: 17.976; 2026-27: 18.226; 2027-28: 18.39; 2028-29: 18.572; 2029-30: 18.722; 2030-31: 18.843; 2031-32: 18.957; 2032-33: 19.072; 2033-34: 19.184; 2034-35: 19.298; 2035-36: 19.412; 2036-37: 19.526; 2037-38: 19.639; 2038-39: 19.756; 2039-40: 19.874; 2040-41: 19.996; 2041-42: 20.12; 2042-43: 20.245; 2043-44: 20.373; 2044-45: 20.503; 2045-46: 20.635; 2046-47: 20.767; 2047-48: 20.902; 2048-49: 21.039; 2049-50: 21.177
37BL | Measured Non Household - Population | Input | 000's | 2 | 2019-20: 0.301; 2020-21: 0.307; 2021-22: 0.312; 2022-23: 0.319; 2023-24: 0.324; 2024-25: 0.33; 2025-26: 0.334; 2026-27: 0.342; 2027-28: 0.35; 2028-29: 0.359; 2029-30: 0.367; 2030-31: 0.373; 2031-32: 0.387; 2032-33: 0.397; 2033-34: 0.404; 2034-35: 0.409; 2035-36: 0.415; 2036-37: 0.42; 2037-38: 0.425; 2038-39: 0.431; 2039-40: 0.437; 2040-41: 0.443; 2041-42: 0.45; 2042-43: 0.458; 2043-44: 0.467; 2044-45: 0.475; 2045-46: 0.485; 2046-47: 0.495; 2047-48: 0.505; 2048-49: 0.515; 2049-50: 0.524
38BL | Unmeasured Non Household - Population | Input | 000's | 2 | 2019-20: 0.001; 2020-21: 0.001; 2021-22: 0.001; 2022-23: 0.001; 2023-24: 0.001; 2024-25: 0.001; 2025-26: 0.001; 2026-27: 0.001; 2027-28: 0.001; 2028-29: 0.001; 2029-30: 0.001; 2030-31: 0.001; 2031-32: 0.002; 2032-33: 0.002; 2033-34: 0.002; 2034-35: 0.002; 2035-36: 0.002; 2036-37: 0.002; 2037-38: 0.002; 2038-39: 0.002; 2039-40: 0.002; 2040-41: 0.002; 2041-42: 0.002; 2042-43: 0.002; 2043-44: 0.002; 2044-45: 0.002; 2045-46: 0.002; 2046-47: 0.002; 2047-48: 0.002; 2048-49: 0.002; 2049-50: 0.002
39BL | Measured Household - Population | Input | 000's | 2 | 2019-20: 28.485; 2020-21: 29.516; 2021-22: 30.36; 2022-23: 31.376; 2023-24: 32.44; 2024-25: 33.347; 2025-26: 34.034; 2026-27: 34.783; 2027-28: 35.311; 2028-29: 35.877; 2029-30: 36.338; 2030-31: 36.715; 2031-32: 37.067; 2032-33: 37.429; 2033-34: 37.807; 2034-35: 38.18; 2035-36: 38.568; 2036-37: 38.942; 2037-38: 39.348; 2038-39: 39.807; 2039-40: 40.003; 2040-41: 40.206; 2041-42: 40.424; 2042-43: 40.65; 2043-44: 40.892; 2044-45: 41.145; 2045-46: 41.397; 2046-47: 41.649; 2047-48: 41.926; 2048-49: 42.212; 2049-50: 42.505
40BL | Unmeasured Household - Population | Input | 000's | 2 | 2019-20: 6.127; 2020-21: 5.709; 2021-22: 5.346; 2022-23: 4.92; 2023-24: 4.512; 2024-25: 4.116; 2025-26: 3.796; 2026-27: 3.487; 2027-28: 3.186; 2028-29: 2.894; 2029-30: 2.61; 2030-31: 2.333; 2031-32: 2.063; 2032-33: 1.8; 2033-34: 1.543; 2034-35: 1.29; 2035-36: 1.037; 2036-37: 0.782; 2037-38: 0.516; 2038-39: 0.216; 2039-40: 0.216; 2040-41: 0.216; 2041-42: 0.216; 2042-43: 0.216; 2043-44: 0.216; 2044-45: 0.216; 2045-46: 0.216; 2046-47: 0.216; 2047-48: 0.216; 2048-49: 0.216; 2049-50: 0.216
41BL | Total Resource Zone Population | sum (37BL:40BL) | 000's | 2 | 2019-20: 34.914; 2020-21: 35.533; 2021-22: 36.019; 2022-23: 36.616; 2023-24: 37.277; 2024-25: 37.794; 2025-26: 38.165; 2026-27: 38.613; 2027-28: 38.848; 2028-29: 39.131; 2029-30: 39.316; 2030-31: 39.422; 2031-32: 39.519; 2032-33: 39.628; 2033-34: 39.756; 2034-35: 39.881; 2035-36: 40.022; 2036-37: 40.146; 2037-38: 40.291; 2038-39: 40.456; 2039-40: 40.658; 2040-41: 40.867; 2041-42: 41.092; 2042-43: 41.326; 2043-44: 41.577; 2044-45: 41.838; 2045-46: 42.1; 2046-47: 42.362; 2047-48: 42.649; 2048-49: 42.945; 2049-50: 43.247
42BL | Average household occupancy rate (excl. voids) | (39BL + 40BL) / (34BL + 35BL) | h/prop | 1 | 2019-20: 2.3699; 2020-21: 2.3499; 2021-22: 2.3263; 2022-23: 2.3216; 2023-24: 2.318; 2024-25: 2.3127; 2025-26: 2.3066; 2026-27: 2.3004; 2027-28: 2.2935; 2028-29: 2.2868; 2029-30: 2.2787; 2030-31: 2.27; 2031-32: 2.2612; 2032-33: 2.2535; 2033-34: 2.2473; 2034-35: 2.241; 2035-36: 2.2353; 2036-37: 2.2288; 2037-38: 2.2236; 2038-39: 2.2191; 2039-40: 2.2164; 2040-41: 2.2138; 2041-42: 2.2117; 2042-43: 2.2099; 2043-44: 2.2087; 2044-45: 2.2077; 2045-46: 2.2065; 2046-47: 2.2053; 2047-48: 2.205; 2048-49: 2.205; 2049-50: 2.2051
43BL | Total Household Metering penetration (excl. voids) | 34BL / (34BL + 35BL) | % | 1 | 2019-20: 86.67%; 2020-21: 87.99%; 2021-22: 89.09%; 2022-23: 90.25%; 2023-24: 91.34%; 2024-25: 92.33%; 2025-26: 93.1%; 2026-27: 93.83%; 2027-28: 94.5%; 2028-29: 95.14%; 2029-30: 95.73%; 2030-31: 96.3%; 2031-32: 96.83%; 2032-33: 97.34%; 2033-34: 97.82%; 2034-35: 98.29%; 2035-36: 98.73%; 2036-37: 99.15%; 2037-38: 99.55%; 2038-39: 99.94%; 2039-40: 99.94%; 2040-41: 99.94%; 2041-42: 99.94%; 2042-43: 99.94%; 2043-44: 99.94%; 2044-45: 99.94%; 2045-46: 99.94%; 2046-47: 99.94%; 2047-48: 99.94%; 2048-49: 99.94%; 2049-50: 99.94%
44BL | Total Household Metering penetration (incl. voids) | (34BL) / (34BL + 34.7BL + 35BL + 35.1BL) | % | 1 | 2019-20: 85.24%; 2020-21: 86.56%; 2021-22: 87.66%; 2022-23: 88.8%; 2023-24: 89.88%; 2024-25: 90.86%; 2025-26: 91.61%; 2026-27: 92.34%; 2027-28: 92.99%; 2028-29: 93.62%; 2029-30: 94.2%; 2030-31: 94.74%; 2031-32: 95.26%; 2032-33: 95.76%; 2033-34: 96.22%; 2034-35: 96.67%; 2035-36: 97.1%; 2036-37: 97.51%; 2037-38: 97.9%; 2038-39: 98.28%; 2039-40: 98.28%; 2040-41: 98.27%; 2041-42: 98.27%; 2042-43: 98.27%; 2043-44: 98.26%; 2044-45: 98.26%; 2045-46: 98.26%; 2046-47: 98.26%; 2047-48: 98.26%; 2048-49: 98.26%; 2049-50: 98.26%
45BL | Distribution input | sum (12BL:15BL) +21BL + 22BL + 27BL + 28BL | Ml/d | 2 | 2019-20: 9.75; 2020-21: 9.68; 2021-22: 9.64; 2022-23: 9.56; 2023-24: 9.5; 2024-25: 9.42; 2025-26: 9.38; 2026-27: 9.37; 2027-28: 9.34; 2028-29: 9.31; 2029-30: 9.28; 2030-31: 9.25; 2031-32: 9.22; 2032-33: 9.19; 2033-34: 9.19; 2034-35: 9.19; 2035-36: 9.19; 2036-37: 9.18; 2037-38: 9.19; 2038-39: 9.2; 2039-40: 9.23; 2040-41: 9.24; 2041-42: 9.25; 2042-43: 9.27; 2043-44: 9.28; 2044-45: 9.3; 2045-46: 9.33; 2046-47: 9.36; 2047-48: 9.38; 2048-49: 9.42; 2049-50: 9.45
46BL | Target headroom (climate change component) | Input | Ml/d | 2 | 2019-20: 0.00073487; 2020-21: 0.00073487; 2021-22: 0.00073487; 2022-23: 0.00073487; 2023-24: 0.00073487; 2024-25: 0.00073487; 2025-26: 0.00073487; 2026-27: 0.00052439; 2027-28: 0.00073501; 2028-29: 0.0014823; 2029-30: 0.0011891; 2030-31: 0.0013186; 2031-32: 0.0011217; 2032-33: 0.0009391; 2033-34: 0.0015955; 2034-35: 0.0020018; 2035-36: 0.0016879; 2036-37: 0.0019243; 2037-38: 0.0018056; 2038-39: 0.0021492; 2039-40: 0; 2040-41: 0; 2041-42: 0; 2042-43: 0; 2043-44: 0; 2044-45: 0; 2045-46: 0; 2046-47: 0; 2047-48: 0; 2048-49: 0; 2049-50: 0
47BL | Target headroom (All other components) | Input | Ml/d | 2 | 2019-20: 0.35508; 2020-21: 0.35508; 2021-22: 0.35508; 2022-23: 0.35508; 2023-24: 0.35508; 2024-25: 0.35508; 2025-26: 0.35508; 2026-27: 0.35433; 2027-28: 0.35004; 2028-29: 0.34598; 2029-30: 0.45849; 2030-31: 0.45797; 2031-32: 0.72339; 2032-33: 0.73743; 2033-34: 0.73778; 2034-35: 0.77371; 2035-36: 0.67198; 2036-37: 0.61262; 2037-38: 0.62789; 2038-39: 0.65604; 2039-40: 0.6284; 2040-41: 0.6357; 2041-42: 0.63987; 2042-43: 0.64207; 2043-44: 0.65206; 2044-45: 0.65356; 2045-46: 0.57981; 2046-47: 0.58199; 2047-48: 0.57974; 2048-49: 0.58762; 2049-50: 0.57913
48BL | Target Headroom | 46BL + 47BL | Ml/d | 2 | 2019-20: 0.35581; 2020-21: 0.35581; 2021-22: 0.35581; 2022-23: 0.35581; 2023-24: 0.35581; 2024-25: 0.35581; 2025-26: 0.35581; 2026-27: 0.35485; 2027-28: 0.35078; 2028-29: 0.34746; 2029-30: 0.45968; 2030-31: 0.45928; 2031-32: 0.72452; 2032-33: 0.73837; 2033-34: 0.73938; 2034-35: 0.77571; 2035-36: 0.67367; 2036-37: 0.61455; 2037-38: 0.6297; 2038-39: 0.65819; 2039-40: 0.6284; 2040-41: 0.6357; 2041-42: 0.63987; 2042-43: 0.64207; 2043-44: 0.65206; 2044-45: 0.65356; 2045-46: 0.57981; 2046-47: 0.58199; 2047-48: 0.57974; 2048-49: 0.58762; 2049-50: 0.57913
49BL | Available Headroom | 11BL - 45BL | Ml/d | 2 | 2019-20: -0.2; 2020-21: -0.13; 2021-22: -0.09; 2022-23: -0.01; 2023-24: 0.05; 2024-25: 0.13; 2025-26: -1.43; 2026-27: -1.42; 2027-28: -1.39; 2028-29: -1.36; 2029-30: -1.33; 2030-31: -1.76; 2031-32: -1.73; 2032-33: -1.7; 2033-34: -1.7; 2034-35: -1.7; 2035-36: -1.7; 2036-37: -2.37; 2037-38: -2.38; 2038-39: -2.39; 2039-40: -2.42; 2040-41: -2.43; 2041-42: -2.44; 2042-43: -2.46; 2043-44: -2.47; 2044-45: -2.49; 2045-46: -2.52; 2046-47: -2.55; 2047-48: -2.57; 2048-49: -2.61; 2049-50: -2.64
49.1BL | Available non-potable balance (if applicable) | 1.1BL -12.1BL | Ml/d | 2 | 2019-20: 0; 2020-21: 0; 2021-22: 0; 2022-23: 0; 2023-24: 0; 2024-25: 0; 2025-26: 0; 2026-27: 0; 2027-28: 0; 2028-29: 0; 2029-30: 0; 2030-31: 0; 2031-32: 0; 2032-33: 0; 2033-34: 0; 2034-35: 0; 2035-36: 0; 2036-37: 0; 2037-38: 0; 2038-39: 0; 2039-40: 0; 2040-41: 0; 2041-42: 0; 2042-43: 0; 2043-44: 0; 2044-45: 0; 2045-46: 0; 2046-47: 0; 2047-48: 0; 2048-49: 0; 2049-50: 0
50BL | Supply Demand Balance | 49BL - 48BL | Ml/d | 2 | 2019-20: -0.55581; 2020-21: -0.48581; 2021-22: -0.44581; 2022-23: -0.36581; 2023-24: -0.30581; 2024-25: -0.22581; 2025-26: -1.7858; 2026-27: -1.7749; 2027-28: -1.7408; 2028-29: -1.7075; 2029-30: -1.7897; 2030-31: -2.2193; 2031-32: -2.4545; 2032-33: -2.4384; 2033-34: -2.4394; 2034-35: -2.4757; 2035-36: -2.3737; 2036-37: -2.9845; 2037-38: -3.0097; 2038-39: -3.0482; 2039-40: -3.0484; 2040-41: -3.0657; 2041-42: -3.0799; 2042-43: -3.1021; 2043-44: -3.1221; 2044-45: -3.1436; 2045-46: -3.0998; 2046-47: -3.132; 2047-48: -3.1497; 2048-49: -3.1976; 2049-50: -3.2191
Table 3b: DYAA - Final plan Options | Back to top of sheet |  |  |  | 2019-20: 0.1
WRMP24 reference | Option type | Cat ID | Unit | Decimal places | 2019-20 | 2020-21 | 2021-22 | 2022-23 | 2023-24 | 2024-25 | 2025-26 | 2026-27 | 2027-28 | 2028-29 | 2029-30 | 2030-31 | 2031-32 | 2032-33 | 2033-34 | 2034-35 | 2035-36 | 2036-37 | 2037-38 | 2038-39 | 2039-40 | 2040-41 | 2041-42 | 2042-43 | 2043-44 | 2044-45 | 2045-46 | 2046-47 | 2047-48 | 2048-49 | 2049-50 | 2050-51 | 2051-52 | 2052-53 | 2053-54 | 2054-55 | 2055-56 | 2056-57 | 2057-58 | 2058-59 | 2059-60 | 2060-61 | 2061-62 | 2062-63 | 2063-64 | 2064-65 | 2065-66 | 2066-67 | 2067-68 | 2068-69 | 2069-70 | 2070-71 | 2071-72 | 2072-73 | 2073-74 | 2074-75 | 2075-76 | 2076-77 | 2077-78 | 2078-79 | 2079-80 | 2080-81 | 2081-82 | 2082-83 | 2083-84 | 2084-85 | 2085-86 | 2086-87 | 2087-88 | 2088-89 | 2089-90 | 2090-91 | 2091-92 | 2092-93 | 2093-94 | 2094-95 | 2095-96 | 2096-97 | 2097-98 | 2098-99 | 2099-100
1.11FP | Non potable supplies input reductions as -ve and increases as +ve | RSNPS | Ml/d | 2 | 0.1 2019-20: 0; 0.1 2020-21: 0; 0.1 2021-22: 0; 0.1 2022-23: 0; 0.1 2023-24: 0; 0.1 2024-25: 0; 0.1 2025-26: 0; 0.1 2026-27: 0; 0.1 2027-28: 0; 0.1 2028-29: 0; 0.1 2029-30: 0; 0.1 2030-31: 0; 0.1 2031-32: 0; 0.1 2032-33: 0; 0.1 2033-34: 0; 0.1 2034-35: 0; 0.1 2035-36: 0; 0.1 2036-37: 0; 0.1 2037-38: 0; 0.1 2038-39: 0; 0.1 2039-40: 0; 0.1 2040-41: 0; 0.1 2041-42: 0; 0.1 2042-43: 0; 0.1 2043-44: 0; 0.1 2044-45: 0; 0.1 2045-46: 0; 0.1 2046-47: 0; 0.1 2047-48: 0; 0.1 2048-49: 0; 0.1 2049-50: 0
2.1FP | Raw water imports input reductions as -ve | RSRWI | Ml/d | 2 | 0.1 2019-20: 0; 0.1 2020-21: 0; 0.1 2021-22: 0; 0.1 2022-23: 0; 0.1 2023-24: 0; 0.1 2024-25: 0; 0.1 2025-26: 0; 0.1 2026-27: 0; 0.1 2027-28: 0; 0.1 2028-29: 0; 0.1 2029-30: 0; 0.1 2030-31: 0; 0.1 2031-32: 0; 0.1 2032-33: 0; 0.1 2033-34: 0; 0.1 2034-35: 0; 0.1 2035-36: 0; 0.1 2036-37: 0; 0.1 2037-38: 0; 0.1 2038-39: 0; 0.1 2039-40: 0; 0.1 2040-41: 0; 0.1 2041-42: 0; 0.1 2042-43: 0; 0.1 2043-44: 0; 0.1 2044-45: 0; 0.1 2045-46: 0; 0.1 2046-47: 0; 0.1 2047-48: 0; 0.1 2048-49: 0; 0.1 2049-50: 0
3.1FP | Potable water imports input reductions as -ve | RSPWI | Ml/d | 2 | 0.1 2019-20: 0; 0.1 2020-21: 0; 0.1 2021-22: 0; 0.1 2022-23: 0; 0.1 2023-24: 0; 0.1 2024-25: 0; 0.1 2025-26: 0.779; 0.1 2026-27: 0.74; 0.1 2027-28: 0.699; 0.1 2028-29: 0.529; 0.1 2029-30: 0.329; 0.1 2030-31: 0.739; 0.1 2031-32: 0.659; 0.1 2032-33: 1.069; 0.1 2033-34: 1.009; 0.1 2034-35: 0.979; 0.1 2035-36: 0.809; 0.1 2036-37: 1.359; 0.1 2037-38: 1.159; 0.1 2038-39: 1.109; 0.1 2039-40: 1.039; 0.1 2040-41: 1.009; 0.1 2041-42: 0.969; 0.1 2042-43: 0.839; 0.1 2043-44: 0.799; 0.1 2044-45: 0.779; 0.1 2045-46: 0.689; 0.1 2046-47: 0.669; 0.1 2047-48: 0.619; 0.1 2048-49: 0.619; 0.1 2049-50: 0.599
4.1FP | Raw water exports input reductions as +ve and increases as -ve | RSRWE | Ml/d | 2 | 0.1 2019-20: 0; 0.1 2020-21: 0; 0.1 2021-22: 0; 0.1 2022-23: 0; 0.1 2023-24: 0; 0.1 2024-25: 0; 0.1 2025-26: 0; 0.1 2026-27: 0; 0.1 2027-28: 0; 0.1 2028-29: 0; 0.1 2029-30: 0; 0.1 2030-31: 0; 0.1 2031-32: 0; 0.1 2032-33: 0; 0.1 2033-34: 0; 0.1 2034-35: 0; 0.1 2035-36: 0; 0.1 2036-37: 0; 0.1 2037-38: 0; 0.1 2038-39: 0; 0.1 2039-40: 0; 0.1 2040-41: 0; 0.1 2041-42: 0; 0.1 2042-43: 0; 0.1 2043-44: 0; 0.1 2044-45: 0; 0.1 2045-46: 0; 0.1 2046-47: 0; 0.1 2047-48: 0; 0.1 2048-49: 0; 0.1 2049-50: 0
5.1FP | Potable water exports input reductions as +ve and increases as -ve | RSPWE | Ml/d | 2 | 0.1 2019-20: 0; 0.1 2020-21: 0; 0.1 2021-22: 0; 0.1 2022-23: 0; 0.1 2023-24: 0; 0.1 2024-25: 0; 0.1 2025-26: 0; 0.1 2026-27: 0; 0.1 2027-28: 0; 0.1 2028-29: 0; 0.1 2029-30: 0; 0.1 2030-31: 0; 0.1 2031-32: 0; 0.1 2032-33: 0; 0.1 2033-34: 0; 0.1 2034-35: 0; 0.1 2035-36: 0; 0.1 2036-37: 0; 0.1 2037-38: 0; 0.1 2038-39: 0; 0.1 2039-40: 0; 0.1 2040-41: 0; 0.1 2041-42: 0; 0.1 2042-43: 0; 0.1 2043-44: 0; 0.1 2044-45: 0; 0.1 2045-46: 0; 0.1 2046-47: 0; 0.1 2047-48: 0; 0.1 2048-49: 0; 0.1 2049-50: 0
6.2FP | DO benefit from increase raw water abstractions | RSRWA | Ml/d | 2 | 0.1 2019-20: 0; 0.1 2020-21: 0; 0.1 2021-22: 0; 0.1 2022-23: 0; 0.1 2023-24: 0; 0.1 2024-25: 0; 0.1 2025-26: 0; 0.1 2026-27: 0; 0.1 2027-28: 0; 0.1 2028-29: 0; 0.1 2029-30: 0; 0.1 2030-31: 0; 0.1 2031-32: 0; 0.1 2032-33: 0; 0.1 2033-34: 0; 0.1 2034-35: 0; 0.1 2035-36: 0; 0.1 2036-37: 0; 0.1 2037-38: 0; 0.1 2038-39: 0; 0.1 2039-40: 0; 0.1 2040-41: 0; 0.1 2041-42: 0; 0.1 2042-43: 0; 0.1 2043-44: 0; 0.1 2044-45: 0; 0.1 2045-46: 0; 0.1 2046-47: 0; 0.1 2047-48: 0; 0.1 2048-49: 0; 0.1 2049-50: 0
6.3FP | Other options to increase deployable output | RSIPO | Ml/d | 2 | 0.1 2019-20: 0; 0.1 2020-21: 0; 0.1 2021-22: 0; 0.1 2022-23: 0; 0.1 2023-24: 0; 0.1 2024-25: 0; 0.1 2025-26: 1; 0.1 2026-27: 1; 0.1 2027-28: 1; 0.1 2028-29: 1; 0.1 2029-30: 1; 0.1 2030-31: 0.66; 0.1 2031-32: 0.66; 0.1 2032-33: 0.2; 0.1 2033-34: 0.2; 0.1 2034-35: 0.2; 0.1 2035-36: 0.2; 0.1 2036-37: 0.2; 0.1 2037-38: 0.2; 0.1 2038-39: 0.2; 0.1 2039-40: 0.2; 0.1 2040-41: 0.2; 0.1 2041-42: 0.2; 0.1 2042-43: 0.2; 0.1 2043-44: 0.2; 0.1 2044-45: 0.2; 0.1 2045-46: 0.2; 0.1 2046-47: 0.2; 0.1 2047-48: 0.2; 0.1 2048-49: 0.2; 0.1 2049-50: 0.2
7.01FP | DO benefit from supply side drought measures | RSDPS | Ml/d | 2 | 0.1 2019-20: 0; 0.1 2020-21: 0; 0.1 2021-22: 0; 0.1 2022-23: 0; 0.1 2023-24: 0; 0.1 2024-25: 0; 0.1 2025-26: 0; 0.1 2026-27: 0; 0.1 2027-28: 0; 0.1 2028-29: 0; 0.1 2029-30: 0; 0.1 2030-31: 0; 0.1 2031-32: 0; 0.1 2032-33: 0; 0.1 2033-34: 0; 0.1 2034-35: 0; 0.1 2035-36: 0; 0.1 2036-37: 0; 0.1 2037-38: 0; 0.1 2038-39: 0; 0.1 2039-40: 0; 0.1 2040-41: 0; 0.1 2041-42: 0; 0.1 2042-43: 0; 0.1 2043-44: 0; 0.1 2044-45: 0; 0.1 2045-46: 0; 0.1 2046-47: 0; 0.1 2047-48: 0; 0.1 2048-49: 0; 0.1 2049-50: 0
7.02FP | Benefit from demand side drought measures | RSDPD | Ml/d | 2 | 0.1 2019-20: 0; 0.1 2020-21: 0; 0.1 2021-22: 0; 0.1 2022-23: 0; 0.1 2023-24: 0; 0.1 2024-25: 0; 0.1 2025-26: 0; 0.1 2026-27: 0; 0.1 2027-28: 0; 0.1 2028-29: 0; 0.1 2029-30: 0; 0.1 2030-31: 0; 0.1 2031-32: 0; 0.1 2032-33: 0; 0.1 2033-34: 0; 0.1 2034-35: 0; 0.1 2035-36: 0; 0.1 2036-37: 0; 0.1 2037-38: 0; 0.1 2038-39: 0; 0.1 2039-40: 0; 0.1 2040-41: 0; 0.1 2041-42: 0; 0.1 2042-43: 0; 0.1 2043-44: 0; 0.1 2044-45: 0; 0.1 2045-46: 0; 0.1 2046-47: 0; 0.1 2047-48: 0; 0.1 2048-49: 0; 0.1 2049-50: 0
8.1FP | Reduce raw water losses and operational use input as -ve | RSLOU | Ml/d | 2 | 0.1 2019-20: 0; 0.1 2020-21: 0; 0.1 2021-22: 0; 0.1 2022-23: 0; 0.1 2023-24: 0; 0.1 2024-25: 0; 0.1 2025-26: 0; 0.1 2026-27: 0; 0.1 2027-28: 0; 0.1 2028-29: 0; 0.1 2029-30: 0; 0.1 2030-31: 0; 0.1 2031-32: 0; 0.1 2032-33: 0; 0.1 2033-34: 0; 0.1 2034-35: 0; 0.1 2035-36: 0; 0.1 2036-37: 0; 0.1 2037-38: 0; 0.1 2038-39: 0; 0.1 2039-40: 0; 0.1 2040-41: 0; 0.1 2041-42: 0; 0.1 2042-43: 0; 0.1 2043-44: 0; 0.1 2044-45: 0; 0.1 2045-46: 0; 0.1 2046-47: 0; 0.1 2047-48: 0; 0.1 2048-49: 0; 0.1 2049-50: 0
8.2FP | Reduce treatment works losses input as -ve | PSTWL | Ml/d | 2 | 0.1 2019-20: 0; 0.1 2020-21: 0; 0.1 2021-22: 0; 0.1 2022-23: 0; 0.1 2023-24: 0; 0.1 2024-25: 0; 0.1 2025-26: 0; 0.1 2026-27: 0; 0.1 2027-28: 0; 0.1 2028-29: 0; 0.1 2029-30: 0; 0.1 2030-31: 0; 0.1 2031-32: 0; 0.1 2032-33: 0; 0.1 2033-34: 0; 0.1 2034-35: 0; 0.1 2035-36: 0; 0.1 2036-37: 0; 0.1 2037-38: 0; 0.1 2038-39: 0; 0.1 2039-40: 0; 0.1 2040-41: 0; 0.1 2041-42: 0; 0.1 2042-43: 0; 0.1 2043-44: 0; 0.1 2044-45: 0; 0.1 2045-46: 0; 0.1 2046-47: 0; 0.1 2047-48: 0; 0.1 2048-49: 0; 0.1 2049-50: 0
9.1FP | Reduce outages input as -ve | PSROU | Ml/d | 2 | 0.1 2019-20: 0; 0.1 2020-21: 0; 0.1 2021-22: 0; 0.1 2022-23: 0; 0.1 2023-24: 0; 0.1 2024-25: 0; 0.1 2025-26: 0; 0.1 2026-27: 0; 0.1 2027-28: 0; 0.1 2028-29: 0; 0.1 2029-30: 0; 0.1 2030-31: 0; 0.1 2031-32: 0; 0.1 2032-33: 0; 0.1 2033-34: 0; 0.1 2034-35: 0; 0.1 2035-36: 0; 0.1 2036-37: 0; 0.1 2037-38: 0; 0.1 2038-39: 0; 0.1 2039-40: 0; 0.1 2040-41: 0; 0.1 2041-42: 0; 0.1 2042-43: 0; 0.1 2043-44: 0; 0.1 2044-45: 0; 0.1 2045-46: 0; 0.1 2046-47: 0; 0.1 2047-48: 0; 0.1 2048-49: 0; 0.1 2049-50: 0
12.2FP | Change volume delivered to measured non households input reductions as -ve, line to include both measured non-household consumption and USPL options | CVMNH | Ml/d | 2 | 0.1 2019-20: 0; 0.1 2020-21: 0; 0.1 2021-22: 0; 0.1 2022-23: 0; 0.1 2023-24: 0; 0.1 2024-25: 0; 0.1 2025-26: 0; 0.1 2026-27: 0; 0.1 2027-28: 0; 0.1 2028-29: -0.02; 0.1 2029-30: -0.04; 0.1 2030-31: -0.06; 0.1 2031-32: -0.08; 0.1 2032-33: -0.1; 0.1 2033-34: -0.12; 0.1 2034-35: -0.14; 0.1 2035-36: -0.16; 0.1 2036-37: -0.18; 0.1 2037-38: -0.2; 0.1 2038-39: -0.22; 0.1 2039-40: -0.24; 0.1 2040-41: -0.26; 0.1 2041-42: -0.28; 0.1 2042-43: -0.3; 0.1 2043-44: -0.32; 0.1 2044-45: -0.34; 0.1 2045-46: -0.36; 0.1 2046-47: -0.38; 0.1 2047-48: -0.4; 0.1 2048-49: -0.42; 0.1 2049-50: -0.44
13.1FP | Change volume delivered to unmeasured non households input reductions as -ve, line to include both unmeasured non-household consumption and USPL options | CVUNH | Ml/d | 2 | 0.1 2019-20: 0; 0.1 2020-21: 0; 0.1 2021-22: 0; 0.1 2022-23: 0; 0.1 2023-24: 0; 0.1 2024-25: 0; 0.1 2025-26: 0; 0.1 2026-27: 0; 0.1 2027-28: 0; 0.1 2028-29: 0; 0.1 2029-30: 0; 0.1 2030-31: 0; 0.1 2031-32: 0; 0.1 2032-33: 0; 0.1 2033-34: 0; 0.1 2034-35: 0; 0.1 2035-36: 0; 0.1 2036-37: 0; 0.1 2037-38: 0; 0.1 2038-39: 0; 0.1 2039-40: 0; 0.1 2040-41: 0; 0.1 2041-42: 0; 0.1 2042-43: 0; 0.1 2043-44: 0; 0.1 2044-45: 0; 0.1 2045-46: 0; 0.1 2046-47: 0; 0.1 2047-48: 0; 0.1 2048-49: 0; 0.1 2049-50: 0
14.1FP | Change volume delivered to measured households input reductions as -ve, line to include both measured household consumption and USPL options | CVMHH | Ml/d | 2 | 0.1 2019-20: 0; 0.1 2020-21: 0; 0.1 2021-22: 0; 0.1 2022-23: 0; 0.1 2023-24: 0; 0.1 2024-25: 0; 0.1 2025-26: -0.01; 0.1 2026-27: -0.03; 0.1 2027-28: -0.04; 0.1 2028-29: -0.16; 0.1 2029-30: -0.42; 0.1 2030-31: -0.47; 0.1 2031-32: -0.52; 0.1 2032-33: -0.54; 0.1 2033-34: -0.56; 0.1 2034-35: -0.61; 0.1 2035-36: -0.66; 0.1 2036-37: -0.7; 0.1 2037-38: -0.75; 0.1 2038-39: -0.8; 0.1 2039-40: -0.85; 0.1 2040-41: -0.89; 0.1 2041-42: -0.92; 0.1 2042-43: -0.96; 0.1 2043-44: -1; 0.1 2044-45: -1.02; 0.1 2045-46: -1.04; 0.1 2046-47: -1.07; 0.1 2047-48: -1.09; 0.1 2048-49: -1.11; 0.1 2049-50: -1.13
15.1FP | Change volume delivered to unmeasured households input reductions as -ve, line to include both unmeasured household consumption and USPL options | CVUHH | Ml/d | 2 | 0.1 2019-20: 0; 0.1 2020-21: 0; 0.1 2021-22: 0; 0.1 2022-23: 0; 0.1 2023-24: 0; 0.1 2024-25: 0; 0.1 2025-26: 0; 0.1 2026-27: 0; 0.1 2027-28: 0; 0.1 2028-29: 0; 0.1 2029-30: 0; 0.1 2030-31: 0; 0.1 2031-32: 0; 0.1 2032-33: 0; 0.1 2033-34: 0; 0.1 2034-35: 0; 0.1 2035-36: 0; 0.1 2036-37: 0; 0.1 2037-38: 0; 0.1 2038-39: 0; 0.1 2039-40: 0; 0.1 2040-41: 0; 0.1 2041-42: 0; 0.1 2042-43: 0; 0.1 2043-44: 0; 0.1 2044-45: 0; 0.1 2045-46: 0; 0.1 2046-47: 0; 0.1 2047-48: 0; 0.1 2048-49: 0; 0.1 2049-50: 0
21.1FP | Options to reduce water taken unbilled input as -ve | CSWTU | Ml/d | 2 | 0.1 2019-20: 0; 0.1 2020-21: 0; 0.1 2021-22: 0; 0.1 2022-23: 0; 0.1 2023-24: 0; 0.1 2024-25: 0; 0.1 2025-26: 0; 0.1 2026-27: 0; 0.1 2027-28: 0; 0.1 2028-29: 0; 0.1 2029-30: 0; 0.1 2030-31: 0; 0.1 2031-32: 0; 0.1 2032-33: 0; 0.1 2033-34: 0; 0.1 2034-35: 0; 0.1 2035-36: 0; 0.1 2036-37: 0; 0.1 2037-38: 0; 0.1 2038-39: 0; 0.1 2039-40: 0; 0.1 2040-41: 0; 0.1 2041-42: 0; 0.1 2042-43: 0; 0.1 2043-44: 0; 0.1 2044-45: 0; 0.1 2045-46: 0; 0.1 2046-47: 0; 0.1 2047-48: 0; 0.1 2048-49: 0; 0.1 2049-50: 0
22.1FP | Reduce distribution system operational use (DSOU) input as -ve | DSDOU | Ml/d | 2 | 0.1 2019-20: 0; 0.1 2020-21: 0; 0.1 2021-22: 0; 0.1 2022-23: 0; 0.1 2023-24: 0; 0.1 2024-25: 0; 0.1 2025-26: 0; 0.1 2026-27: 0; 0.1 2027-28: 0; 0.1 2028-29: 0; 0.1 2029-30: 0; 0.1 2030-31: 0; 0.1 2031-32: 0; 0.1 2032-33: 0; 0.1 2033-34: 0; 0.1 2034-35: 0; 0.1 2035-36: 0; 0.1 2036-37: 0; 0.1 2037-38: 0; 0.1 2038-39: 0; 0.1 2039-40: 0; 0.1 2040-41: 0; 0.1 2041-42: 0; 0.1 2042-43: 0; 0.1 2043-44: 0; 0.1 2044-45: 0; 0.1 2045-46: 0; 0.1 2046-47: 0; 0.1 2047-48: 0; 0.1 2048-49: 0; 0.1 2049-50: 0
23.1FP | Options impacting on measured Non Household - USPL input reductions as -ve | CUMNH | Ml/d | 2 | 0.1 2019-20: 0; 0.1 2020-21: 0; 0.1 2021-22: 0; 0.1 2022-23: 0; 0.1 2023-24: 0; 0.1 2024-25: 0; 0.1 2025-26: 0; 0.1 2026-27: 0; 0.1 2027-28: 0; 0.1 2028-29: 0; 0.1 2029-30: 0; 0.1 2030-31: 0; 0.1 2031-32: 0; 0.1 2032-33: 0; 0.1 2033-34: 0; 0.1 2034-35: 0; 0.1 2035-36: 0; 0.1 2036-37: 0; 0.1 2037-38: 0; 0.1 2038-39: 0; 0.1 2039-40: 0; 0.1 2040-41: 0; 0.1 2041-42: 0; 0.1 2042-43: 0; 0.1 2043-44: 0; 0.1 2044-45: 0; 0.1 2045-46: 0; 0.1 2046-47: -0.01; 0.1 2047-48: -0.01; 0.1 2048-49: -0.01; 0.1 2049-50: -0.01
24.1FP | Options impacting on unmeasured Non Household - USPL input reductions as -ve | CUUNH | Ml/d | 2 | 0.1 2019-20: 0; 0.1 2020-21: 0; 0.1 2021-22: 0; 0.1 2022-23: 0; 0.1 2023-24: 0; 0.1 2024-25: 0; 0.1 2025-26: 0; 0.1 2026-27: 0; 0.1 2027-28: 0; 0.1 2028-29: 0; 0.1 2029-30: 0; 0.1 2030-31: 0; 0.1 2031-32: 0; 0.1 2032-33: 0; 0.1 2033-34: 0; 0.1 2034-35: 0; 0.1 2035-36: 0; 0.1 2036-37: 0; 0.1 2037-38: 0; 0.1 2038-39: 0; 0.1 2039-40: 0; 0.1 2040-41: 0; 0.1 2041-42: 0; 0.1 2042-43: 0; 0.1 2043-44: 0; 0.1 2044-45: 0; 0.1 2045-46: 0; 0.1 2046-47: 0; 0.1 2047-48: 0; 0.1 2048-49: 0; 0.1 2049-50: 0
25.1FP | Options impacting on measured Household - USPL input reductions as -ve | CUMHH | Ml/d | 2 | 0.1 2019-20: 0; 0.1 2020-21: 0; 0.1 2021-22: 0; 0.1 2022-23: 0; 0.1 2023-24: 0; 0.1 2024-25: 0; 0.1 2025-26: 0; 0.1 2026-27: 0; 0.1 2027-28: 0; 0.1 2028-29: -0.02; 0.1 2029-30: -0.08; 0.1 2030-31: -0.09; 0.1 2031-32: -0.1; 0.1 2032-33: -0.1; 0.1 2033-34: -0.1; 0.1 2034-35: -0.1; 0.1 2035-36: -0.1; 0.1 2036-37: -0.1; 0.1 2037-38: -0.1; 0.1 2038-39: -0.1; 0.1 2039-40: -0.1; 0.1 2040-41: -0.11; 0.1 2041-42: -0.11; 0.1 2042-43: -0.11; 0.1 2043-44: -0.11; 0.1 2044-45: -0.11; 0.1 2045-46: -0.11; 0.1 2046-47: -0.11; 0.1 2047-48: -0.11; 0.1 2048-49: -0.11; 0.1 2049-50: -0.11
26.1FP | Options impacting on unmeasured Household - USPL input reductions as -ve | CUUHH | Ml/d | 2 | 0.1 2019-20: 0; 0.1 2020-21: 0; 0.1 2021-22: 0; 0.1 2022-23: 0; 0.1 2023-24: 0; 0.1 2024-25: 0; 0.1 2025-26: 0; 0.1 2026-27: 0; 0.1 2027-28: 0; 0.1 2028-29: 0; 0.1 2029-30: 0; 0.1 2030-31: 0; 0.1 2031-32: 0; 0.1 2032-33: 0; 0.1 2033-34: 0; 0.1 2034-35: 0; 0.1 2035-36: 0; 0.1 2036-37: 0; 0.1 2037-38: 0; 0.1 2038-39: 0; 0.1 2039-40: 0; 0.1 2040-41: 0; 0.1 2041-42: 0; 0.1 2042-43: 0; 0.1 2043-44: 0; 0.1 2044-45: 0; 0.1 2045-46: 0; 0.1 2046-47: 0; 0.1 2047-48: 0; 0.1 2048-49: 0; 0.1 2049-50: 0
27.1FP | Options impacting on Void properties - USPL input reductions as -ve | CUVPP | Ml/d | 2 | 0.1 2019-20: 0; 0.1 2020-21: 0; 0.1 2021-22: 0; 0.1 2022-23: 0; 0.1 2023-24: 0; 0.1 2024-25: 0; 0.1 2025-26: 0; 0.1 2026-27: 0; 0.1 2027-28: 0; 0.1 2028-29: 0; 0.1 2029-30: 0; 0.1 2030-31: 0; 0.1 2031-32: 0; 0.1 2032-33: 0; 0.1 2033-34: 0; 0.1 2034-35: 0; 0.1 2035-36: 0; 0.1 2036-37: 0; 0.1 2037-38: 0; 0.1 2038-39: 0; 0.1 2039-40: 0; 0.1 2040-41: 0; 0.1 2041-42: 0; 0.1 2042-43: 0; 0.1 2043-44: 0; 0.1 2044-45: 0; 0.1 2045-46: 0; 0.1 2046-47: 0; 0.1 2047-48: 0; 0.1 2048-49: 0; 0.1 2049-50: 0
28.1FP | Reduce distribution losses input as -ve | DSRDL | Ml/d | 2 | 0.1 2019-20: 0; 0.1 2020-21: 0; 0.1 2021-22: 0; 0.1 2022-23: 0; 0.1 2023-24: 0; 0.1 2024-25: 0; 0.1 2025-26: 0; 0.1 2026-27: 0; 0.1 2027-28: 0; 0.1 2028-29: 0; 0.1 2029-30: 0; 0.1 2030-31: -0.49; 0.1 2031-32: -0.73; 0.1 2032-33: -0.73; 0.1 2033-34: -0.75; 0.1 2034-35: -0.75; 0.1 2035-36: -0.74; 0.1 2036-37: -0.74; 0.1 2037-38: -0.9; 0.1 2038-39: -0.92; 0.1 2039-40: -0.92; 0.1 2040-41: -0.91; 0.1 2041-42: -0.91; 0.1 2042-43: -1; 0.1 2043-44: -1; 0.1 2044-45: -1; 0.1 2045-46: -1.01; 0.1 2046-47: -1.01; 0.1 2047-48: -1.04; 0.1 2048-49: -1.05; 0.1 2049-50: -1.05
Table 3c: DYAA - Final plan | Back to top of sheet
WRMP24 reference | Component | Derivation | Unit | Decimal places | 2019-20 | 2020-21 | 2021-22 | 2022-23 | 2023-24 | 2024-25 | 2025-26 | 2026-27 | 2027-28 | 2028-29 | 2029-30 | 2030-31 | 2031-32 | 2032-33 | 2033-34 | 2034-35 | 2035-36 | 2036-37 | 2037-38 | 2038-39 | 2039-40 | 2040-41 | 2041-42 | 2042-43 | 2043-44 | 2044-45 | 2045-46 | 2046-47 | 2047-48 | 2048-49 | 2049-50 | 2050-51 | 2051-52 | 2052-53 | 2053-54 | 2054-55 | 2055-56 | 2056-57 | 2057-58 | 2058-59 | 2059-60 | 2060-61 | 2061-62 | 2062-63 | 2063-64 | 2064-65 | 2065-66 | 2066-67 | 2067-68 | 2068-69 | 2069-70 | 2070-71 | 2071-72 | 2072-73 | 2073-74 | 2074-75 | 2075-76 | 2076-77 | 2077-78 | 2078-79 | 2079-80 | 2080-81 | 2081-82 | 2082-83 | 2083-84 | 2084-85 | 2085-86 | 2086-87 | 2087-88 | 2088-89 | 2089-90 | 2090-91 | 2091-92 | 2092-93 | 2093-94 | 2094-95 | 2095-96 | 2096-97 | 2097-98 | 2098-99 | 2099-100
1FP | Raw water abstracted | Input | Ml/d | 2 | 2019-20: 0; 2020-21: 0; 2021-22: 0; 2022-23: 0; 2023-24: 0; 2024-25: 0; 2025-26: 0; 2026-27: 0; 2027-28: 0; 2028-29: 0; 2029-30: 0; 2030-31: 0; 2031-32: 0; 2032-33: 0; 2033-34: 0; 2034-35: 0; 2035-36: 0; 2036-37: 0; 2037-38: 0; 2038-39: 0; 2039-40: 0; 2040-41: 0; 2041-42: 0; 2042-43: 0; 2043-44: 0; 2044-45: 0; 2045-46: 0; 2046-47: 0; 2047-48: 0; 2048-49: 0; 2049-50: 0
1.1FP | Non-potable water supplies | 1.1BL + 1.11FP | Ml/d | 2 | 2019-20: 0; 2020-21: 0; 2021-22: 0; 2022-23: 0; 2023-24: 0; 2024-25: 0; 2025-26: 0; 2026-27: 0; 2027-28: 0; 2028-29: 0; 2029-30: 0; 2030-31: 0; 2031-32: 0; 2032-33: 0; 2033-34: 0; 2034-35: 0; 2035-36: 0; 2036-37: 0; 2037-38: 0; 2038-39: 0; 2039-40: 0; 2040-41: 0; 2041-42: 0; 2042-43: 0; 2043-44: 0; 2044-45: 0; 2045-46: 0; 2046-47: 0; 2047-48: 0; 2048-49: 0; 2049-50: 0
2FP | Raw water imported | 2BL + 2.1FP | Ml/d | 2 | 2019-20: 0; 2020-21: 0; 2021-22: 0; 2022-23: 0; 2023-24: 0; 2024-25: 0; 2025-26: 0; 2026-27: 0; 2027-28: 0; 2028-29: 0; 2029-30: 0; 2030-31: 0; 2031-32: 0; 2032-33: 0; 2033-34: 0; 2034-35: 0; 2035-36: 0; 2036-37: 0; 2037-38: 0; 2038-39: 0; 2039-40: 0; 2040-41: 0; 2041-42: 0; 2042-43: 0; 2043-44: 0; 2044-45: 0; 2045-46: 0; 2046-47: 0; 2047-48: 0; 2048-49: 0; 2049-50: 0
3FP | Potable water imported | 3BL + 3.1FP | Ml/d | 2 | 2019-20: 0; 2020-21: 0; 2021-22: 0; 2022-23: 0; 2023-24: 0; 2024-25: 0; 2025-26: 0.779; 2026-27: 0.74; 2027-28: 0.699; 2028-29: 0.529; 2029-30: 0.329; 2030-31: 0.739; 2031-32: 0.659; 2032-33: 1.069; 2033-34: 1.009; 2034-35: 0.979; 2035-36: 0.809; 2036-37: 1.359; 2037-38: 1.159; 2038-39: 1.109; 2039-40: 1.039; 2040-41: 1.009; 2041-42: 0.969; 2042-43: 0.839; 2043-44: 0.799; 2044-45: 0.779; 2045-46: 0.689; 2046-47: 0.669; 2047-48: 0.619; 2048-49: 0.619; 2049-50: 0.599
4FP | Raw water exported enter as -ve | 4BL + 4.1FP | Ml/d | 2 | 2019-20: 0; 2020-21: 0; 2021-22: 0; 2022-23: 0; 2023-24: 0; 2024-25: 0; 2025-26: 0; 2026-27: 0; 2027-28: 0; 2028-29: 0; 2029-30: 0; 2030-31: 0; 2031-32: 0; 2032-33: 0; 2033-34: 0; 2034-35: 0; 2035-36: 0; 2036-37: 0; 2037-38: 0; 2038-39: 0; 2039-40: 0; 2040-41: 0; 2041-42: 0; 2042-43: 0; 2043-44: 0; 2044-45: 0; 2045-46: 0; 2046-47: 0; 2047-48: 0; 2048-49: 0; 2049-50: 0
5FP | Potable water exported enter as -ve | 5BL + 5.1FP | Ml/d | 2 | 2019-20: 0; 2020-21: 0; 2021-22: 0; 2022-23: 0; 2023-24: 0; 2024-25: 0; 2025-26: 0; 2026-27: 0; 2027-28: 0; 2028-29: 0; 2029-30: 0; 2030-31: 0; 2031-32: 0; 2032-33: 0; 2033-34: 0; 2034-35: 0; 2035-36: 0; 2036-37: 0; 2037-38: 0; 2038-39: 0; 2039-40: 0; 2040-41: 0; 2041-42: 0; 2042-43: 0; 2043-44: 0; 2044-45: 0; 2045-46: 0; 2046-47: 0; 2047-48: 0; 2048-49: 0; 2049-50: 0
6.1FP | Deployable Output post forecast changes | 6.1BL + 6.2FP + 6.3FP +7.01FP +7.02FP | Ml/d | 2 | 2019-20: 10.42; 2020-21: 10.42; 2021-22: 10.42; 2022-23: 10.42; 2023-24: 10.42; 2024-25: 10.42; 2025-26: 9.82; 2026-27: 9.82; 2027-28: 9.82; 2028-29: 9.82; 2029-30: 9.82; 2030-31: 9.02; 2031-32: 9.02; 2032-33: 8.56; 2033-34: 8.56; 2034-35: 8.56; 2035-36: 8.56; 2036-37: 7.88; 2037-38: 7.88; 2038-39: 7.88; 2039-40: 7.88; 2040-41: 7.88; 2041-42: 7.88; 2042-43: 7.88; 2043-44: 7.88; 2044-45: 7.88; 2045-46: 7.88; 2046-47: 7.88; 2047-48: 7.88; 2048-49: 7.88; 2049-50: 7.88
8FP | Raw water losses, treatment works losses and operational use | 8BL + 8.1FP + 8.2FP | Ml/d | 2 | 2019-20: 0.82; 2020-21: 0.82; 2021-22: 0.82; 2022-23: 0.82; 2023-24: 0.82; 2024-25: 0.82; 2025-26: 0.82; 2026-27: 0.82; 2027-28: 0.82; 2028-29: 0.82; 2029-30: 0.82; 2030-31: 0.82; 2031-32: 0.82; 2032-33: 0.82; 2033-34: 0.82; 2034-35: 0.82; 2035-36: 0.82; 2036-37: 0.82; 2037-38: 0.82; 2038-39: 0.82; 2039-40: 0.82; 2040-41: 0.82; 2041-42: 0.82; 2042-43: 0.82; 2043-44: 0.82; 2044-45: 0.82; 2045-46: 0.82; 2046-47: 0.82; 2047-48: 0.82; 2048-49: 0.82; 2049-50: 0.82
9FP | Total Outage Allowance | 9BL + 9.1FP | Ml/d | 2 | 2019-20: 0.05; 2020-21: 0.05; 2021-22: 0.05; 2022-23: 0.05; 2023-24: 0.05; 2024-25: 0.05; 2025-26: 0.05; 2026-27: 0.05; 2027-28: 0.05; 2028-29: 0.05; 2029-30: 0.05; 2030-31: 0.05; 2031-32: 0.05; 2032-33: 0.05; 2033-34: 0.05; 2034-35: 0.05; 2035-36: 0.05; 2036-37: 0.05; 2037-38: 0.05; 2038-39: 0.05; 2039-40: 0.05; 2040-41: 0.05; 2041-42: 0.05; 2042-43: 0.05; 2043-44: 0.05; 2044-45: 0.05; 2045-46: 0.05; 2046-47: 0.05; 2047-48: 0.05; 2048-49: 0.05; 2049-50: 0.05
10FP | Water Available For Use (own sources) | (6.1FP) - (8FP + 9FP) | Ml/d | 2 | 2019-20: 9.55; 2020-21: 9.55; 2021-22: 9.55; 2022-23: 9.55; 2023-24: 9.55; 2024-25: 9.55; 2025-26: 8.95; 2026-27: 8.95; 2027-28: 8.95; 2028-29: 8.95; 2029-30: 8.95; 2030-31: 8.15; 2031-32: 8.15; 2032-33: 7.69; 2033-34: 7.69; 2034-35: 7.69; 2035-36: 7.69; 2036-37: 7.01; 2037-38: 7.01; 2038-39: 7.01; 2039-40: 7.01; 2040-41: 7.01; 2041-42: 7.01; 2042-43: 7.01; 2043-44: 7.01; 2044-45: 7.01; 2045-46: 7.01; 2046-47: 7.01; 2047-48: 7.01; 2048-49: 7.01; 2049-50: 7.01
11FP | Total Water Available For Use | 10FP + sum (2FP:5FP) | Ml/d | 2 | 2019-20: 9.55; 2020-21: 9.55; 2021-22: 9.55; 2022-23: 9.55; 2023-24: 9.55; 2024-25: 9.55; 2025-26: 9.729; 2026-27: 9.69; 2027-28: 9.649; 2028-29: 9.479; 2029-30: 9.279; 2030-31: 8.889; 2031-32: 8.809; 2032-33: 8.759; 2033-34: 8.699; 2034-35: 8.669; 2035-36: 8.499; 2036-37: 8.369; 2037-38: 8.169; 2038-39: 8.119; 2039-40: 8.049; 2040-41: 8.019; 2041-42: 7.979; 2042-43: 7.849; 2043-44: 7.809; 2044-45: 7.789; 2045-46: 7.699; 2046-47: 7.679; 2047-48: 7.629; 2048-49: 7.629; 2049-50: 7.609
12FP | Water delivered measured non-household | 12BL + 12.2FP | Ml/d | 2 | 2019-20: 3.46; 2020-21: 3.39; 2021-22: 3.33; 2022-23: 3.24; 2023-24: 3.17; 2024-25: 3.11; 2025-26: 3.04; 2026-27: 2.99; 2027-28: 2.95; 2028-29: 2.9; 2029-30: 2.84; 2030-31: 2.78; 2031-32: 2.73; 2032-33: 2.68; 2033-34: 2.65; 2034-35: 2.62; 2035-36: 2.59; 2036-37: 2.55; 2037-38: 2.51; 2038-39: 2.47; 2039-40: 2.44; 2040-41: 2.4; 2041-42: 2.36; 2042-43: 2.33; 2043-44: 2.29; 2044-45: 2.26; 2045-46: 2.23; 2046-47: 2.2; 2047-48: 2.18; 2048-49: 2.16; 2049-50: 2.13
12.1FP | Non-potable water consumption | Input | Ml/d | 2 | 2019-20: 0; 2020-21: 0; 2021-22: 0; 2022-23: 0; 2023-24: 0; 2024-25: 0; 2025-26: 0; 2026-27: 0; 2027-28: 0; 2028-29: 0; 2029-30: 0; 2030-31: 0; 2031-32: 0; 2032-33: 0; 2033-34: 0; 2034-35: 0; 2035-36: 0; 2036-37: 0; 2037-38: 0; 2038-39: 0; 2039-40: 0; 2040-41: 0; 2041-42: 0; 2042-43: 0; 2043-44: 0; 2044-45: 0; 2045-46: 0; 2046-47: 0; 2047-48: 0; 2048-49: 0; 2049-50: 0
13FP | Water delivered unmeasured non-household | 13BL + 13.1FP | Ml/d | 2 | 2019-20: 0.01; 2020-21: 0.01; 2021-22: 0.01; 2022-23: 0.01; 2023-24: 0.01; 2024-25: 0.01; 2025-26: 0.01; 2026-27: 0.01; 2027-28: 0.01; 2028-29: 0.01; 2029-30: 0.01; 2030-31: 0.01; 2031-32: 0.01; 2032-33: 0.01; 2033-34: 0.01; 2034-35: 0.01; 2035-36: 0.01; 2036-37: 0.01; 2037-38: 0.01; 2038-39: 0.01; 2039-40: 0.01; 2040-41: 0.01; 2041-42: 0.01; 2042-43: 0.01; 2043-44: 0.01; 2044-45: 0.01; 2045-46: 0.01; 2046-47: 0.01; 2047-48: 0.01; 2048-49: 0.01; 2049-50: 0.01
14FP | Water delivered measured household | 14BL + 14.1FP | Ml/d | 2 | 2019-20: 3.61; 2020-21: 3.72; 2021-22: 3.81; 2022-23: 3.92; 2023-24: 4.03; 2024-25: 4.12; 2025-26: 4.19; 2026-27: 4.26; 2027-28: 4.31; 2028-29: 4.26; 2029-30: 4.05; 2030-31: 4.05; 2031-32: 4.05; 2032-33: 4.08; 2033-34: 4.11; 2034-35: 4.12; 2035-36: 4.12; 2036-37: 4.13; 2037-38: 4.16; 2038-39: 4.18; 2039-40: 4.18; 2040-41: 4.16; 2041-42: 4.16; 2042-43: 4.15; 2043-44: 4.15; 2044-45: 4.16; 2045-46: 4.17; 2046-47: 4.18; 2047-48: 4.19; 2048-49: 4.21; 2049-50: 4.23
15FP | Water delivered unmeasured household | 15BL + 15.1FP | Ml/d | 2 | 2019-20: 1.08; 2020-21: 1; 2021-22: 0.94; 2022-23: 0.86; 2023-24: 0.78; 2024-25: 0.71; 2025-26: 0.66; 2026-27: 0.6; 2027-28: 0.55; 2028-29: 0.49; 2029-30: 0.44; 2030-31: 0.4; 2031-32: 0.35; 2032-33: 0.3; 2033-34: 0.26; 2034-35: 0.22; 2035-36: 0.17; 2036-37: 0.13; 2037-38: 0.09; 2038-39: 0.03; 2039-40: 0.03; 2040-41: 0.03; 2041-42: 0.03; 2042-43: 0.03; 2043-44: 0.03; 2044-45: 0.03; 2045-46: 0.03; 2046-47: 0.03; 2047-48: 0.03; 2048-49: 0.03; 2049-50: 0.03
16FP | Percentage of consumption driven by climate change | 16BL | % | 1 | 2019-20: 0%; 2020-21: 0%; 2021-22: 0%; 2022-23: 0.1%; 2023-24: 0.1%; 2024-25: 0.1%; 2025-26: 0.1%; 2026-27: 0.1%; 2027-28: 0.1%; 2028-29: 0.2%; 2029-30: 0.2%; 2030-31: 0.2%; 2031-32: 0.2%; 2032-33: 0.3%; 2033-34: 0.3%; 2034-35: 0.3%; 2035-36: 0.4%; 2036-37: 0.4%; 2037-38: 0.4%; 2038-39: 0.5%; 2039-40: 0.5%; 2040-41: 0.6%; 2041-42: 0.6%; 2042-43: 0.6%; 2043-44: 0.7%; 2044-45: 0.7%; 2045-46: 0.8%; 2046-47: 0.8%; 2047-48: 0.8%; 2048-49: 0.8%; 2049-50: 0.9%
17FP | Volume of consumption driven by climate change | 16FP * (12FP + sum(13FP:15FP) - sum (23FP:26FP)) | Ml/d | 2 | 2019-20: 0; 2020-21: 0; 2021-22: 0; 2022-23: 0.00777; 2023-24: 0.00772; 2024-25: 0.00769; 2025-26: 0.00763; 2026-27: 0.0076; 2027-28: 0.00755; 2028-29: 0.01484; 2029-30: 0.01432; 2030-31: 0.01412; 2031-32: 0.01396; 2032-33: 0.02073; 2033-34: 0.02058; 2034-35: 0.02043; 2035-36: 0.02692; 2036-37: 0.02664; 2037-38: 0.02644; 2038-39: 0.03265; 2039-40: 0.0325; 2040-41: 0.0387; 2041-42: 0.03846; 2042-43: 0.03822; 2043-44: 0.04424; 2044-45: 0.0441; 2045-46: 0.05024; 2046-47: 0.05016; 2047-48: 0.05008; 2048-49: 0.05008; 2049-50: 0.05625
18FP | Measured Household - PCC | ((14FP - 25FP) * 1,000,000) / (39FP * 1000) | l/h/d | 1 | 2019-20: 120.7653; 2020-21: 119.935; 2021-22: 119.5652; 2022-23: 118.8807; 2023-24: 118.0641; 2024-25: 117.5518; 2025-26: 116.9419; 2026-27: 116.4362; 2027-28: 115.8279; 2028-29: 113.1644; 2029-30: 107.6009; 2030-31: 106.496; 2031-32: 105.7544; 2032-33: 105.5331; 2033-34: 105.007; 2034-35: 104.2431; 2035-36: 103.1944; 2036-37: 102.4601; 2037-38: 101.9112; 2038-39: 101.2385; 2039-40: 100.7424; 2040-41: 99.9851; 2041-42: 99.4459; 2042-43: 98.647; 2043-44: 97.8186; 2044-45: 97.4602; 2045-46: 97.1085; 2046-47: 96.761; 2047-48: 96.3603; 2048-49: 96.1812; 2049-50: 95.9887
19FP | Unmeasured Household - PCC | ((15FP - 26FP) * 1,000,000) / (40FP * 1000) | l/h/d | 1 | 2019-20: 163.212; 2020-21: 162.9007; 2021-22: 162.7385; 2022-23: 162.6016; 2023-24: 159.5745; 2024-25: 160.3499; 2025-26: 160.6955; 2026-27: 160.5965; 2027-28: 160.0753; 2028-29: 158.9496; 2029-30: 157.0881; 2030-31: 158.5941; 2031-32: 159.9612; 2032-33: 155.5556; 2033-34: 155.5412; 2034-35: 162.7907; 2035-36: 154.2912; 2036-37: 153.4527; 2037-38: 174.4186; 2038-39: 138.8889; 2039-40: 138.8889; 2040-41: 138.8889; 2041-42: 138.8889; 2042-43: 138.8889; 2043-44: 138.8889; 2044-45: 138.8889; 2045-46: 138.8889; 2046-47: 138.8889; 2047-48: 138.8889; 2048-49: 138.8889; 2049-50: 138.8889
20FP | Average Household - PCC | (((14FP - 25FP) + (15FP - 26FP)) * 1,000,000)/ ((39FP + 40FP) * 1,000) | l/h/d | 1 | 2019-20: 128.2792; 2020-21: 126.8985; 2021-22: 126.0292; 2022-23: 124.8071; 2023-24: 123.1327; 2024-25: 122.254; 2025-26: 121.3323; 2026-27: 120.4599; 2027-28: 119.4898; 2028-29: 116.582; 2029-30: 110.9171; 2030-31: 109.6087; 2031-32: 108.6123; 2032-33: 107.8284; 2033-34: 106.9886; 2034-35: 106.1566; 2035-36: 104.5323; 2036-37: 103.4639; 2037-38: 102.8497; 2038-39: 101.4417; 2039-40: 100.9473; 2040-41: 100.193; 2041-42: 99.6555; 2042-43: 98.8597; 2043-44: 98.0344; 2044-45: 97.6766; 2045-46: 97.3254; 2046-47: 96.9784; 2047-48: 96.5782; 2048-49: 96.3986; 2049-50: 96.2056
21FP | Water taken unbilled | 21BL + 21.1FP | Ml/d | 2 | 2019-20: 0.22; 2020-21: 0.22; 2021-22: 0.23; 2022-23: 0.23; 2023-24: 0.24; 2024-25: 0.22; 2025-26: 0.22; 2026-27: 0.23; 2027-28: 0.23; 2028-29: 0.22; 2029-30: 0.23; 2030-31: 0.23; 2031-32: 0.23; 2032-33: 0.22; 2033-34: 0.22; 2034-35: 0.21; 2035-36: 0.22; 2036-37: 0.22; 2037-38: 0.21; 2038-39: 0.23; 2039-40: 0.22; 2040-41: 0.23; 2041-42: 0.23; 2042-43: 0.23; 2043-44: 0.22; 2044-45: 0.22; 2045-46: 0.23; 2046-47: 0.23; 2047-48: 0.22; 2048-49: 0.22; 2049-50: 0.22
22FP | Distribution system operational use | 22BL + 22.1FP | Ml/d | 2 | 2019-20: 0.05; 2020-21: 0.05; 2021-22: 0.05; 2022-23: 0.05; 2023-24: 0.05; 2024-25: 0.05; 2025-26: 0.05; 2026-27: 0.05; 2027-28: 0.05; 2028-29: 0.05; 2029-30: 0.05; 2030-31: 0.05; 2031-32: 0.05; 2032-33: 0.05; 2033-34: 0.05; 2034-35: 0.05; 2035-36: 0.05; 2036-37: 0.05; 2037-38: 0.05; 2038-39: 0.05; 2039-40: 0.05; 2040-41: 0.05; 2041-42: 0.05; 2042-43: 0.05; 2043-44: 0.05; 2044-45: 0.05; 2045-46: 0.05; 2046-47: 0.05; 2047-48: 0.05; 2048-49: 0.05; 2049-50: 0.05
23FP | Measured Non Household - USPL | 23BL + 23.1FP | Ml/d | 2 | 2019-20: 0.01; 2020-21: 0.01; 2021-22: 0.01; 2022-23: 0.01; 2023-24: 0.01; 2024-25: 0.01; 2025-26: 0.01; 2026-27: 0.01; 2027-28: 0.01; 2028-29: 0.01; 2029-30: 0.01; 2030-31: 0.01; 2031-32: 0.01; 2032-33: 0.01; 2033-34: 0.01; 2034-35: 0.01; 2035-36: 0.01; 2036-37: 0.01; 2037-38: 0.01; 2038-39: 0.01; 2039-40: 0.01; 2040-41: 0.01; 2041-42: 0.01; 2042-43: 0.01; 2043-44: 0.01; 2044-45: 0.01; 2045-46: 0.01; 2046-47: 0; 2047-48: 0; 2048-49: 0; 2049-50: 0
24FP | Unmeasured Non Household - USPL | 24BL + 24.1FP | Ml/d | 2 | 2019-20: 0; 2020-21: 0; 2021-22: 0; 2022-23: 0; 2023-24: 0; 2024-25: 0; 2025-26: 0; 2026-27: 0; 2027-28: 0; 2028-29: 0; 2029-30: 0; 2030-31: 0; 2031-32: 0; 2032-33: 0; 2033-34: 0; 2034-35: 0; 2035-36: 0; 2036-37: 0; 2037-38: 0; 2038-39: 0; 2039-40: 0; 2040-41: 0; 2041-42: 0; 2042-43: 0; 2043-44: 0; 2044-45: 0; 2045-46: 0; 2046-47: 0; 2047-48: 0; 2048-49: 0; 2049-50: 0
25FP | Measured Household - USPL | 25BL + 25.1FP | Ml/d | 2 | 2019-20: 0.17; 2020-21: 0.18; 2021-22: 0.18; 2022-23: 0.19; 2023-24: 0.2; 2024-25: 0.2; 2025-26: 0.21; 2026-27: 0.21; 2027-28: 0.22; 2028-29: 0.2; 2029-30: 0.14; 2030-31: 0.14; 2031-32: 0.13; 2032-33: 0.13; 2033-34: 0.14; 2034-35: 0.14; 2035-36: 0.14; 2036-37: 0.14; 2037-38: 0.15; 2038-39: 0.15; 2039-40: 0.15; 2040-41: 0.14; 2041-42: 0.14; 2042-43: 0.14; 2043-44: 0.15; 2044-45: 0.15; 2045-46: 0.15; 2046-47: 0.15; 2047-48: 0.15; 2048-49: 0.15; 2049-50: 0.15
26FP | Unmeasured Household - USPL | 26BL + 26.1BL | Ml/d | 2 | 2019-20: 0.08; 2020-21: 0.07; 2021-22: 0.07; 2022-23: 0.06; 2023-24: 0.06; 2024-25: 0.05; 2025-26: 0.05; 2026-27: 0.04; 2027-28: 0.04; 2028-29: 0.03; 2029-30: 0.03; 2030-31: 0.03; 2031-32: 0.02; 2032-33: 0.02; 2033-34: 0.02; 2034-35: 0.01; 2035-36: 0.01; 2036-37: 0.01; 2037-38: 0; 2038-39: 0; 2039-40: 0; 2040-41: 0; 2041-42: 0; 2042-43: 0; 2043-44: 0; 2044-45: 0; 2045-46: 0; 2046-47: 0; 2047-48: 0; 2048-49: 0; 2049-50: 0
27FP | Void Properties - USPL | 27BL + 27.1FP | Ml/d | 2 | 2019-20: 0.01; 2020-21: 0.01; 2021-22: 0.01; 2022-23: 0.01; 2023-24: 0.01; 2024-25: 0.01; 2025-26: 0.01; 2026-27: 0.01; 2027-28: 0.01; 2028-29: 0.01; 2029-30: 0.01; 2030-31: 0.01; 2031-32: 0.01; 2032-33: 0.02; 2033-34: 0.02; 2034-35: 0.02; 2035-36: 0.02; 2036-37: 0.02; 2037-38: 0.02; 2038-39: 0.02; 2039-40: 0.02; 2040-41: 0.02; 2041-42: 0.02; 2042-43: 0.02; 2043-44: 0.02; 2044-45: 0.02; 2045-46: 0.02; 2046-47: 0.02; 2047-48: 0.02; 2048-49: 0.02; 2049-50: 0.02
28FP | Distribution losses | 28BL + 28.1FP | Ml/d | 2 | 2019-20: 1.31; 2020-21: 1.28; 2021-22: 1.26; 2022-23: 1.24; 2023-24: 1.21; 2024-25: 1.19; 2025-26: 1.19; 2026-27: 1.19; 2027-28: 1.19; 2028-29: 1.19; 2029-30: 1.19; 2030-31: 0.7; 2031-32: 0.46; 2032-33: 0.46; 2033-34: 0.44; 2034-35: 0.44; 2035-36: 0.45; 2036-37: 0.45; 2037-38: 0.29; 2038-39: 0.27; 2039-40: 0.27; 2040-41: 0.28; 2041-42: 0.28; 2042-43: 0.19; 2043-44: 0.19; 2044-45: 0.19; 2045-46: 0.18; 2046-47: 0.18; 2047-48: 0.15; 2048-49: 0.14; 2049-50: 0.14
29FP | Total Leakage | sum (23FP:28FP) | Ml/d | 2 | 2019-20: 1.58; 2020-21: 1.55; 2021-22: 1.53; 2022-23: 1.51; 2023-24: 1.49; 2024-25: 1.46; 2025-26: 1.47; 2026-27: 1.46; 2027-28: 1.47; 2028-29: 1.44; 2029-30: 1.38; 2030-31: 0.89; 2031-32: 0.63; 2032-33: 0.64; 2033-34: 0.63; 2034-35: 0.62; 2035-36: 0.63; 2036-37: 0.63; 2037-38: 0.47; 2038-39: 0.45; 2039-40: 0.45; 2040-41: 0.45; 2041-42: 0.45; 2042-43: 0.36; 2043-44: 0.37; 2044-45: 0.37; 2045-46: 0.36; 2046-47: 0.35; 2047-48: 0.32; 2048-49: 0.31; 2049-50: 0.31
30FP | Leakage/property | (29FP * 1,000,000) / (36FP * 1,000) | l/prop/d | 2 | 2019-20: 98.3199; 2020-21: 94.0877; 2021-22: 90.8066; 2022-23: 88.0159; 2023-24: 85.2305; 2024-25: 82.2165; 2025-26: 81.7757; 2026-27: 80.1053; 2027-28: 79.9347; 2028-29: 77.5361; 2029-30: 73.7101; 2030-31: 47.2324; 2031-32: 33.2331; 2032-33: 33.557; 2033-34: 32.8399; 2034-35: 32.1277; 2035-36: 32.4542; 2036-37: 32.2647; 2037-38: 23.932; 2038-39: 22.7779; 2039-40: 22.6426; 2040-41: 22.5045; 2041-42: 22.3658; 2042-43: 17.7822; 2043-44: 18.1613; 2044-45: 18.0461; 2045-46: 17.4461; 2046-47: 16.8537; 2047-48: 15.3095; 2048-49: 14.7345; 2049-50: 14.6385
31FP | Measured Non Household - properties | Input | 000's | 2 | 2019-20: 1.215; 2020-21: 1.231; 2021-22: 1.244; 2022-23: 1.262; 2023-24: 1.277; 2024-25: 1.292; 2025-26: 1.304; 2026-27: 1.316; 2027-28: 1.328; 2028-29: 1.337; 2029-30: 1.346; 2030-31: 1.354; 2031-32: 1.362; 2032-33: 1.37; 2033-34: 1.377; 2034-35: 1.385; 2035-36: 1.391; 2036-37: 1.397; 2037-38: 1.403; 2038-39: 1.409; 2039-40: 1.415; 2040-41: 1.421; 2041-42: 1.426; 2042-43: 1.432; 2043-44: 1.437; 2044-45: 1.442; 2045-46: 1.447; 2046-47: 1.452; 2047-48: 1.456; 2048-49: 1.461; 2049-50: 1.465
32FP | Unmeasured Non Household - properties | Input | 000's | 2 | 2019-20: 0.005; 2020-21: 0.005; 2021-22: 0.005; 2022-23: 0.005; 2023-24: 0.005; 2024-25: 0.005; 2025-26: 0.005; 2026-27: 0.005; 2027-28: 0.005; 2028-29: 0.005; 2029-30: 0.005; 2030-31: 0.005; 2031-32: 0.005; 2032-33: 0.006; 2033-34: 0.006; 2034-35: 0.006; 2035-36: 0.006; 2036-37: 0.006; 2037-38: 0.006; 2038-39: 0.006; 2039-40: 0.006; 2040-41: 0.006; 2041-42: 0.006; 2042-43: 0.006; 2043-44: 0.006; 2044-45: 0.006; 2045-46: 0.006; 2046-47: 0.006; 2047-48: 0.006; 2048-49: 0.006; 2049-50: 0.006
33FP | All void non-households - properties | Input | 000's | 2 | 2019-20: 0; 2020-21: 0; 2021-22: 0; 2022-23: 0; 2023-24: 0; 2024-25: 0; 2025-26: 0; 2026-27: 0; 2027-28: 0; 2028-29: 0; 2029-30: 0; 2030-31: 0; 2031-32: 0; 2032-33: 0; 2033-34: 0; 2034-35: 0; 2035-36: 0; 2036-37: 0; 2037-38: 0; 2038-39: 0; 2039-40: 0; 2040-41: 0; 2041-42: 0; 2042-43: 0; 2043-44: 0; 2044-45: 0; 2045-46: 0; 2046-47: 0; 2047-48: 0; 2048-49: 0; 2049-50: 0
34FP | Measured households - properties (excl. void) | Year before + sum (34.1BL:34.6BL) | 000's | 2 | 2019-20: 12.658; 2020-21: 13.19; 2021-22: 13.675; 2022-23: 14.11; 2023-24: 14.561; 2024-25: 14.957; 2025-26: 15.269; 2026-27: 15.61; 2027-28: 15.862; 2028-29: 16.13; 2029-30: 16.363; 2030-31: 16.565; 2031-32: 16.756; 2032-33: 16.945; 2033-34: 17.129; 2034-35: 17.311; 2035-36: 17.493; 2036-37: 17.672; 2037-38: 17.848; 2038-39: 18.025; 2039-40: 18.135; 2040-41: 18.248; 2041-42: 18.364; 2042-43: 18.481; 2043-44: 18.601; 2044-45: 18.724; 2045-46: 18.848; 2046-47: 18.973; 2047-48: 19.101; 2048-49: 19.231; 2049-50: 19.363
34.1FP | New build properties - properties | Input (new builds in each year) | 000's | 2 | 2019-20: 0.364; 2020-21: 0.352; 2021-22: 0.319; 2022-23: 0.284; 2023-24: 0.307; 2024-25: 0.258; 2025-26: 0.202; 2026-27: 0.234; 2027-28: 0.15; 2028-29: 0.169; 2029-30: 0.138; 2030-31: 0.11; 2031-32: 0.102; 2032-33: 0.103; 2033-34: 0.102; 2034-35: 0.103; 2035-36: 0.105; 2036-37: 0.105; 2037-38: 0.105; 2038-39: 0.108; 2039-40: 0.11; 2040-41: 0.113; 2041-42: 0.116; 2042-43: 0.117; 2043-44: 0.12; 2044-45: 0.123; 2045-46: 0.124; 2046-47: 0.125; 2047-48: 0.128; 2048-49: 0.13; 2049-50: 0.132
34.2FP | Meter optants - properties | Input (meter optants in each year) | 000's | 2 | 2019-20: 0.136; 2020-21: 0.13; 2021-22: 0.119; 2022-23: 0.105; 2023-24: 0.1; 2024-25: 0.096; 2025-26: 0.07; 2026-27: 0.068; 2027-28: 0.065; 2028-29: 0.063; 2029-30: 0.061; 2030-31: 0.059; 2031-32: 0.057; 2032-33: 0.055; 2033-34: 0.053; 2034-35: 0.051; 2035-36: 0.05; 2036-37: 0.048; 2037-38: 0.046; 2038-39: 0.045; 2039-40: 0; 2040-41: 0; 2041-42: 0; 2042-43: 0; 2043-44: 0; 2044-45: 0; 2045-46: 0; 2046-47: 0; 2047-48: 0; 2048-49: 0; 2049-50: 0
34.3FP | Compulsory metering - properties | Input (compulsory meters in each year) | 000's | 2 | 2019-20: 0; 2020-21: 0; 2021-22: 0; 2022-23: 0; 2023-24: 0; 2024-25: 0; 2025-26: 0; 2026-27: 0; 2027-28: 0; 2028-29: 0; 2029-30: 0; 2030-31: 0; 2031-32: 0; 2032-33: 0; 2033-34: 0; 2034-35: 0; 2035-36: 0; 2036-37: 0; 2037-38: 0; 2038-39: 0; 2039-40: 0; 2040-41: 0; 2041-42: 0; 2042-43: 0; 2043-44: 0; 2044-45: 0; 2045-46: 0; 2046-47: 0; 2047-48: 0; 2048-49: 0; 2049-50: 0
34.4FP | Metering on change of occupancy - properties | Input (change of occupancy meters in each year) | 000's | 2 | 2019-20: 0.046; 2020-21: 0.045; 2021-22: 0.043; 2022-23: 0.042; 2023-24: 0.04; 2024-25: 0.039; 2025-26: 0.037; 2026-27: 0.036; 2027-28: 0.034; 2028-29: 0.033; 2029-30: 0.031; 2030-31: 0.03; 2031-32: 0.029; 2032-33: 0.028; 2033-34: 0.027; 2034-35: 0.026; 2035-36: 0.025; 2036-37: 0.024; 2037-38: 0.023; 2038-39: 0.022; 2039-40: 0; 2040-41: 0; 2041-42: 0; 2042-43: 0; 2043-44: 0; 2044-45: 0; 2045-46: 0; 2046-47: 0; 2047-48: 0; 2048-49: 0; 2049-50: 0
34.5FP | Selective metering - properties | Input (selective meters in each year) | 000's | 2 | 2019-20: 0.005; 2020-21: 0.005; 2021-22: 0.004; 2022-23: 0.004; 2023-24: 0.004; 2024-25: 0.003; 2025-26: 0.003; 2026-27: 0.003; 2027-28: 0.003; 2028-29: 0.003; 2029-30: 0.003; 2030-31: 0.003; 2031-32: 0.003; 2032-33: 0.003; 2033-34: 0.002; 2034-35: 0.002; 2035-36: 0.002; 2036-37: 0.002; 2037-38: 0.002; 2038-39: 0.002; 2039-40: 0; 2040-41: 0; 2041-42: 0; 2042-43: 0; 2043-44: 0; 2044-45: 0; 2045-46: 0; 2046-47: 0; 2047-48: 0; 2048-49: 0; 2049-50: 0
34.6FP | Other changes to existing metering - properties | Input (other changes to meters in each year) | 000's | 2 | 2019-20: 0; 2020-21: 0; 2021-22: 0; 2022-23: 0; 2023-24: 0; 2024-25: 0; 2025-26: 0; 2026-27: 0; 2027-28: 0; 2028-29: 0; 2029-30: 0; 2030-31: 0; 2031-32: 0; 2032-33: 0; 2033-34: 0; 2034-35: 0; 2035-36: 0; 2036-37: 0; 2037-38: 0; 2038-39: 0; 2039-40: 0; 2040-41: 0; 2041-42: 0; 2042-43: 0; 2043-44: 0; 2044-45: 0; 2045-46: 0; 2046-47: 0; 2047-48: 0; 2048-49: 0; 2049-50: 0
34.7FP | Measured household void properties | Input | 000's | 2 | 2019-20: 0.212; 2020-21: 0.218; 2021-22: 0.223; 2022-23: 0.23; 2023-24: 0.236; 2024-25: 0.242; 2025-26: 0.247; 2026-27: 0.252; 2027-28: 0.257; 2028-29: 0.262; 2029-30: 0.267; 2030-31: 0.271; 2031-32: 0.276; 2032-33: 0.28; 2033-34: 0.285; 2034-35: 0.289; 2035-36: 0.293; 2036-37: 0.297; 2037-38: 0.301; 2038-39: 0.305; 2039-40: 0.307; 2040-41: 0.31; 2041-42: 0.313; 2042-43: 0.315; 2043-44: 0.318; 2044-45: 0.32; 2045-46: 0.323; 2046-47: 0.325; 2047-48: 0.328; 2048-49: 0.33; 2049-50: 0.332
35FP | Unmeasured households - properties (excl. void) | Input | 000's | 2 | 2019-20: 1.947; 2020-21: 1.8; 2021-22: 1.674; 2022-23: 1.524; 2023-24: 1.38; 2024-25: 1.242; 2025-26: 1.132; 2026-27: 1.026; 2027-28: 0.923; 2028-29: 0.824; 2029-30: 0.729; 2030-31: 0.637; 2031-32: 0.549; 2032-33: 0.463; 2033-34: 0.381; 2034-35: 0.302; 2035-36: 0.225; 2036-37: 0.151; 2037-38: 0.08; 2038-39: 0.011; 2039-40: 0.011; 2040-41: 0.011; 2041-42: 0.011; 2042-43: 0.011; 2043-44: 0.011; 2044-45: 0.011; 2045-46: 0.011; 2046-47: 0.011; 2047-48: 0.011; 2048-49: 0.011; 2049-50: 0.011
35.1FP | Unmeasured household void properties | Input | 000's | 2 | 2019-20: 0.033; 2020-21: 0.03; 2021-22: 0.028; 2022-23: 0.025; 2023-24: 0.023; 2024-25: 0.02; 2025-26: 0.019; 2026-27: 0.017; 2027-28: 0.015; 2028-29: 0.014; 2029-30: 0.012; 2030-31: 0.011; 2031-32: 0.009; 2032-33: 0.008; 2033-34: 0.006; 2034-35: 0.005; 2035-36: 0.004; 2036-37: 0.003; 2037-38: 0.001; 2038-39: 0; 2039-40: 0; 2040-41: 0; 2041-42: 0; 2042-43: 0; 2043-44: 0; 2044-45: 0; 2045-46: 0; 2046-47: 0; 2047-48: 0; 2048-49: 0; 2049-50: 0
36FP | Total Resource Zone Properties (incl. voids) | sum (31FP:34FP) + 34.7FP + 35BL + 35.1BL | 000's | 2 | 2019-20: 16.07; 2020-21: 16.474; 2021-22: 16.849; 2022-23: 17.156; 2023-24: 17.482; 2024-25: 17.758; 2025-26: 17.976; 2026-27: 18.226; 2027-28: 18.39; 2028-29: 18.572; 2029-30: 18.722; 2030-31: 18.843; 2031-32: 18.957; 2032-33: 19.072; 2033-34: 19.184; 2034-35: 19.298; 2035-36: 19.412; 2036-37: 19.526; 2037-38: 19.639; 2038-39: 19.756; 2039-40: 19.874; 2040-41: 19.996; 2041-42: 20.12; 2042-43: 20.245; 2043-44: 20.373; 2044-45: 20.503; 2045-46: 20.635; 2046-47: 20.767; 2047-48: 20.902; 2048-49: 21.039; 2049-50: 21.177
37FP | Measured Non Household - Population | Input | 000's | 2 | 2019-20: 0.301; 2020-21: 0.307; 2021-22: 0.312; 2022-23: 0.319; 2023-24: 0.324; 2024-25: 0.33; 2025-26: 0.334; 2026-27: 0.342; 2027-28: 0.35; 2028-29: 0.359; 2029-30: 0.367; 2030-31: 0.373; 2031-32: 0.387; 2032-33: 0.397; 2033-34: 0.404; 2034-35: 0.409; 2035-36: 0.415; 2036-37: 0.42; 2037-38: 0.425; 2038-39: 0.431; 2039-40: 0.437; 2040-41: 0.443; 2041-42: 0.45; 2042-43: 0.458; 2043-44: 0.467; 2044-45: 0.475; 2045-46: 0.485; 2046-47: 0.495; 2047-48: 0.505; 2048-49: 0.515; 2049-50: 0.524
38FP | Unmeasured Non Household - Population | Input | 000's | 2 | 2019-20: 0.001; 2020-21: 0.001; 2021-22: 0.001; 2022-23: 0.001; 2023-24: 0.001; 2024-25: 0.001; 2025-26: 0.001; 2026-27: 0.001; 2027-28: 0.001; 2028-29: 0.001; 2029-30: 0.001; 2030-31: 0.001; 2031-32: 0.002; 2032-33: 0.002; 2033-34: 0.002; 2034-35: 0.002; 2035-36: 0.002; 2036-37: 0.002; 2037-38: 0.002; 2038-39: 0.002; 2039-40: 0.002; 2040-41: 0.002; 2041-42: 0.002; 2042-43: 0.002; 2043-44: 0.002; 2044-45: 0.002; 2045-46: 0.002; 2046-47: 0.002; 2047-48: 0.002; 2048-49: 0.002; 2049-50: 0.002
39FP | Measured Household - Population | Input | 000's | 2 | 2019-20: 28.485; 2020-21: 29.516; 2021-22: 30.36; 2022-23: 31.376; 2023-24: 32.44; 2024-25: 33.347; 2025-26: 34.034; 2026-27: 34.783; 2027-28: 35.311; 2028-29: 35.877; 2029-30: 36.338; 2030-31: 36.715; 2031-32: 37.067; 2032-33: 37.429; 2033-34: 37.807; 2034-35: 38.18; 2035-36: 38.568; 2036-37: 38.942; 2037-38: 39.348; 2038-39: 39.807; 2039-40: 40.003; 2040-41: 40.206; 2041-42: 40.424; 2042-43: 40.65; 2043-44: 40.892; 2044-45: 41.145; 2045-46: 41.397; 2046-47: 41.649; 2047-48: 41.926; 2048-49: 42.212; 2049-50: 42.505
40FP | Unmeasured Household - Population | Input | 000's | 2 | 2019-20: 6.127; 2020-21: 5.709; 2021-22: 5.346; 2022-23: 4.92; 2023-24: 4.512; 2024-25: 4.116; 2025-26: 3.796; 2026-27: 3.487; 2027-28: 3.186; 2028-29: 2.894; 2029-30: 2.61; 2030-31: 2.333; 2031-32: 2.063; 2032-33: 1.8; 2033-34: 1.543; 2034-35: 1.29; 2035-36: 1.037; 2036-37: 0.782; 2037-38: 0.516; 2038-39: 0.216; 2039-40: 0.216; 2040-41: 0.216; 2041-42: 0.216; 2042-43: 0.216; 2043-44: 0.216; 2044-45: 0.216; 2045-46: 0.216; 2046-47: 0.216; 2047-48: 0.216; 2048-49: 0.216; 2049-50: 0.216
41FP | Total Resource Zone Population | sum (37FP:40FP) | 000's | 2 | 2019-20: 34.914; 2020-21: 35.533; 2021-22: 36.019; 2022-23: 36.616; 2023-24: 37.277; 2024-25: 37.794; 2025-26: 38.165; 2026-27: 38.613; 2027-28: 38.848; 2028-29: 39.131; 2029-30: 39.316; 2030-31: 39.422; 2031-32: 39.519; 2032-33: 39.628; 2033-34: 39.756; 2034-35: 39.881; 2035-36: 40.022; 2036-37: 40.146; 2037-38: 40.291; 2038-39: 40.456; 2039-40: 40.658; 2040-41: 40.867; 2041-42: 41.092; 2042-43: 41.326; 2043-44: 41.577; 2044-45: 41.838; 2045-46: 42.1; 2046-47: 42.362; 2047-48: 42.649; 2048-49: 42.945; 2049-50: 43.247
42FP | Average household occupancy rate (excl. voids) | (39FP + 40FP) / (34FP + 35FP) | h/prop | 1 | 2019-20: 2.3699; 2020-21: 2.3499; 2021-22: 2.3263; 2022-23: 2.3216; 2023-24: 2.318; 2024-25: 2.3127; 2025-26: 2.3066; 2026-27: 2.3004; 2027-28: 2.2935; 2028-29: 2.2868; 2029-30: 2.2787; 2030-31: 2.27; 2031-32: 2.2612; 2032-33: 2.2535; 2033-34: 2.2473; 2034-35: 2.241; 2035-36: 2.2353; 2036-37: 2.2288; 2037-38: 2.2236; 2038-39: 2.2191; 2039-40: 2.2164; 2040-41: 2.2138; 2041-42: 2.2117; 2042-43: 2.2099; 2043-44: 2.2087; 2044-45: 2.2077; 2045-46: 2.2065; 2046-47: 2.2053; 2047-48: 2.205; 2048-49: 2.205; 2049-50: 2.2051
43FP | Total Household Metering penetration (excl. voids) | 34FP / (34FP + 35FP) | % | 1 | 2019-20: 86.67%; 2020-21: 87.99%; 2021-22: 89.09%; 2022-23: 90.25%; 2023-24: 91.34%; 2024-25: 92.33%; 2025-26: 93.1%; 2026-27: 93.83%; 2027-28: 94.5%; 2028-29: 95.14%; 2029-30: 95.73%; 2030-31: 96.3%; 2031-32: 96.83%; 2032-33: 97.34%; 2033-34: 97.82%; 2034-35: 98.29%; 2035-36: 98.73%; 2036-37: 99.15%; 2037-38: 99.55%; 2038-39: 99.94%; 2039-40: 99.94%; 2040-41: 99.94%; 2041-42: 99.94%; 2042-43: 99.94%; 2043-44: 99.94%; 2044-45: 99.94%; 2045-46: 99.94%; 2046-47: 99.94%; 2047-48: 99.94%; 2048-49: 99.94%; 2049-50: 99.94%
44FP | Total Household Metering penetration (incl. voids) | (34FP) / (34FP + 34.7FP + 35FP + 35.1FP) | % | 1 | 2019-20: 85.24%; 2020-21: 86.56%; 2021-22: 87.66%; 2022-23: 88.8%; 2023-24: 89.88%; 2024-25: 90.86%; 2025-26: 91.61%; 2026-27: 92.34%; 2027-28: 92.99%; 2028-29: 93.62%; 2029-30: 94.2%; 2030-31: 94.74%; 2031-32: 95.26%; 2032-33: 95.76%; 2033-34: 96.22%; 2034-35: 96.67%; 2035-36: 97.1%; 2036-37: 97.51%; 2037-38: 97.9%; 2038-39: 98.28%; 2039-40: 98.28%; 2040-41: 98.27%; 2041-42: 98.27%; 2042-43: 98.27%; 2043-44: 98.26%; 2044-45: 98.26%; 2045-46: 98.26%; 2046-47: 98.26%; 2047-48: 98.26%; 2048-49: 98.26%; 2049-50: 98.26%
45FP | Distribution input | sum (12FP:15FP) + 21FP + 22FP + 27FP + 28FP | Ml/d | 2 | 2019-20: 9.75; 2020-21: 9.68; 2021-22: 9.64; 2022-23: 9.56; 2023-24: 9.5; 2024-25: 9.42; 2025-26: 9.37; 2026-27: 9.34; 2027-28: 9.3; 2028-29: 9.13; 2029-30: 8.82; 2030-31: 8.23; 2031-32: 7.89; 2032-33: 7.82; 2033-34: 7.76; 2034-35: 7.69; 2035-36: 7.63; 2036-37: 7.56; 2037-38: 7.34; 2038-39: 7.26; 2039-40: 7.22; 2040-41: 7.18; 2041-42: 7.14; 2042-43: 7.01; 2043-44: 6.96; 2044-45: 6.94; 2045-46: 6.92; 2046-47: 6.9; 2047-48: 6.85; 2048-49: 6.84; 2049-50: 6.83
46FP | Target headroom (climate change component) | Input | Ml/d | 2 | 2019-20: 0.00073487; 2020-21: 0.00073487; 2021-22: 0.00073487; 2022-23: 0.00073487; 2023-24: 0.00073487; 2024-25: 0.00073487; 2025-26: 0.00073487; 2026-27: 0.00052439; 2027-28: 0.00073501; 2028-29: 0.0014823; 2029-30: 0.0011891; 2030-31: 0.0013186; 2031-32: 0.0011217; 2032-33: 0.0009391; 2033-34: 0.0015955; 2034-35: 0.0020018; 2035-36: 0.0016879; 2036-37: 0.0019243; 2037-38: 0.0018056; 2038-39: 0.0021492; 2039-40: 0; 2040-41: 0; 2041-42: 0; 2042-43: 0; 2043-44: 0; 2044-45: 0; 2045-46: 0; 2046-47: 0; 2047-48: 0; 2048-49: 0; 2049-50: 0
47FP | Target headroom (All other components) | Input | Ml/d | 2 | 2019-20: 0.35508; 2020-21: 0.35508; 2021-22: 0.35508; 2022-23: 0.35508; 2023-24: 0.35508; 2024-25: 0.35508; 2025-26: 0.35508; 2026-27: 0.35433; 2027-28: 0.35004; 2028-29: 0.34598; 2029-30: 0.45849; 2030-31: 0.45797; 2031-32: 0.72339; 2032-33: 0.73743; 2033-34: 0.73778; 2034-35: 0.77371; 2035-36: 0.67198; 2036-37: 0.61262; 2037-38: 0.62789; 2038-39: 0.65604; 2039-40: 0.6284; 2040-41: 0.6357; 2041-42: 0.63987; 2042-43: 0.64207; 2043-44: 0.65206; 2044-45: 0.65356; 2045-46: 0.57981; 2046-47: 0.58199; 2047-48: 0.57974; 2048-49: 0.58762; 2049-50: 0.57913
48FP | Target Headroom | 46FP + 47FP | Ml/d | 2 | 2019-20: 0.35581; 2020-21: 0.35581; 2021-22: 0.35581; 2022-23: 0.35581; 2023-24: 0.35581; 2024-25: 0.35581; 2025-26: 0.35581; 2026-27: 0.35485; 2027-28: 0.35078; 2028-29: 0.34746; 2029-30: 0.45968; 2030-31: 0.45928; 2031-32: 0.72452; 2032-33: 0.73837; 2033-34: 0.73938; 2034-35: 0.77571; 2035-36: 0.67367; 2036-37: 0.61455; 2037-38: 0.6297; 2038-39: 0.65819; 2039-40: 0.6284; 2040-41: 0.6357; 2041-42: 0.63987; 2042-43: 0.64207; 2043-44: 0.65206; 2044-45: 0.65356; 2045-46: 0.57981; 2046-47: 0.58199; 2047-48: 0.57974; 2048-49: 0.58762; 2049-50: 0.57913
49FP | Available Headroom | 11FP - 45FP | Ml/d | 2 | 2019-20: -0.2; 2020-21: -0.13; 2021-22: -0.09; 2022-23: -0.01; 2023-24: 0.05; 2024-25: 0.13; 2025-26: 0.359; 2026-27: 0.35; 2027-28: 0.349; 2028-29: 0.349; 2029-30: 0.459; 2030-31: 0.659; 2031-32: 0.919; 2032-33: 0.939; 2033-34: 0.939; 2034-35: 0.979; 2035-36: 0.869; 2036-37: 0.809; 2037-38: 0.829; 2038-39: 0.859; 2039-40: 0.829; 2040-41: 0.839; 2041-42: 0.839; 2042-43: 0.839; 2043-44: 0.849; 2044-45: 0.849; 2045-46: 0.779; 2046-47: 0.779; 2047-48: 0.779; 2048-49: 0.789; 2049-50: 0.779
49.1FP | Available non-potable balance (if applicable) | 1.1FP - 12.1FP | Ml/d | 2 | 2019-20: 0; 2020-21: 0; 2021-22: 0; 2022-23: 0; 2023-24: 0; 2024-25: 0; 2025-26: 0; 2026-27: 0; 2027-28: 0; 2028-29: 0; 2029-30: 0; 2030-31: 0; 2031-32: 0; 2032-33: 0; 2033-34: 0; 2034-35: 0; 2035-36: 0; 2036-37: 0; 2037-38: 0; 2038-39: 0; 2039-40: 0; 2040-41: 0; 2041-42: 0; 2042-43: 0; 2043-44: 0; 2044-45: 0; 2045-46: 0; 2046-47: 0; 2047-48: 0; 2048-49: 0; 2049-50: 0
50FP | Supply Demand Balance | 49FP - 48FP | Ml/d | 2 | 2019-20: -0.55581; 2020-21: -0.48581; 2021-22: -0.44581; 2022-23: -0.36581; 2023-24: -0.30581; 2024-25: -0.22581; 2025-26: 0.0031871; 2026-27: -0.004852; 2027-28: -0.0017772; 2028-29: 0.0015368; 2029-30: -0.00067805; 2030-31: 0.19972; 2031-32: 0.19448; 2032-33: 0.20063; 2033-34: 0.19962; 2034-35: 0.20329; 2035-36: 0.19533; 2036-37: 0.19445; 2037-38: 0.1993; 2038-39: 0.20081; 2039-40: 0.2006; 2040-41: 0.2033; 2041-42: 0.19913; 2042-43: 0.19693; 2043-44: 0.19694; 2044-45: 0.19544; 2045-46: 0.19919; 2046-47: 0.19701; 2047-48: 0.19926; 2048-49: 0.20138; 2049-50: 0.19987
Water Company | Anglian Water | Version | V3.1
WRZ | AWSNHL | Planning Scenario | DYCP
Table 3d: DYCP - Baseline | Back to top of sheet
WRMP24 reference | Component | Derivation | Unit | Decimal places | 2019-20 | 2020-21 | 2021-22 | 2022-23 | 2023-24 | 2024-25 | 2025-26 | 2026-27 | 2027-28 | 2028-29 | 2029-30 | 2030-31 | 2031-32 | 2032-33 | 2033-34 | 2034-35 | 2035-36 | 2036-37 | 2037-38 | 2038-39 | 2039-40 | 2040-41 | 2041-42 | 2042-43 | 2043-44 | 2044-45 | 2045-46 | 2046-47 | 2047-48 | 2048-49 | 2049-50 | 2050-51 | 2051-52 | 2052-53 | 2053-54 | 2054-55 | 2055-56 | 2056-57 | 2057-58 | 2058-59 | 2059-60 | 2060-61 | 2061-62 | 2062-63 | 2063-64 | 2064-65 | 2065-66 | 2066-67 | 2067-68 | 2068-69 | 2069-70 | 2070-71 | 2071-72 | 2072-73 | 2073-74 | 2074-75 | 2075-76 | 2076-77 | 2077-78 | 2078-79 | 2079-80 | 2080-81 | 2081-82 | 2082-83 | 2083-84 | 2084-85 | 2085-86 | 2086-87 | 2087-88 | 2088-89 | 2089-90 | 2090-91 | 2091-92 | 2092-93 | 2093-94 | 2094-95 | 2095-96 | 2096-97 | 2097-98 | 2098-99 | 2099-100
1BL | Raw water abstracted | Input | Ml/d | 2 | 2019-20: 0; 2020-21: 0; 2021-22: 0; 2022-23: 0; 2023-24: 0; 2024-25: 0; 2025-26: 0; 2026-27: 0; 2027-28: 0; 2028-29: 0; 2029-30: 0; 2030-31: 0; 2031-32: 0; 2032-33: 0; 2033-34: 0; 2034-35: 0; 2035-36: 0; 2036-37: 0; 2037-38: 0; 2038-39: 0; 2039-40: 0; 2040-41: 0; 2041-42: 0; 2042-43: 0; 2043-44: 0; 2044-45: 0; 2045-46: 0; 2046-47: 0; 2047-48: 0; 2048-49: 0; 2049-50: 0
1.1BL | Non-potable water supplies | Input | Ml/d | 2 | 2019-20: 0; 2020-21: 0; 2021-22: 0; 2022-23: 0; 2023-24: 0; 2024-25: 0; 2025-26: 0; 2026-27: 0; 2027-28: 0; 2028-29: 0; 2029-30: 0; 2030-31: 0; 2031-32: 0; 2032-33: 0; 2033-34: 0; 2034-35: 0; 2035-36: 0; 2036-37: 0; 2037-38: 0; 2038-39: 0; 2039-40: 0; 2040-41: 0; 2041-42: 0; 2042-43: 0; 2043-44: 0; 2044-45: 0; 2045-46: 0; 2046-47: 0; 2047-48: 0; 2048-49: 0; 2049-50: 0
2BL | Raw water imported | Input | Ml/d | 2 | 2019-20: 0; 2020-21: 0; 2021-22: 0; 2022-23: 0; 2023-24: 0; 2024-25: 0; 2025-26: 0; 2026-27: 0; 2027-28: 0; 2028-29: 0; 2029-30: 0; 2030-31: 0; 2031-32: 0; 2032-33: 0; 2033-34: 0; 2034-35: 0; 2035-36: 0; 2036-37: 0; 2037-38: 0; 2038-39: 0; 2039-40: 0; 2040-41: 0; 2041-42: 0; 2042-43: 0; 2043-44: 0; 2044-45: 0; 2045-46: 0; 2046-47: 0; 2047-48: 0; 2048-49: 0; 2049-50: 0
3BL | Potable water imported | Input | Ml/d | 2 | 2019-20: 0; 2020-21: 0; 2021-22: 0; 2022-23: 0; 2023-24: 0; 2024-25: 0; 2025-26: 0; 2026-27: 0; 2027-28: 0; 2028-29: 0; 2029-30: 0; 2030-31: 0; 2031-32: 0; 2032-33: 0; 2033-34: 0; 2034-35: 0; 2035-36: 0; 2036-37: 0; 2037-38: 0; 2038-39: 0; 2039-40: 0; 2040-41: 0; 2041-42: 0; 2042-43: 0; 2043-44: 0; 2044-45: 0; 2045-46: 0; 2046-47: 0; 2047-48: 0; 2048-49: 0; 2049-50: 0
4BL | Raw water exported enter as -ve | Input | Ml/d | 2 | 2019-20: 0; 2020-21: 0; 2021-22: 0; 2022-23: 0; 2023-24: 0; 2024-25: 0; 2025-26: 0; 2026-27: 0; 2027-28: 0; 2028-29: 0; 2029-30: 0; 2030-31: 0; 2031-32: 0; 2032-33: 0; 2033-34: 0; 2034-35: 0; 2035-36: 0; 2036-37: 0; 2037-38: 0; 2038-39: 0; 2039-40: 0; 2040-41: 0; 2041-42: 0; 2042-43: 0; 2043-44: 0; 2044-45: 0; 2045-46: 0; 2046-47: 0; 2047-48: 0; 2048-49: 0; 2049-50: 0
5BL | Potable water exported enter as -ve | Input | Ml/d | 2 | 2019-20: 0; 2020-21: 0; 2021-22: 0; 2022-23: 0; 2023-24: 0; 2024-25: 0; 2025-26: 0; 2026-27: 0; 2027-28: 0; 2028-29: 0; 2029-30: 0; 2030-31: 0; 2031-32: 0; 2032-33: 0; 2033-34: 0; 2034-35: 0; 2035-36: 0; 2036-37: 0; 2037-38: 0; 2038-39: 0; 2039-40: 0; 2040-41: 0; 2041-42: 0; 2042-43: 0; 2043-44: 0; 2044-45: 0; 2045-46: 0; 2046-47: 0; 2047-48: 0; 2048-49: 0; 2049-50: 0
6BL | Deployable Output before forecast changes | Input | Ml/d | 2 | 2019-20: 15.59; 2020-21: 15.59; 2021-22: 15.59; 2022-23: 15.59; 2023-24: 15.59; 2024-25: 15.59; 2025-26: 15.59; 2026-27: 15.59; 2027-28: 15.59; 2028-29: 15.59; 2029-30: 15.59; 2030-31: 15.59; 2031-32: 15.59; 2032-33: 15.59; 2033-34: 15.59; 2034-35: 15.59; 2035-36: 15.59; 2036-37: 15.59; 2037-38: 15.59; 2038-39: 15.59; 2039-40: 15.59; 2040-41: 15.59; 2041-42: 15.59; 2042-43: 15.59; 2043-44: 15.59; 2044-45: 15.59; 2045-46: 15.59; 2046-47: 15.59; 2047-48: 15.59; 2048-49: 15.59; 2049-50: 15.59
6.1BL | Deployable Output post forecast changes | 6BL + 7BL | Ml/d | 2 | 2019-20: 15.59; 2020-21: 15.59; 2021-22: 15.59; 2022-23: 15.59; 2023-24: 15.59; 2024-25: 15.59; 2025-26: 15.59; 2026-27: 15.59; 2027-28: 15.59; 2028-29: 15.59; 2029-30: 15.59; 2030-31: 15.59; 2031-32: 15.59; 2032-33: 15.59; 2033-34: 15.59; 2034-35: 15.59; 2035-36: 15.59; 2036-37: 15.59; 2037-38: 15.59; 2038-39: 15.59; 2039-40: 15.59; 2040-41: 15.59; 2041-42: 15.59; 2042-43: 15.59; 2043-44: 15.59; 2044-45: 15.59; 2045-46: 15.59; 2046-47: 15.59; 2047-48: 15.59; 2048-49: 15.59; 2049-50: 15.59
7BL | Baseline forecast changes to Deployable Output | sum (7.1BL:7.6BL) | Ml/d | 2 | 2019-20: 0; 2020-21: 0; 2021-22: 0; 2022-23: 0; 2023-24: 0; 2024-25: 0; 2025-26: 0; 2026-27: 0; 2027-28: 0; 2028-29: 0; 2029-30: 0; 2030-31: 0; 2031-32: 0; 2032-33: 0; 2033-34: 0; 2034-35: 0; 2035-36: 0; 2036-37: 0; 2037-38: 0; 2038-39: 0; 2039-40: 0; 2040-41: 0; 2041-42: 0; 2042-43: 0; 2043-44: 0; 2044-45: 0; 2045-46: 0; 2046-47: 0; 2047-48: 0; 2048-49: 0; 2049-50: 0
7.1BL | Change in DO due to climate change | Input | Ml/d | 2 | 2019-20: 0; 2020-21: 0; 2021-22: 0; 2022-23: 0; 2023-24: 0; 2024-25: 0; 2025-26: 0; 2026-27: 0; 2027-28: 0; 2028-29: 0; 2029-30: 0; 2030-31: 0; 2031-32: 0; 2032-33: 0; 2033-34: 0; 2034-35: 0; 2035-36: 0; 2036-37: 0; 2037-38: 0; 2038-39: 0; 2039-40: 0; 2040-41: 0; 2041-42: 0; 2042-43: 0; 2043-44: 0; 2044-45: 0; 2045-46: 0; 2046-47: 0; 2047-48: 0; 2048-49: 0; 2049-50: 0
7.2BL | Total confirmed DO reductions to restore sustainable abstraction enter as -ve | Input | Ml/d | 2 | 2019-20: 0; 2020-21: 0; 2021-22: 0; 2022-23: 0; 2023-24: 0; 2024-25: 0; 2025-26: 0; 2026-27: 0; 2027-28: 0; 2028-29: 0; 2029-30: 0; 2030-31: 0; 2031-32: 0; 2032-33: 0; 2033-34: 0; 2034-35: 0; 2035-36: 0; 2036-37: 0; 2037-38: 0; 2038-39: 0; 2039-40: 0; 2040-41: 0; 2041-42: 0; 2042-43: 0; 2043-44: 0; 2044-45: 0; 2045-46: 0; 2046-47: 0; 2047-48: 0; 2048-49: 0; 2049-50: 0
7.3BL | Total expected DO reductions to restore sustainable abstraction (Environmental Destination) (excl. any confirmed reductions) enter as -ve | Input | Ml/d | 2 | 2019-20: 0; 2020-21: 0; 2021-22: 0; 2022-23: 0; 2023-24: 0; 2024-25: 0; 2025-26: 0; 2026-27: 0; 2027-28: 0; 2028-29: 0; 2029-30: 0; 2030-31: 0; 2031-32: 0; 2032-33: 0; 2033-34: 0; 2034-35: 0; 2035-36: 0; 2036-37: 0; 2037-38: 0; 2038-39: 0; 2039-40: 0; 2040-41: 0; 2041-42: 0; 2042-43: 0; 2043-44: 0; 2044-45: 0; 2045-46: 0; 2046-47: 0; 2047-48: 0; 2048-49: 0; 2049-50: 0
7.4BL | Change in DO from prolonged Outage reduction enter as -ve | Input | Ml/d | 2 | 2019-20: 0; 2020-21: 0; 2021-22: 0; 2022-23: 0; 2023-24: 0; 2024-25: 0; 2025-26: 0; 2026-27: 0; 2027-28: 0; 2028-29: 0; 2029-30: 0; 2030-31: 0; 2031-32: 0; 2032-33: 0; 2033-34: 0; 2034-35: 0; 2035-36: 0; 2036-37: 0; 2037-38: 0; 2038-39: 0; 2039-40: 0; 2040-41: 0; 2041-42: 0; 2042-43: 0; 2043-44: 0; 2044-45: 0; 2045-46: 0; 2046-47: 0; 2047-48: 0; 2048-49: 0; 2049-50: 0
7.5BL | Change in DO from drought measures | Zero for baseline | Ml/d | 2 | 2019-20: 0; 2020-21: 0; 2021-22: 0; 2022-23: 0; 2023-24: 0; 2024-25: 0; 2025-26: 0; 2026-27: 0; 2027-28: 0; 2028-29: 0; 2029-30: 0; 2030-31: 0; 2031-32: 0; 2032-33: 0; 2033-34: 0; 2034-35: 0; 2035-36: 0; 2036-37: 0; 2037-38: 0; 2038-39: 0; 2039-40: 0; 2040-41: 0; 2041-42: 0; 2042-43: 0; 2043-44: 0; 2044-45: 0; 2045-46: 0; 2046-47: 0; 2047-48: 0; 2048-49: 0; 2049-50: 0
7.6BL | Total other changes to DO (specify e.g. Nitrates) | Input | Ml/d | 2 | 2019-20: 0; 2020-21: 0; 2021-22: 0; 2022-23: 0; 2023-24: 0; 2024-25: 0; 2025-26: 0; 2026-27: 0; 2027-28: 0; 2028-29: 0; 2029-30: 0; 2030-31: 0; 2031-32: 0; 2032-33: 0; 2033-34: 0; 2034-35: 0; 2035-36: 0; 2036-37: 0; 2037-38: 0; 2038-39: 0; 2039-40: 0; 2040-41: 0; 2041-42: 0; 2042-43: 0; 2043-44: 0; 2044-45: 0; 2045-46: 0; 2046-47: 0; 2047-48: 0; 2048-49: 0; 2049-50: 0
8BL | Raw water losses, treatment works losses and operational use | Input | Ml/d | 2 | 2019-20: 1.23; 2020-21: 1.23; 2021-22: 1.23; 2022-23: 1.23; 2023-24: 1.23; 2024-25: 1.23; 2025-26: 1.23; 2026-27: 1.23; 2027-28: 1.23; 2028-29: 1.23; 2029-30: 1.23; 2030-31: 1.23; 2031-32: 1.23; 2032-33: 1.23; 2033-34: 1.23; 2034-35: 1.23; 2035-36: 1.23; 2036-37: 1.23; 2037-38: 1.23; 2038-39: 1.23; 2039-40: 1.23; 2040-41: 1.23; 2041-42: 1.23; 2042-43: 1.23; 2043-44: 1.23; 2044-45: 1.23; 2045-46: 1.23; 2046-47: 1.23; 2047-48: 1.23; 2048-49: 1.23; 2049-50: 1.23
9BL | Total Outage Allowance | Input | Ml/d | 2 | 2019-20: 0.09; 2020-21: 0.09; 2021-22: 0.09; 2022-23: 0.09; 2023-24: 0.09; 2024-25: 0.09; 2025-26: 0.09; 2026-27: 0.09; 2027-28: 0.09; 2028-29: 0.09; 2029-30: 0.09; 2030-31: 0.09; 2031-32: 0.09; 2032-33: 0.09; 2033-34: 0.09; 2034-35: 0.09; 2035-36: 0.09; 2036-37: 0.09; 2037-38: 0.09; 2038-39: 0.09; 2039-40: 0.09; 2040-41: 0.09; 2041-42: 0.09; 2042-43: 0.09; 2043-44: 0.09; 2044-45: 0.09; 2045-46: 0.09; 2046-47: 0.09; 2047-48: 0.09; 2048-49: 0.09; 2049-50: 0.09
10BL | Water Available For Use (own sources) | (6BL + 7BL) - (8BL + 9BL) | Ml/d | 2 | 2019-20: 14.27; 2020-21: 14.27; 2021-22: 14.27; 2022-23: 14.27; 2023-24: 14.27; 2024-25: 14.27; 2025-26: 14.27; 2026-27: 14.27; 2027-28: 14.27; 2028-29: 14.27; 2029-30: 14.27; 2030-31: 14.27; 2031-32: 14.27; 2032-33: 14.27; 2033-34: 14.27; 2034-35: 14.27; 2035-36: 14.27; 2036-37: 14.27; 2037-38: 14.27; 2038-39: 14.27; 2039-40: 14.27; 2040-41: 14.27; 2041-42: 14.27; 2042-43: 14.27; 2043-44: 14.27; 2044-45: 14.27; 2045-46: 14.27; 2046-47: 14.27; 2047-48: 14.27; 2048-49: 14.27; 2049-50: 14.27
11BL | Total Water Available For Use | 10BL + sum (2BL:5BL) | Ml/d | 2 | 2019-20: 14.27; 2020-21: 14.27; 2021-22: 14.27; 2022-23: 14.27; 2023-24: 14.27; 2024-25: 14.27; 2025-26: 14.27; 2026-27: 14.27; 2027-28: 14.27; 2028-29: 14.27; 2029-30: 14.27; 2030-31: 14.27; 2031-32: 14.27; 2032-33: 14.27; 2033-34: 14.27; 2034-35: 14.27; 2035-36: 14.27; 2036-37: 14.27; 2037-38: 14.27; 2038-39: 14.27; 2039-40: 14.27; 2040-41: 14.27; 2041-42: 14.27; 2042-43: 14.27; 2043-44: 14.27; 2044-45: 14.27; 2045-46: 14.27; 2046-47: 14.27; 2047-48: 14.27; 2048-49: 14.27; 2049-50: 14.27
12BL | Water delivered measured non-household | Input Note - consumption & uspl | Ml/d | 2 | 2019-20: 4.65; 2020-21: 4.55; 2021-22: 4.47; 2022-23: 4.35; 2023-24: 4.26; 2024-25: 4.17; 2025-26: 4.09; 2026-27: 4.02; 2027-28: 3.97; 2028-29: 3.91; 2029-30: 3.86; 2030-31: 3.81; 2031-32: 3.77; 2032-33: 3.73; 2033-34: 3.72; 2034-35: 3.7; 2035-36: 3.69; 2036-37: 3.66; 2037-38: 3.64; 2038-39: 3.61; 2039-40: 3.59; 2040-41: 3.57; 2041-42: 3.55; 2042-43: 3.53; 2043-44: 3.51; 2044-45: 3.49; 2045-46: 3.48; 2046-47: 3.47; 2047-48: 3.46; 2048-49: 3.46; 2049-50: 3.45
12.1BL | Non-potable water consumption | Input | Ml/d | 2 | 2019-20: 0; 2020-21: 0; 2021-22: 0; 2022-23: 0; 2023-24: 0; 2024-25: 0; 2025-26: 0; 2026-27: 0; 2027-28: 0; 2028-29: 0; 2029-30: 0; 2030-31: 0; 2031-32: 0; 2032-33: 0; 2033-34: 0; 2034-35: 0; 2035-36: 0; 2036-37: 0; 2037-38: 0; 2038-39: 0; 2039-40: 0; 2040-41: 0; 2041-42: 0; 2042-43: 0; 2043-44: 0; 2044-45: 0; 2045-46: 0; 2046-47: 0; 2047-48: 0; 2048-49: 0; 2049-50: 0
13BL | Water delivered unmeasured non-household | Input Note - consumption & uspl | Ml/d | 2 | 2019-20: 0.01; 2020-21: 0.01; 2021-22: 0.01; 2022-23: 0.01; 2023-24: 0.01; 2024-25: 0.01; 2025-26: 0.01; 2026-27: 0.01; 2027-28: 0.01; 2028-29: 0.01; 2029-30: 0.01; 2030-31: 0.01; 2031-32: 0.01; 2032-33: 0.01; 2033-34: 0.01; 2034-35: 0.01; 2035-36: 0.01; 2036-37: 0.01; 2037-38: 0.01; 2038-39: 0.01; 2039-40: 0.01; 2040-41: 0.01; 2041-42: 0.01; 2042-43: 0.01; 2043-44: 0.01; 2044-45: 0.01; 2045-46: 0.01; 2046-47: 0.01; 2047-48: 0.01; 2048-49: 0.01; 2049-50: 0.01
14BL | Water delivered measured household | Input Note - consumption & uspl | Ml/d | 2 | 2019-20: 4.79; 2020-21: 4.93; 2021-22: 5.05; 2022-23: 5.19; 2023-24: 5.33; 2024-25: 5.45; 2025-26: 5.56; 2026-27: 5.68; 2027-28: 5.77; 2028-29: 5.86; 2029-30: 5.93; 2030-31: 6; 2031-32: 6.07; 2032-33: 6.14; 2033-34: 6.21; 2034-35: 6.29; 2035-36: 6.36; 2036-37: 6.44; 2037-38: 6.54; 2038-39: 6.65; 2039-40: 6.71; 2040-41: 6.75; 2041-42: 6.8; 2042-43: 6.84; 2043-44: 6.89; 2044-45: 6.94; 2045-46: 6.99; 2046-47: 7.04; 2047-48: 7.1; 2048-49: 7.15; 2049-50: 7.21
15BL | Water delivered unmeasured household | Input Note - consumption & uspl | Ml/d | 2 | 2019-20: 1.49; 2020-21: 1.38; 2021-22: 1.29; 2022-23: 1.18; 2023-24: 1.08; 2024-25: 0.98; 2025-26: 0.91; 2026-27: 0.83; 2027-28: 0.76; 2028-29: 0.68; 2029-30: 0.61; 2030-31: 0.55; 2031-32: 0.49; 2032-33: 0.42; 2033-34: 0.36; 2034-35: 0.3; 2035-36: 0.24; 2036-37: 0.18; 2037-38: 0.12; 2038-39: 0.05; 2039-40: 0.05; 2040-41: 0.05; 2041-42: 0.05; 2042-43: 0.05; 2043-44: 0.05; 2044-45: 0.05; 2045-46: 0.05; 2046-47: 0.05; 2047-48: 0.05; 2048-49: 0.05; 2049-50: 0.05
16BL | Percentage of consumption driven by climate change | Input | % | 1 | 2019-20: 0%; 2020-21: 0%; 2021-22: 0%; 2022-23: 0.1%; 2023-24: 0.1%; 2024-25: 0.1%; 2025-26: 0.1%; 2026-27: 0.1%; 2027-28: 0.1%; 2028-29: 0.2%; 2029-30: 0.2%; 2030-31: 0.2%; 2031-32: 0.2%; 2032-33: 0.3%; 2033-34: 0.3%; 2034-35: 0.3%; 2035-36: 0.4%; 2036-37: 0.4%; 2037-38: 0.4%; 2038-39: 0.5%; 2039-40: 0.5%; 2040-41: 0.6%; 2041-42: 0.6%; 2042-43: 0.6%; 2043-44: 0.7%; 2044-45: 0.7%; 2045-46: 0.8%; 2046-47: 0.8%; 2047-48: 0.8%; 2048-49: 0.8%; 2049-50: 0.9%
17BL | Volume of consumption driven by climate change | 16BL * (12BL + sum(13BL:15BL) - sum (23BL:26BL)) | Ml/d | 2 | 2019-20: 0; 2020-21: 0; 2021-22: 0; 2022-23: 0.01047; 2023-24: 0.01041; 2024-25: 0.01035; 2025-26: 0.0103; 2026-27: 0.01028; 2027-28: 0.01024; 2028-29: 0.0204; 2029-30: 0.0203; 2030-31: 0.0202; 2031-32: 0.02016; 2032-33: 0.03012; 2033-34: 0.03009; 2034-35: 0.03012; 2035-36: 0.04016; 2036-37: 0.04012; 2037-38: 0.0402; 2038-39: 0.0503; 2039-40: 0.0505; 2040-41: 0.06072; 2041-42: 0.0609; 2042-43: 0.06102; 2043-44: 0.07133; 2044-45: 0.07154; 2045-46: 0.08208; 2046-47: 0.0824; 2047-48: 0.0828; 2048-49: 0.0832; 2049-50: 0.09405
18BL | Measured Household - PCC | ((14BL - 25BL) * 1,000,000) / (39BL *1,000) | l/h/d | 1 | 2019-20: 162.1906; 2020-21: 160.9297; 2021-22: 160.4084; 2022-23: 159.3575; 2023-24: 158.1381; 2024-25: 157.4355; 2025-26: 157.1957; 2026-27: 157.2607; 2027-28: 157.1748; 2028-29: 157.2038; 2029-30: 157.1358; 2030-31: 157.1565; 2031-32: 157.5525; 2032-33: 157.899; 2033-34: 157.9073; 2034-35: 158.4599; 2035-36: 158.6808; 2036-37: 159.2111; 2037-38: 159.8556; 2038-39: 160.7757; 2039-40: 161.4879; 2040-41: 161.6674; 2041-42: 162.0325; 2042-43: 162.1156; 2043-44: 162.1344; 2044-45: 162.3527; 2045-46: 162.5722; 2046-47: 162.789; 2047-48: 163.1446; 2048-49: 163.2237; 2049-50: 163.5102
19BL | Unmeasured Household - PCC | ((15BL - 26BL) * 1,000,000) / (40BL *1,000) | l/h/d | 1 | 2019-20: 230.1289; 2020-21: 229.4623; 2021-22: 228.208; 2022-23: 227.6423; 2023-24: 226.0638; 2024-25: 225.9475; 2025-26: 226.5543; 2026-27: 226.5558; 2027-28: 225.9887; 2028-29: 224.6026; 2029-30: 222.2222; 2030-31: 222.889; 2031-32: 227.8236; 2032-33: 222.2222; 2033-34: 220.35; 2034-35: 224.8062; 2035-36: 221.7936; 2036-37: 217.3913; 2037-38: 232.5581; 2038-39: 231.4815; 2039-40: 231.4815; 2040-41: 231.4815; 2041-42: 231.4815; 2042-43: 231.4815; 2043-44: 231.4815; 2044-45: 231.4815; 2045-46: 231.4815; 2046-47: 231.4815; 2047-48: 231.4815; 2048-49: 231.4815; 2049-50: 231.4815
20BL | Average Household - PCC | (((14BL - 25BL) + (15BL - 26BL)) * 1,000,000) / ((39BL + 40BL) *1,000) | l/h/d | 1 | 2019-20: 174.217; 2020-21: 172.0369; 2021-22: 170.5596; 2022-23: 168.6136; 2023-24: 166.4321; 2024-25: 164.9628; 2025-26: 164.1554; 2026-27: 163.5746; 2027-28: 162.8698; 2028-29: 162.2347; 2029-30: 161.4974; 2030-31: 161.0838; 2031-32: 161.2573; 2032-33: 160.8504; 2033-34: 160.3558; 2034-35: 160.6283; 2035-36: 160.3333; 2036-37: 160.3565; 2037-38: 160.7967; 2038-39: 161.1573; 2039-40: 161.8638; 2040-41: 162.0405; 2041-42: 162.4016; 2042-43: 162.4823; 2043-44: 162.4988; 2044-45: 162.7137; 2045-46: 162.9299; 2046-47: 163.1434; 2047-48: 163.4949; 2048-49: 163.5712; 2049-50: 163.8538
21BL | Water taken unbilled | Input | Ml/d | 2 | 2019-20: 0.22; 2020-21: 0.22; 2021-22: 0.23; 2022-23: 0.23; 2023-24: 0.24; 2024-25: 0.22; 2025-26: 0.22; 2026-27: 0.23; 2027-28: 0.23; 2028-29: 0.22; 2029-30: 0.23; 2030-31: 0.23; 2031-32: 0.23; 2032-33: 0.22; 2033-34: 0.22; 2034-35: 0.21; 2035-36: 0.22; 2036-37: 0.22; 2037-38: 0.21; 2038-39: 0.23; 2039-40: 0.22; 2040-41: 0.23; 2041-42: 0.23; 2042-43: 0.23; 2043-44: 0.22; 2044-45: 0.22; 2045-46: 0.23; 2046-47: 0.23; 2047-48: 0.22; 2048-49: 0.22; 2049-50: 0.22
22BL | Distribution system operational use | Input | Ml/d | 2 | 2019-20: 0.05; 2020-21: 0.05; 2021-22: 0.05; 2022-23: 0.05; 2023-24: 0.05; 2024-25: 0.05; 2025-26: 0.05; 2026-27: 0.05; 2027-28: 0.05; 2028-29: 0.05; 2029-30: 0.05; 2030-31: 0.05; 2031-32: 0.05; 2032-33: 0.05; 2033-34: 0.05; 2034-35: 0.05; 2035-36: 0.05; 2036-37: 0.05; 2037-38: 0.05; 2038-39: 0.05; 2039-40: 0.05; 2040-41: 0.05; 2041-42: 0.05; 2042-43: 0.05; 2043-44: 0.05; 2044-45: 0.05; 2045-46: 0.05; 2046-47: 0.05; 2047-48: 0.05; 2048-49: 0.05; 2049-50: 0.05
23BL | Measured Non Household - USPL | Input | Ml/d | 2 | 2019-20: 0.01; 2020-21: 0.01; 2021-22: 0.01; 2022-23: 0.01; 2023-24: 0.01; 2024-25: 0.01; 2025-26: 0.01; 2026-27: 0.01; 2027-28: 0.01; 2028-29: 0.01; 2029-30: 0.01; 2030-31: 0.01; 2031-32: 0.01; 2032-33: 0.01; 2033-34: 0.01; 2034-35: 0.01; 2035-36: 0.01; 2036-37: 0.01; 2037-38: 0.01; 2038-39: 0.01; 2039-40: 0.01; 2040-41: 0.01; 2041-42: 0.01; 2042-43: 0.01; 2043-44: 0.01; 2044-45: 0.01; 2045-46: 0.01; 2046-47: 0.01; 2047-48: 0.01; 2048-49: 0.01; 2049-50: 0.01
24BL | Unmeasured Non Household - USPL | Input | Ml/d | 2 | 2019-20: 0; 2020-21: 0; 2021-22: 0; 2022-23: 0; 2023-24: 0; 2024-25: 0; 2025-26: 0; 2026-27: 0; 2027-28: 0; 2028-29: 0; 2029-30: 0; 2030-31: 0; 2031-32: 0; 2032-33: 0; 2033-34: 0; 2034-35: 0; 2035-36: 0; 2036-37: 0; 2037-38: 0; 2038-39: 0; 2039-40: 0; 2040-41: 0; 2041-42: 0; 2042-43: 0; 2043-44: 0; 2044-45: 0; 2045-46: 0; 2046-47: 0; 2047-48: 0; 2048-49: 0; 2049-50: 0
25BL | Measured Household - USPL | Input | Ml/d | 2 | 2019-20: 0.17; 2020-21: 0.18; 2021-22: 0.18; 2022-23: 0.19; 2023-24: 0.2; 2024-25: 0.2; 2025-26: 0.21; 2026-27: 0.21; 2027-28: 0.22; 2028-29: 0.22; 2029-30: 0.22; 2030-31: 0.23; 2031-32: 0.23; 2032-33: 0.23; 2033-34: 0.24; 2034-35: 0.24; 2035-36: 0.24; 2036-37: 0.24; 2037-38: 0.25; 2038-39: 0.25; 2039-40: 0.25; 2040-41: 0.25; 2041-42: 0.25; 2042-43: 0.25; 2043-44: 0.26; 2044-45: 0.26; 2045-46: 0.26; 2046-47: 0.26; 2047-48: 0.26; 2048-49: 0.26; 2049-50: 0.26
26BL | Unmeasured Household - USPL | Input | Ml/d | 2 | 2019-20: 0.08; 2020-21: 0.07; 2021-22: 0.07; 2022-23: 0.06; 2023-24: 0.06; 2024-25: 0.05; 2025-26: 0.05; 2026-27: 0.04; 2027-28: 0.04; 2028-29: 0.03; 2029-30: 0.03; 2030-31: 0.03; 2031-32: 0.02; 2032-33: 0.02; 2033-34: 0.02; 2034-35: 0.01; 2035-36: 0.01; 2036-37: 0.01; 2037-38: 0; 2038-39: 0; 2039-40: 0; 2040-41: 0; 2041-42: 0; 2042-43: 0; 2043-44: 0; 2044-45: 0; 2045-46: 0; 2046-47: 0; 2047-48: 0; 2048-49: 0; 2049-50: 0
27BL | Void Properties - USPL | Input | Ml/d | 2 | 2019-20: 0.01; 2020-21: 0.01; 2021-22: 0.01; 2022-23: 0.01; 2023-24: 0.01; 2024-25: 0.01; 2025-26: 0.01; 2026-27: 0.01; 2027-28: 0.01; 2028-29: 0.01; 2029-30: 0.01; 2030-31: 0.01; 2031-32: 0.01; 2032-33: 0.02; 2033-34: 0.02; 2034-35: 0.02; 2035-36: 0.02; 2036-37: 0.02; 2037-38: 0.02; 2038-39: 0.02; 2039-40: 0.02; 2040-41: 0.02; 2041-42: 0.02; 2042-43: 0.02; 2043-44: 0.02; 2044-45: 0.02; 2045-46: 0.02; 2046-47: 0.02; 2047-48: 0.02; 2048-49: 0.02; 2049-50: 0.02
28BL | Distribution losses | Input | Ml/d | 2 | 2019-20: 1.31; 2020-21: 1.28; 2021-22: 1.26; 2022-23: 1.24; 2023-24: 1.21; 2024-25: 1.19; 2025-26: 1.19; 2026-27: 1.19; 2027-28: 1.19; 2028-29: 1.19; 2029-30: 1.19; 2030-31: 1.19; 2031-32: 1.19; 2032-33: 1.19; 2033-34: 1.19; 2034-35: 1.19; 2035-36: 1.19; 2036-37: 1.19; 2037-38: 1.19; 2038-39: 1.19; 2039-40: 1.19; 2040-41: 1.19; 2041-42: 1.19; 2042-43: 1.19; 2043-44: 1.19; 2044-45: 1.19; 2045-46: 1.19; 2046-47: 1.19; 2047-48: 1.19; 2048-49: 1.19; 2049-50: 1.19
29BL | Total Leakage | sum (23BL:28BL) | Ml/d | 2 | 2019-20: 1.58; 2020-21: 1.55; 2021-22: 1.53; 2022-23: 1.51; 2023-24: 1.49; 2024-25: 1.46; 2025-26: 1.47; 2026-27: 1.46; 2027-28: 1.47; 2028-29: 1.46; 2029-30: 1.46; 2030-31: 1.47; 2031-32: 1.46; 2032-33: 1.47; 2033-34: 1.48; 2034-35: 1.47; 2035-36: 1.47; 2036-37: 1.47; 2037-38: 1.47; 2038-39: 1.47; 2039-40: 1.47; 2040-41: 1.47; 2041-42: 1.47; 2042-43: 1.47; 2043-44: 1.48; 2044-45: 1.48; 2045-46: 1.48; 2046-47: 1.48; 2047-48: 1.48; 2048-49: 1.48; 2049-50: 1.48
30BL | Leakage/property | (29BL * 1,000,000) / (36BL * 1,000) | l/prop/d | 2 | 2019-20: 98.3199; 2020-21: 94.0877; 2021-22: 90.8066; 2022-23: 88.0159; 2023-24: 85.2305; 2024-25: 82.2165; 2025-26: 81.7757; 2026-27: 80.1053; 2027-28: 79.9347; 2028-29: 78.613; 2029-30: 77.9831; 2030-31: 78.0131; 2031-32: 77.0164; 2032-33: 77.0763; 2033-34: 77.1476; 2034-35: 76.1737; 2035-36: 75.7264; 2036-37: 75.2842; 2037-38: 74.8511; 2038-39: 74.4078; 2039-40: 73.966; 2040-41: 73.5147; 2041-42: 73.0616; 2042-43: 72.6105; 2043-44: 72.6452; 2044-45: 72.1846; 2045-46: 71.7228; 2046-47: 71.2669; 2047-48: 70.8066; 2048-49: 70.3455; 2049-50: 69.8871
31BL | Measured Non Household - properties | Input | 000's | 2 | 2019-20: 1.215; 2020-21: 1.231; 2021-22: 1.244; 2022-23: 1.262; 2023-24: 1.277; 2024-25: 1.292; 2025-26: 1.304; 2026-27: 1.316; 2027-28: 1.328; 2028-29: 1.337; 2029-30: 1.346; 2030-31: 1.354; 2031-32: 1.362; 2032-33: 1.37; 2033-34: 1.377; 2034-35: 1.385; 2035-36: 1.391; 2036-37: 1.397; 2037-38: 1.403; 2038-39: 1.409; 2039-40: 1.415; 2040-41: 1.421; 2041-42: 1.426; 2042-43: 1.432; 2043-44: 1.437; 2044-45: 1.442; 2045-46: 1.447; 2046-47: 1.452; 2047-48: 1.456; 2048-49: 1.461; 2049-50: 1.465
32BL | Unmeasured Non Household - properties | Input | 000's | 2 | 2019-20: 0.005; 2020-21: 0.005; 2021-22: 0.005; 2022-23: 0.005; 2023-24: 0.005; 2024-25: 0.005; 2025-26: 0.005; 2026-27: 0.005; 2027-28: 0.005; 2028-29: 0.005; 2029-30: 0.005; 2030-31: 0.005; 2031-32: 0.005; 2032-33: 0.006; 2033-34: 0.006; 2034-35: 0.006; 2035-36: 0.006; 2036-37: 0.006; 2037-38: 0.006; 2038-39: 0.006; 2039-40: 0.006; 2040-41: 0.006; 2041-42: 0.006; 2042-43: 0.006; 2043-44: 0.006; 2044-45: 0.006; 2045-46: 0.006; 2046-47: 0.006; 2047-48: 0.006; 2048-49: 0.006; 2049-50: 0.006
33BL | All void non-households - properties | Input | 000's | 2 | 2019-20: 0; 2020-21: 0; 2021-22: 0; 2022-23: 0; 2023-24: 0; 2024-25: 0; 2025-26: 0; 2026-27: 0; 2027-28: 0; 2028-29: 0; 2029-30: 0; 2030-31: 0; 2031-32: 0; 2032-33: 0; 2033-34: 0; 2034-35: 0; 2035-36: 0; 2036-37: 0; 2037-38: 0; 2038-39: 0; 2039-40: 0; 2040-41: 0; 2041-42: 0; 2042-43: 0; 2043-44: 0; 2044-45: 0; 2045-46: 0; 2046-47: 0; 2047-48: 0; 2048-49: 0; 2049-50: 0
34BL | Measured households - properties (excl. void) | Year before + sum (34.1BL:34.6BL) | 000's | 2 | 2019-20: 12.658; 2020-21: 13.19; 2021-22: 13.675; 2022-23: 14.11; 2023-24: 14.561; 2024-25: 14.957; 2025-26: 15.269; 2026-27: 15.61; 2027-28: 15.862; 2028-29: 16.13; 2029-30: 16.363; 2030-31: 16.565; 2031-32: 16.756; 2032-33: 16.945; 2033-34: 17.129; 2034-35: 17.311; 2035-36: 17.493; 2036-37: 17.672; 2037-38: 17.848; 2038-39: 18.025; 2039-40: 18.135; 2040-41: 18.248; 2041-42: 18.364; 2042-43: 18.481; 2043-44: 18.601; 2044-45: 18.724; 2045-46: 18.848; 2046-47: 18.973; 2047-48: 19.101; 2048-49: 19.231; 2049-50: 19.363
34.1BL | New build properties - properties | Input (new builds in each year) | 000's | 2 | 2019-20: 0.364; 2020-21: 0.352; 2021-22: 0.319; 2022-23: 0.284; 2023-24: 0.307; 2024-25: 0.258; 2025-26: 0.202; 2026-27: 0.234; 2027-28: 0.15; 2028-29: 0.169; 2029-30: 0.138; 2030-31: 0.11; 2031-32: 0.102; 2032-33: 0.103; 2033-34: 0.102; 2034-35: 0.103; 2035-36: 0.105; 2036-37: 0.105; 2037-38: 0.105; 2038-39: 0.108; 2039-40: 0.11; 2040-41: 0.113; 2041-42: 0.116; 2042-43: 0.117; 2043-44: 0.12; 2044-45: 0.123; 2045-46: 0.124; 2046-47: 0.125; 2047-48: 0.128; 2048-49: 0.13; 2049-50: 0.132
34.2BL | Meter optants - properties | Input (meter optants in each year) | 000's | 2 | 2019-20: 0.136; 2020-21: 0.13; 2021-22: 0.119; 2022-23: 0.105; 2023-24: 0.1; 2024-25: 0.096; 2025-26: 0.07; 2026-27: 0.068; 2027-28: 0.065; 2028-29: 0.063; 2029-30: 0.061; 2030-31: 0.059; 2031-32: 0.057; 2032-33: 0.055; 2033-34: 0.053; 2034-35: 0.051; 2035-36: 0.05; 2036-37: 0.048; 2037-38: 0.046; 2038-39: 0.045; 2039-40: 0; 2040-41: 0; 2041-42: 0; 2042-43: 0; 2043-44: 0; 2044-45: 0; 2045-46: 0; 2046-47: 0; 2047-48: 0; 2048-49: 0; 2049-50: 0
34.3BL | Compulsory metering - properties | Input (compulsory meters in each year) | 000's | 2 | 2019-20: 0; 2020-21: 0; 2021-22: 0; 2022-23: 0; 2023-24: 0; 2024-25: 0; 2025-26: 0; 2026-27: 0; 2027-28: 0; 2028-29: 0; 2029-30: 0; 2030-31: 0; 2031-32: 0; 2032-33: 0; 2033-34: 0; 2034-35: 0; 2035-36: 0; 2036-37: 0; 2037-38: 0; 2038-39: 0; 2039-40: 0; 2040-41: 0; 2041-42: 0; 2042-43: 0; 2043-44: 0; 2044-45: 0; 2045-46: 0; 2046-47: 0; 2047-48: 0; 2048-49: 0; 2049-50: 0
34.4BL | Metering on change of occupancy - properties | Input (change of occupancy meters in each year) | 000's | 2 | 2019-20: 0.046; 2020-21: 0.045; 2021-22: 0.043; 2022-23: 0.042; 2023-24: 0.04; 2024-25: 0.039; 2025-26: 0.037; 2026-27: 0.036; 2027-28: 0.034; 2028-29: 0.033; 2029-30: 0.031; 2030-31: 0.03; 2031-32: 0.029; 2032-33: 0.028; 2033-34: 0.027; 2034-35: 0.026; 2035-36: 0.025; 2036-37: 0.024; 2037-38: 0.023; 2038-39: 0.022; 2039-40: 0; 2040-41: 0; 2041-42: 0; 2042-43: 0; 2043-44: 0; 2044-45: 0; 2045-46: 0; 2046-47: 0; 2047-48: 0; 2048-49: 0; 2049-50: 0
34.5BL | Selective metering - properties | Input (selective meters in each year) | 000's | 2 | 2019-20: 0.005; 2020-21: 0.005; 2021-22: 0.004; 2022-23: 0.004; 2023-24: 0.004; 2024-25: 0.003; 2025-26: 0.003; 2026-27: 0.003; 2027-28: 0.003; 2028-29: 0.003; 2029-30: 0.003; 2030-31: 0.003; 2031-32: 0.003; 2032-33: 0.003; 2033-34: 0.002; 2034-35: 0.002; 2035-36: 0.002; 2036-37: 0.002; 2037-38: 0.002; 2038-39: 0.002; 2039-40: 0; 2040-41: 0; 2041-42: 0; 2042-43: 0; 2043-44: 0; 2044-45: 0; 2045-46: 0; 2046-47: 0; 2047-48: 0; 2048-49: 0; 2049-50: 0
34.6BL | Other changes to existing metering - properties | Input (other changes to meters in each year) | 000's | 2 | 2019-20: 0; 2020-21: 0; 2021-22: 0; 2022-23: 0; 2023-24: 0; 2024-25: 0; 2025-26: 0; 2026-27: 0; 2027-28: 0; 2028-29: 0; 2029-30: 0; 2030-31: 0; 2031-32: 0; 2032-33: 0; 2033-34: 0; 2034-35: 0; 2035-36: 0; 2036-37: 0; 2037-38: 0; 2038-39: 0; 2039-40: 0; 2040-41: 0; 2041-42: 0; 2042-43: 0; 2043-44: 0; 2044-45: 0; 2045-46: 0; 2046-47: 0; 2047-48: 0; 2048-49: 0; 2049-50: 0
34.7BL | Measured household void properties | Input | 000's | 2 | 2019-20: 0.212; 2020-21: 0.218; 2021-22: 0.223; 2022-23: 0.23; 2023-24: 0.236; 2024-25: 0.242; 2025-26: 0.247; 2026-27: 0.252; 2027-28: 0.257; 2028-29: 0.262; 2029-30: 0.267; 2030-31: 0.271; 2031-32: 0.276; 2032-33: 0.28; 2033-34: 0.285; 2034-35: 0.289; 2035-36: 0.293; 2036-37: 0.297; 2037-38: 0.301; 2038-39: 0.305; 2039-40: 0.307; 2040-41: 0.31; 2041-42: 0.313; 2042-43: 0.315; 2043-44: 0.318; 2044-45: 0.32; 2045-46: 0.323; 2046-47: 0.325; 2047-48: 0.328; 2048-49: 0.33; 2049-50: 0.332
35BL | Unmeasured households - properties (excl. void) | Input | 000's | 2 | 2019-20: 1.947; 2020-21: 1.8; 2021-22: 1.674; 2022-23: 1.524; 2023-24: 1.38; 2024-25: 1.242; 2025-26: 1.132; 2026-27: 1.026; 2027-28: 0.923; 2028-29: 0.824; 2029-30: 0.729; 2030-31: 0.637; 2031-32: 0.549; 2032-33: 0.463; 2033-34: 0.381; 2034-35: 0.302; 2035-36: 0.225; 2036-37: 0.151; 2037-38: 0.08; 2038-39: 0.011; 2039-40: 0.011; 2040-41: 0.011; 2041-42: 0.011; 2042-43: 0.011; 2043-44: 0.011; 2044-45: 0.011; 2045-46: 0.011; 2046-47: 0.011; 2047-48: 0.011; 2048-49: 0.011; 2049-50: 0.011
35.1BL | Unmeasured household void properties | Input | 000's | 2 | 2019-20: 0.033; 2020-21: 0.03; 2021-22: 0.028; 2022-23: 0.025; 2023-24: 0.023; 2024-25: 0.02; 2025-26: 0.019; 2026-27: 0.017; 2027-28: 0.015; 2028-29: 0.014; 2029-30: 0.012; 2030-31: 0.011; 2031-32: 0.009; 2032-33: 0.008; 2033-34: 0.006; 2034-35: 0.005; 2035-36: 0.004; 2036-37: 0.003; 2037-38: 0.001; 2038-39: 0; 2039-40: 0; 2040-41: 0; 2041-42: 0; 2042-43: 0; 2043-44: 0; 2044-45: 0; 2045-46: 0; 2046-47: 0; 2047-48: 0; 2048-49: 0; 2049-50: 0
36BL | Total Resource Zone Properties (incl. voids) | sum (31BL:34BL) + 34.7BL + 35BL + 35.1BL | 000's | 2 | 2019-20: 16.07; 2020-21: 16.474; 2021-22: 16.849; 2022-23: 17.156; 2023-24: 17.482; 2024-25: 17.758; 2025-26: 17.976; 2026-27: 18.226; 2027-28: 18.39; 2028-29: 18.572; 2029-30: 18.722; 2030-31: 18.843; 2031-32: 18.957; 2032-33: 19.072; 2033-34: 19.184; 2034-35: 19.298; 2035-36: 19.412; 2036-37: 19.526; 2037-38: 19.639; 2038-39: 19.756; 2039-40: 19.874; 2040-41: 19.996; 2041-42: 20.12; 2042-43: 20.245; 2043-44: 20.373; 2044-45: 20.503; 2045-46: 20.635; 2046-47: 20.767; 2047-48: 20.902; 2048-49: 21.039; 2049-50: 21.177
37BL | Measured Non Household - Population | Input | 000's | 2 | 2019-20: 0.301; 2020-21: 0.307; 2021-22: 0.312; 2022-23: 0.319; 2023-24: 0.324; 2024-25: 0.33; 2025-26: 0.334; 2026-27: 0.342; 2027-28: 0.35; 2028-29: 0.359; 2029-30: 0.367; 2030-31: 0.373; 2031-32: 0.387; 2032-33: 0.397; 2033-34: 0.404; 2034-35: 0.409; 2035-36: 0.415; 2036-37: 0.42; 2037-38: 0.425; 2038-39: 0.431; 2039-40: 0.437; 2040-41: 0.443; 2041-42: 0.45; 2042-43: 0.458; 2043-44: 0.467; 2044-45: 0.475; 2045-46: 0.485; 2046-47: 0.495; 2047-48: 0.505; 2048-49: 0.515; 2049-50: 0.524
38BL | Unmeasured Non Household - Population | Input | 000's | 2 | 2019-20: 0.001; 2020-21: 0.001; 2021-22: 0.001; 2022-23: 0.001; 2023-24: 0.001; 2024-25: 0.001; 2025-26: 0.001; 2026-27: 0.001; 2027-28: 0.001; 2028-29: 0.001; 2029-30: 0.001; 2030-31: 0.001; 2031-32: 0.002; 2032-33: 0.002; 2033-34: 0.002; 2034-35: 0.002; 2035-36: 0.002; 2036-37: 0.002; 2037-38: 0.002; 2038-39: 0.002; 2039-40: 0.002; 2040-41: 0.002; 2041-42: 0.002; 2042-43: 0.002; 2043-44: 0.002; 2044-45: 0.002; 2045-46: 0.002; 2046-47: 0.002; 2047-48: 0.002; 2048-49: 0.002; 2049-50: 0.002
39BL | Measured Household - Population | Input | 000's | 2 | 2019-20: 28.485; 2020-21: 29.516; 2021-22: 30.36; 2022-23: 31.376; 2023-24: 32.44; 2024-25: 33.347; 2025-26: 34.034; 2026-27: 34.783; 2027-28: 35.311; 2028-29: 35.877; 2029-30: 36.338; 2030-31: 36.715; 2031-32: 37.067; 2032-33: 37.429; 2033-34: 37.807; 2034-35: 38.18; 2035-36: 38.568; 2036-37: 38.942; 2037-38: 39.348; 2038-39: 39.807; 2039-40: 40.003; 2040-41: 40.206; 2041-42: 40.424; 2042-43: 40.65; 2043-44: 40.892; 2044-45: 41.145; 2045-46: 41.397; 2046-47: 41.649; 2047-48: 41.926; 2048-49: 42.212; 2049-50: 42.505
40BL | Unmeasured Household - Population | Input | 000's | 2 | 2019-20: 6.127; 2020-21: 5.709; 2021-22: 5.346; 2022-23: 4.92; 2023-24: 4.512; 2024-25: 4.116; 2025-26: 3.796; 2026-27: 3.487; 2027-28: 3.186; 2028-29: 2.894; 2029-30: 2.61; 2030-31: 2.333; 2031-32: 2.063; 2032-33: 1.8; 2033-34: 1.543; 2034-35: 1.29; 2035-36: 1.037; 2036-37: 0.782; 2037-38: 0.516; 2038-39: 0.216; 2039-40: 0.216; 2040-41: 0.216; 2041-42: 0.216; 2042-43: 0.216; 2043-44: 0.216; 2044-45: 0.216; 2045-46: 0.216; 2046-47: 0.216; 2047-48: 0.216; 2048-49: 0.216; 2049-50: 0.216
41BL | Total Resource Zone Population | sum (37BL:40BL) | 000's | 2 | 2019-20: 34.914; 2020-21: 35.533; 2021-22: 36.019; 2022-23: 36.616; 2023-24: 37.277; 2024-25: 37.794; 2025-26: 38.165; 2026-27: 38.613; 2027-28: 38.848; 2028-29: 39.131; 2029-30: 39.316; 2030-31: 39.422; 2031-32: 39.519; 2032-33: 39.628; 2033-34: 39.756; 2034-35: 39.881; 2035-36: 40.022; 2036-37: 40.146; 2037-38: 40.291; 2038-39: 40.456; 2039-40: 40.658; 2040-41: 40.867; 2041-42: 41.092; 2042-43: 41.326; 2043-44: 41.577; 2044-45: 41.838; 2045-46: 42.1; 2046-47: 42.362; 2047-48: 42.649; 2048-49: 42.945; 2049-50: 43.247
42BL | Average household occupancy rate (excl. voids) | (39BL + 40BL) / (34BL + 35BL) | h/prop | 1 | 2019-20: 2.3699; 2020-21: 2.3499; 2021-22: 2.3263; 2022-23: 2.3216; 2023-24: 2.318; 2024-25: 2.3127; 2025-26: 2.3066; 2026-27: 2.3004; 2027-28: 2.2935; 2028-29: 2.2868; 2029-30: 2.2787; 2030-31: 2.27; 2031-32: 2.2612; 2032-33: 2.2535; 2033-34: 2.2473; 2034-35: 2.241; 2035-36: 2.2353; 2036-37: 2.2288; 2037-38: 2.2236; 2038-39: 2.2191; 2039-40: 2.2164; 2040-41: 2.2138; 2041-42: 2.2117; 2042-43: 2.2099; 2043-44: 2.2087; 2044-45: 2.2077; 2045-46: 2.2065; 2046-47: 2.2053; 2047-48: 2.205; 2048-49: 2.205; 2049-50: 2.2051
43BL | Total Household Metering penetration (excl. voids) | 34BL / (34BL + 35BL) | % | 1 | 2019-20: 86.67%; 2020-21: 87.99%; 2021-22: 89.09%; 2022-23: 90.25%; 2023-24: 91.34%; 2024-25: 92.33%; 2025-26: 93.1%; 2026-27: 93.83%; 2027-28: 94.5%; 2028-29: 95.14%; 2029-30: 95.73%; 2030-31: 96.3%; 2031-32: 96.83%; 2032-33: 97.34%; 2033-34: 97.82%; 2034-35: 98.29%; 2035-36: 98.73%; 2036-37: 99.15%; 2037-38: 99.55%; 2038-39: 99.94%; 2039-40: 99.94%; 2040-41: 99.94%; 2041-42: 99.94%; 2042-43: 99.94%; 2043-44: 99.94%; 2044-45: 99.94%; 2045-46: 99.94%; 2046-47: 99.94%; 2047-48: 99.94%; 2048-49: 99.94%; 2049-50: 99.94%
44BL | Total Household Metering penetration (incl. voids) | (34BL) / (34BL + 34.7BL + 35BL + 35.1BL) | % | 1 | 2019-20: 85.24%; 2020-21: 86.56%; 2021-22: 87.66%; 2022-23: 88.8%; 2023-24: 89.88%; 2024-25: 90.86%; 2025-26: 91.61%; 2026-27: 92.34%; 2027-28: 92.99%; 2028-29: 93.62%; 2029-30: 94.2%; 2030-31: 94.74%; 2031-32: 95.26%; 2032-33: 95.76%; 2033-34: 96.22%; 2034-35: 96.67%; 2035-36: 97.1%; 2036-37: 97.51%; 2037-38: 97.9%; 2038-39: 98.28%; 2039-40: 98.28%; 2040-41: 98.27%; 2041-42: 98.27%; 2042-43: 98.27%; 2043-44: 98.26%; 2044-45: 98.26%; 2045-46: 98.26%; 2046-47: 98.26%; 2047-48: 98.26%; 2048-49: 98.26%; 2049-50: 98.26%
45BL | Distribution input | sum (12BL:15BL) +21BL + 22BL + 27BL + 28BL | Ml/d | 2 | 2019-20: 12.53; 2020-21: 12.43; 2021-22: 12.37; 2022-23: 12.26; 2023-24: 12.19; 2024-25: 12.08; 2025-26: 12.04; 2026-27: 12.02; 2027-28: 11.99; 2028-29: 11.93; 2029-30: 11.89; 2030-31: 11.85; 2031-32: 11.82; 2032-33: 11.78; 2033-34: 11.78; 2034-35: 11.77; 2035-36: 11.78; 2036-37: 11.77; 2037-38: 11.78; 2038-39: 11.81; 2039-40: 11.84; 2040-41: 11.87; 2041-42: 11.9; 2042-43: 11.92; 2043-44: 11.94; 2044-45: 11.97; 2045-46: 12.02; 2046-47: 12.06; 2047-48: 12.1; 2048-49: 12.15; 2049-50: 12.2
46BL | Target headroom (climate change component) | Input | Ml/d | 2 | 2019-20: 0.00094192; 2020-21: 0.00094192; 2021-22: 0.00094192; 2022-23: 0.00094192; 2023-24: 0.00094192; 2024-25: 0.00094192; 2025-26: 0.00094192; 2026-27: 0.00067149; 2027-28: 0.0009405; 2028-29: 0.001898; 2029-30: 0.0015221; 2030-31: 0.0017095; 2031-32: 0.0014629; 2032-33: 0.0012249; 2033-34: 0.0020828; 2034-35: 0.0026135; 2035-36: 0.0022034; 2036-37: 0.0025097; 2037-38: 0.0023665; 2038-39: 0.0028183; 2039-40: 0; 2040-41: 0; 2041-42: 0; 2042-43: 0; 2043-44: 0; 2044-45: 0; 2045-46: 0; 2046-47: 0; 2047-48: 0; 2048-49: 0; 2049-50: 0
47BL | Target headroom (All other components) | Input | Ml/d | 2 | 2019-20: 0.45512; 2020-21: 0.45512; 2021-22: 0.45512; 2022-23: 0.45512; 2023-24: 0.45512; 2024-25: 0.45512; 2025-26: 0.45512; 2026-27: 0.45372; 2027-28: 0.4479; 2028-29: 0.44299; 2029-30: 0.58689; 2030-31: 0.59374; 2031-32: 0.94344; 2032-33: 0.96186; 2033-34: 0.96311; 2034-35: 1.0101; 2035-36: 0.87719; 2036-37: 0.799; 2037-38: 0.82293; 2038-39: 0.86026; 2039-40: 0.82423; 2040-41: 0.83402; 2041-42: 0.83971; 2042-43: 0.8454; 2043-44: 0.8591; 2044-45: 0.86169; 2045-46: 0.76415; 2046-47: 0.76839; 2047-48: 0.76678; 2048-49: 0.77748; 2049-50: 0.76652
48BL | Target Headroom | 46BL + 47BL | Ml/d | 2 | 2019-20: 0.45606; 2020-21: 0.45606; 2021-22: 0.45606; 2022-23: 0.45606; 2023-24: 0.45606; 2024-25: 0.45606; 2025-26: 0.45606; 2026-27: 0.45439; 2027-28: 0.44884; 2028-29: 0.44489; 2029-30: 0.58841; 2030-31: 0.59545; 2031-32: 0.9449; 2032-33: 0.96309; 2033-34: 0.96519; 2034-35: 1.0128; 2035-36: 0.87939; 2036-37: 0.80151; 2037-38: 0.8253; 2038-39: 0.86308; 2039-40: 0.82423; 2040-41: 0.83402; 2041-42: 0.83971; 2042-43: 0.8454; 2043-44: 0.8591; 2044-45: 0.86169; 2045-46: 0.76415; 2046-47: 0.76839; 2047-48: 0.76678; 2048-49: 0.77748; 2049-50: 0.76652
49BL | Available Headroom | 11BL - 45BL | Ml/d | 2 | 2019-20: 1.74; 2020-21: 1.84; 2021-22: 1.9; 2022-23: 2.01; 2023-24: 2.08; 2024-25: 2.19; 2025-26: 2.23; 2026-27: 2.25; 2027-28: 2.28; 2028-29: 2.34; 2029-30: 2.38; 2030-31: 2.42; 2031-32: 2.45; 2032-33: 2.49; 2033-34: 2.49; 2034-35: 2.5; 2035-36: 2.49; 2036-37: 2.5; 2037-38: 2.49; 2038-39: 2.46; 2039-40: 2.43; 2040-41: 2.4; 2041-42: 2.37; 2042-43: 2.35; 2043-44: 2.33; 2044-45: 2.3; 2045-46: 2.25; 2046-47: 2.21; 2047-48: 2.17; 2048-49: 2.12; 2049-50: 2.07
49.1BL | Available non-potable balance (if applicable) | 1.1BL -12.1BL | Ml/d | 2 | 2019-20: 0; 2020-21: 0; 2021-22: 0; 2022-23: 0; 2023-24: 0; 2024-25: 0; 2025-26: 0; 2026-27: 0; 2027-28: 0; 2028-29: 0; 2029-30: 0; 2030-31: 0; 2031-32: 0; 2032-33: 0; 2033-34: 0; 2034-35: 0; 2035-36: 0; 2036-37: 0; 2037-38: 0; 2038-39: 0; 2039-40: 0; 2040-41: 0; 2041-42: 0; 2042-43: 0; 2043-44: 0; 2044-45: 0; 2045-46: 0; 2046-47: 0; 2047-48: 0; 2048-49: 0; 2049-50: 0
50BL | Supply Demand Balance |  | Ml/d | 2 | 2019-20: 1.2839; 2020-21: 1.3839; 2021-22: 1.4439; 2022-23: 1.5539; 2023-24: 1.6239; 2024-25: 1.7339; 2025-26: 1.7739; 2026-27: 1.7956; 2027-28: 1.8312; 2028-29: 1.8951; 2029-30: 1.7916; 2030-31: 1.8245; 2031-32: 1.5051; 2032-33: 1.5269; 2033-34: 1.5248; 2034-35: 1.4872; 2035-36: 1.6106; 2036-37: 1.6985; 2037-38: 1.6647; 2038-39: 1.5969; 2039-40: 1.6058; 2040-41: 1.566; 2041-42: 1.5303; 2042-43: 1.5046; 2043-44: 1.4709; 2044-45: 1.4383; 2045-46: 1.4859; 2046-47: 1.4416; 2047-48: 1.4032; 2048-49: 1.3425; 2049-50: 1.3035
Table 3e: DYCP - Final plan Options | Back to top of sheet
WRMP24 reference | Option type | Cat ID | Unit | Decimal places | 2019-20 | 2020-21 | 2021-22 | 2022-23 | 2023-24 | 2024-25 | 2025-26 | 2026-27 | 2027-28 | 2028-29 | 2029-30 | 2030-31 | 2031-32 | 2032-33 | 2033-34 | 2034-35 | 2035-36 | 2036-37 | 2037-38 | 2038-39 | 2039-40 | 2040-41 | 2041-42 | 2042-43 | 2043-44 | 2044-45 | 2045-46 | 2046-47 | 2047-48 | 2048-49 | 2049-50 | 2050-51 | 2051-52 | 2052-53 | 2053-54 | 2054-55 | 2055-56 | 2056-57 | 2057-58 | 2058-59 | 2059-60 | 2060-61 | 2061-62 | 2062-63 | 2063-64 | 2064-65 | 2065-66 | 2066-67 | 2067-68 | 2068-69 | 2069-70 | 2070-71 | 2071-72 | 2072-73 | 2073-74 | 2074-75 | 2075-76 | 2076-77 | 2077-78 | 2078-79 | 2079-80 | 2080-81 | 2081-82 | 2082-83 | 2083-84 | 2084-85 | 2085-86 | 2086-87 | 2087-88 | 2088-89 | 2089-90 | 2090-91 | 2091-92 | 2092-93 | 2093-94 | 2094-95 | 2095-96 | 2096-97 | 2097-98 | 2098-99 | 2099-100
1.11FP | Non potable supplies input reductions as -ve and increases as +ve | RSNPS | Ml/d | 2 | 2019-20: 0; 2020-21: 0; 2021-22: 0; 2022-23: 0; 2023-24: 0; 2024-25: 0; 2025-26: 0; 2026-27: 0; 2027-28: 0; 2028-29: 0; 2029-30: 0; 2030-31: 0; 2031-32: 0; 2032-33: 0; 2033-34: 0; 2034-35: 0; 2035-36: 0; 2036-37: 0; 2037-38: 0; 2038-39: 0; 2039-40: 0; 2040-41: 0; 2041-42: 0; 2042-43: 0; 2043-44: 0; 2044-45: 0; 2045-46: 0; 2046-47: 0; 2047-48: 0; 2048-49: 0; 2049-50: 0
2.1FP | Raw water imports | RSRWI | Ml/d | 2 | 2019-20: 0; 2020-21: 0; 2021-22: 0; 2022-23: 0; 2023-24: 0; 2024-25: 0; 2025-26: 0; 2026-27: 0; 2027-28: 0; 2028-29: 0; 2029-30: 0; 2030-31: 0; 2031-32: 0; 2032-33: 0; 2033-34: 0; 2034-35: 0; 2035-36: 0; 2036-37: 0; 2037-38: 0; 2038-39: 0; 2039-40: 0; 2040-41: 0; 2041-42: 0; 2042-43: 0; 2043-44: 0; 2044-45: 0; 2045-46: 0; 2046-47: 0; 2047-48: 0; 2048-49: 0; 2049-50: 0
3.1FP | Potable water imports input reductions as -ve | RSPWI | Ml/d | 2 | 2019-20: 0; 2020-21: 0; 2021-22: 0; 2022-23: 0; 2023-24: 0; 2024-25: 0; 2025-26: 0; 2026-27: 0; 2027-28: 0; 2028-29: 0; 2029-30: 0; 2030-31: 0.34; 2031-32: 0.34; 2032-33: 0.34; 2033-34: 0.34; 2034-35: 0.34; 2035-36: 0.34; 2036-37: 0.34; 2037-38: 0.34; 2038-39: 0.34; 2039-40: 0.34; 2040-41: 0.34; 2041-42: 0.34; 2042-43: 0.34; 2043-44: 0.34; 2044-45: 0.34; 2045-46: 0.34; 2046-47: 0.34; 2047-48: 0.34; 2048-49: 0.34; 2049-50: 0.34
4.1FP | Raw water exports input reductions as +ve and increases as -ve | RSRWE | Ml/d | 2 | 2019-20: 0; 2020-21: 0; 2021-22: 0; 2022-23: 0; 2023-24: 0; 2024-25: 0; 2025-26: 0; 2026-27: 0; 2027-28: 0; 2028-29: 0; 2029-30: 0; 2030-31: 0; 2031-32: 0; 2032-33: 0; 2033-34: 0; 2034-35: 0; 2035-36: 0; 2036-37: 0; 2037-38: 0; 2038-39: 0; 2039-40: 0; 2040-41: 0; 2041-42: 0; 2042-43: 0; 2043-44: 0; 2044-45: 0; 2045-46: 0; 2046-47: 0; 2047-48: 0; 2048-49: 0; 2049-50: 0
5.1FP | Potable water exports input reductions as +ve and increases as -ve | RSPWE | Ml/d | 2 | 2019-20: 0; 2020-21: 0; 2021-22: 0; 2022-23: 0; 2023-24: 0; 2024-25: 0; 2025-26: 0; 2026-27: 0; 2027-28: 0; 2028-29: 0; 2029-30: 0; 2030-31: 0; 2031-32: 0; 2032-33: 0; 2033-34: 0; 2034-35: 0; 2035-36: 0; 2036-37: 0; 2037-38: 0; 2038-39: 0; 2039-40: 0; 2040-41: 0; 2041-42: 0; 2042-43: 0; 2043-44: 0; 2044-45: 0; 2045-46: 0; 2046-47: 0; 2047-48: 0; 2048-49: 0; 2049-50: 0
6.2FP | DO benefit from increase raw water abstractions | RSRWA | Ml/d | 2 | 2019-20: 0; 2020-21: 0; 2021-22: 0; 2022-23: 0; 2023-24: 0; 2024-25: 0; 2025-26: 0; 2026-27: 0; 2027-28: 0; 2028-29: 0; 2029-30: 0; 2030-31: 0; 2031-32: 0; 2032-33: 0; 2033-34: 0; 2034-35: 0; 2035-36: 0; 2036-37: 0; 2037-38: 0; 2038-39: 0; 2039-40: 0; 2040-41: 0; 2041-42: 0; 2042-43: 0; 2043-44: 0; 2044-45: 0; 2045-46: 0; 2046-47: 0; 2047-48: 0; 2048-49: 0; 2049-50: 0
6.3FP | Other options to increase deployable output | RSIPO | Ml/d | 2 | 2019-20: 0; 2020-21: 0; 2021-22: 0; 2022-23: 0; 2023-24: 0; 2024-25: 0; 2025-26: 0; 2026-27: 0; 2027-28: 0; 2028-29: 0; 2029-30: 0; 2030-31: 0.2; 2031-32: 0.2; 2032-33: 0.2; 2033-34: 0.2; 2034-35: 0.2; 2035-36: 0.2; 2036-37: 0.2; 2037-38: 0.2; 2038-39: 0.2; 2039-40: 0.2; 2040-41: 0.2; 2041-42: 0.2; 2042-43: 0.2; 2043-44: 0.2; 2044-45: 0.2; 2045-46: 0.2; 2046-47: 0.2; 2047-48: 0.2; 2048-49: 0.2; 2049-50: 0.2
7.01FP | DO benefit from supply side drought measures | RSDPS | Ml/d | 2 | 2019-20: 0; 2020-21: 0; 2021-22: 0; 2022-23: 0; 2023-24: 0; 2024-25: 0; 2025-26: 0; 2026-27: 0; 2027-28: 0; 2028-29: 0; 2029-30: 0; 2030-31: 0; 2031-32: 0; 2032-33: 0; 2033-34: 0; 2034-35: 0; 2035-36: 0; 2036-37: 0; 2037-38: 0; 2038-39: 0; 2039-40: 0; 2040-41: 0; 2041-42: 0; 2042-43: 0; 2043-44: 0; 2044-45: 0; 2045-46: 0; 2046-47: 0; 2047-48: 0; 2048-49: 0; 2049-50: 0
7.02FP | DO benefit from demand side drought measures | RSDPD | Ml/d | 2 | 2019-20: 0; 2020-21: 0; 2021-22: 0; 2022-23: 0; 2023-24: 0; 2024-25: 0; 2025-26: 0; 2026-27: 0; 2027-28: 0; 2028-29: 0; 2029-30: 0; 2030-31: 0; 2031-32: 0; 2032-33: 0; 2033-34: 0; 2034-35: 0; 2035-36: 0; 2036-37: 0; 2037-38: 0; 2038-39: 0; 2039-40: 0; 2040-41: 0; 2041-42: 0; 2042-43: 0; 2043-44: 0; 2044-45: 0; 2045-46: 0; 2046-47: 0; 2047-48: 0; 2048-49: 0; 2049-50: 0
8.1FP | Reduce raw water losses and operational use input as -ve | RSLOU | Ml/d | 2 | 2019-20: 0; 2020-21: 0; 2021-22: 0; 2022-23: 0; 2023-24: 0; 2024-25: 0; 2025-26: 0; 2026-27: 0; 2027-28: 0; 2028-29: 0; 2029-30: 0; 2030-31: 0; 2031-32: 0; 2032-33: 0; 2033-34: 0; 2034-35: 0; 2035-36: 0; 2036-37: 0; 2037-38: 0; 2038-39: 0; 2039-40: 0; 2040-41: 0; 2041-42: 0; 2042-43: 0; 2043-44: 0; 2044-45: 0; 2045-46: 0; 2046-47: 0; 2047-48: 0; 2048-49: 0; 2049-50: 0
8.2FP | Reduce treatment works losses input as -ve | PSTWL | Ml/d | 2 | 2019-20: 0; 2020-21: 0; 2021-22: 0; 2022-23: 0; 2023-24: 0; 2024-25: 0; 2025-26: 0; 2026-27: 0; 2027-28: 0; 2028-29: 0; 2029-30: 0; 2030-31: 0; 2031-32: 0; 2032-33: 0; 2033-34: 0; 2034-35: 0; 2035-36: 0; 2036-37: 0; 2037-38: 0; 2038-39: 0; 2039-40: 0; 2040-41: 0; 2041-42: 0; 2042-43: 0; 2043-44: 0; 2044-45: 0; 2045-46: 0; 2046-47: 0; 2047-48: 0; 2048-49: 0; 2049-50: 0
9.1FP | Reduce outages input as -ve | PSROU | Ml/d | 2 | 2019-20: 0; 2020-21: 0; 2021-22: 0; 2022-23: 0; 2023-24: 0; 2024-25: 0; 2025-26: 0; 2026-27: 0; 2027-28: 0; 2028-29: 0; 2029-30: 0; 2030-31: 0; 2031-32: 0; 2032-33: 0; 2033-34: 0; 2034-35: 0; 2035-36: 0; 2036-37: 0; 2037-38: 0; 2038-39: 0; 2039-40: 0; 2040-41: 0; 2041-42: 0; 2042-43: 0; 2043-44: 0; 2044-45: 0; 2045-46: 0; 2046-47: 0; 2047-48: 0; 2048-49: 0; 2049-50: 0
12.2FP | Change volume delivered to measured non households input reductions as -ve, line to include both measured non-household consumption and USPL options | CVMNH | Ml/d | 2 | 2019-20: 0; 2020-21: 0; 2021-22: 0; 2022-23: 0; 2023-24: 0; 2024-25: 0; 2025-26: 0; 2026-27: 0; 2027-28: 0; 2028-29: -0.03; 2029-30: -0.06; 2030-31: -0.08; 2031-32: -0.11; 2032-33: -0.14; 2033-34: -0.16; 2034-35: -0.19; 2035-36: -0.22; 2036-37: -0.24; 2037-38: -0.27; 2038-39: -0.3; 2039-40: -0.32; 2040-41: -0.35; 2041-42: -0.38; 2042-43: -0.4; 2043-44: -0.43; 2044-45: -0.46; 2045-46: -0.48; 2046-47: -0.51; 2047-48: -0.54; 2048-49: -0.56; 2049-50: -0.59
13.1FP | Change volume delivered to unmeasured non households input reductions as -ve, line to include both unmeasured non-household consumption and USPL options | CVUNH | Ml/d | 2 | 2019-20: 0; 2020-21: 0; 2021-22: 0; 2022-23: 0; 2023-24: 0; 2024-25: 0; 2025-26: 0; 2026-27: 0; 2027-28: 0; 2028-29: 0; 2029-30: 0; 2030-31: 0; 2031-32: 0; 2032-33: 0; 2033-34: 0; 2034-35: 0; 2035-36: 0; 2036-37: 0; 2037-38: 0; 2038-39: 0; 2039-40: 0; 2040-41: 0; 2041-42: 0; 2042-43: 0; 2043-44: 0; 2044-45: 0; 2045-46: 0; 2046-47: 0; 2047-48: 0; 2048-49: 0; 2049-50: 0
14.1FP | Change volume delivered to measured households input reductions as -ve, line to include both measured household consumption and USPL options | CVMHH | Ml/d | 2 | 2019-20: 0; 2020-21: 0; 2021-22: 0; 2022-23: 0; 2023-24: 0; 2024-25: 0; 2025-26: -0.02; 2026-27: -0.03; 2027-28: -0.05; 2028-29: -0.2; 2029-30: -0.53; 2030-31: -0.6; 2031-32: -0.66; 2032-33: -0.69; 2033-34: -0.72; 2034-35: -0.78; 2035-36: -0.85; 2036-37: -0.91; 2037-38: -0.98; 2038-39: -1.05; 2039-40: -1.11; 2040-41: -1.16; 2041-42: -1.21; 2042-43: -1.26; 2043-44: -1.32; 2044-45: -1.35; 2045-46: -1.38; 2046-47: -1.41; 2047-48: -1.44; 2048-49: -1.47; 2049-50: -1.5
15.1FP | Change volume delivered to unmeasured households input reductions as -ve, line to include both unmeasured household consumption and USPL options | CVUHH | Ml/d | 2 | 2019-20: 0; 2020-21: 0; 2021-22: 0; 2022-23: 0; 2023-24: 0; 2024-25: 0; 2025-26: 0; 2026-27: 0; 2027-28: 0; 2028-29: 0; 2029-30: 0; 2030-31: 0; 2031-32: 0; 2032-33: 0; 2033-34: 0; 2034-35: 0; 2035-36: 0; 2036-37: 0; 2037-38: 0; 2038-39: 0; 2039-40: 0; 2040-41: 0; 2041-42: 0; 2042-43: 0; 2043-44: 0; 2044-45: 0; 2045-46: 0; 2046-47: 0; 2047-48: 0; 2048-49: 0; 2049-50: 0
21.1FP | Options to reduce water taken unbilled input as -ve | CSWTU | Ml/d | 2 | 2019-20: 0; 2020-21: 0; 2021-22: 0; 2022-23: 0; 2023-24: 0; 2024-25: 0; 2025-26: 0; 2026-27: 0; 2027-28: 0; 2028-29: 0; 2029-30: 0; 2030-31: 0; 2031-32: 0; 2032-33: 0; 2033-34: 0; 2034-35: 0; 2035-36: 0; 2036-37: 0; 2037-38: 0; 2038-39: 0; 2039-40: 0; 2040-41: 0; 2041-42: 0; 2042-43: 0; 2043-44: 0; 2044-45: 0; 2045-46: 0; 2046-47: 0; 2047-48: 0; 2048-49: 0; 2049-50: 0
22.1FP | Reduce distribution system operational use (DSOU) input as -ve | DSDOU | Ml/d | 2 | 2019-20: 0; 2020-21: 0; 2021-22: 0; 2022-23: 0; 2023-24: 0; 2024-25: 0; 2025-26: 0; 2026-27: 0; 2027-28: 0; 2028-29: 0; 2029-30: 0; 2030-31: 0; 2031-32: 0; 2032-33: 0; 2033-34: 0; 2034-35: 0; 2035-36: 0; 2036-37: 0; 2037-38: 0; 2038-39: 0; 2039-40: 0; 2040-41: 0; 2041-42: 0; 2042-43: 0; 2043-44: 0; 2044-45: 0; 2045-46: 0; 2046-47: 0; 2047-48: 0; 2048-49: 0; 2049-50: 0
23.1FP | Options impacting on measured Non Household - USPL input reductions as -ve | CUMNH | Ml/d | 2 | 2019-20: 0; 2020-21: 0; 2021-22: 0; 2022-23: 0; 2023-24: 0; 2024-25: 0; 2025-26: 0; 2026-27: 0; 2027-28: 0; 2028-29: 0; 2029-30: 0; 2030-31: 0; 2031-32: 0; 2032-33: 0; 2033-34: 0; 2034-35: 0; 2035-36: 0; 2036-37: 0; 2037-38: 0; 2038-39: 0; 2039-40: 0; 2040-41: 0; 2041-42: 0; 2042-43: 0; 2043-44: 0; 2044-45: 0; 2045-46: 0; 2046-47: -0.01; 2047-48: -0.01; 2048-49: -0.01; 2049-50: -0.01
24.1FP | Options impacting on unmeasured Non Household - USPL input reductions as -ve | CUUNH | Ml/d | 2 | 2019-20: 0; 2020-21: 0; 2021-22: 0; 2022-23: 0; 2023-24: 0; 2024-25: 0; 2025-26: 0; 2026-27: 0; 2027-28: 0; 2028-29: 0; 2029-30: 0; 2030-31: 0; 2031-32: 0; 2032-33: 0; 2033-34: 0; 2034-35: 0; 2035-36: 0; 2036-37: 0; 2037-38: 0; 2038-39: 0; 2039-40: 0; 2040-41: 0; 2041-42: 0; 2042-43: 0; 2043-44: 0; 2044-45: 0; 2045-46: 0; 2046-47: 0; 2047-48: 0; 2048-49: 0; 2049-50: 0
25.1FP | Options impacting on measured Household - USPL input reductions as -ve | CUMHH | Ml/d | 2 | 2019-20: 0; 2020-21: 0; 2021-22: 0; 2022-23: 0; 2023-24: 0; 2024-25: 0; 2025-26: 0; 2026-27: 0; 2027-28: 0; 2028-29: -0.02; 2029-30: -0.08; 2030-31: -0.09; 2031-32: -0.1; 2032-33: -0.1; 2033-34: -0.1; 2034-35: -0.1; 2035-36: -0.1; 2036-37: -0.1; 2037-38: -0.1; 2038-39: -0.1; 2039-40: -0.1; 2040-41: -0.11; 2041-42: -0.11; 2042-43: -0.11; 2043-44: -0.11; 2044-45: -0.11; 2045-46: -0.11; 2046-47: -0.11; 2047-48: -0.11; 2048-49: -0.11; 2049-50: -0.11
26.1FP | Options impacting on unmeasured Household - USPL input reductions as -ve | CUUHH | Ml/d | 2 | 2019-20: 0; 2020-21: 0; 2021-22: 0; 2022-23: 0; 2023-24: 0; 2024-25: 0; 2025-26: 0; 2026-27: 0; 2027-28: 0; 2028-29: 0; 2029-30: 0; 2030-31: 0; 2031-32: 0; 2032-33: 0; 2033-34: 0; 2034-35: 0; 2035-36: 0; 2036-37: 0; 2037-38: 0; 2038-39: 0; 2039-40: 0; 2040-41: 0; 2041-42: 0; 2042-43: 0; 2043-44: 0; 2044-45: 0; 2045-46: 0; 2046-47: 0; 2047-48: 0; 2048-49: 0; 2049-50: 0
27.1FP | Options impacting on Void properties - USPL input reductions as -ve | CUVPP | Ml/d | 2 | 2019-20: 0; 2020-21: 0; 2021-22: 0; 2022-23: 0; 2023-24: 0; 2024-25: 0; 2025-26: 0; 2026-27: 0; 2027-28: 0; 2028-29: 0; 2029-30: 0; 2030-31: 0; 2031-32: 0; 2032-33: 0; 2033-34: 0; 2034-35: 0; 2035-36: 0; 2036-37: 0; 2037-38: 0; 2038-39: 0; 2039-40: 0; 2040-41: 0; 2041-42: 0; 2042-43: 0; 2043-44: 0; 2044-45: 0; 2045-46: 0; 2046-47: 0; 2047-48: 0; 2048-49: 0; 2049-50: 0
28.1FP | Reduce distribution losses input as -ve | DSRDL | Ml/d | 2 | 2019-20: 0; 2020-21: 0; 2021-22: 0; 2022-23: 0; 2023-24: 0; 2024-25: 0; 2025-26: 0; 2026-27: 0; 2027-28: 0; 2028-29: 0; 2029-30: 0; 2030-31: -0.49; 2031-32: -0.73; 2032-33: -0.73; 2033-34: -0.75; 2034-35: -0.75; 2035-36: -0.74; 2036-37: -0.74; 2037-38: -0.9; 2038-39: -0.92; 2039-40: -0.92; 2040-41: -0.91; 2041-42: -0.91; 2042-43: -1; 2043-44: -1; 2044-45: -1; 2045-46: -1.01; 2046-47: -1.01; 2047-48: -1.04; 2048-49: -1.05; 2049-50: -1.05
Table 3f: DYCP - Final plan | Back to top of sheet
WRMP24 reference | Component | Derivation | Unit | Decimal places | 2019-20 | 2020-21 | 2021-22 | 2022-23 | 2023-24 | 2024-25 | 2025-26 | 2026-27 | 2027-28 | 2028-29 | 2029-30 | 2030-31 | 2031-32 | 2032-33 | 2033-34 | 2034-35 | 2035-36 | 2036-37 | 2037-38 | 2038-39 | 2039-40 | 2040-41 | 2041-42 | 2042-43 | 2043-44 | 2044-45 | 2045-46 | 2046-47 | 2047-48 | 2048-49 | 2049-50 | 2050-51 | 2051-52 | 2052-53 | 2053-54 | 2054-55 | 2055-56 | 2056-57 | 2057-58 | 2058-59 | 2059-60 | 2060-61 | 2061-62 | 2062-63 | 2063-64 | 2064-65 | 2065-66 | 2066-67 | 2067-68 | 2068-69 | 2069-70 | 2070-71 | 2071-72 | 2072-73 | 2073-74 | 2074-75 | 2075-76 | 2076-77 | 2077-78 | 2078-79 | 2079-80 | 2080-81 | 2081-82 | 2082-83 | 2083-84 | 2084-85 | 2085-86 | 2086-87 | 2087-88 | 2088-89 | 2089-90 | 2090-91 | 2091-92 | 2092-93 | 2093-94 | 2094-95 | 2095-96 | 2096-97 | 2097-98 | 2098-99 | 2099-100
1FP | Raw water abstracted | Input | Ml/d | 2 | 2019-20: 0; 2020-21: 0; 2021-22: 0; 2022-23: 0; 2023-24: 0; 2024-25: 0; 2025-26: 0; 2026-27: 0; 2027-28: 0; 2028-29: 0; 2029-30: 0; 2030-31: 0; 2031-32: 0; 2032-33: 0; 2033-34: 0; 2034-35: 0; 2035-36: 0; 2036-37: 0; 2037-38: 0; 2038-39: 0; 2039-40: 0; 2040-41: 0; 2041-42: 0; 2042-43: 0; 2043-44: 0; 2044-45: 0; 2045-46: 0; 2046-47: 0; 2047-48: 0; 2048-49: 0; 2049-50: 0
1.1FP | Non-potable water supplies | 1.1BL + 1.11FP | Ml/d | 2 | 2019-20: 0; 2020-21: 0; 2021-22: 0; 2022-23: 0; 2023-24: 0; 2024-25: 0; 2025-26: 0; 2026-27: 0; 2027-28: 0; 2028-29: 0; 2029-30: 0; 2030-31: 0; 2031-32: 0; 2032-33: 0; 2033-34: 0; 2034-35: 0; 2035-36: 0; 2036-37: 0; 2037-38: 0; 2038-39: 0; 2039-40: 0; 2040-41: 0; 2041-42: 0; 2042-43: 0; 2043-44: 0; 2044-45: 0; 2045-46: 0; 2046-47: 0; 2047-48: 0; 2048-49: 0; 2049-50: 0
2FP | Raw water imported | 2BL + 2.1FP | Ml/d | 2 | 2019-20: 0; 2020-21: 0; 2021-22: 0; 2022-23: 0; 2023-24: 0; 2024-25: 0; 2025-26: 0; 2026-27: 0; 2027-28: 0; 2028-29: 0; 2029-30: 0; 2030-31: 0; 2031-32: 0; 2032-33: 0; 2033-34: 0; 2034-35: 0; 2035-36: 0; 2036-37: 0; 2037-38: 0; 2038-39: 0; 2039-40: 0; 2040-41: 0; 2041-42: 0; 2042-43: 0; 2043-44: 0; 2044-45: 0; 2045-46: 0; 2046-47: 0; 2047-48: 0; 2048-49: 0; 2049-50: 0
3FP | Potable water imported | 3BL + 3.1FP | Ml/d | 2 | 2019-20: 0; 2020-21: 0; 2021-22: 0; 2022-23: 0; 2023-24: 0; 2024-25: 0; 2025-26: 0; 2026-27: 0; 2027-28: 0; 2028-29: 0; 2029-30: 0; 2030-31: 0.34; 2031-32: 0.34; 2032-33: 0.34; 2033-34: 0.34; 2034-35: 0.34; 2035-36: 0.34; 2036-37: 0.34; 2037-38: 0.34; 2038-39: 0.34; 2039-40: 0.34; 2040-41: 0.34; 2041-42: 0.34; 2042-43: 0.34; 2043-44: 0.34; 2044-45: 0.34; 2045-46: 0.34; 2046-47: 0.34; 2047-48: 0.34; 2048-49: 0.34; 2049-50: 0.34
4FP | Raw water exported enter as -ve | 4BL + 4.1FP | Ml/d | 2 | 2019-20: 0; 2020-21: 0; 2021-22: 0; 2022-23: 0; 2023-24: 0; 2024-25: 0; 2025-26: 0; 2026-27: 0; 2027-28: 0; 2028-29: 0; 2029-30: 0; 2030-31: 0; 2031-32: 0; 2032-33: 0; 2033-34: 0; 2034-35: 0; 2035-36: 0; 2036-37: 0; 2037-38: 0; 2038-39: 0; 2039-40: 0; 2040-41: 0; 2041-42: 0; 2042-43: 0; 2043-44: 0; 2044-45: 0; 2045-46: 0; 2046-47: 0; 2047-48: 0; 2048-49: 0; 2049-50: 0
5FP | Potable water exported enter as -ve | 5BL + 5.1FP | Ml/d | 2 | 2019-20: 0; 2020-21: 0; 2021-22: 0; 2022-23: 0; 2023-24: 0; 2024-25: 0; 2025-26: 0; 2026-27: 0; 2027-28: 0; 2028-29: 0; 2029-30: 0; 2030-31: 0; 2031-32: 0; 2032-33: 0; 2033-34: 0; 2034-35: 0; 2035-36: 0; 2036-37: 0; 2037-38: 0; 2038-39: 0; 2039-40: 0; 2040-41: 0; 2041-42: 0; 2042-43: 0; 2043-44: 0; 2044-45: 0; 2045-46: 0; 2046-47: 0; 2047-48: 0; 2048-49: 0; 2049-50: 0
6.1FP | Deployable Output post forecast changes | 6.1BL + 6.2FP + 6.3FP +7.01FP +7.02FP | Ml/d | 2 | 2019-20: 15.59; 2020-21: 15.59; 2021-22: 15.59; 2022-23: 15.59; 2023-24: 15.59; 2024-25: 15.59; 2025-26: 15.59; 2026-27: 15.59; 2027-28: 15.59; 2028-29: 15.59; 2029-30: 15.59; 2030-31: 15.79; 2031-32: 15.79; 2032-33: 15.79; 2033-34: 15.79; 2034-35: 15.79; 2035-36: 15.79; 2036-37: 15.79; 2037-38: 15.79; 2038-39: 15.79; 2039-40: 15.79; 2040-41: 15.79; 2041-42: 15.79; 2042-43: 15.79; 2043-44: 15.79; 2044-45: 15.79; 2045-46: 15.79; 2046-47: 15.79; 2047-48: 15.79; 2048-49: 15.79; 2049-50: 15.79
8FP | Raw water losses, treatment works losses and operational use | 8BL + 8.1FP + 8.2FP | Ml/d | 2 | 2019-20: 1.23; 2020-21: 1.23; 2021-22: 1.23; 2022-23: 1.23; 2023-24: 1.23; 2024-25: 1.23; 2025-26: 1.23; 2026-27: 1.23; 2027-28: 1.23; 2028-29: 1.23; 2029-30: 1.23; 2030-31: 1.23; 2031-32: 1.23; 2032-33: 1.23; 2033-34: 1.23; 2034-35: 1.23; 2035-36: 1.23; 2036-37: 1.23; 2037-38: 1.23; 2038-39: 1.23; 2039-40: 1.23; 2040-41: 1.23; 2041-42: 1.23; 2042-43: 1.23; 2043-44: 1.23; 2044-45: 1.23; 2045-46: 1.23; 2046-47: 1.23; 2047-48: 1.23; 2048-49: 1.23; 2049-50: 1.23
9FP | Total Outage Allowance | 9BL + 9.1FP | Ml/d | 2 | 2019-20: 0.09; 2020-21: 0.09; 2021-22: 0.09; 2022-23: 0.09; 2023-24: 0.09; 2024-25: 0.09; 2025-26: 0.09; 2026-27: 0.09; 2027-28: 0.09; 2028-29: 0.09; 2029-30: 0.09; 2030-31: 0.09; 2031-32: 0.09; 2032-33: 0.09; 2033-34: 0.09; 2034-35: 0.09; 2035-36: 0.09; 2036-37: 0.09; 2037-38: 0.09; 2038-39: 0.09; 2039-40: 0.09; 2040-41: 0.09; 2041-42: 0.09; 2042-43: 0.09; 2043-44: 0.09; 2044-45: 0.09; 2045-46: 0.09; 2046-47: 0.09; 2047-48: 0.09; 2048-49: 0.09; 2049-50: 0.09
10FP | Water Available For Use (own sources) | (6.1FP) - (8FP + 9FP) | Ml/d | 2 | 2019-20: 14.27; 2020-21: 14.27; 2021-22: 14.27; 2022-23: 14.27; 2023-24: 14.27; 2024-25: 14.27; 2025-26: 14.27; 2026-27: 14.27; 2027-28: 14.27; 2028-29: 14.27; 2029-30: 14.27; 2030-31: 14.47; 2031-32: 14.47; 2032-33: 14.47; 2033-34: 14.47; 2034-35: 14.47; 2035-36: 14.47; 2036-37: 14.47; 2037-38: 14.47; 2038-39: 14.47; 2039-40: 14.47; 2040-41: 14.47; 2041-42: 14.47; 2042-43: 14.47; 2043-44: 14.47; 2044-45: 14.47; 2045-46: 14.47; 2046-47: 14.47; 2047-48: 14.47; 2048-49: 14.47; 2049-50: 14.47
11FP | Total Water Available For Use | 10FP + sum (2FP:5FP) | Ml/d | 2 | 2019-20: 14.27; 2020-21: 14.27; 2021-22: 14.27; 2022-23: 14.27; 2023-24: 14.27; 2024-25: 14.27; 2025-26: 14.27; 2026-27: 14.27; 2027-28: 14.27; 2028-29: 14.27; 2029-30: 14.27; 2030-31: 14.81; 2031-32: 14.81; 2032-33: 14.81; 2033-34: 14.81; 2034-35: 14.81; 2035-36: 14.81; 2036-37: 14.81; 2037-38: 14.81; 2038-39: 14.81; 2039-40: 14.81; 2040-41: 14.81; 2041-42: 14.81; 2042-43: 14.81; 2043-44: 14.81; 2044-45: 14.81; 2045-46: 14.81; 2046-47: 14.81; 2047-48: 14.81; 2048-49: 14.81; 2049-50: 14.81
12FP | Water delivered measured non-household | 12BL + 12.2FP | Ml/d | 2 | 2019-20: 4.65; 2020-21: 4.55; 2021-22: 4.47; 2022-23: 4.35; 2023-24: 4.26; 2024-25: 4.17; 2025-26: 4.09; 2026-27: 4.02; 2027-28: 3.97; 2028-29: 3.88; 2029-30: 3.8; 2030-31: 3.73; 2031-32: 3.66; 2032-33: 3.59; 2033-34: 3.56; 2034-35: 3.51; 2035-36: 3.47; 2036-37: 3.42; 2037-38: 3.37; 2038-39: 3.31; 2039-40: 3.27; 2040-41: 3.22; 2041-42: 3.17; 2042-43: 3.13; 2043-44: 3.08; 2044-45: 3.03; 2045-46: 3; 2046-47: 2.96; 2047-48: 2.92; 2048-49: 2.9; 2049-50: 2.86
12.1FP | Non-potable water consumption | Input | Ml/d | 2 | 2019-20: 0; 2020-21: 0; 2021-22: 0; 2022-23: 0; 2023-24: 0; 2024-25: 0; 2025-26: 0; 2026-27: 0; 2027-28: 0; 2028-29: 0; 2029-30: 0; 2030-31: 0; 2031-32: 0; 2032-33: 0; 2033-34: 0; 2034-35: 0; 2035-36: 0; 2036-37: 0; 2037-38: 0; 2038-39: 0; 2039-40: 0; 2040-41: 0; 2041-42: 0; 2042-43: 0; 2043-44: 0; 2044-45: 0; 2045-46: 0; 2046-47: 0; 2047-48: 0; 2048-49: 0; 2049-50: 0
13FP | Water delivered unmeasured non-household | 13BL + 13.1FP | Ml/d | 2 | 2019-20: 0.01; 2020-21: 0.01; 2021-22: 0.01; 2022-23: 0.01; 2023-24: 0.01; 2024-25: 0.01; 2025-26: 0.01; 2026-27: 0.01; 2027-28: 0.01; 2028-29: 0.01; 2029-30: 0.01; 2030-31: 0.01; 2031-32: 0.01; 2032-33: 0.01; 2033-34: 0.01; 2034-35: 0.01; 2035-36: 0.01; 2036-37: 0.01; 2037-38: 0.01; 2038-39: 0.01; 2039-40: 0.01; 2040-41: 0.01; 2041-42: 0.01; 2042-43: 0.01; 2043-44: 0.01; 2044-45: 0.01; 2045-46: 0.01; 2046-47: 0.01; 2047-48: 0.01; 2048-49: 0.01; 2049-50: 0.01
14FP | Water delivered measured household | 14BL + 14.1FP | Ml/d | 2 | 2019-20: 4.79; 2020-21: 4.93; 2021-22: 5.05; 2022-23: 5.19; 2023-24: 5.33; 2024-25: 5.45; 2025-26: 5.54; 2026-27: 5.65; 2027-28: 5.72; 2028-29: 5.66; 2029-30: 5.4; 2030-31: 5.4; 2031-32: 5.41; 2032-33: 5.45; 2033-34: 5.49; 2034-35: 5.51; 2035-36: 5.51; 2036-37: 5.53; 2037-38: 5.56; 2038-39: 5.6; 2039-40: 5.6; 2040-41: 5.59; 2041-42: 5.59; 2042-43: 5.58; 2043-44: 5.57; 2044-45: 5.59; 2045-46: 5.61; 2046-47: 5.63; 2047-48: 5.66; 2048-49: 5.68; 2049-50: 5.71
15FP | Water delivered unmeasured household | 15BL + 15.1FP | Ml/d | 2 | 2019-20: 1.49; 2020-21: 1.38; 2021-22: 1.29; 2022-23: 1.18; 2023-24: 1.08; 2024-25: 0.98; 2025-26: 0.91; 2026-27: 0.83; 2027-28: 0.76; 2028-29: 0.68; 2029-30: 0.61; 2030-31: 0.55; 2031-32: 0.49; 2032-33: 0.42; 2033-34: 0.36; 2034-35: 0.3; 2035-36: 0.24; 2036-37: 0.18; 2037-38: 0.12; 2038-39: 0.05; 2039-40: 0.05; 2040-41: 0.05; 2041-42: 0.05; 2042-43: 0.05; 2043-44: 0.05; 2044-45: 0.05; 2045-46: 0.05; 2046-47: 0.05; 2047-48: 0.05; 2048-49: 0.05; 2049-50: 0.05
16FP | Percentage of consumption driven by climate change | 16BL | % | 1 | 2019-20: 0%; 2020-21: 0%; 2021-22: 0%; 2022-23: 0.1%; 2023-24: 0.1%; 2024-25: 0.1%; 2025-26: 0.1%; 2026-27: 0.1%; 2027-28: 0.1%; 2028-29: 0.2%; 2029-30: 0.2%; 2030-31: 0.2%; 2031-32: 0.2%; 2032-33: 0.3%; 2033-34: 0.3%; 2034-35: 0.3%; 2035-36: 0.4%; 2036-37: 0.4%; 2037-38: 0.4%; 2038-39: 0.5%; 2039-40: 0.5%; 2040-41: 0.6%; 2041-42: 0.6%; 2042-43: 0.6%; 2043-44: 0.7%; 2044-45: 0.7%; 2045-46: 0.8%; 2046-47: 0.8%; 2047-48: 0.8%; 2048-49: 0.8%; 2049-50: 0.9%
17FP | Volume of consumption driven by climate change | 16FP * (12FP + sum(13FP:15FP) - sum (23FP:26FP)) | Ml/d | 2 | 2019-20: 0; 2020-21: 0; 2021-22: 0; 2022-23: 0.01047; 2023-24: 0.01041; 2024-25: 0.01035; 2025-26: 0.01028; 2026-27: 0.01025; 2027-28: 0.01019; 2028-29: 0.01998; 2029-30: 0.01928; 2030-31: 0.01902; 2031-32: 0.01882; 2032-33: 0.02793; 2033-34: 0.02775; 2034-35: 0.02751; 2035-36: 0.03628; 2036-37: 0.03592; 2037-38: 0.0356; 2038-39: 0.04405; 2039-40: 0.04385; 2040-41: 0.05232; 2041-42: 0.05202; 2042-43: 0.05172; 2043-44: 0.05985; 2044-45: 0.05964; 2045-46: 0.06808; 2046-47: 0.068; 2047-48: 0.06792; 2048-49: 0.06792; 2049-50: 0.07632
18FP | Measured Household - PCC | ((14FP - 25FP) * 1,000,000) / (39FP * 1000) | l/h/d | 1 | 2019-20: 162.1906; 2020-21: 160.9297; 2021-22: 160.4084; 2022-23: 159.3575; 2023-24: 158.1381; 2024-25: 157.4355; 2025-26: 156.6081; 2026-27: 156.3982; 2027-28: 155.7588; 2028-29: 152.1866; 2029-30: 144.7521; 2030-31: 143.2657; 2031-32: 142.4448; 2032-33: 142.1358; 2033-34: 141.5082; 2034-35: 140.6496; 2035-36: 139.2346; 2036-37: 138.411; 2037-38: 137.4911; 2038-39: 136.9106; 2039-40: 136.2398; 2040-41: 135.5519; 2041-42: 134.8209; 2042-43: 133.8253; 2043-44: 132.5443; 2044-45: 132.2153; 2045-46: 131.8936; 2046-47: 131.5758; 2047-48: 131.422; 2048-49: 131.0054; 2049-50: 130.8081
19FP | Unmeasured Household - PCC | ((15FP - 26FP) * 1,000,000) / (40FP * 1000) | l/h/d | 1 | 2019-20: 230.1289; 2020-21: 229.4623; 2021-22: 228.208; 2022-23: 227.6423; 2023-24: 226.0638; 2024-25: 225.9475; 2025-26: 226.5543; 2026-27: 226.5558; 2027-28: 225.9887; 2028-29: 224.6026; 2029-30: 222.2222; 2030-31: 222.889; 2031-32: 227.8236; 2032-33: 222.2222; 2033-34: 220.35; 2034-35: 224.8062; 2035-36: 221.7936; 2036-37: 217.3913; 2037-38: 232.5581; 2038-39: 231.4815; 2039-40: 231.4815; 2040-41: 231.4815; 2041-42: 231.4815; 2042-43: 231.4815; 2043-44: 231.4815; 2044-45: 231.4815; 2045-46: 231.4815; 2046-47: 231.4815; 2047-48: 231.4815; 2048-49: 231.4815; 2049-50: 231.4815
20FP | Average Household - PCC | (((14FP - 25FP) + (15FP - 26FP)) * 1,000,000)/ ((39FP + 40FP) * 1,000) | l/h/d | 1 | 2019-20: 174.217; 2020-21: 172.0369; 2021-22: 170.5596; 2022-23: 168.6136; 2023-24: 166.4321; 2024-25: 164.9628; 2025-26: 163.6268; 2026-27: 162.7907; 2027-28: 161.571; 2028-29: 157.592; 2029-30: 149.9435; 2030-31: 148.0229; 2031-32: 146.9461; 2032-33: 145.8105; 2033-34: 144.5997; 2034-35: 143.4001; 2035-36: 141.3963; 2036-37: 139.9658; 2037-38: 138.7217; 2038-39: 137.421; 2039-40: 136.7513; 2040-41: 136.0645; 2041-42: 135.3346; 2042-43: 134.3415; 2043-44: 133.0641; 2044-45: 132.7337; 2045-46: 132.4105; 2046-47: 132.0912; 2047-48: 131.9349; 2048-49: 131.5169; 2049-50: 131.3172
21FP | Water taken unbilled | 21BL + 21.1FP | Ml/d | 2 | 2019-20: 0.22; 2020-21: 0.22; 2021-22: 0.23; 2022-23: 0.23; 2023-24: 0.24; 2024-25: 0.22; 2025-26: 0.22; 2026-27: 0.23; 2027-28: 0.23; 2028-29: 0.22; 2029-30: 0.23; 2030-31: 0.23; 2031-32: 0.23; 2032-33: 0.22; 2033-34: 0.22; 2034-35: 0.21; 2035-36: 0.22; 2036-37: 0.22; 2037-38: 0.21; 2038-39: 0.23; 2039-40: 0.22; 2040-41: 0.23; 2041-42: 0.23; 2042-43: 0.23; 2043-44: 0.22; 2044-45: 0.22; 2045-46: 0.23; 2046-47: 0.23; 2047-48: 0.22; 2048-49: 0.22; 2049-50: 0.22
22FP | Distribution system operational use | 22BL + 22.1FP | Ml/d | 2 | 2019-20: 0.05; 2020-21: 0.05; 2021-22: 0.05; 2022-23: 0.05; 2023-24: 0.05; 2024-25: 0.05; 2025-26: 0.05; 2026-27: 0.05; 2027-28: 0.05; 2028-29: 0.05; 2029-30: 0.05; 2030-31: 0.05; 2031-32: 0.05; 2032-33: 0.05; 2033-34: 0.05; 2034-35: 0.05; 2035-36: 0.05; 2036-37: 0.05; 2037-38: 0.05; 2038-39: 0.05; 2039-40: 0.05; 2040-41: 0.05; 2041-42: 0.05; 2042-43: 0.05; 2043-44: 0.05; 2044-45: 0.05; 2045-46: 0.05; 2046-47: 0.05; 2047-48: 0.05; 2048-49: 0.05; 2049-50: 0.05
23FP | Measured Non Household - USPL | 23BL + 23.1FP | Ml/d | 2 | 2019-20: 0.01; 2020-21: 0.01; 2021-22: 0.01; 2022-23: 0.01; 2023-24: 0.01; 2024-25: 0.01; 2025-26: 0.01; 2026-27: 0.01; 2027-28: 0.01; 2028-29: 0.01; 2029-30: 0.01; 2030-31: 0.01; 2031-32: 0.01; 2032-33: 0.01; 2033-34: 0.01; 2034-35: 0.01; 2035-36: 0.01; 2036-37: 0.01; 2037-38: 0.01; 2038-39: 0.01; 2039-40: 0.01; 2040-41: 0.01; 2041-42: 0.01; 2042-43: 0.01; 2043-44: 0.01; 2044-45: 0.01; 2045-46: 0.01; 2046-47: 0; 2047-48: 0; 2048-49: 0; 2049-50: 0
24FP | Unmeasured Non Household - USPL | 24BL + 24.1FP | Ml/d | 2 | 2019-20: 0; 2020-21: 0; 2021-22: 0; 2022-23: 0; 2023-24: 0; 2024-25: 0; 2025-26: 0; 2026-27: 0; 2027-28: 0; 2028-29: 0; 2029-30: 0; 2030-31: 0; 2031-32: 0; 2032-33: 0; 2033-34: 0; 2034-35: 0; 2035-36: 0; 2036-37: 0; 2037-38: 0; 2038-39: 0; 2039-40: 0; 2040-41: 0; 2041-42: 0; 2042-43: 0; 2043-44: 0; 2044-45: 0; 2045-46: 0; 2046-47: 0; 2047-48: 0; 2048-49: 0; 2049-50: 0
25FP | Measured Household - USPL | 25BL + 25.1FP | Ml/d | 2 | 2019-20: 0.17; 2020-21: 0.18; 2021-22: 0.18; 2022-23: 0.19; 2023-24: 0.2; 2024-25: 0.2; 2025-26: 0.21; 2026-27: 0.21; 2027-28: 0.22; 2028-29: 0.2; 2029-30: 0.14; 2030-31: 0.14; 2031-32: 0.13; 2032-33: 0.13; 2033-34: 0.14; 2034-35: 0.14; 2035-36: 0.14; 2036-37: 0.14; 2037-38: 0.15; 2038-39: 0.15; 2039-40: 0.15; 2040-41: 0.14; 2041-42: 0.14; 2042-43: 0.14; 2043-44: 0.15; 2044-45: 0.15; 2045-46: 0.15; 2046-47: 0.15; 2047-48: 0.15; 2048-49: 0.15; 2049-50: 0.15
26FP | Unmeasured Household - USPL | 26BL + 26.1BL | Ml/d | 2 | 2019-20: 0.08; 2020-21: 0.07; 2021-22: 0.07; 2022-23: 0.06; 2023-24: 0.06; 2024-25: 0.05; 2025-26: 0.05; 2026-27: 0.04; 2027-28: 0.04; 2028-29: 0.03; 2029-30: 0.03; 2030-31: 0.03; 2031-32: 0.02; 2032-33: 0.02; 2033-34: 0.02; 2034-35: 0.01; 2035-36: 0.01; 2036-37: 0.01; 2037-38: 0; 2038-39: 0; 2039-40: 0; 2040-41: 0; 2041-42: 0; 2042-43: 0; 2043-44: 0; 2044-45: 0; 2045-46: 0; 2046-47: 0; 2047-48: 0; 2048-49: 0; 2049-50: 0
27FP | Void Properties - USPL | 27BL + 27.1FP | Ml/d | 2 | 2019-20: 0.01; 2020-21: 0.01; 2021-22: 0.01; 2022-23: 0.01; 2023-24: 0.01; 2024-25: 0.01; 2025-26: 0.01; 2026-27: 0.01; 2027-28: 0.01; 2028-29: 0.01; 2029-30: 0.01; 2030-31: 0.01; 2031-32: 0.01; 2032-33: 0.02; 2033-34: 0.02; 2034-35: 0.02; 2035-36: 0.02; 2036-37: 0.02; 2037-38: 0.02; 2038-39: 0.02; 2039-40: 0.02; 2040-41: 0.02; 2041-42: 0.02; 2042-43: 0.02; 2043-44: 0.02; 2044-45: 0.02; 2045-46: 0.02; 2046-47: 0.02; 2047-48: 0.02; 2048-49: 0.02; 2049-50: 0.02
28FP | Distribution losses | 28BL + 28.1FP | Ml/d | 2 | 2019-20: 1.31; 2020-21: 1.28; 2021-22: 1.26; 2022-23: 1.24; 2023-24: 1.21; 2024-25: 1.19; 2025-26: 1.19; 2026-27: 1.19; 2027-28: 1.19; 2028-29: 1.19; 2029-30: 1.19; 2030-31: 0.7; 2031-32: 0.46; 2032-33: 0.46; 2033-34: 0.44; 2034-35: 0.44; 2035-36: 0.45; 2036-37: 0.45; 2037-38: 0.29; 2038-39: 0.27; 2039-40: 0.27; 2040-41: 0.28; 2041-42: 0.28; 2042-43: 0.19; 2043-44: 0.19; 2044-45: 0.19; 2045-46: 0.18; 2046-47: 0.18; 2047-48: 0.15; 2048-49: 0.14; 2049-50: 0.14
29FP | Total Leakage | sum (23FP:28FP) | Ml/d | 2 | 2019-20: 1.58; 2020-21: 1.55; 2021-22: 1.53; 2022-23: 1.51; 2023-24: 1.49; 2024-25: 1.46; 2025-26: 1.47; 2026-27: 1.46; 2027-28: 1.47; 2028-29: 1.44; 2029-30: 1.38; 2030-31: 0.89; 2031-32: 0.63; 2032-33: 0.64; 2033-34: 0.63; 2034-35: 0.62; 2035-36: 0.63; 2036-37: 0.63; 2037-38: 0.47; 2038-39: 0.45; 2039-40: 0.45; 2040-41: 0.45; 2041-42: 0.45; 2042-43: 0.36; 2043-44: 0.37; 2044-45: 0.37; 2045-46: 0.36; 2046-47: 0.35; 2047-48: 0.32; 2048-49: 0.31; 2049-50: 0.31
30FP | Leakage/property | (29FP * 1,000,000) / (36FP * 1,000) | l/prop/d | 2 | 2019-20: 98.3199; 2020-21: 94.0877; 2021-22: 90.8066; 2022-23: 88.0159; 2023-24: 85.2305; 2024-25: 82.2165; 2025-26: 81.7757; 2026-27: 80.1053; 2027-28: 79.9347; 2028-29: 77.5361; 2029-30: 73.7101; 2030-31: 47.2324; 2031-32: 33.2331; 2032-33: 33.557; 2033-34: 32.8399; 2034-35: 32.1277; 2035-36: 32.4542; 2036-37: 32.2647; 2037-38: 23.932; 2038-39: 22.7779; 2039-40: 22.6426; 2040-41: 22.5045; 2041-42: 22.3658; 2042-43: 17.7822; 2043-44: 18.1613; 2044-45: 18.0461; 2045-46: 17.4461; 2046-47: 16.8537; 2047-48: 15.3095; 2048-49: 14.7345; 2049-50: 14.6385
31FP | Measured Non Household - properties | Input | 000's | 2 | 2019-20: 1.215; 2020-21: 1.231; 2021-22: 1.244; 2022-23: 1.262; 2023-24: 1.277; 2024-25: 1.292; 2025-26: 1.304; 2026-27: 1.316; 2027-28: 1.328; 2028-29: 1.337; 2029-30: 1.346; 2030-31: 1.354; 2031-32: 1.362; 2032-33: 1.37; 2033-34: 1.377; 2034-35: 1.385; 2035-36: 1.391; 2036-37: 1.397; 2037-38: 1.403; 2038-39: 1.409; 2039-40: 1.415; 2040-41: 1.421; 2041-42: 1.426; 2042-43: 1.432; 2043-44: 1.437; 2044-45: 1.442; 2045-46: 1.447; 2046-47: 1.452; 2047-48: 1.456; 2048-49: 1.461; 2049-50: 1.465
32FP | Unmeasured Non Household - properties | Input | 000's | 2 | 2019-20: 0.005; 2020-21: 0.005; 2021-22: 0.005; 2022-23: 0.005; 2023-24: 0.005; 2024-25: 0.005; 2025-26: 0.005; 2026-27: 0.005; 2027-28: 0.005; 2028-29: 0.005; 2029-30: 0.005; 2030-31: 0.005; 2031-32: 0.005; 2032-33: 0.006; 2033-34: 0.006; 2034-35: 0.006; 2035-36: 0.006; 2036-37: 0.006; 2037-38: 0.006; 2038-39: 0.006; 2039-40: 0.006; 2040-41: 0.006; 2041-42: 0.006; 2042-43: 0.006; 2043-44: 0.006; 2044-45: 0.006; 2045-46: 0.006; 2046-47: 0.006; 2047-48: 0.006; 2048-49: 0.006; 2049-50: 0.006
33FP | All void non-households - properties | Input | 000's | 2 | 2019-20: 0; 2020-21: 0; 2021-22: 0; 2022-23: 0; 2023-24: 0; 2024-25: 0; 2025-26: 0; 2026-27: 0; 2027-28: 0; 2028-29: 0; 2029-30: 0; 2030-31: 0; 2031-32: 0; 2032-33: 0; 2033-34: 0; 2034-35: 0; 2035-36: 0; 2036-37: 0; 2037-38: 0; 2038-39: 0; 2039-40: 0; 2040-41: 0; 2041-42: 0; 2042-43: 0; 2043-44: 0; 2044-45: 0; 2045-46: 0; 2046-47: 0; 2047-48: 0; 2048-49: 0; 2049-50: 0
34FP | Measured households - properties (excl. void) | Year before + sum (34.1BL:34.6BL) | 000's | 2 | 2019-20: 12.658; 2020-21: 13.19; 2021-22: 13.675; 2022-23: 14.11; 2023-24: 14.561; 2024-25: 14.957; 2025-26: 15.269; 2026-27: 15.61; 2027-28: 15.862; 2028-29: 16.13; 2029-30: 16.363; 2030-31: 16.565; 2031-32: 16.756; 2032-33: 16.945; 2033-34: 17.129; 2034-35: 17.311; 2035-36: 17.493; 2036-37: 17.672; 2037-38: 17.848; 2038-39: 18.025; 2039-40: 18.135; 2040-41: 18.248; 2041-42: 18.364; 2042-43: 18.481; 2043-44: 18.601; 2044-45: 18.724; 2045-46: 18.848; 2046-47: 18.973; 2047-48: 19.101; 2048-49: 19.231; 2049-50: 19.363
34.1FP | New build properties - properties | Input (new builds in each year) | 000's | 2 | 2019-20: 0.364; 2020-21: 0.352; 2021-22: 0.319; 2022-23: 0.284; 2023-24: 0.307; 2024-25: 0.258; 2025-26: 0.202; 2026-27: 0.234; 2027-28: 0.15; 2028-29: 0.169; 2029-30: 0.138; 2030-31: 0.11; 2031-32: 0.102; 2032-33: 0.103; 2033-34: 0.102; 2034-35: 0.103; 2035-36: 0.105; 2036-37: 0.105; 2037-38: 0.105; 2038-39: 0.108; 2039-40: 0.11; 2040-41: 0.113; 2041-42: 0.116; 2042-43: 0.117; 2043-44: 0.12; 2044-45: 0.123; 2045-46: 0.124; 2046-47: 0.125; 2047-48: 0.128; 2048-49: 0.13; 2049-50: 0.132
34.2FP | Meter optants - properties | Input (meter optants in each year) | 000's | 2 | 2019-20: 0.136; 2020-21: 0.13; 2021-22: 0.119; 2022-23: 0.105; 2023-24: 0.1; 2024-25: 0.096; 2025-26: 0.07; 2026-27: 0.068; 2027-28: 0.065; 2028-29: 0.063; 2029-30: 0.061; 2030-31: 0.059; 2031-32: 0.057; 2032-33: 0.055; 2033-34: 0.053; 2034-35: 0.051; 2035-36: 0.05; 2036-37: 0.048; 2037-38: 0.046; 2038-39: 0.045; 2039-40: 0; 2040-41: 0; 2041-42: 0; 2042-43: 0; 2043-44: 0; 2044-45: 0; 2045-46: 0; 2046-47: 0; 2047-48: 0; 2048-49: 0; 2049-50: 0
34.3FP | Compulsory metering - properties | Input (compulsory meters in each year) | 000's | 2 | 2019-20: 0; 2020-21: 0; 2021-22: 0; 2022-23: 0; 2023-24: 0; 2024-25: 0; 2025-26: 0; 2026-27: 0; 2027-28: 0; 2028-29: 0; 2029-30: 0; 2030-31: 0; 2031-32: 0; 2032-33: 0; 2033-34: 0; 2034-35: 0; 2035-36: 0; 2036-37: 0; 2037-38: 0; 2038-39: 0; 2039-40: 0; 2040-41: 0; 2041-42: 0; 2042-43: 0; 2043-44: 0; 2044-45: 0; 2045-46: 0; 2046-47: 0; 2047-48: 0; 2048-49: 0; 2049-50: 0
34.4FP | Metering on change of occupancy - properties | Input (change of occupancy meters in each year) | 000's | 2 | 2019-20: 0.046; 2020-21: 0.045; 2021-22: 0.043; 2022-23: 0.042; 2023-24: 0.04; 2024-25: 0.039; 2025-26: 0.037; 2026-27: 0.036; 2027-28: 0.034; 2028-29: 0.033; 2029-30: 0.031; 2030-31: 0.03; 2031-32: 0.029; 2032-33: 0.028; 2033-34: 0.027; 2034-35: 0.026; 2035-36: 0.025; 2036-37: 0.024; 2037-38: 0.023; 2038-39: 0.022; 2039-40: 0; 2040-41: 0; 2041-42: 0; 2042-43: 0; 2043-44: 0; 2044-45: 0; 2045-46: 0; 2046-47: 0; 2047-48: 0; 2048-49: 0; 2049-50: 0
34.5FP | Selective metering - properties | Input (selective meters in each year) | 000's | 2 | 2019-20: 0.005; 2020-21: 0.005; 2021-22: 0.004; 2022-23: 0.004; 2023-24: 0.004; 2024-25: 0.003; 2025-26: 0.003; 2026-27: 0.003; 2027-28: 0.003; 2028-29: 0.003; 2029-30: 0.003; 2030-31: 0.003; 2031-32: 0.003; 2032-33: 0.003; 2033-34: 0.002; 2034-35: 0.002; 2035-36: 0.002; 2036-37: 0.002; 2037-38: 0.002; 2038-39: 0.002; 2039-40: 0; 2040-41: 0; 2041-42: 0; 2042-43: 0; 2043-44: 0; 2044-45: 0; 2045-46: 0; 2046-47: 0; 2047-48: 0; 2048-49: 0; 2049-50: 0
34.6FP | Other changes to existing metering - properties | Input (other changes to meters in each year) | 000's | 2 | 2019-20: 0; 2020-21: 0; 2021-22: 0; 2022-23: 0; 2023-24: 0; 2024-25: 0; 2025-26: 0; 2026-27: 0; 2027-28: 0; 2028-29: 0; 2029-30: 0; 2030-31: 0; 2031-32: 0; 2032-33: 0; 2033-34: 0; 2034-35: 0; 2035-36: 0; 2036-37: 0; 2037-38: 0; 2038-39: 0; 2039-40: 0; 2040-41: 0; 2041-42: 0; 2042-43: 0; 2043-44: 0; 2044-45: 0; 2045-46: 0; 2046-47: 0; 2047-48: 0; 2048-49: 0; 2049-50: 0
34.7FP | Measured household void properties | Input | 000's | 2 | 2019-20: 0.212; 2020-21: 0.218; 2021-22: 0.223; 2022-23: 0.23; 2023-24: 0.236; 2024-25: 0.242; 2025-26: 0.247; 2026-27: 0.252; 2027-28: 0.257; 2028-29: 0.262; 2029-30: 0.267; 2030-31: 0.271; 2031-32: 0.276; 2032-33: 0.28; 2033-34: 0.285; 2034-35: 0.289; 2035-36: 0.293; 2036-37: 0.297; 2037-38: 0.301; 2038-39: 0.305; 2039-40: 0.307; 2040-41: 0.31; 2041-42: 0.313; 2042-43: 0.315; 2043-44: 0.318; 2044-45: 0.32; 2045-46: 0.323; 2046-47: 0.325; 2047-48: 0.328; 2048-49: 0.33; 2049-50: 0.332
35FP | Unmeasured households - properties (excl. void) | Input | 000's | 2 | 2019-20: 1.947; 2020-21: 1.8; 2021-22: 1.674; 2022-23: 1.524; 2023-24: 1.38; 2024-25: 1.242; 2025-26: 1.132; 2026-27: 1.026; 2027-28: 0.923; 2028-29: 0.824; 2029-30: 0.729; 2030-31: 0.637; 2031-32: 0.549; 2032-33: 0.463; 2033-34: 0.381; 2034-35: 0.302; 2035-36: 0.225; 2036-37: 0.151; 2037-38: 0.08; 2038-39: 0.011; 2039-40: 0.011; 2040-41: 0.011; 2041-42: 0.011; 2042-43: 0.011; 2043-44: 0.011; 2044-45: 0.011; 2045-46: 0.011; 2046-47: 0.011; 2047-48: 0.011; 2048-49: 0.011; 2049-50: 0.011
35.1FP | Unmeasured household void properties | Input | 000's | 2 | 2019-20: 0.033; 2020-21: 0.03; 2021-22: 0.028; 2022-23: 0.025; 2023-24: 0.023; 2024-25: 0.02; 2025-26: 0.019; 2026-27: 0.017; 2027-28: 0.015; 2028-29: 0.014; 2029-30: 0.012; 2030-31: 0.011; 2031-32: 0.009; 2032-33: 0.008; 2033-34: 0.006; 2034-35: 0.005; 2035-36: 0.004; 2036-37: 0.003; 2037-38: 0.001; 2038-39: 0; 2039-40: 0; 2040-41: 0; 2041-42: 0; 2042-43: 0; 2043-44: 0; 2044-45: 0; 2045-46: 0; 2046-47: 0; 2047-48: 0; 2048-49: 0; 2049-50: 0
36FP | Total Resource Zone Properties (incl. voids) | sum (31FP:34FP) + 34.7FP + 35BL + 35.1BL | 000's | 2 | 2019-20: 16.07; 2020-21: 16.474; 2021-22: 16.849; 2022-23: 17.156; 2023-24: 17.482; 2024-25: 17.758; 2025-26: 17.976; 2026-27: 18.226; 2027-28: 18.39; 2028-29: 18.572; 2029-30: 18.722; 2030-31: 18.843; 2031-32: 18.957; 2032-33: 19.072; 2033-34: 19.184; 2034-35: 19.298; 2035-36: 19.412; 2036-37: 19.526; 2037-38: 19.639; 2038-39: 19.756; 2039-40: 19.874; 2040-41: 19.996; 2041-42: 20.12; 2042-43: 20.245; 2043-44: 20.373; 2044-45: 20.503; 2045-46: 20.635; 2046-47: 20.767; 2047-48: 20.902; 2048-49: 21.039; 2049-50: 21.177
37FP | Measured Non Household - Population | Input | 000's | 2 | 2019-20: 0.301; 2020-21: 0.307; 2021-22: 0.312; 2022-23: 0.319; 2023-24: 0.324; 2024-25: 0.33; 2025-26: 0.334; 2026-27: 0.342; 2027-28: 0.35; 2028-29: 0.359; 2029-30: 0.367; 2030-31: 0.373; 2031-32: 0.387; 2032-33: 0.397; 2033-34: 0.404; 2034-35: 0.409; 2035-36: 0.415; 2036-37: 0.42; 2037-38: 0.425; 2038-39: 0.431; 2039-40: 0.437; 2040-41: 0.443; 2041-42: 0.45; 2042-43: 0.458; 2043-44: 0.467; 2044-45: 0.475; 2045-46: 0.485; 2046-47: 0.495; 2047-48: 0.505; 2048-49: 0.515; 2049-50: 0.524
38FP | Unmeasured Non Household - Population | Input | 000's | 2 | 2019-20: 0.001; 2020-21: 0.001; 2021-22: 0.001; 2022-23: 0.001; 2023-24: 0.001; 2024-25: 0.001; 2025-26: 0.001; 2026-27: 0.001; 2027-28: 0.001; 2028-29: 0.001; 2029-30: 0.001; 2030-31: 0.001; 2031-32: 0.002; 2032-33: 0.002; 2033-34: 0.002; 2034-35: 0.002; 2035-36: 0.002; 2036-37: 0.002; 2037-38: 0.002; 2038-39: 0.002; 2039-40: 0.002; 2040-41: 0.002; 2041-42: 0.002; 2042-43: 0.002; 2043-44: 0.002; 2044-45: 0.002; 2045-46: 0.002; 2046-47: 0.002; 2047-48: 0.002; 2048-49: 0.002; 2049-50: 0.002
39FP | Measured Household - Population | Input | 000's | 2 | 2019-20: 28.485; 2020-21: 29.516; 2021-22: 30.36; 2022-23: 31.376; 2023-24: 32.44; 2024-25: 33.347; 2025-26: 34.034; 2026-27: 34.783; 2027-28: 35.311; 2028-29: 35.877; 2029-30: 36.338; 2030-31: 36.715; 2031-32: 37.067; 2032-33: 37.429; 2033-34: 37.807; 2034-35: 38.18; 2035-36: 38.568; 2036-37: 38.942; 2037-38: 39.348; 2038-39: 39.807; 2039-40: 40.003; 2040-41: 40.206; 2041-42: 40.424; 2042-43: 40.65; 2043-44: 40.892; 2044-45: 41.145; 2045-46: 41.397; 2046-47: 41.649; 2047-48: 41.926; 2048-49: 42.212; 2049-50: 42.505
40FP | Unmeasured Household - Population | Input | 000's | 2 | 2019-20: 6.127; 2020-21: 5.709; 2021-22: 5.346; 2022-23: 4.92; 2023-24: 4.512; 2024-25: 4.116; 2025-26: 3.796; 2026-27: 3.487; 2027-28: 3.186; 2028-29: 2.894; 2029-30: 2.61; 2030-31: 2.333; 2031-32: 2.063; 2032-33: 1.8; 2033-34: 1.543; 2034-35: 1.29; 2035-36: 1.037; 2036-37: 0.782; 2037-38: 0.516; 2038-39: 0.216; 2039-40: 0.216; 2040-41: 0.216; 2041-42: 0.216; 2042-43: 0.216; 2043-44: 0.216; 2044-45: 0.216; 2045-46: 0.216; 2046-47: 0.216; 2047-48: 0.216; 2048-49: 0.216; 2049-50: 0.216
41FP | Total Resource Zone Population | sum (37FP:40FP) | 000's | 2 | 2019-20: 34.914; 2020-21: 35.533; 2021-22: 36.019; 2022-23: 36.616; 2023-24: 37.277; 2024-25: 37.794; 2025-26: 38.165; 2026-27: 38.613; 2027-28: 38.848; 2028-29: 39.131; 2029-30: 39.316; 2030-31: 39.422; 2031-32: 39.519; 2032-33: 39.628; 2033-34: 39.756; 2034-35: 39.881; 2035-36: 40.022; 2036-37: 40.146; 2037-38: 40.291; 2038-39: 40.456; 2039-40: 40.658; 2040-41: 40.867; 2041-42: 41.092; 2042-43: 41.326; 2043-44: 41.577; 2044-45: 41.838; 2045-46: 42.1; 2046-47: 42.362; 2047-48: 42.649; 2048-49: 42.945; 2049-50: 43.247
42FP | Average household occupancy rate (excl. voids) | (39FP + 40FP) / (34FP + 35FP) | h/prop | 1 | 2019-20: 2.3699; 2020-21: 2.3499; 2021-22: 2.3263; 2022-23: 2.3216; 2023-24: 2.318; 2024-25: 2.3127; 2025-26: 2.3066; 2026-27: 2.3004; 2027-28: 2.2935; 2028-29: 2.2868; 2029-30: 2.2787; 2030-31: 2.27; 2031-32: 2.2612; 2032-33: 2.2535; 2033-34: 2.2473; 2034-35: 2.241; 2035-36: 2.2353; 2036-37: 2.2288; 2037-38: 2.2236; 2038-39: 2.2191; 2039-40: 2.2164; 2040-41: 2.2138; 2041-42: 2.2117; 2042-43: 2.2099; 2043-44: 2.2087; 2044-45: 2.2077; 2045-46: 2.2065; 2046-47: 2.2053; 2047-48: 2.205; 2048-49: 2.205; 2049-50: 2.2051
43FP | Total Household Metering penetration (excl. voids) | 34FP / (34FP + 35FP) | % | 1 | 2019-20: 86.67%; 2020-21: 87.99%; 2021-22: 89.09%; 2022-23: 90.25%; 2023-24: 91.34%; 2024-25: 92.33%; 2025-26: 93.1%; 2026-27: 93.83%; 2027-28: 94.5%; 2028-29: 95.14%; 2029-30: 95.73%; 2030-31: 96.3%; 2031-32: 96.83%; 2032-33: 97.34%; 2033-34: 97.82%; 2034-35: 98.29%; 2035-36: 98.73%; 2036-37: 99.15%; 2037-38: 99.55%; 2038-39: 99.94%; 2039-40: 99.94%; 2040-41: 99.94%; 2041-42: 99.94%; 2042-43: 99.94%; 2043-44: 99.94%; 2044-45: 99.94%; 2045-46: 99.94%; 2046-47: 99.94%; 2047-48: 99.94%; 2048-49: 99.94%; 2049-50: 99.94%
44FP | Total Household Metering penetration (incl. voids) | (34FP) / (34FP + 34.7FP + 35FP + 35.1FP) | % | 1 | 2019-20: 85.24%; 2020-21: 86.56%; 2021-22: 87.66%; 2022-23: 88.8%; 2023-24: 89.88%; 2024-25: 90.86%; 2025-26: 91.61%; 2026-27: 92.34%; 2027-28: 92.99%; 2028-29: 93.62%; 2029-30: 94.2%; 2030-31: 94.74%; 2031-32: 95.26%; 2032-33: 95.76%; 2033-34: 96.22%; 2034-35: 96.67%; 2035-36: 97.1%; 2036-37: 97.51%; 2037-38: 97.9%; 2038-39: 98.28%; 2039-40: 98.28%; 2040-41: 98.27%; 2041-42: 98.27%; 2042-43: 98.27%; 2043-44: 98.26%; 2044-45: 98.26%; 2045-46: 98.26%; 2046-47: 98.26%; 2047-48: 98.26%; 2048-49: 98.26%; 2049-50: 98.26%
45FP | Distribution input | sum (12FP:15FP) + 21FP + 22FP + 27FP + 28FP | Ml/d | 2 | 2019-20: 12.53; 2020-21: 12.43; 2021-22: 12.37; 2022-23: 12.26; 2023-24: 12.19; 2024-25: 12.08; 2025-26: 12.02; 2026-27: 11.99; 2027-28: 11.94; 2028-29: 11.7; 2029-30: 11.3; 2030-31: 10.68; 2031-32: 10.32; 2032-33: 10.22; 2033-34: 10.15; 2034-35: 10.05; 2035-36: 9.97; 2036-37: 9.88; 2037-38: 9.63; 2038-39: 9.54; 2039-40: 9.49; 2040-41: 9.45; 2041-42: 9.4; 2042-43: 9.26; 2043-44: 9.19; 2044-45: 9.16; 2045-46: 9.15; 2046-47: 9.13; 2047-48: 9.08; 2048-49: 9.07; 2049-50: 9.06
46FP | Target headroom (climate change component) | Input | Ml/d | 2 | 2019-20: 0.00094192; 2020-21: 0.00094192; 2021-22: 0.00094192; 2022-23: 0.00094192; 2023-24: 0.00094192; 2024-25: 0.00094192; 2025-26: 0.00094192; 2026-27: 0.00067149; 2027-28: 0.0009405; 2028-29: 0.001898; 2029-30: 0.0015221; 2030-31: 0.0017095; 2031-32: 0.0014629; 2032-33: 0.0012249; 2033-34: 0.0020828; 2034-35: 0.0026135; 2035-36: 0.0022034; 2036-37: 0.0025097; 2037-38: 0.0023665; 2038-39: 0.0028183; 2039-40: 0; 2040-41: 0; 2041-42: 0; 2042-43: 0; 2043-44: 0; 2044-45: 0; 2045-46: 0; 2046-47: 0; 2047-48: 0; 2048-49: 0; 2049-50: 0
47FP | Target headroom (All other components) | Input | Ml/d | 2 | 2019-20: 0.45512; 2020-21: 0.45512; 2021-22: 0.45512; 2022-23: 0.45512; 2023-24: 0.45512; 2024-25: 0.45512; 2025-26: 0.45512; 2026-27: 0.45372; 2027-28: 0.4479; 2028-29: 0.44299; 2029-30: 0.58689; 2030-31: 0.59374; 2031-32: 0.94344; 2032-33: 0.96186; 2033-34: 0.96311; 2034-35: 1.0101; 2035-36: 0.87719; 2036-37: 0.799; 2037-38: 0.82293; 2038-39: 0.86026; 2039-40: 0.82423; 2040-41: 0.83402; 2041-42: 0.83971; 2042-43: 0.8454; 2043-44: 0.8591; 2044-45: 0.86169; 2045-46: 0.76415; 2046-47: 0.76839; 2047-48: 0.76678; 2048-49: 0.77748; 2049-50: 0.76652
48FP | Target Headroom | 46FP + 47FP | Ml/d | 2 | 2019-20: 0.45606; 2020-21: 0.45606; 2021-22: 0.45606; 2022-23: 0.45606; 2023-24: 0.45606; 2024-25: 0.45606; 2025-26: 0.45606; 2026-27: 0.45439; 2027-28: 0.44884; 2028-29: 0.44489; 2029-30: 0.58841; 2030-31: 0.59545; 2031-32: 0.9449; 2032-33: 0.96309; 2033-34: 0.96519; 2034-35: 1.0128; 2035-36: 0.87939; 2036-37: 0.80151; 2037-38: 0.8253; 2038-39: 0.86308; 2039-40: 0.82423; 2040-41: 0.83402; 2041-42: 0.83971; 2042-43: 0.8454; 2043-44: 0.8591; 2044-45: 0.86169; 2045-46: 0.76415; 2046-47: 0.76839; 2047-48: 0.76678; 2048-49: 0.77748; 2049-50: 0.76652
49FP | Available Headroom | 11FP - 45FP | Ml/d | 2 | 2019-20: 1.74; 2020-21: 1.84; 2021-22: 1.9; 2022-23: 2.01; 2023-24: 2.08; 2024-25: 2.19; 2025-26: 2.25; 2026-27: 2.28; 2027-28: 2.33; 2028-29: 2.57; 2029-30: 2.97; 2030-31: 4.13; 2031-32: 4.49; 2032-33: 4.59; 2033-34: 4.66; 2034-35: 4.76; 2035-36: 4.84; 2036-37: 4.93; 2037-38: 5.18; 2038-39: 5.27; 2039-40: 5.32; 2040-41: 5.36; 2041-42: 5.41; 2042-43: 5.55; 2043-44: 5.62; 2044-45: 5.65; 2045-46: 5.66; 2046-47: 5.68; 2047-48: 5.73; 2048-49: 5.74; 2049-50: 5.75
49.1FP | Available non-potable balance (if applicable) | 1.1FP - 12.1FP | Ml/d | 2 | 2019-20: 0; 2020-21: 0; 2021-22: 0; 2022-23: 0; 2023-24: 0; 2024-25: 0; 2025-26: 0; 2026-27: 0; 2027-28: 0; 2028-29: 0; 2029-30: 0; 2030-31: 0; 2031-32: 0; 2032-33: 0; 2033-34: 0; 2034-35: 0; 2035-36: 0; 2036-37: 0; 2037-38: 0; 2038-39: 0; 2039-40: 0; 2040-41: 0; 2041-42: 0; 2042-43: 0; 2043-44: 0; 2044-45: 0; 2045-46: 0; 2046-47: 0; 2047-48: 0; 2048-49: 0; 2049-50: 0
50FP | Supply Demand Balance | 49FP - 48FP | Ml/d | 2 | 2019-20: 1.2839; 2020-21: 1.3839; 2021-22: 1.4439; 2022-23: 1.5539; 2023-24: 1.6239; 2024-25: 1.7339; 2025-26: 1.7939; 2026-27: 1.8256; 2027-28: 1.8812; 2028-29: 2.1251; 2029-30: 2.3816; 2030-31: 3.5345; 2031-32: 3.5451; 2032-33: 3.6269; 2033-34: 3.6948; 2034-35: 3.7472; 2035-36: 3.9606; 2036-37: 4.1285; 2037-38: 4.3547; 2038-39: 4.4069; 2039-40: 4.4958; 2040-41: 4.526; 2041-42: 4.5703; 2042-43: 4.7046; 2043-44: 4.7609; 2044-45: 4.7883; 2045-46: 4.8959; 2046-47: 4.9116; 2047-48: 4.9632; 2048-49: 4.9625; 2049-50: 4.9835
Data for Charts
DYAA Baseline |  |  |  |  | 2019-20 | 2020-21 | 2021-22 | 2022-23 | 2023-24 | 2024-25 | 2025-26 | 2026-27 | 2027-28 | 2028-29 | 2029-30 | 2030-31 | 2031-32 | 2032-33 | 2033-34 | 2034-35 | 2035-36 | 2036-37 | 2037-38 | 2038-39 | 2039-40 | 2040-41 | 2041-42 | 2042-43 | 2043-44 | 2044-45 | 2045-46 | 2046-47 | 2047-48 | 2048-49 | 2049-50 | 2050-51 | 2051-52 | 2052-53 | 2053-54 | 2054-55 | 2055-56 | 2056-57 | 2057-58 | 2058-59 | 2059-60 | 2060-61 | 2061-62 | 2062-63 | 2063-64 | 2064-65 | 2065-66 | 2066-67 | 2067-68 | 2068-69 | 2069-70 | 2070-71 | 2071-72 | 2072-73 | 2073-74 | 2074-75 | 2075-76 | 2076-77 | 2077-78 | 2078-79 | 2079-80 | 2080-81 | 2081-82 | 2082-83 | 2083-84 | 2084-85 | 2085-86 | 2086-87 | 2087-88 | 2088-89 | 2089-90 | 2090-91 | 2091-92 | 2092-93 | 2093-94 | 2094-95 | 2095-96 | 2096-97 | 2097-98 | 2098-99 | 2099-100
| Measured HH consumption |  | Ml/d | 2 | 3.44 | 3.54 | 3.63 | 3.73 | 3.83 | 3.92 | 3.99 | 4.08 | 4.13 | 4.2 | 4.25 | 4.29 | 4.34 | 4.39 | 4.43 | 4.49 | 4.54 | 4.59 | 4.66 | 4.73 | 4.78 | 4.8 | 4.83 | 4.86 | 4.89 | 4.92 | 4.95 | 4.99 | 5.02 | 5.06 | 5.1 | 0 | 0 | 0 | 0 | 0 | 0 | 0 | 0 | 0 | 0 | 0 | 0 | 0 | 0 | 0 | 0 | 0 | 0 | 0 | 0 | 0 | 0 | 0 | 0 | 0 | 0 | 0 | 0 | 0 | 0 | 0 | 0 | 0 | 0 | 0 | 0 | 0 | 0 | 0 | 0 | 0 | 0 | 0 | 0 | 0 | 0 | 0 | 0 | 0 | 0
| Unmeasured HH consumption |  | Ml/d | 2 | 1 | 0.93 | 0.87 | 0.8 | 0.72 | 0.66 | 0.61 | 0.56 | 0.51 | 0.46 | 0.41 | 0.37 | 0.33 | 0.28 | 0.24 | 0.21 | 0.16 | 0.12 | 0.09 | 0.03 | 0.03 | 0.03 | 0.03 | 0.03 | 0.03 | 0.03 | 0.03 | 0.03 | 0.03 | 0.03 | 0.03 | 0 | 0 | 0 | 0 | 0 | 0 | 0 | 0 | 0 | 0 | 0 | 0 | 0 | 0 | 0 | 0 | 0 | 0 | 0 | 0 | 0 | 0 | 0 | 0 | 0 | 0 | 0 | 0 | 0 | 0 | 0 | 0 | 0 | 0 | 0 | 0 | 0 | 0 | 0 | 0 | 0 | 0 | 0 | 0 | 0 | 0 | 0 | 0 | 0 | 0
| Non-HH consumption |  | Ml/d | 2 | 3.46 | 3.39 | 3.33 | 3.24 | 3.17 | 3.11 | 3.04 | 2.99 | 2.95 | 2.92 | 2.88 | 2.84 | 2.81 | 2.78 | 2.77 | 2.76 | 2.75 | 2.73 | 2.71 | 2.69 | 2.68 | 2.66 | 2.64 | 2.63 | 2.61 | 2.6 | 2.59 | 2.58 | 2.58 | 2.58 | 2.57 | 0 | 0 | 0 | 0 | 0 | 0 | 0 | 0 | 0 | 0 | 0 | 0 | 0 | 0 | 0 | 0 | 0 | 0 | 0 | 0 | 0 | 0 | 0 | 0 | 0 | 0 | 0 | 0 | 0 | 0 | 0 | 0 | 0 | 0 | 0 | 0 | 0 | 0 | 0 | 0 | 0 | 0 | 0 | 0 | 0 | 0 | 0 | 0 | 0 | 0
| Total Leakage |  | Ml/d | 2 | 1.58 | 1.55 | 1.53 | 1.51 | 1.49 | 1.46 | 1.47 | 1.46 | 1.47 | 1.46 | 1.46 | 1.47 | 1.46 | 1.47 | 1.48 | 1.47 | 1.47 | 1.47 | 1.47 | 1.47 | 1.47 | 1.47 | 1.47 | 1.47 | 1.48 | 1.48 | 1.48 | 1.48 | 1.48 | 1.48 | 1.48 | 0 | 0 | 0 | 0 | 0 | 0 | 0 | 0 | 0 | 0 | 0 | 0 | 0 | 0 | 0 | 0 | 0 | 0 | 0 | 0 | 0 | 0 | 0 | 0 | 0 | 0 | 0 | 0 | 0 | 0 | 0 | 0 | 0 | 0 | 0 | 0 | 0 | 0 | 0 | 0 | 0 | 0 | 0 | 0 | 0 | 0 | 0 | 0 | 0 | 0
| Other demand components |  | Ml/d | 2 | 0.27 | 0.27 | 0.28 | 0.28 | 0.29 | 0.27 | 0.27 | 0.28 | 0.28 | 0.27 | 0.28 | 0.28 | 0.28 | 0.27 | 0.27 | 0.26 | 0.27 | 0.27 | 0.26 | 0.28 | 0.27 | 0.28 | 0.28 | 0.28 | 0.27 | 0.27 | 0.28 | 0.28 | 0.27 | 0.27 | 0.27 | 0 | 0 | 0 | 0 | 0 | 0 | 0 | 0 | 0 | 0 | 0 | 0 | 0 | 0 | 0 | 0 | 0 | 0 | 0 | 0 | 0 | 0 | 0 | 0 | 0 | 0 | 0 | 0 | 0 | 0 | 0 | 0 | 0 | 0 | 0 | 0 | 0 | 0 | 0 | 0 | 0 | 0 | 0 | 0 | 0 | 0 | 0 | 0 | 0 | 0
| Total Water Available for use |  | Ml/d | 2 | 9.55 | 9.55 | 9.55 | 9.55 | 9.55 | 9.55 | 7.95 | 7.95 | 7.95 | 7.95 | 7.95 | 7.49 | 7.49 | 7.49 | 7.49 | 7.49 | 7.49 | 6.81 | 6.81 | 6.81 | 6.81 | 6.81 | 6.81 | 6.81 | 6.81 | 6.81 | 6.81 | 6.81 | 6.81 | 6.81 | 6.81 | 0 | 0 | 0 | 0 | 0 | 0 | 0 | 0 | 0 | 0 | 0 | 0 | 0 | 0 | 0 | 0 | 0 | 0 | 0 | 0 | 0 | 0 | 0 | 0 | 0 | 0 | 0 | 0 | 0 | 0 | 0 | 0 | 0 | 0 | 0 | 0 | 0 | 0 | 0 | 0 | 0 | 0 | 0 | 0 | 0 | 0 | 0 | 0 | 0 | 0
| Total Demand + Target Headroom |  | Ml/d | 2 | 10.1058 | 10.0358 | 9.9958 | 9.9158 | 9.8558 | 9.7758 | 9.7358 | 9.7249 | 9.6908 | 9.6575 | 9.7397 | 9.7093 | 9.9445 | 9.9284 | 9.9294 | 9.9657 | 9.8637 | 9.7945 | 9.8197 | 9.8582 | 9.8584 | 9.8757 | 9.8899 | 9.9121 | 9.9321 | 9.9536 | 9.9098 | 9.942 | 9.9597 | 10.0076 | 10.0291 | 0 | 0 | 0 | 0 | 0 | 0 | 0 | 0 | 0 | 0 | 0 | 0 | 0 | 0 | 0 | 0 | 0 | 0 | 0 | 0 | 0 | 0 | 0 | 0 | 0 | 0 | 0 | 0 | 0 | 0 | 0 | 0 | 0 | 0 | 0 | 0 | 0 | 0 | 0 | 0 | 0 | 0 | 0 | 0 | 0 | 0 | 0 | 0 | 0 | 0
DYAA Final Plan |  |  |  |  | 2019-20 | 2020-21 | 2021-22 | 2022-23 | 2023-24 | 2024-25 | 2025-26 | 2026-27 | 2027-28 | 2028-29 | 2029-30 | 2030-31 | 2031-32 | 2032-33 | 2033-34 | 2034-35 | 2035-36 | 2036-37 | 2037-38 | 2038-39 | 2039-40 | 2040-41 | 2041-42 | 2042-43 | 2043-44 | 2044-45 | 2045-46 | 2046-47 | 2047-48 | 2048-49 | 2049-50 | 2050-51 | 2051-52 | 2052-53 | 2053-54 | 2054-55 | 2055-56 | 2056-57 | 2057-58 | 2058-59 | 2059-60 | 2060-61 | 2061-62 | 2062-63 | 2063-64 | 2064-65 | 2065-66 | 2066-67 | 2067-68 | 2068-69 | 2069-70 | 2070-71 | 2071-72 | 2072-73 | 2073-74 | 2074-75 | 2075-76 | 2076-77 | 2077-78 | 2078-79 | 2079-80 | 2080-81 | 2081-82 | 2082-83 | 2083-84 | 2084-85 | 2085-86 | 2086-87 | 2087-88 | 2088-89 | 2089-90 | 2090-91 | 2091-92 | 2092-93 | 2093-94 | 2094-95 | 2095-96 | 2096-97 | 2097-98 | 2098-99 | 2099-100
| Measured HH consumption |  | Ml/d | 2 | 3.44 | 3.54 | 3.63 | 3.73 | 3.83 | 3.92 | 3.98 | 4.05 | 4.09 | 4.06 | 3.91 | 3.91 | 3.92 | 3.95 | 3.97 | 3.98 | 3.98 | 3.99 | 4.01 | 4.03 | 4.03 | 4.02 | 4.02 | 4.01 | 4 | 4.01 | 4.02 | 4.03 | 4.04 | 4.06 | 4.08 | 0 | 0 | 0 | 0 | 0 | 0 | 0 | 0 | 0 | 0 | 0 | 0 | 0 | 0 | 0 | 0 | 0 | 0 | 0 | 0 | 0 | 0 | 0 | 0 | 0 | 0 | 0 | 0 | 0 | 0 | 0 | 0 | 0 | 0 | 0 | 0 | 0 | 0 | 0 | 0 | 0 | 0 | 0 | 0 | 0 | 0 | 0 | 0 | 0 | 0
| Unmeasured HH consumption |  | Ml/d | 2 | 1 | 0.93 | 0.87 | 0.8 | 0.72 | 0.66 | 0.61 | 0.56 | 0.51 | 0.46 | 0.41 | 0.37 | 0.33 | 0.28 | 0.24 | 0.21 | 0.16 | 0.12 | 0.09 | 0.03 | 0.03 | 0.03 | 0.03 | 0.03 | 0.03 | 0.03 | 0.03 | 0.03 | 0.03 | 0.03 | 0.03 | 0 | 0 | 0 | 0 | 0 | 0 | 0 | 0 | 0 | 0 | 0 | 0 | 0 | 0 | 0 | 0 | 0 | 0 | 0 | 0 | 0 | 0 | 0 | 0 | 0 | 0 | 0 | 0 | 0 | 0 | 0 | 0 | 0 | 0 | 0 | 0 | 0 | 0 | 0 | 0 | 0 | 0 | 0 | 0 | 0 | 0 | 0 | 0 | 0 | 0
| Non-HH consumption |  | Ml/d | 2 | 3.46 | 3.39 | 3.33 | 3.24 | 3.17 | 3.11 | 3.04 | 2.99 | 2.95 | 2.9 | 2.84 | 2.78 | 2.73 | 2.68 | 2.65 | 2.62 | 2.59 | 2.55 | 2.51 | 2.47 | 2.44 | 2.4 | 2.36 | 2.33 | 2.29 | 2.26 | 2.23 | 2.21 | 2.19 | 2.17 | 2.14 | 0 | 0 | 0 | 0 | 0 | 0 | 0 | 0 | 0 | 0 | 0 | 0 | 0 | 0 | 0 | 0 | 0 | 0 | 0 | 0 | 0 | 0 | 0 | 0 | 0 | 0 | 0 | 0 | 0 | 0 | 0 | 0 | 0 | 0 | 0 | 0 | 0 | 0 | 0 | 0 | 0 | 0 | 0 | 0 | 0 | 0 | 0 | 0 | 0 | 0
| Total Leakage |  | Ml/d | 2 | 1.58 | 1.55 | 1.53 | 1.51 | 1.49 | 1.46 | 1.47 | 1.46 | 1.47 | 1.44 | 1.38 | 0.89 | 0.63 | 0.64 | 0.63 | 0.62 | 0.63 | 0.63 | 0.47 | 0.45 | 0.45 | 0.45 | 0.45 | 0.36 | 0.37 | 0.37 | 0.36 | 0.35 | 0.32 | 0.31 | 0.31 | 0 | 0 | 0 | 0 | 0 | 0 | 0 | 0 | 0 | 0 | 0 | 0 | 0 | 0 | 0 | 0 | 0 | 0 | 0 | 0 | 0 | 0 | 0 | 0 | 0 | 0 | 0 | 0 | 0 | 0 | 0 | 0 | 0 | 0 | 0 | 0 | 0 | 0 | 0 | 0 | 0 | 0 | 0 | 0 | 0 | 0 | 0 | 0 | 0 | 0
| Other demand components |  | Ml/d | 2 | 0.27 | 0.27 | 0.28 | 0.28 | 0.29 | 0.27 | 0.27 | 0.28 | 0.28 | 0.27 | 0.28 | 0.28 | 0.28 | 0.27 | 0.27 | 0.26 | 0.27 | 0.27 | 0.26 | 0.28 | 0.27 | 0.28 | 0.28 | 0.28 | 0.27 | 0.27 | 0.28 | 0.28 | 0.27 | 0.27 | 0.27 | 0 | 0 | 0 | 0 | 0 | 0 | 0 | 0 | 0 | 0 | 0 | 0 | 0 | 0 | 0 | 0 | 0 | 0 | 0 | 0 | 0 | 0 | 0 | 0 | 0 | 0 | 0 | 0 | 0 | 0 | 0 | 0 | 0 | 0 | 0 | 0 | 0 | 0 | 0 | 0 | 0 | 0 | 0 | 0 | 0 | 0 | 0 | 0 | 0 | 0
| Total Water Available for use |  | Ml/d | 2 | 9.55 | 9.55 | 9.55 | 9.55 | 9.55 | 9.55 | 9.729 | 9.69 | 9.649 | 9.479 | 9.279 | 8.889 | 8.809 | 8.759 | 8.699 | 8.669 | 8.499 | 8.369 | 8.169 | 8.119 | 8.049 | 8.019 | 7.979 | 7.849 | 7.809 | 7.789 | 7.699 | 7.679 | 7.629 | 7.629 | 7.609 | 0 | 0 | 0 | 0 | 0 | 0 | 0 | 0 | 0 | 0 | 0 | 0 | 0 | 0 | 0 | 0 | 0 | 0 | 0 | 0 | 0 | 0 | 0 | 0 | 0 | 0 | 0 | 0 | 0 | 0 | 0 | 0 | 0 | 0 | 0 | 0 | 0 | 0 | 0 | 0 | 0 | 0 | 0 | 0 | 0 | 0 | 0 | 0 | 0 | 0
| Total Demand + Target Headroom |  | Ml/d | 2 | 10.1058 | 10.0358 | 9.9958 | 9.9158 | 9.8558 | 9.7758 | 9.7258 | 9.6949 | 9.6508 | 9.4775 | 9.2797 | 8.6893 | 8.6145 | 8.5584 | 8.4994 | 8.4657 | 8.3037 | 8.1745 | 7.9697 | 7.9182 | 7.8484 | 7.8157 | 7.7799 | 7.6521 | 7.6121 | 7.5936 | 7.4998 | 7.482 | 7.4297 | 7.4276 | 7.4091 | 0 | 0 | 0 | 0 | 0 | 0 | 0 | 0 | 0 | 0 | 0 | 0 | 0 | 0 | 0 | 0 | 0 | 0 | 0 | 0 | 0 | 0 | 0 | 0 | 0 | 0 | 0 | 0 | 0 | 0 | 0 | 0 | 0 | 0 | 0 | 0 | 0 | 0 | 0 | 0 | 0 | 0 | 0 | 0 | 0 | 0 | 0 | 0 | 0 | 0
DYCP Baseline |  |  |  |  | 2019-20 | 2020-21 | 2021-22 | 2022-23 | 2023-24 | 2024-25 | 2025-26 | 2026-27 | 2027-28 | 2028-29 | 2029-30 | 2030-31 | 2031-32 | 2032-33 | 2033-34 | 2034-35 | 2035-36 | 2036-37 | 2037-38 | 2038-39 | 2039-40 | 2040-41 | 2041-42 | 2042-43 | 2043-44 | 2044-45 | 2045-46 | 2046-47 | 2047-48 | 2048-49 | 2049-50 | 2050-51 | 2051-52 | 2052-53 | 2053-54 | 2054-55 | 2055-56 | 2056-57 | 2057-58 | 2058-59 | 2059-60 | 2060-61 | 2061-62 | 2062-63 | 2063-64 | 2064-65 | 2065-66 | 2066-67 | 2067-68 | 2068-69 | 2069-70 | 2070-71 | 2071-72 | 2072-73 | 2073-74 | 2074-75 | 2075-76 | 2076-77 | 2077-78 | 2078-79 | 2079-80 | 2080-81 | 2081-82 | 2082-83 | 2083-84 | 2084-85 | 2085-86 | 2086-87 | 2087-88 | 2088-89 | 2089-90 | 2090-91 | 2091-92 | 2092-93 | 2093-94 | 2094-95 | 2095-96 | 2096-97 | 2097-98 | 2098-99 | 2099-100
| Measured HH consumption |  | Ml/d | 2 | 4.62 | 4.75 | 4.87 | 5 | 5.13 | 5.25 | 5.35 | 5.47 | 5.55 | 5.64 | 5.71 | 5.77 | 5.84 | 5.91 | 5.97 | 6.05 | 6.12 | 6.2 | 6.29 | 6.4 | 6.46 | 6.5 | 6.55 | 6.59 | 6.63 | 6.68 | 6.73 | 6.78 | 6.84 | 6.89 | 6.95 | 0 | 0 | 0 | 0 | 0 | 0 | 0 | 0 | 0 | 0 | 0 | 0 | 0 | 0 | 0 | 0 | 0 | 0 | 0 | 0 | 0 | 0 | 0 | 0 | 0 | 0 | 0 | 0 | 0 | 0 | 0 | 0 | 0 | 0 | 0 | 0 | 0 | 0 | 0 | 0 | 0 | 0 | 0 | 0 | 0 | 0 | 0 | 0 | 0 | 0
| Unmeasured HH consumption |  | Ml/d | 2 | 1.41 | 1.31 | 1.22 | 1.12 | 1.02 | 0.93 | 0.86 | 0.79 | 0.72 | 0.65 | 0.58 | 0.52 | 0.47 | 0.4 | 0.34 | 0.29 | 0.23 | 0.17 | 0.12 | 0.05 | 0.05 | 0.05 | 0.05 | 0.05 | 0.05 | 0.05 | 0.05 | 0.05 | 0.05 | 0.05 | 0.05 | 0 | 0 | 0 | 0 | 0 | 0 | 0 | 0 | 0 | 0 | 0 | 0 | 0 | 0 | 0 | 0 | 0 | 0 | 0 | 0 | 0 | 0 | 0 | 0 | 0 | 0 | 0 | 0 | 0 | 0 | 0 | 0 | 0 | 0 | 0 | 0 | 0 | 0 | 0 | 0 | 0 | 0 | 0 | 0 | 0 | 0 | 0 | 0 | 0 | 0
| Non-HH consumption |  | Ml/d | 2 | 4.65 | 4.55 | 4.47 | 4.35 | 4.26 | 4.17 | 4.09 | 4.02 | 3.97 | 3.91 | 3.86 | 3.81 | 3.77 | 3.73 | 3.72 | 3.7 | 3.69 | 3.66 | 3.64 | 3.61 | 3.59 | 3.57 | 3.55 | 3.53 | 3.51 | 3.49 | 3.48 | 3.47 | 3.46 | 3.46 | 3.45 | 0 | 0 | 0 | 0 | 0 | 0 | 0 | 0 | 0 | 0 | 0 | 0 | 0 | 0 | 0 | 0 | 0 | 0 | 0 | 0 | 0 | 0 | 0 | 0 | 0 | 0 | 0 | 0 | 0 | 0 | 0 | 0 | 0 | 0 | 0 | 0 | 0 | 0 | 0 | 0 | 0 | 0 | 0 | 0 | 0 | 0 | 0 | 0 | 0 | 0
| Total Leakage |  | Ml/d | 2 | 1.58 | 1.55 | 1.53 | 1.51 | 1.49 | 1.46 | 1.47 | 1.46 | 1.47 | 1.46 | 1.46 | 1.47 | 1.46 | 1.47 | 1.48 | 1.47 | 1.47 | 1.47 | 1.47 | 1.47 | 1.47 | 1.47 | 1.47 | 1.47 | 1.48 | 1.48 | 1.48 | 1.48 | 1.48 | 1.48 | 1.48 | 0 | 0 | 0 | 0 | 0 | 0 | 0 | 0 | 0 | 0 | 0 | 0 | 0 | 0 | 0 | 0 | 0 | 0 | 0 | 0 | 0 | 0 | 0 | 0 | 0 | 0 | 0 | 0 | 0 | 0 | 0 | 0 | 0 | 0 | 0 | 0 | 0 | 0 | 0 | 0 | 0 | 0 | 0 | 0 | 0 | 0 | 0 | 0 | 0 | 0
| Other demand components |  | Ml/d | 2 | 0.27 | 0.27 | 0.28 | 0.28 | 0.29 | 0.27 | 0.27 | 0.28 | 0.28 | 0.27 | 0.28 | 0.28 | 0.28 | 0.27 | 0.27 | 0.26 | 0.27 | 0.27 | 0.26 | 0.28 | 0.27 | 0.28 | 0.28 | 0.28 | 0.27 | 0.27 | 0.28 | 0.28 | 0.27 | 0.27 | 0.27 | 0 | 0 | 0 | 0 | 0 | 0 | 0 | 0 | 0 | 0 | 0 | 0 | 0 | 0 | 0 | 0 | 0 | 0 | 0 | 0 | 0 | 0 | 0 | 0 | 0 | 0 | 0 | 0 | 0 | 0 | 0 | 0 | 0 | 0 | 0 | 0 | 0 | 0 | 0 | 0 | 0 | 0 | 0 | 0 | 0 | 0 | 0 | 0 | 0 | 0
| Total Water Available for use |  | Ml/d | 2 | 14.27 | 14.27 | 14.27 | 14.27 | 14.27 | 14.27 | 14.27 | 14.27 | 14.27 | 14.27 | 14.27 | 14.27 | 14.27 | 14.27 | 14.27 | 14.27 | 14.27 | 14.27 | 14.27 | 14.27 | 14.27 | 14.27 | 14.27 | 14.27 | 14.27 | 14.27 | 14.27 | 14.27 | 14.27 | 14.27 | 14.27 | 0 | 0 | 0 | 0 | 0 | 0 | 0 | 0 | 0 | 0 | 0 | 0 | 0 | 0 | 0 | 0 | 0 | 0 | 0 | 0 | 0 | 0 | 0 | 0 | 0 | 0 | 0 | 0 | 0 | 0 | 0 | 0 | 0 | 0 | 0 | 0 | 0 | 0 | 0 | 0 | 0 | 0 | 0 | 0 | 0 | 0 | 0 | 0 | 0 | 0
| Total Demand + Target Headroom |  | Ml/d | 2 | 12.9861 | 12.8861 | 12.8261 | 12.7161 | 12.6461 | 12.5361 | 12.4961 | 12.4744 | 12.4388 | 12.3749 | 12.4784 | 12.4455 | 12.7649 | 12.7431 | 12.7452 | 12.7828 | 12.6594 | 12.5715 | 12.6053 | 12.6731 | 12.6642 | 12.704 | 12.7397 | 12.7654 | 12.7991 | 12.8317 | 12.7841 | 12.8284 | 12.8668 | 12.9275 | 12.9665 | 0 | 0 | 0 | 0 | 0 | 0 | 0 | 0 | 0 | 0 | 0 | 0 | 0 | 0 | 0 | 0 | 0 | 0 | 0 | 0 | 0 | 0 | 0 | 0 | 0 | 0 | 0 | 0 | 0 | 0 | 0 | 0 | 0 | 0 | 0 | 0 | 0 | 0 | 0 | 0 | 0 | 0 | 0 | 0 | 0 | 0 | 0 | 0 | 0 | 0
DYCP Final Plan |  |  |  |  | 2019-20 | 2020-21 | 2021-22 | 2022-23 | 2023-24 | 2024-25 | 2025-26 | 2026-27 | 2027-28 | 2028-29 | 2029-30 | 2030-31 | 2031-32 | 2032-33 | 2033-34 | 2034-35 | 2035-36 | 2036-37 | 2037-38 | 2038-39 | 2039-40 | 2040-41 | 2041-42 | 2042-43 | 2043-44 | 2044-45 | 2045-46 | 2046-47 | 2047-48 | 2048-49 | 2049-50 | 2050-51 | 2051-52 | 2052-53 | 2053-54 | 2054-55 | 2055-56 | 2056-57 | 2057-58 | 2058-59 | 2059-60 | 2060-61 | 2061-62 | 2062-63 | 2063-64 | 2064-65 | 2065-66 | 2066-67 | 2067-68 | 2068-69 | 2069-70 | 2070-71 | 2071-72 | 2072-73 | 2073-74 | 2074-75 | 2075-76 | 2076-77 | 2077-78 | 2078-79 | 2079-80 | 2080-81 | 2081-82 | 2082-83 | 2083-84 | 2084-85 | 2085-86 | 2086-87 | 2087-88 | 2088-89 | 2089-90 | 2090-91 | 2091-92 | 2092-93 | 2093-94 | 2094-95 | 2095-96 | 2096-97 | 2097-98 | 2098-99 | 2099-100
| Measured HH consumption |  | Ml/d | 2 | 4.62 | 4.75 | 4.87 | 5 | 5.13 | 5.25 | 5.33 | 5.44 | 5.5 | 5.46 | 5.26 | 5.26 | 5.28 | 5.32 | 5.35 | 5.37 | 5.37 | 5.39 | 5.41 | 5.45 | 5.45 | 5.45 | 5.45 | 5.44 | 5.42 | 5.44 | 5.46 | 5.48 | 5.51 | 5.53 | 5.56 | 0 | 0 | 0 | 0 | 0 | 0 | 0 | 0 | 0 | 0 | 0 | 0 | 0 | 0 | 0 | 0 | 0 | 0 | 0 | 0 | 0 | 0 | 0 | 0 | 0 | 0 | 0 | 0 | 0 | 0 | 0 | 0 | 0 | 0 | 0 | 0 | 0 | 0 | 0 | 0 | 0 | 0 | 0 | 0 | 0 | 0 | 0 | 0 | 0 | 0
| Unmeasured HH consumption |  | Ml/d | 2 | 1.41 | 1.31 | 1.22 | 1.12 | 1.02 | 0.93 | 0.86 | 0.79 | 0.72 | 0.65 | 0.58 | 0.52 | 0.47 | 0.4 | 0.34 | 0.29 | 0.23 | 0.17 | 0.12 | 0.05 | 0.05 | 0.05 | 0.05 | 0.05 | 0.05 | 0.05 | 0.05 | 0.05 | 0.05 | 0.05 | 0.05 | 0 | 0 | 0 | 0 | 0 | 0 | 0 | 0 | 0 | 0 | 0 | 0 | 0 | 0 | 0 | 0 | 0 | 0 | 0 | 0 | 0 | 0 | 0 | 0 | 0 | 0 | 0 | 0 | 0 | 0 | 0 | 0 | 0 | 0 | 0 | 0 | 0 | 0 | 0 | 0 | 0 | 0 | 0 | 0 | 0 | 0 | 0 | 0 | 0 | 0
| Non-HH consumption |  | Ml/d | 2 | 4.65 | 4.55 | 4.47 | 4.35 | 4.26 | 4.17 | 4.09 | 4.02 | 3.97 | 3.88 | 3.8 | 3.73 | 3.66 | 3.59 | 3.56 | 3.51 | 3.47 | 3.42 | 3.37 | 3.31 | 3.27 | 3.22 | 3.17 | 3.13 | 3.08 | 3.03 | 3 | 2.97 | 2.93 | 2.91 | 2.87 | 0 | 0 | 0 | 0 | 0 | 0 | 0 | 0 | 0 | 0 | 0 | 0 | 0 | 0 | 0 | 0 | 0 | 0 | 0 | 0 | 0 | 0 | 0 | 0 | 0 | 0 | 0 | 0 | 0 | 0 | 0 | 0 | 0 | 0 | 0 | 0 | 0 | 0 | 0 | 0 | 0 | 0 | 0 | 0 | 0 | 0 | 0 | 0 | 0 | 0
| Total Leakage |  | Ml/d | 2 | 1.58 | 1.55 | 1.53 | 1.51 | 1.49 | 1.46 | 1.47 | 1.46 | 1.47 | 1.44 | 1.38 | 0.89 | 0.63 | 0.64 | 0.63 | 0.62 | 0.63 | 0.63 | 0.47 | 0.45 | 0.45 | 0.45 | 0.45 | 0.36 | 0.37 | 0.37 | 0.36 | 0.35 | 0.32 | 0.31 | 0.31 | 0 | 0 | 0 | 0 | 0 | 0 | 0 | 0 | 0 | 0 | 0 | 0 | 0 | 0 | 0 | 0 | 0 | 0 | 0 | 0 | 0 | 0 | 0 | 0 | 0 | 0 | 0 | 0 | 0 | 0 | 0 | 0 | 0 | 0 | 0 | 0 | 0 | 0 | 0 | 0 | 0 | 0 | 0 | 0 | 0 | 0 | 0 | 0 | 0 | 0
| Other demand components |  | Ml/d | 2 | 0.27 | 0.27 | 0.28 | 0.28 | 0.29 | 0.27 | 0.27 | 0.28 | 0.28 | 0.27 | 0.28 | 0.28 | 0.28 | 0.27 | 0.27 | 0.26 | 0.27 | 0.27 | 0.26 | 0.28 | 0.27 | 0.28 | 0.28 | 0.28 | 0.27 | 0.27 | 0.28 | 0.28 | 0.27 | 0.27 | 0.27 | 0 | 0 | 0 | 0 | 0 | 0 | 0 | 0 | 0 | 0 | 0 | 0 | 0 | 0 | 0 | 0 | 0 | 0 | 0 | 0 | 0 | 0 | 0 | 0 | 0 | 0 | 0 | 0 | 0 | 0 | 0 | 0 | 0 | 0 | 0 | 0 | 0 | 0 | 0 | 0 | 0 | 0 | 0 | 0 | 0 | 0 | 0 | 0 | 0 | 0
| Total Water Available for use |  | Ml/d | 2 | 14.27 | 14.27 | 14.27 | 14.27 | 14.27 | 14.27 | 14.27 | 14.27 | 14.27 | 14.27 | 14.27 | 14.81 | 14.81 | 14.81 | 14.81 | 14.81 | 14.81 | 14.81 | 14.81 | 14.81 | 14.81 | 14.81 | 14.81 | 14.81 | 14.81 | 14.81 | 14.81 | 14.81 | 14.81 | 14.81 | 14.81 | 0 | 0 | 0 | 0 | 0 | 0 | 0 | 0 | 0 | 0 | 0 | 0 | 0 | 0 | 0 | 0 | 0 | 0 | 0 | 0 | 0 | 0 | 0 | 0 | 0 | 0 | 0 | 0 | 0 | 0 | 0 | 0 | 0 | 0 | 0 | 0 | 0 | 0 | 0 | 0 | 0 | 0 | 0 | 0 | 0 | 0 | 0 | 0 | 0 | 0
| Total Demand + Target Headroom |  | Ml/d | 2 | 12.9861 | 12.8861 | 12.8261 | 12.7161 | 12.6461 | 12.5361 | 12.4761 | 12.4444 | 12.3888 | 12.1449 | 11.8884 | 11.2755 | 11.2649 | 11.1831 | 11.1152 | 11.0628 | 10.8494 | 10.6815 | 10.4553 | 10.4031 | 10.3142 | 10.284 | 10.2397 | 10.1054 | 10.0491 | 10.0217 | 9.9141 | 9.8984 | 9.8468 | 9.8475 | 9.8265 | 0 | 0 | 0 | 0 | 0 | 0 | 0 | 0 | 0 | 0 | 0 | 0 | 0 | 0 | 0 | 0 | 0 | 0 | 0 | 0 | 0 | 0 | 0 | 0 | 0 | 0 | 0 | 0 | 0 | 0 | 0 | 0 | 0 | 0 | 0 | 0 | 0 | 0 | 0 | 0 | 0 | 0 | 0 | 0 | 0 | 0 | 0 | 0 | 0 | 0

## AWSNNC
Back to title page
Table 3a: DYAA - Baseline
Table 3b: DYAA - Final plan Options
Table 3c: DYAA - Final plan
Table 3d: DYCP - Baseline
Table 3e: DYCP - Final plan Options
Table 3f: DYCP - Final plan
Water Company | Anglian Water | Version | V3.1
WRZ | AWSNNC | Planning Scenario | DYAA
Table 3a: DYAA - Baseline | Back to top of sheet
WRMP24 reference | Component | Derivation | Unit | Decimal places | 2019-20 | 2020-21 | 2021-22 | 2022-23 | 2023-24 | 2024-25 | 2025-26 | 2026-27 | 2027-28 | 2028-29 | 2029-30 | 2030-31 | 2031-32 | 2032-33 | 2033-34 | 2034-35 | 2035-36 | 2036-37 | 2037-38 | 2038-39 | 2039-40 | 2040-41 | 2041-42 | 2042-43 | 2043-44 | 2044-45 | 2045-46 | 2046-47 | 2047-48 | 2048-49 | 2049-50 | 2050-51 | 2051-52 | 2052-53 | 2053-54 | 2054-55 | 2055-56 | 2056-57 | 2057-58 | 2058-59 | 2059-60 | 2060-61 | 2061-62 | 2062-63 | 2063-64 | 2064-65 | 2065-66 | 2066-67 | 2067-68 | 2068-69 | 2069-70 | 2070-71 | 2071-72 | 2072-73 | 2073-74 | 2074-75 | 2075-76 | 2076-77 | 2077-78 | 2078-79 | 2079-80 | 2080-81 | 2081-82 | 2082-83 | 2083-84 | 2084-85 | 2085-86 | 2086-87 | 2087-88 | 2088-89 | 2089-90 | 2090-91 | 2091-92 | 2092-93 | 2093-94 | 2094-95 | 2095-96 | 2096-97 | 2097-98 | 2098-99 | 2099-100
1BL | Raw water abstracted | Input | Ml/d | 2 | 2019-20: 0; 2020-21: 0; 2021-22: 0; 2022-23: 0; 2023-24: 0; 2024-25: 0; 2025-26: 0; 2026-27: 0; 2027-28: 0; 2028-29: 0; 2029-30: 0; 2030-31: 0; 2031-32: 0; 2032-33: 0; 2033-34: 0; 2034-35: 0; 2035-36: 0; 2036-37: 0; 2037-38: 0; 2038-39: 0; 2039-40: 0; 2040-41: 0; 2041-42: 0; 2042-43: 0; 2043-44: 0; 2044-45: 0; 2045-46: 0; 2046-47: 0; 2047-48: 0; 2048-49: 0; 2049-50: 0
1.1BL | Non-potable water supplies (if applicable) | Input | Ml/d | 2 | 2019-20: 0; 2020-21: 0; 2021-22: 0; 2022-23: 0; 2023-24: 0; 2024-25: 0; 2025-26: 0; 2026-27: 0; 2027-28: 0; 2028-29: 0; 2029-30: 0; 2030-31: 0; 2031-32: 0; 2032-33: 0; 2033-34: 0; 2034-35: 0; 2035-36: 0; 2036-37: 0; 2037-38: 0; 2038-39: 0; 2039-40: 0; 2040-41: 0; 2041-42: 0; 2042-43: 0; 2043-44: 0; 2044-45: 0; 2045-46: 0; 2046-47: 0; 2047-48: 0; 2048-49: 0; 2049-50: 0
2BL | Raw water imported | Input | Ml/d | 2 | 2019-20: 0; 2020-21: 0; 2021-22: 0; 2022-23: 0; 2023-24: 0; 2024-25: 0; 2025-26: 0; 2026-27: 0; 2027-28: 0; 2028-29: 0; 2029-30: 0; 2030-31: 0; 2031-32: 0; 2032-33: 0; 2033-34: 0; 2034-35: 0; 2035-36: 0; 2036-37: 0; 2037-38: 0; 2038-39: 0; 2039-40: 0; 2040-41: 0; 2041-42: 0; 2042-43: 0; 2043-44: 0; 2044-45: 0; 2045-46: 0; 2046-47: 0; 2047-48: 0; 2048-49: 0; 2049-50: 0
3BL | Potable water imported | Input | Ml/d | 2 | 2019-20: 0; 2020-21: 0; 2021-22: 0; 2022-23: 0; 2023-24: 0; 2024-25: 0; 2025-26: 0; 2026-27: 0; 2027-28: 0; 2028-29: 0; 2029-30: 0; 2030-31: 0; 2031-32: 0; 2032-33: 0; 2033-34: 0; 2034-35: 0; 2035-36: 0; 2036-37: 0; 2037-38: 0; 2038-39: 0; 2039-40: 0; 2040-41: 0; 2041-42: 0; 2042-43: 0; 2043-44: 0; 2044-45: 0; 2045-46: 0; 2046-47: 0; 2047-48: 0; 2048-49: 0; 2049-50: 0
4BL | Raw water exported enter as -ve | Input | Ml/d | 2 | 2019-20: 0; 2020-21: 0; 2021-22: 0; 2022-23: 0; 2023-24: 0; 2024-25: 0; 2025-26: 0; 2026-27: 0; 2027-28: 0; 2028-29: 0; 2029-30: 0; 2030-31: 0; 2031-32: 0; 2032-33: 0; 2033-34: 0; 2034-35: 0; 2035-36: 0; 2036-37: 0; 2037-38: 0; 2038-39: 0; 2039-40: 0; 2040-41: 0; 2041-42: 0; 2042-43: 0; 2043-44: 0; 2044-45: 0; 2045-46: 0; 2046-47: 0; 2047-48: 0; 2048-49: 0; 2049-50: 0
5BL | Potable water exported enter as -ve | Input | Ml/d | 2 | 2019-20: 0; 2020-21: 0; 2021-22: 0; 2022-23: 0; 2023-24: 0; 2024-25: 0; 2025-26: 0; 2026-27: 0; 2027-28: 0; 2028-29: 0; 2029-30: 0; 2030-31: 0; 2031-32: 0; 2032-33: 0; 2033-34: 0; 2034-35: 0; 2035-36: 0; 2036-37: 0; 2037-38: 0; 2038-39: 0; 2039-40: 0; 2040-41: 0; 2041-42: 0; 2042-43: 0; 2043-44: 0; 2044-45: 0; 2045-46: 0; 2046-47: 0; 2047-48: 0; 2048-49: 0; 2049-50: 0
6BL | Deployable Output before forecast changes | Input | Ml/d | 2 | 2019-20: 20.61; 2020-21: 20.61; 2021-22: 20.61; 2022-23: 20.61; 2023-24: 20.61; 2024-25: 20.61; 2025-26: 18.64; 2026-27: 18.64; 2027-28: 18.64; 2028-29: 18.64; 2029-30: 18.64; 2030-31: 18.64; 2031-32: 18.64; 2032-33: 18.64; 2033-34: 18.64; 2034-35: 18.64; 2035-36: 18.64; 2036-37: 18.64; 2037-38: 18.64; 2038-39: 18.64; 2039-40: 18.64; 2040-41: 18.64; 2041-42: 18.64; 2042-43: 18.64; 2043-44: 18.64; 2044-45: 18.64; 2045-46: 18.64; 2046-47: 18.64; 2047-48: 18.64; 2048-49: 18.64; 2049-50: 18.64
6.1BL | Deployable Output post forecast changes | 6BL + 7BL | Ml/d | 2 | 2019-20: 20.61; 2020-21: 20.61; 2021-22: 20.61; 2022-23: 20.61; 2023-24: 20.61; 2024-25: 20.61; 2025-26: 18.49; 2026-27: 18.49; 2027-28: 18.49; 2028-29: 18.49; 2029-30: 18.49; 2030-31: 14.66; 2031-32: 14.66; 2032-33: 14.66; 2033-34: 14.66; 2034-35: 14.66; 2035-36: 14.66; 2036-37: 8.84; 2037-38: 8.84; 2038-39: 8.84; 2039-40: 8.84; 2040-41: 8.84; 2041-42: 8.84; 2042-43: 8.84; 2043-44: 8.84; 2044-45: 8.84; 2045-46: 8.84; 2046-47: 8.84; 2047-48: 8.84; 2048-49: 8.84; 2049-50: 8.84
7BL | Baseline forecast changes to Deployable Output | sum (7.1BL:7.6BL) | Ml/d | 2 | 2019-20: 0; 2020-21: 0; 2021-22: 0; 2022-23: 0; 2023-24: 0; 2024-25: 0; 2025-26: -0.15; 2026-27: -0.15; 2027-28: -0.15; 2028-29: -0.15; 2029-30: -0.15; 2030-31: -3.98; 2031-32: -3.98; 2032-33: -3.98; 2033-34: -3.98; 2034-35: -3.98; 2035-36: -3.98; 2036-37: -9.8; 2037-38: -9.8; 2038-39: -9.8; 2039-40: -9.8; 2040-41: -9.8; 2041-42: -9.8; 2042-43: -9.8; 2043-44: -9.8; 2044-45: -9.8; 2045-46: -9.8; 2046-47: -9.8; 2047-48: -9.8; 2048-49: -9.8; 2049-50: -9.8
7.1BL | Change in DO due to climate change | Input | Ml/d | 2 | 2019-20: 0; 2020-21: 0; 2021-22: 0; 2022-23: 0; 2023-24: 0; 2024-25: 0; 2025-26: 0; 2026-27: 0; 2027-28: 0; 2028-29: 0; 2029-30: 0; 2030-31: 0; 2031-32: 0; 2032-33: 0; 2033-34: 0; 2034-35: 0; 2035-36: 0; 2036-37: 0; 2037-38: 0; 2038-39: 0; 2039-40: 0; 2040-41: 0; 2041-42: 0; 2042-43: 0; 2043-44: 0; 2044-45: 0; 2045-46: 0; 2046-47: 0; 2047-48: 0; 2048-49: 0; 2049-50: 0
7.2BL | Total confirmed DO reductions to restore sustainable abstraction enter as -ve | Input | Ml/d | 2 | 2019-20: 0; 2020-21: 0; 2021-22: 0; 2022-23: 0; 2023-24: 0; 2024-25: 0; 2025-26: -0.15; 2026-27: -0.15; 2027-28: -0.15; 2028-29: -0.15; 2029-30: -0.15; 2030-31: -3.98; 2031-32: -3.98; 2032-33: -3.98; 2033-34: -3.98; 2034-35: -3.98; 2035-36: -3.98; 2036-37: -3.98; 2037-38: -3.98; 2038-39: -3.98; 2039-40: -3.98; 2040-41: -3.98; 2041-42: -3.98; 2042-43: -3.98; 2043-44: -3.98; 2044-45: -3.98; 2045-46: -3.98; 2046-47: -3.98; 2047-48: -3.98; 2048-49: -3.98; 2049-50: -3.98
7.3BL | Total additional DO reductions for Environmental Destination (excl. any confirmed reductions) enter as -ve | Input | Ml/d | 2 | 2019-20: 0; 2020-21: 0; 2021-22: 0; 2022-23: 0; 2023-24: 0; 2024-25: 0; 2025-26: 0; 2026-27: 0; 2027-28: 0; 2028-29: 0; 2029-30: 0; 2030-31: 0; 2031-32: 0; 2032-33: 0; 2033-34: 0; 2034-35: 0; 2035-36: 0; 2036-37: -5.82; 2037-38: -5.82; 2038-39: -5.82; 2039-40: -5.82; 2040-41: -5.82; 2041-42: -5.82; 2042-43: -5.82; 2043-44: -5.82; 2044-45: -5.82; 2045-46: -5.82; 2046-47: -5.82; 2047-48: -5.82; 2048-49: -5.82; 2049-50: -5.82
7.4BL | Change in DO from prolonged Outage reduction enter as -ve | Input | Ml/d | 2 | 2019-20: 0; 2020-21: 0; 2021-22: 0; 2022-23: 0; 2023-24: 0; 2024-25: 0; 2025-26: 0; 2026-27: 0; 2027-28: 0; 2028-29: 0; 2029-30: 0; 2030-31: 0; 2031-32: 0; 2032-33: 0; 2033-34: 0; 2034-35: 0; 2035-36: 0; 2036-37: 0; 2037-38: 0; 2038-39: 0; 2039-40: 0; 2040-41: 0; 2041-42: 0; 2042-43: 0; 2043-44: 0; 2044-45: 0; 2045-46: 0; 2046-47: 0; 2047-48: 0; 2048-49: 0; 2049-50: 0
7.5BL | Change in DO from drought measures | Zero for baseline | Ml/d | 2 | 2019-20: 0; 2020-21: 0; 2021-22: 0; 2022-23: 0; 2023-24: 0; 2024-25: 0; 2025-26: 0; 2026-27: 0; 2027-28: 0; 2028-29: 0; 2029-30: 0; 2030-31: 0; 2031-32: 0; 2032-33: 0; 2033-34: 0; 2034-35: 0; 2035-36: 0; 2036-37: 0; 2037-38: 0; 2038-39: 0; 2039-40: 0; 2040-41: 0; 2041-42: 0; 2042-43: 0; 2043-44: 0; 2044-45: 0; 2045-46: 0; 2046-47: 0; 2047-48: 0; 2048-49: 0; 2049-50: 0
7.6BL | Total other changes to DO (e.g. nitrates/operational decline) | Input | Ml/d | 2 | 2019-20: 0; 2020-21: 0; 2021-22: 0; 2022-23: 0; 2023-24: 0; 2024-25: 0; 2025-26: 0; 2026-27: 0; 2027-28: 0; 2028-29: 0; 2029-30: 0; 2030-31: 0; 2031-32: 0; 2032-33: 0; 2033-34: 0; 2034-35: 0; 2035-36: 0; 2036-37: 0; 2037-38: 0; 2038-39: 0; 2039-40: 0; 2040-41: 0; 2041-42: 0; 2042-43: 0; 2043-44: 0; 2044-45: 0; 2045-46: 0; 2046-47: 0; 2047-48: 0; 2048-49: 0; 2049-50: 0
8BL | Raw water losses, treatment works losses and operational use | Input | Ml/d | 2 | 2019-20: 0.72; 2020-21: 0.72; 2021-22: 0.72; 2022-23: 0.72; 2023-24: 0.72; 2024-25: 0.72; 2025-26: 0.72; 2026-27: 0.72; 2027-28: 0.72; 2028-29: 0.72; 2029-30: 0.72; 2030-31: 0.72; 2031-32: 0.72; 2032-33: 0.72; 2033-34: 0.72; 2034-35: 0.72; 2035-36: 0.72; 2036-37: 0.72; 2037-38: 0.72; 2038-39: 0.72; 2039-40: 0.72; 2040-41: 0.72; 2041-42: 0.72; 2042-43: 0.72; 2043-44: 0.72; 2044-45: 0.72; 2045-46: 0.72; 2046-47: 0.72; 2047-48: 0.72; 2048-49: 0.72; 2049-50: 0.72
9BL | Total Outage Allowance | Input | Ml/d | 2 | 2019-20: 0.11; 2020-21: 0.11; 2021-22: 0.11; 2022-23: 0.11; 2023-24: 0.11; 2024-25: 0.11; 2025-26: 0.11; 2026-27: 0.11; 2027-28: 0.11; 2028-29: 0.11; 2029-30: 0.11; 2030-31: 0.11; 2031-32: 0.11; 2032-33: 0.11; 2033-34: 0.11; 2034-35: 0.11; 2035-36: 0.08; 2036-37: 0.08; 2037-38: 0.08; 2038-39: 0.08; 2039-40: 0.08; 2040-41: 0.08; 2041-42: 0.08; 2042-43: 0.08; 2043-44: 0.08; 2044-45: 0.08; 2045-46: 0.08; 2046-47: 0.08; 2047-48: 0.08; 2048-49: 0.08; 2049-50: 0.08
10BL | Water Available For Use (own sources) | (6BL + 7BL) - (8BL + 9BL) | Ml/d | 2 | 2019-20: 19.78; 2020-21: 19.78; 2021-22: 19.78; 2022-23: 19.78; 2023-24: 19.78; 2024-25: 19.78; 2025-26: 17.66; 2026-27: 17.66; 2027-28: 17.66; 2028-29: 17.66; 2029-30: 17.66; 2030-31: 13.83; 2031-32: 13.83; 2032-33: 13.83; 2033-34: 13.83; 2034-35: 13.83; 2035-36: 13.86; 2036-37: 8.04; 2037-38: 8.04; 2038-39: 8.04; 2039-40: 8.04; 2040-41: 8.04; 2041-42: 8.04; 2042-43: 8.04; 2043-44: 8.04; 2044-45: 8.04; 2045-46: 8.04; 2046-47: 8.04; 2047-48: 8.04; 2048-49: 8.04; 2049-50: 8.04
11BL | Total Water Available For Use | 10BL + sum (2BL:5BL) | Ml/d | 2 | 2019-20: 19.78; 2020-21: 19.78; 2021-22: 19.78; 2022-23: 19.78; 2023-24: 19.78; 2024-25: 19.78; 2025-26: 17.66; 2026-27: 17.66; 2027-28: 17.66; 2028-29: 17.66; 2029-30: 17.66; 2030-31: 13.83; 2031-32: 13.83; 2032-33: 13.83; 2033-34: 13.83; 2034-35: 13.83; 2035-36: 13.86; 2036-37: 8.04; 2037-38: 8.04; 2038-39: 8.04; 2039-40: 8.04; 2040-41: 8.04; 2041-42: 8.04; 2042-43: 8.04; 2043-44: 8.04; 2044-45: 8.04; 2045-46: 8.04; 2046-47: 8.04; 2047-48: 8.04; 2048-49: 8.04; 2049-50: 8.04
12BL | Water delivered measured non-household | Input | Ml/d | 2 | 2019-20: 4.09; 2020-21: 4.09; 2021-22: 4.09; 2022-23: 4.1; 2023-24: 4.1; 2024-25: 4.1; 2025-26: 4.1; 2026-27: 4.1; 2027-28: 4.11; 2028-29: 4.11; 2029-30: 4.11; 2030-31: 4.11; 2031-32: 4.12; 2032-33: 4.12; 2033-34: 4.13; 2034-35: 4.13; 2035-36: 4.14; 2036-37: 4.15; 2037-38: 4.15; 2038-39: 4.16; 2039-40: 4.17; 2040-41: 4.17; 2041-42: 4.18; 2042-43: 4.18; 2043-44: 4.19; 2044-45: 4.19; 2045-46: 4.2; 2046-47: 4.2; 2047-48: 4.21; 2048-49: 4.21; 2049-50: 4.22
12.1BL | Non-potable water consumption (if applicable) | Input | Ml/d | 2 | 2019-20: 0; 2020-21: 0; 2021-22: 0; 2022-23: 0; 2023-24: 0; 2024-25: 0; 2025-26: 0; 2026-27: 0; 2027-28: 0; 2028-29: 0; 2029-30: 0; 2030-31: 0; 2031-32: 0; 2032-33: 0; 2033-34: 0; 2034-35: 0; 2035-36: 0; 2036-37: 0; 2037-38: 0; 2038-39: 0; 2039-40: 0; 2040-41: 0; 2041-42: 0; 2042-43: 0; 2043-44: 0; 2044-45: 0; 2045-46: 0; 2046-47: 0; 2047-48: 0; 2048-49: 0; 2049-50: 0
13BL | Water delivered unmeasured non-household | Input | Ml/d | 2 | 2019-20: 0.02; 2020-21: 0.02; 2021-22: 0.02; 2022-23: 0.02; 2023-24: 0.02; 2024-25: 0.02; 2025-26: 0.02; 2026-27: 0.02; 2027-28: 0.02; 2028-29: 0.02; 2029-30: 0.02; 2030-31: 0.02; 2031-32: 0.02; 2032-33: 0.02; 2033-34: 0.02; 2034-35: 0.02; 2035-36: 0.02; 2036-37: 0.02; 2037-38: 0.02; 2038-39: 0.02; 2039-40: 0.02; 2040-41: 0.02; 2041-42: 0.02; 2042-43: 0.02; 2043-44: 0.02; 2044-45: 0.02; 2045-46: 0.02; 2046-47: 0.02; 2047-48: 0.02; 2048-49: 0.02; 2049-50: 0.02
14BL | Water delivered measured household | Input | Ml/d | 2 | 2019-20: 7.71; 2020-21: 7.83; 2021-22: 7.96; 2022-23: 8.08; 2023-24: 8.2; 2024-25: 8.32; 2025-26: 8.46; 2026-27: 8.64; 2027-28: 8.8; 2028-29: 8.93; 2029-30: 9.06; 2030-31: 9.18; 2031-32: 9.31; 2032-33: 9.43; 2033-34: 9.55; 2034-35: 9.67; 2035-36: 9.8; 2036-37: 9.92; 2037-38: 10.08; 2038-39: 10.23; 2039-40: 10.39; 2040-41: 10.51; 2041-42: 10.62; 2042-43: 10.74; 2043-44: 10.85; 2044-45: 10.95; 2045-46: 11.02; 2046-47: 11.08; 2047-48: 11.14; 2048-49: 11.2; 2049-50: 11.25
15BL | Water delivered unmeasured household | Input | Ml/d | 2 | 2019-20: 2.71; 2020-21: 2.53; 2021-22: 2.38; 2022-23: 2.19; 2023-24: 2.02; 2024-25: 1.85; 2025-26: 1.72; 2026-27: 1.59; 2027-28: 1.47; 2028-29: 1.36; 2029-30: 1.25; 2030-31: 1.15; 2031-32: 1.05; 2032-33: 0.96; 2033-34: 0.87; 2034-35: 0.79; 2035-36: 0.7; 2036-37: 0.63; 2037-38: 0.55; 2038-39: 0.48; 2039-40: 0.41; 2040-41: 0.34; 2041-42: 0.28; 2042-43: 0.22; 2043-44: 0.16; 2044-45: 0.1; 2045-46: 0.1; 2046-47: 0.09; 2047-48: 0.08; 2048-49: 0.07; 2049-50: 0.07
16BL | Percentage of consumption driven by climate change | Input | % | 1 | 2019-20: 0%; 2020-21: 0%; 2021-22: 0%; 2022-23: 0.1%; 2023-24: 0.1%; 2024-25: 0.1%; 2025-26: 0.1%; 2026-27: 0.1%; 2027-28: 0.1%; 2028-29: 0.2%; 2029-30: 0.2%; 2030-31: 0.2%; 2031-32: 0.2%; 2032-33: 0.3%; 2033-34: 0.3%; 2034-35: 0.3%; 2035-36: 0.4%; 2036-37: 0.4%; 2037-38: 0.4%; 2038-39: 0.5%; 2039-40: 0.5%; 2040-41: 0.6%; 2041-42: 0.6%; 2042-43: 0.6%; 2043-44: 0.7%; 2044-45: 0.7%; 2045-46: 0.8%; 2046-47: 0.8%; 2047-48: 0.8%; 2048-49: 0.8%; 2049-50: 0.9%
17BL | Volume of consumption driven by climate change | 16BL * (12BL + sum(13BL:15BL) - sum (23BL:26BL)) | Ml/d | 2 | 2019-20: 0; 2020-21: 0; 2021-22: 0; 2022-23: 0.01372; 2023-24: 0.01367; 2024-25: 0.01363; 2025-26: 0.01364; 2026-27: 0.01368; 2027-28: 0.01373; 2028-29: 0.0275; 2029-30: 0.02756; 2030-31: 0.0276; 2031-32: 0.02768; 2032-33: 0.04158; 2033-34: 0.0417; 2034-35: 0.04185; 2035-36: 0.056; 2036-37: 0.05624; 2037-38: 0.05652; 2038-39: 0.07115; 2039-40: 0.07165; 2040-41: 0.08622; 2041-42: 0.08664; 2042-43: 0.087; 2043-44: 0.10185; 2044-45: 0.1022; 2045-46: 0.11744; 2046-47: 0.11776; 2047-48: 0.11824; 2048-49: 0.11864; 2049-50: 0.13392
18BL | Measured Household - PCC | ((14BL - 25BL) * 1,000,000) / (39BL *1,000) | l/h/d | 1 | 2019-20: 135.333; 2020-21: 134.9063; 2021-22: 134.7482; 2022-23: 134.3557; 2023-24: 133.9486; 2024-25: 133.6235; 2025-26: 133.7216; 2026-27: 133.6394; 2027-28: 133.8861; 2028-29: 133.9868; 2029-30: 134.2693; 2030-31: 134.3969; 2031-32: 134.7949; 2032-33: 135.0469; 2033-34: 135.3791; 2034-35: 135.7931; 2035-36: 136.1607; 2036-37: 136.3928; 2037-38: 137.2; 2038-39: 138.0267; 2039-40: 138.7571; 2040-41: 138.9687; 2041-42: 139.2324; 2042-43: 139.5182; 2043-44: 139.6797; 2044-45: 139.9388; 2045-46: 140.1598; 2046-47: 140.1424; 2047-48: 140.2362; 2048-49: 140.342; 2049-50: 140.2215
19BL | Unmeasured Household - PCC | ((15BL - 26BL) * 1,000,000) / (40BL *1,000) | l/h/d | 1 | 2019-20: 237.1999; 2020-21: 237.1623; 2021-22: 236.5568; 2022-23: 235.8938; 2023-24: 235.2487; 2024-25: 234.768; 2025-26: 234.1639; 2026-27: 232.7837; 2027-28: 232.0712; 2028-29: 232.1631; 2029-30: 231.4151; 2030-31: 232.0393; 2031-32: 231.877; 2032-33: 230.4394; 2033-34: 230.9059; 2034-35: 233.5526; 2035-36: 231.8734; 2036-37: 236.8093; 2037-38: 232.3376; 2038-39: 235.7456; 2039-40: 238.5558; 2040-41: 232.7386; 2041-42: 241.5459; 2042-43: 253.1646; 2043-44: 253.6232; 2044-45: 253.5211; 2045-46: 274.3902; 2046-47: 264.0264; 2047-48: 250; 2048-49: 233.463; 2049-50: 233.463
20BL | Average Household - PCC | (((14BL - 25BL) + (15BL - 26BL)) * 1,000,000) / ((39BL + 40BL) *1,000) | l/h/d | 1 | 2019-20: 151.7602; 2020-21: 150.2515; 2021-22: 149.0471; 2022-23: 147.4732; 2023-24: 145.9543; 2024-25: 144.5937; 2025-26: 143.7971; 2026-27: 142.7699; 2027-28: 142.1948; 2028-29: 141.6202; 2029-30: 141.1881; 2030-31: 140.747; 2031-32: 140.5399; 2032-33: 140.1647; 2033-34: 139.9983; 2034-35: 140.0265; 2035-36: 139.8453; 2036-37: 139.799; 2037-38: 140.0121; 2038-39: 140.5113; 2039-40: 140.9017; 2040-41: 140.6336; 2041-42: 140.683; 2042-43: 140.7414; 2043-44: 140.532; 2044-45: 140.4824; 2045-46: 140.7506; 2046-47: 140.6438; 2047-48: 140.6447; 2048-49: 140.6587; 2049-50: 140.5371
21BL | Water taken unbilled | Input | Ml/d | 2 | 2019-20: 0.45; 2020-21: 0.45; 2021-22: 0.46; 2022-23: 0.45; 2023-24: 0.44; 2024-25: 0.45; 2025-26: 0.45; 2026-27: 0.47; 2027-28: 0.45; 2028-29: 0.45; 2029-30: 0.45; 2030-31: 0.47; 2031-32: 0.45; 2032-33: 0.45; 2033-34: 0.45; 2034-35: 0.46; 2035-36: 0.45; 2036-37: 0.44; 2037-38: 0.44; 2038-39: 0.43; 2039-40: 0.44; 2040-41: 0.45; 2041-42: 0.45; 2042-43: 0.44; 2043-44: 0.44; 2044-45: 0.47; 2045-46: 0.44; 2046-47: 0.44; 2047-48: 0.45; 2048-49: 0.47; 2049-50: 0.46
22BL | Distribution system operational use | Input | Ml/d | 2 | 2019-20: 0.09; 2020-21: 0.09; 2021-22: 0.09; 2022-23: 0.09; 2023-24: 0.09; 2024-25: 0.09; 2025-26: 0.09; 2026-27: 0.09; 2027-28: 0.09; 2028-29: 0.09; 2029-30: 0.09; 2030-31: 0.09; 2031-32: 0.09; 2032-33: 0.09; 2033-34: 0.09; 2034-35: 0.09; 2035-36: 0.09; 2036-37: 0.09; 2037-38: 0.09; 2038-39: 0.09; 2039-40: 0.09; 2040-41: 0.09; 2041-42: 0.09; 2042-43: 0.09; 2043-44: 0.09; 2044-45: 0.09; 2045-46: 0.09; 2046-47: 0.09; 2047-48: 0.09; 2048-49: 0.09; 2049-50: 0.09
23BL | Measured Non Household - USPL | Input | Ml/d | 2 | 2019-20: 0.03; 2020-21: 0.03; 2021-22: 0.03; 2022-23: 0.03; 2023-24: 0.03; 2024-25: 0.03; 2025-26: 0.03; 2026-27: 0.03; 2027-28: 0.03; 2028-29: 0.03; 2029-30: 0.03; 2030-31: 0.03; 2031-32: 0.03; 2032-33: 0.03; 2033-34: 0.03; 2034-35: 0.03; 2035-36: 0.03; 2036-37: 0.03; 2037-38: 0.03; 2038-39: 0.03; 2039-40: 0.03; 2040-41: 0.03; 2041-42: 0.03; 2042-43: 0.03; 2043-44: 0.03; 2044-45: 0.03; 2045-46: 0.03; 2046-47: 0.03; 2047-48: 0.03; 2048-49: 0.03; 2049-50: 0.03
24BL | Unmeasured Non Household - USPL | Input | Ml/d | 2 | 2019-20: 0; 2020-21: 0; 2021-22: 0; 2022-23: 0; 2023-24: 0; 2024-25: 0; 2025-26: 0; 2026-27: 0; 2027-28: 0; 2028-29: 0; 2029-30: 0; 2030-31: 0; 2031-32: 0; 2032-33: 0; 2033-34: 0; 2034-35: 0; 2035-36: 0; 2036-37: 0; 2037-38: 0; 2038-39: 0; 2039-40: 0; 2040-41: 0; 2041-42: 0; 2042-43: 0; 2043-44: 0; 2044-45: 0; 2045-46: 0; 2046-47: 0; 2047-48: 0; 2048-49: 0; 2049-50: 0
25BL | Measured Household - USPL | Input | Ml/d | 2 | 2019-20: 0.41; 2020-21: 0.42; 2021-22: 0.43; 2022-23: 0.44; 2023-24: 0.45; 2024-25: 0.46; 2025-26: 0.47; 2026-27: 0.49; 2027-28: 0.5; 2028-29: 0.51; 2029-30: 0.51; 2030-31: 0.52; 2031-32: 0.53; 2032-33: 0.54; 2033-34: 0.55; 2034-35: 0.55; 2035-36: 0.56; 2036-37: 0.57; 2037-38: 0.58; 2038-39: 0.58; 2039-40: 0.59; 2040-41: 0.6; 2041-42: 0.6; 2042-43: 0.61; 2043-44: 0.62; 2044-45: 0.62; 2045-46: 0.62; 2046-47: 0.63; 2047-48: 0.63; 2048-49: 0.63; 2049-50: 0.64
26BL | Unmeasured Household - USPL | Input | Ml/d | 2 | 2019-20: 0.25; 2020-21: 0.23; 2021-22: 0.22; 2022-23: 0.2; 2023-24: 0.19; 2024-25: 0.17; 2025-26: 0.16; 2026-27: 0.15; 2027-28: 0.14; 2028-29: 0.13; 2029-30: 0.12; 2030-31: 0.11; 2031-32: 0.1; 2032-33: 0.1; 2033-34: 0.09; 2034-35: 0.08; 2035-36: 0.07; 2036-37: 0.06; 2037-38: 0.06; 2038-39: 0.05; 2039-40: 0.04; 2040-41: 0.04; 2041-42: 0.03; 2042-43: 0.02; 2043-44: 0.02; 2044-45: 0.01; 2045-46: 0.01; 2046-47: 0.01; 2047-48: 0.01; 2048-49: 0.01; 2049-50: 0.01
27BL | Void Properties - USPL | Input | Ml/d | 2 | 2019-20: 0.05; 2020-21: 0.05; 2021-22: 0.05; 2022-23: 0.05; 2023-24: 0.05; 2024-25: 0.05; 2025-26: 0.05; 2026-27: 0.05; 2027-28: 0.05; 2028-29: 0.05; 2029-30: 0.05; 2030-31: 0.05; 2031-32: 0.05; 2032-33: 0.05; 2033-34: 0.05; 2034-35: 0.06; 2035-36: 0.06; 2036-37: 0.06; 2037-38: 0.06; 2038-39: 0.06; 2039-40: 0.06; 2040-41: 0.06; 2041-42: 0.06; 2042-43: 0.06; 2043-44: 0.06; 2044-45: 0.06; 2045-46: 0.06; 2046-47: 0.06; 2047-48: 0.06; 2048-49: 0.06; 2049-50: 0.06
28BL | Distribution losses | Input | Ml/d | 2 | 2019-20: 2.23; 2020-21: 2.18; 2021-22: 2.15; 2022-23: 2.11; 2023-24: 2.07; 2024-25: 2.02; 2025-26: 2.02; 2026-27: 2.02; 2027-28: 2.02; 2028-29: 2.02; 2029-30: 2.02; 2030-31: 2.02; 2031-32: 2.02; 2032-33: 2.02; 2033-34: 2.02; 2034-35: 2.02; 2035-36: 2.02; 2036-37: 2.02; 2037-38: 2.02; 2038-39: 2.02; 2039-40: 2.02; 2040-41: 2.02; 2041-42: 2.02; 2042-43: 2.02; 2043-44: 2.02; 2044-45: 2.02; 2045-46: 2.02; 2046-47: 2.02; 2047-48: 2.02; 2048-49: 2.02; 2049-50: 2.02
29BL | Total Leakage | sum (23BL:28BL) | Ml/d | 2 | 2019-20: 2.97; 2020-21: 2.91; 2021-22: 2.88; 2022-23: 2.83; 2023-24: 2.79; 2024-25: 2.73; 2025-26: 2.73; 2026-27: 2.74; 2027-28: 2.74; 2028-29: 2.74; 2029-30: 2.73; 2030-31: 2.73; 2031-32: 2.73; 2032-33: 2.74; 2033-34: 2.74; 2034-35: 2.74; 2035-36: 2.74; 2036-37: 2.74; 2037-38: 2.75; 2038-39: 2.74; 2039-40: 2.74; 2040-41: 2.75; 2041-42: 2.74; 2042-43: 2.74; 2043-44: 2.75; 2044-45: 2.74; 2045-46: 2.74; 2046-47: 2.75; 2047-48: 2.75; 2048-49: 2.75; 2049-50: 2.76
30BL | Leakage/property | (29BL * 1,000,000) / (36BL * 1,000) | l/prop/d | 2 | 2019-20: 76.9829; 2020-21: 74.7419; 2021-22: 73.2787; 2022-23: 71.3331; 2023-24: 69.6577; 2024-25: 67.5291; 2025-26: 66.8495; 2026-27: 66.1484; 2027-28: 65.425; 2028-29: 64.8644; 2029-30: 64.08; 2030-31: 63.5608; 2031-32: 63.0893; 2032-33: 62.8844; 2033-34: 62.4359; 2034-35: 61.9727; 2035-36: 61.5274; 2036-37: 61.0463; 2037-38: 60.8111; 2038-39: 60.1471; 2039-40: 59.7223; 2040-41: 59.5315; 2041-42: 58.9222; 2042-43: 58.5495; 2043-44: 58.405; 2044-45: 57.8462; 2045-46: 57.5147; 2046-47: 57.4077; 2047-48: 57.1013; 2048-49: 56.8053; 2049-50: 56.7283
31BL | Measured Non Household - properties | Input | 000's | 2 | 2019-20: 3.239; 2020-21: 3.276; 2021-22: 3.308; 2022-23: 3.348; 2023-24: 3.385; 2024-25: 3.418; 2025-26: 3.449; 2026-27: 3.478; 2027-28: 3.502; 2028-29: 3.524; 2029-30: 3.544; 2030-31: 3.563; 2031-32: 3.58; 2032-33: 3.598; 2033-34: 3.615; 2034-35: 3.632; 2035-36: 3.647; 2036-37: 3.663; 2037-38: 3.678; 2038-39: 3.693; 2039-40: 3.707; 2040-41: 3.72; 2041-42: 3.734; 2042-43: 3.747; 2043-44: 3.759; 2044-45: 3.771; 2045-46: 3.782; 2046-47: 3.793; 2047-48: 3.803; 2048-49: 3.814; 2049-50: 3.824
32BL | Unmeasured Non Household - properties | Input | 000's | 2 | 2019-20: 0.013; 2020-21: 0.013; 2021-22: 0.013; 2022-23: 0.013; 2023-24: 0.014; 2024-25: 0.014; 2025-26: 0.014; 2026-27: 0.014; 2027-28: 0.014; 2028-29: 0.014; 2029-30: 0.014; 2030-31: 0.014; 2031-32: 0.014; 2032-33: 0.014; 2033-34: 0.015; 2034-35: 0.015; 2035-36: 0.015; 2036-37: 0.015; 2037-38: 0.015; 2038-39: 0.015; 2039-40: 0.015; 2040-41: 0.015; 2041-42: 0.015; 2042-43: 0.015; 2043-44: 0.015; 2044-45: 0.015; 2045-46: 0.015; 2046-47: 0.015; 2047-48: 0.015; 2048-49: 0.015; 2049-50: 0.015
33BL | All void non-households - properties | Input | 000's | 2 | 2019-20: 0; 2020-21: 0; 2021-22: 0; 2022-23: 0; 2023-24: 0; 2024-25: 0; 2025-26: 0; 2026-27: 0; 2027-28: 0; 2028-29: 0; 2029-30: 0; 2030-31: 0; 2031-32: 0; 2032-33: 0; 2033-34: 0; 2034-35: 0; 2035-36: 0; 2036-37: 0; 2037-38: 0; 2038-39: 0; 2039-40: 0; 2040-41: 0; 2041-42: 0; 2042-43: 0; 2043-44: 0; 2044-45: 0; 2045-46: 0; 2046-47: 0; 2047-48: 0; 2048-49: 0; 2049-50: 0
34BL | Measured households - properties (excl. void) | Year before + sum (34.1BL:34.6BL) | 000's | 2 | 2019-20: 28.968; 2020-21: 29.612; 2021-22: 30.227; 2022-23: 30.891; 2023-24: 31.556; 2024-25: 32.201; 2025-26: 32.823; 2026-27: 33.61; 2027-28: 34.267; 2028-29: 34.823; 2029-30: 35.371; 2030-31: 35.899; 2031-32: 36.396; 2032-33: 36.864; 2033-34: 37.337; 2034-35: 37.819; 2035-36: 38.291; 2036-37: 38.785; 2037-38: 39.263; 2038-39: 39.729; 2039-40: 40.182; 2040-41: 40.622; 2041-42: 41.049; 2042-43: 41.461; 2043-44: 41.86; 2044-45: 42.234; 2045-46: 42.507; 2046-47: 42.772; 2047-48: 43.029; 2048-49: 43.278; 2049-50: 43.505
34.1BL | New build properties - properties | Input (new builds in each year) | 000's | 2 | 2019-20: 0.202; 2020-21: 0.233; 2021-22: 0.235; 2022-23: 0.321; 2023-24: 0.336; 2024-25: 0.331; 2025-26: 0.373; 2026-27: 0.547; 2027-28: 0.426; 2028-29: 0.332; 2029-30: 0.332; 2030-31: 0.319; 2031-32: 0.297; 2032-33: 0.274; 2033-34: 0.286; 2034-35: 0.302; 2035-36: 0.298; 2036-37: 0.327; 2037-38: 0.317; 2038-39: 0.31; 2039-40: 0.302; 2040-41: 0.295; 2041-42: 0.286; 2042-43: 0.277; 2043-44: 0.269; 2044-45: 0.262; 2045-46: 0.255; 2046-47: 0.247; 2047-48: 0.24; 2048-49: 0.233; 2049-50: 0.227
34.2BL | Meter optants - properties | Input (meter optants in each year) | 000's | 2 | 2019-20: 0.325; 2020-21: 0.31; 2021-22: 0.284; 2022-23: 0.25; 2023-24: 0.239; 2024-25: 0.229; 2025-26: 0.167; 2026-27: 0.161; 2027-28: 0.156; 2028-29: 0.151; 2029-30: 0.146; 2030-31: 0.141; 2031-32: 0.136; 2032-33: 0.132; 2033-34: 0.127; 2034-35: 0.123; 2035-36: 0.119; 2036-37: 0.115; 2037-38: 0.111; 2038-39: 0.107; 2039-40: 0.104; 2040-41: 0.1; 2041-42: 0.097; 2042-43: 0.094; 2043-44: 0.09; 2044-45: 0.078; 2045-46: 0; 2046-47: 0; 2047-48: 0; 2048-49: 0; 2049-50: 0
34.3BL | Compulsory metering - properties | Input (compulsory meters in each year) | 000's | 2 | 2019-20: 0; 2020-21: 0; 2021-22: 0; 2022-23: 0; 2023-24: 0; 2024-25: 0; 2025-26: 0; 2026-27: 0; 2027-28: 0; 2028-29: 0; 2029-30: 0; 2030-31: 0; 2031-32: 0; 2032-33: 0; 2033-34: 0; 2034-35: 0; 2035-36: 0; 2036-37: 0; 2037-38: 0; 2038-39: 0; 2039-40: 0; 2040-41: 0; 2041-42: 0; 2042-43: 0; 2043-44: 0; 2044-45: 0; 2045-46: 0; 2046-47: 0; 2047-48: 0; 2048-49: 0; 2049-50: 0
34.4BL | Metering on change of occupancy - properties | Input (change of occupancy meters in each year) | 000's | 2 | 2019-20: 0.094; 2020-21: 0.091; 2021-22: 0.087; 2022-23: 0.084; 2023-24: 0.081; 2024-25: 0.077; 2025-26: 0.074; 2026-27: 0.071; 2027-28: 0.068; 2028-29: 0.066; 2029-30: 0.063; 2030-31: 0.061; 2031-32: 0.058; 2032-33: 0.056; 2033-34: 0.054; 2034-35: 0.051; 2035-36: 0.049; 2036-37: 0.047; 2037-38: 0.045; 2038-39: 0.044; 2039-40: 0.042; 2040-41: 0.04; 2041-42: 0.039; 2042-43: 0.037; 2043-44: 0.036; 2044-45: 0.03; 2045-46: 0.018; 2046-47: 0.018; 2047-48: 0.017; 2048-49: 0.016; 2049-50: 0
34.5BL | Selective metering - properties | Input (selective meters in each year) | 000's | 2 | 2019-20: 0.01; 2020-21: 0.01; 2021-22: 0.009; 2022-23: 0.009; 2023-24: 0.009; 2024-25: 0.008; 2025-26: 0.008; 2026-27: 0.008; 2027-28: 0.007; 2028-29: 0.007; 2029-30: 0.007; 2030-31: 0.007; 2031-32: 0.006; 2032-33: 0.006; 2033-34: 0.006; 2034-35: 0.006; 2035-36: 0.006; 2036-37: 0.005; 2037-38: 0.005; 2038-39: 0.005; 2039-40: 0.005; 2040-41: 0.005; 2041-42: 0.005; 2042-43: 0.004; 2043-44: 0.004; 2044-45: 0.004; 2045-46: 0; 2046-47: 0; 2047-48: 0; 2048-49: 0; 2049-50: 0
34.6BL | Other changes to existing metering - properties | Input (other changes to meters in each year) | 000's | 2 | 2019-20: 0; 2020-21: 0; 2021-22: 0; 2022-23: 0; 2023-24: 0; 2024-25: 0; 2025-26: 0; 2026-27: 0; 2027-28: 0; 2028-29: 0; 2029-30: 0; 2030-31: 0; 2031-32: 0; 2032-33: 0; 2033-34: 0; 2034-35: 0; 2035-36: 0; 2036-37: 0; 2037-38: 0; 2038-39: 0; 2039-40: 0; 2040-41: 0; 2041-42: 0; 2042-43: 0; 2043-44: 0; 2044-45: 0; 2045-46: 0; 2046-47: 0; 2047-48: 0; 2048-49: 0; 2049-50: 0
34.7BL | Measured household void properties | Input | 000's | 2 | 2019-20: 0.733; 2020-21: 0.75; 2021-22: 0.765; 2022-23: 0.783; 2023-24: 0.798; 2024-25: 0.815; 2025-26: 0.829; 2026-27: 0.844; 2027-28: 0.858; 2028-29: 0.872; 2029-30: 0.886; 2030-31: 0.899; 2031-32: 0.912; 2032-33: 0.925; 2033-34: 0.937; 2034-35: 0.95; 2035-36: 0.962; 2036-37: 0.974; 2037-38: 0.985; 2038-39: 0.997; 2039-40: 1.007; 2040-41: 1.018; 2041-42: 1.028; 2042-43: 1.038; 2043-44: 1.048; 2044-45: 1.058; 2045-46: 1.065; 2046-47: 1.071; 2047-48: 1.078; 2048-49: 1.085; 2049-50: 1.09
35BL | Unmeasured households - properties (excl. void) | Input | 000's | 2 | 2019-20: 5.491; 2020-21: 5.155; 2021-22: 4.868; 2022-23: 4.525; 2023-24: 4.196; 2024-25: 3.882; 2025-26: 3.633; 2026-27: 3.392; 2027-28: 3.161; 2028-29: 2.937; 2029-30: 2.721; 2030-31: 2.514; 2031-32: 2.313; 2032-33: 2.119; 2033-34: 1.933; 2034-35: 1.753; 2035-36: 1.579; 2036-37: 1.412; 2037-38: 1.25; 2038-39: 1.094; 2039-40: 0.944; 2040-41: 0.799; 2041-42: 0.659; 2042-43: 0.524; 2043-44: 0.393; 2044-45: 0.282; 2045-46: 0.264; 2046-47: 0.246; 2047-48: 0.229; 2048-49: 0.213; 2049-50: 0.213
35.1BL | Unmeasured household void properties | Input | 000's | 2 | 2019-20: 0.136; 2020-21: 0.128; 2021-22: 0.121; 2022-23: 0.113; 2023-24: 0.104; 2024-25: 0.097; 2025-26: 0.09; 2026-27: 0.084; 2027-28: 0.078; 2028-29: 0.072; 2029-30: 0.067; 2030-31: 0.062; 2031-32: 0.057; 2032-33: 0.052; 2033-34: 0.048; 2034-35: 0.044; 2035-36: 0.039; 2036-37: 0.035; 2037-38: 0.031; 2038-39: 0.027; 2039-40: 0.024; 2040-41: 0.02; 2041-42: 0.017; 2042-43: 0.013; 2043-44: 0.01; 2044-45: 0.007; 2045-46: 0.007; 2046-47: 0.006; 2047-48: 0.006; 2048-49: 0.006; 2049-50: 0.006
36BL | Total Resource Zone Properties (incl. voids) | sum (31BL:34BL) + 34.7BL + 35BL + 35.1BL | 000's | 2 | 2019-20: 38.58; 2020-21: 38.934; 2021-22: 39.302; 2022-23: 39.673; 2023-24: 40.053; 2024-25: 40.427; 2025-26: 40.838; 2026-27: 41.422; 2027-28: 41.88; 2028-29: 42.242; 2029-30: 42.603; 2030-31: 42.951; 2031-32: 43.272; 2032-33: 43.572; 2033-34: 43.885; 2034-35: 44.213; 2035-36: 44.533; 2036-37: 44.884; 2037-38: 45.222; 2038-39: 45.555; 2039-40: 45.879; 2040-41: 46.194; 2041-42: 46.502; 2042-43: 46.798; 2043-44: 47.085; 2044-45: 47.367; 2045-46: 47.64; 2046-47: 47.903; 2047-48: 48.16; 2048-49: 48.411; 2049-50: 48.653
37BL | Measured Non Household - Population | Input | 000's | 2 | 2019-20: 1.628; 2020-21: 1.639; 2021-22: 1.645; 2022-23: 1.66; 2023-24: 1.669; 2024-25: 1.677; 2025-26: 1.683; 2026-27: 1.704; 2027-28: 1.725; 2028-29: 1.75; 2029-30: 1.766; 2030-31: 1.79; 2031-32: 1.835; 2032-33: 1.864; 2033-34: 1.883; 2034-35: 1.901; 2035-36: 1.916; 2036-37: 1.93; 2037-38: 1.943; 2038-39: 1.958; 2039-40: 1.972; 2040-41: 1.987; 2041-42: 2.007; 2042-43: 2.028; 2043-44: 2.051; 2044-45: 2.078; 2045-46: 2.105; 2046-47: 2.133; 2047-48: 2.16; 2048-49: 2.189; 2049-50: 2.219
38BL | Unmeasured Non Household - Population | Input | 000's | 2 | 2019-20: 0.007; 2020-21: 0.007; 2021-22: 0.007; 2022-23: 0.007; 2023-24: 0.007; 2024-25: 0.007; 2025-26: 0.007; 2026-27: 0.007; 2027-28: 0.007; 2028-29: 0.007; 2029-30: 0.007; 2030-31: 0.007; 2031-32: 0.007; 2032-33: 0.007; 2033-34: 0.008; 2034-35: 0.008; 2035-36: 0.008; 2036-37: 0.008; 2037-38: 0.008; 2038-39: 0.008; 2039-40: 0.008; 2040-41: 0.008; 2041-42: 0.008; 2042-43: 0.008; 2043-44: 0.008; 2044-45: 0.008; 2045-46: 0.008; 2046-47: 0.009; 2047-48: 0.009; 2048-49: 0.009; 2049-50: 0.009
39BL | Measured Household - Population | Input | 000's | 2 | 2019-20: 53.941; 2020-21: 54.927; 2021-22: 55.882; 2022-23: 56.864; 2023-24: 57.858; 2024-25: 58.822; 2025-26: 59.751; 2026-27: 60.985; 2027-28: 61.993; 2028-29: 62.842; 2029-30: 63.678; 2030-31: 64.436; 2031-32: 65.136; 2032-33: 65.829; 2033-34: 66.48; 2034-35: 67.161; 2035-36: 67.861; 2036-37: 68.552; 2037-38: 69.242; 2038-39: 69.914; 2039-40: 70.627; 2040-41: 71.311; 2041-42: 71.966; 2042-43: 72.607; 2043-44: 73.239; 2044-45: 73.818; 2045-46: 74.201; 2046-47: 74.567; 2047-48: 74.945; 2048-49: 75.316; 2049-50: 75.666
40BL | Unmeasured Household - Population | Input | 000's | 2 | 2019-20: 10.371; 2020-21: 9.698; 2021-22: 9.131; 2022-23: 8.436; 2023-24: 7.779; 2024-25: 7.156; 2025-26: 6.662; 2026-27: 6.186; 2027-28: 5.731; 2028-29: 5.298; 2029-30: 4.883; 2030-31: 4.482; 2031-32: 4.097; 2032-33: 3.732; 2033-34: 3.378; 2034-35: 3.04; 2035-36: 2.717; 2036-37: 2.407; 2037-38: 2.109; 2038-39: 1.824; 2039-40: 1.551; 2040-41: 1.289; 2041-42: 1.035; 2042-43: 0.79; 2043-44: 0.552; 2044-45: 0.355; 2045-46: 0.328; 2046-47: 0.303; 2047-48: 0.28; 2048-49: 0.257; 2049-50: 0.257
41BL | Total Resource Zone Population | sum (37BL:40BL) | 000's | 2 | 2019-20: 65.947; 2020-21: 66.271; 2021-22: 66.665; 2022-23: 66.967; 2023-24: 67.313; 2024-25: 67.662; 2025-26: 68.103; 2026-27: 68.882; 2027-28: 69.456; 2028-29: 69.897; 2029-30: 70.334; 2030-31: 70.715; 2031-32: 71.075; 2032-33: 71.432; 2033-34: 71.749; 2034-35: 72.11; 2035-36: 72.502; 2036-37: 72.897; 2037-38: 73.302; 2038-39: 73.704; 2039-40: 74.158; 2040-41: 74.595; 2041-42: 75.016; 2042-43: 75.433; 2043-44: 75.85; 2044-45: 76.259; 2045-46: 76.642; 2046-47: 77.012; 2047-48: 77.394; 2048-49: 77.771; 2049-50: 78.151
42BL | Average household occupancy rate (excl. voids) | (39BL + 40BL) / (34BL + 35BL) | h/prop | 1 | 2019-20: 1.8663; 2020-21: 1.8588; 2021-22: 1.8525; 2022-23: 1.8438; 2023-24: 1.8359; 2024-25: 1.8285; 2025-26: 1.8217; 2026-27: 1.8153; 2027-28: 1.8094; 2028-29: 1.8046; 2029-30: 1.7999; 2030-31: 1.7941; 2031-32: 1.7886; 2032-33: 1.7844; 2033-34: 1.7789; 2034-35: 1.774; 2035-36: 1.7702; 2036-37: 1.7653; 2037-38: 1.7612; 2038-39: 1.7573; 2039-40: 1.755; 2040-41: 1.7527; 2041-42: 1.7503; 2042-43: 1.7482; 2043-44: 1.7464; 2044-45: 1.7446; 2045-46: 1.7425; 2046-47: 1.7404; 2047-48: 1.739; 2048-49: 1.7377; 2049-50: 1.7367
43BL | Total Household Metering penetration (excl. voids) | 34BL / (34BL + 35BL) | % | 1 | 2019-20: 84.07%; 2020-21: 85.17%; 2021-22: 86.13%; 2022-23: 87.22%; 2023-24: 88.26%; 2024-25: 89.24%; 2025-26: 90.03%; 2026-27: 90.83%; 2027-28: 91.55%; 2028-29: 92.22%; 2029-30: 92.86%; 2030-31: 93.46%; 2031-32: 94.02%; 2032-33: 94.56%; 2033-34: 95.08%; 2034-35: 95.57%; 2035-36: 96.04%; 2036-37: 96.49%; 2037-38: 96.91%; 2038-39: 97.32%; 2039-40: 97.7%; 2040-41: 98.07%; 2041-42: 98.42%; 2042-43: 98.75%; 2043-44: 99.07%; 2044-45: 99.34%; 2045-46: 99.38%; 2046-47: 99.43%; 2047-48: 99.47%; 2048-49: 99.51%; 2049-50: 99.51%
44BL | Total Household Metering penetration (incl. voids) | (34BL) / (34BL + 34.7BL + 35BL + 35.1BL) | % | 1 | 2019-20: 82%; 2020-21: 83.07%; 2021-22: 84.01%; 2022-23: 85.07%; 2023-24: 86.09%; 2024-25: 87.04%; 2025-26: 87.82%; 2026-27: 88.61%; 2027-28: 89.32%; 2028-29: 89.97%; 2029-30: 90.59%; 2030-31: 91.17%; 2031-32: 91.73%; 2032-33: 92.25%; 2033-34: 92.75%; 2034-35: 93.23%; 2035-36: 93.69%; 2036-37: 94.12%; 2037-38: 94.54%; 2038-39: 94.94%; 2039-40: 95.32%; 2040-41: 95.67%; 2041-42: 96.01%; 2042-43: 96.34%; 2043-44: 96.65%; 2044-45: 96.91%; 2045-46: 96.95%; 2046-47: 97%; 2047-48: 97.04%; 2048-49: 97.08%; 2049-50: 97.08%
45BL | Distribution input | sum (12BL:15BL) +21BL + 22BL + 27BL + 28BL | Ml/d | 2 | 2019-20: 17.35; 2020-21: 17.24; 2021-22: 17.2; 2022-23: 17.09; 2023-24: 16.99; 2024-25: 16.9; 2025-26: 16.91; 2026-27: 16.98; 2027-28: 17.01; 2028-29: 17.03; 2029-30: 17.05; 2030-31: 17.09; 2031-32: 17.11; 2032-33: 17.14; 2033-34: 17.18; 2034-35: 17.24; 2035-36: 17.28; 2036-37: 17.33; 2037-38: 17.41; 2038-39: 17.49; 2039-40: 17.6; 2040-41: 17.66; 2041-42: 17.72; 2042-43: 17.77; 2043-44: 17.83; 2044-45: 17.9; 2045-46: 17.95; 2046-47: 18; 2047-48: 18.07; 2048-49: 18.14; 2049-50: 18.19
46BL | Target headroom (climate change component) | Input | Ml/d | 2 | 2019-20: 0.0010417; 2020-21: 0.0010417; 2021-22: 0.0010417; 2022-23: 0.0010417; 2023-24: 0.0010417; 2024-25: 0.0010417; 2025-26: 0.0010417; 2026-27: 0.0015865; 2027-28: -0.00083004; 2028-29: 0.0021611; 2029-30: 0.0029485; 2030-31: 0.0017137; 2031-32: 0.0025028; 2032-33: 0.0019152; 2033-34: 0.0024348; 2034-35: 0.0013335; 2035-36: 0.0034756; 2036-37: 0.0040126; 2037-38: 0.0041267; 2038-39: 0.0061366; 2039-40: 0; 2040-41: 0; 2041-42: 0; 2042-43: 0; 2043-44: 0; 2044-45: 0; 2045-46: 0; 2046-47: 0; 2047-48: 0; 2048-49: 0; 2049-50: 0
47BL | Target headroom (All other components) | Input | Ml/d | 2 | 2019-20: 0.71851; 2020-21: 0.71851; 2021-22: 0.71851; 2022-23: 0.71851; 2023-24: 0.71851; 2024-25: 0.71851; 2025-26: 0.71851; 2026-27: 0.69753; 2027-28: 0.78592; 2028-29: 0.90981; 2029-30: 0.93436; 2030-31: 0.96954; 2031-32: 1.0159; 2032-33: 1.0351; 2033-34: 1.047; 2034-35: 1.097; 2035-36: 0.90811; 2036-37: 0.8223; 2037-38: 0.861; 2038-39: 0.90296; 2039-40: 0.80347; 2040-41: 0.81072; 2041-42: 0.83062; 2042-43: 0.85226; 2043-44: 0.88236; 2044-45: 0.8866; 2045-46: 0.78437; 2046-47: 0.77731; 2047-48: 0.76917; 2048-49: 0.77979; 2049-50: 0.77977
48BL | Target Headroom | 46BL + 47BL | Ml/d | 2 | 2019-20: 0.71955; 2020-21: 0.71955; 2021-22: 0.71955; 2022-23: 0.71955; 2023-24: 0.71955; 2024-25: 0.71955; 2025-26: 0.71955; 2026-27: 0.69912; 2027-28: 0.78509; 2028-29: 0.91197; 2029-30: 0.93731; 2030-31: 0.97125; 2031-32: 1.0184; 2032-33: 1.037; 2033-34: 1.0494; 2034-35: 1.0984; 2035-36: 0.91159; 2036-37: 0.82631; 2037-38: 0.86512; 2038-39: 0.9091; 2039-40: 0.80347; 2040-41: 0.81072; 2041-42: 0.83062; 2042-43: 0.85226; 2043-44: 0.88236; 2044-45: 0.8866; 2045-46: 0.78437; 2046-47: 0.77731; 2047-48: 0.76917; 2048-49: 0.77979; 2049-50: 0.77977
49BL | Available Headroom | 11BL - 45BL | Ml/d | 2 | 2019-20: 2.43; 2020-21: 2.54; 2021-22: 2.58; 2022-23: 2.69; 2023-24: 2.79; 2024-25: 2.88; 2025-26: 0.75; 2026-27: 0.68; 2027-28: 0.65; 2028-29: 0.63; 2029-30: 0.61; 2030-31: -3.26; 2031-32: -3.28; 2032-33: -3.31; 2033-34: -3.35; 2034-35: -3.41; 2035-36: -3.42; 2036-37: -9.29; 2037-38: -9.37; 2038-39: -9.45; 2039-40: -9.56; 2040-41: -9.62; 2041-42: -9.68; 2042-43: -9.73; 2043-44: -9.79; 2044-45: -9.86; 2045-46: -9.91; 2046-47: -9.96; 2047-48: -10.03; 2048-49: -10.1; 2049-50: -10.15
49.1BL | Available non-potable balance (if applicable) | 1.1BL -12.1BL | Ml/d | 2 | 2019-20: 0; 2020-21: 0; 2021-22: 0; 2022-23: 0; 2023-24: 0; 2024-25: 0; 2025-26: 0; 2026-27: 0; 2027-28: 0; 2028-29: 0; 2029-30: 0; 2030-31: 0; 2031-32: 0; 2032-33: 0; 2033-34: 0; 2034-35: 0; 2035-36: 0; 2036-37: 0; 2037-38: 0; 2038-39: 0; 2039-40: 0; 2040-41: 0; 2041-42: 0; 2042-43: 0; 2043-44: 0; 2044-45: 0; 2045-46: 0; 2046-47: 0; 2047-48: 0; 2048-49: 0; 2049-50: 0
50BL | Supply Demand Balance | 49BL - 48BL | Ml/d | 2 | 2019-20: 1.7105; 2020-21: 1.8205; 2021-22: 1.8605; 2022-23: 1.9705; 2023-24: 2.0705; 2024-25: 2.1605; 2025-26: 0.030453; 2026-27: -0.019116; 2027-28: -0.13509; 2028-29: -0.28197; 2029-30: -0.32731; 2030-31: -4.2313; 2031-32: -4.2984; 2032-33: -4.347; 2033-34: -4.3994; 2034-35: -4.5084; 2035-36: -4.3316; 2036-37: -10.1163; 2037-38: -10.2351; 2038-39: -10.3591; 2039-40: -10.3635; 2040-41: -10.4307; 2041-42: -10.5106; 2042-43: -10.5823; 2043-44: -10.6724; 2044-45: -10.7466; 2045-46: -10.6944; 2046-47: -10.7373; 2047-48: -10.7992; 2048-49: -10.8798; 2049-50: -10.9298
Table 3b: DYAA - Final plan Options | Back to top of sheet |  |  |  | 2019-20: 0.1
WRMP24 reference | Option type | Cat ID | Unit | Decimal places | 2019-20 | 2020-21 | 2021-22 | 2022-23 | 2023-24 | 2024-25 | 2025-26 | 2026-27 | 2027-28 | 2028-29 | 2029-30 | 2030-31 | 2031-32 | 2032-33 | 2033-34 | 2034-35 | 2035-36 | 2036-37 | 2037-38 | 2038-39 | 2039-40 | 2040-41 | 2041-42 | 2042-43 | 2043-44 | 2044-45 | 2045-46 | 2046-47 | 2047-48 | 2048-49 | 2049-50 | 2050-51 | 2051-52 | 2052-53 | 2053-54 | 2054-55 | 2055-56 | 2056-57 | 2057-58 | 2058-59 | 2059-60 | 2060-61 | 2061-62 | 2062-63 | 2063-64 | 2064-65 | 2065-66 | 2066-67 | 2067-68 | 2068-69 | 2069-70 | 2070-71 | 2071-72 | 2072-73 | 2073-74 | 2074-75 | 2075-76 | 2076-77 | 2077-78 | 2078-79 | 2079-80 | 2080-81 | 2081-82 | 2082-83 | 2083-84 | 2084-85 | 2085-86 | 2086-87 | 2087-88 | 2088-89 | 2089-90 | 2090-91 | 2091-92 | 2092-93 | 2093-94 | 2094-95 | 2095-96 | 2096-97 | 2097-98 | 2098-99 | 2099-100
1.11FP | Non potable supplies input reductions as -ve and increases as +ve | RSNPS | Ml/d | 2 | 0.1 2019-20: 0; 0.1 2020-21: 0; 0.1 2021-22: 0; 0.1 2022-23: 0; 0.1 2023-24: 0; 0.1 2024-25: 0; 0.1 2025-26: 0; 0.1 2026-27: 0; 0.1 2027-28: 0; 0.1 2028-29: 0; 0.1 2029-30: 0; 0.1 2030-31: 0; 0.1 2031-32: 0; 0.1 2032-33: 0; 0.1 2033-34: 0; 0.1 2034-35: 0; 0.1 2035-36: 0; 0.1 2036-37: 0; 0.1 2037-38: 0; 0.1 2038-39: 0; 0.1 2039-40: 0; 0.1 2040-41: 0; 0.1 2041-42: 0; 0.1 2042-43: 0; 0.1 2043-44: 0; 0.1 2044-45: 0; 0.1 2045-46: 0; 0.1 2046-47: 0; 0.1 2047-48: 0; 0.1 2048-49: 0; 0.1 2049-50: 0
2.1FP | Raw water imports input reductions as -ve | RSRWI | Ml/d | 2 | 0.1 2019-20: 0; 0.1 2020-21: 0; 0.1 2021-22: 0; 0.1 2022-23: 0; 0.1 2023-24: 0; 0.1 2024-25: 0; 0.1 2025-26: 0; 0.1 2026-27: 0; 0.1 2027-28: 0; 0.1 2028-29: 0; 0.1 2029-30: 0; 0.1 2030-31: 0; 0.1 2031-32: 0; 0.1 2032-33: 0; 0.1 2033-34: 0; 0.1 2034-35: 0; 0.1 2035-36: 0; 0.1 2036-37: 0; 0.1 2037-38: 0; 0.1 2038-39: 0; 0.1 2039-40: 0; 0.1 2040-41: 0; 0.1 2041-42: 0; 0.1 2042-43: 0; 0.1 2043-44: 0; 0.1 2044-45: 0; 0.1 2045-46: 0; 0.1 2046-47: 0; 0.1 2047-48: 0; 0.1 2048-49: 0; 0.1 2049-50: 0
3.1FP | Potable water imports input reductions as -ve | RSPWI | Ml/d | 2 | 0.1 2019-20: 0; 0.1 2020-21: 0; 0.1 2021-22: 0; 0.1 2022-23: 0; 0.1 2023-24: 0; 0.1 2024-25: 0; 0.1 2025-26: 0; 0.1 2026-27: 0; 0.1 2027-28: 0; 0.1 2028-29: 0; 0.1 2029-30: 0; 0.1 2030-31: 0; 0.1 2031-32: 0; 0.1 2032-33: 0; 0.1 2033-34: 0; 0.1 2034-35: 0; 0.1 2035-36: 2.15; 0.1 2036-37: 7.8; 0.1 2037-38: 7.77; 0.1 2038-39: 7.75; 0.1 2039-40: 7.59; 0.1 2040-41: 7.54; 0.1 2041-42: 7.49; 0.1 2042-43: 7.35; 0.1 2043-44: 7.29; 0.1 2044-45: 7.21; 0.1 2045-46: 7.02; 0.1 2046-47: 6.95; 0.1 2047-48: 6.91; 0.1 2048-49: 6.85; 0.1 2049-50: 6.42
4.1FP | Raw water exports input reductions as +ve and increases as -ve | RSRWE | Ml/d | 2 | 0.1 2019-20: 0; 0.1 2020-21: 0; 0.1 2021-22: 0; 0.1 2022-23: 0; 0.1 2023-24: 0; 0.1 2024-25: 0; 0.1 2025-26: 0; 0.1 2026-27: 0; 0.1 2027-28: 0; 0.1 2028-29: 0; 0.1 2029-30: 0; 0.1 2030-31: 0; 0.1 2031-32: 0; 0.1 2032-33: 0; 0.1 2033-34: 0; 0.1 2034-35: 0; 0.1 2035-36: 0; 0.1 2036-37: 0; 0.1 2037-38: 0; 0.1 2038-39: 0; 0.1 2039-40: 0; 0.1 2040-41: 0; 0.1 2041-42: 0; 0.1 2042-43: 0; 0.1 2043-44: 0; 0.1 2044-45: 0; 0.1 2045-46: 0; 0.1 2046-47: 0; 0.1 2047-48: 0; 0.1 2048-49: 0; 0.1 2049-50: 0
5.1FP | Potable water exports input reductions as +ve and increases as -ve | RSPWE | Ml/d | 2 | 0.1 2019-20: 0; 0.1 2020-21: 0; 0.1 2021-22: 0; 0.1 2022-23: 0; 0.1 2023-24: 0; 0.1 2024-25: 0; 0.1 2025-26: 0; 0.1 2026-27: 0; 0.1 2027-28: 0; 0.1 2028-29: 0; 0.1 2029-30: 0; 0.1 2030-31: 0; 0.1 2031-32: 0; 0.1 2032-33: 0; 0.1 2033-34: 0; 0.1 2034-35: 0; 0.1 2035-36: 0; 0.1 2036-37: 0; 0.1 2037-38: 0; 0.1 2038-39: 0; 0.1 2039-40: 0; 0.1 2040-41: 0; 0.1 2041-42: 0; 0.1 2042-43: 0; 0.1 2043-44: 0; 0.1 2044-45: 0; 0.1 2045-46: 0; 0.1 2046-47: 0; 0.1 2047-48: 0; 0.1 2048-49: 0; 0.1 2049-50: 0
6.2FP | DO benefit from increase raw water abstractions | RSRWA | Ml/d | 2 | 0.1 2019-20: 0; 0.1 2020-21: 0; 0.1 2021-22: 0; 0.1 2022-23: 0; 0.1 2023-24: 0; 0.1 2024-25: 0; 0.1 2025-26: 0; 0.1 2026-27: 0; 0.1 2027-28: 0; 0.1 2028-29: 0; 0.1 2029-30: 0; 0.1 2030-31: 0; 0.1 2031-32: 0; 0.1 2032-33: 0; 0.1 2033-34: 0; 0.1 2034-35: 0; 0.1 2035-36: 0; 0.1 2036-37: 0; 0.1 2037-38: 0; 0.1 2038-39: 0; 0.1 2039-40: 0; 0.1 2040-41: 0; 0.1 2041-42: 0; 0.1 2042-43: 0; 0.1 2043-44: 0; 0.1 2044-45: 0; 0.1 2045-46: 0; 0.1 2046-47: 0; 0.1 2047-48: 0; 0.1 2048-49: 0; 0.1 2049-50: 0
6.3FP | Other options to increase deployable output | RSIPO | Ml/d | 2 | 0.1 2019-20: 0; 0.1 2020-21: 0; 0.1 2021-22: 0; 0.1 2022-23: 0; 0.1 2023-24: 0; 0.1 2024-25: 0; 0.1 2025-26: 0.15; 0.1 2026-27: 0.15; 0.1 2027-28: 0.15; 0.1 2028-29: 0.15; 0.1 2029-30: 0.15; 0.1 2030-31: 4.21; 0.1 2031-32: 4.21; 0.1 2032-33: 4.21; 0.1 2033-34: 4.21; 0.1 2034-35: 4.21; 0.1 2035-36: 0.38; 0.1 2036-37: 0.38; 0.1 2037-38: 0.38; 0.1 2038-39: 0.38; 0.1 2039-40: 0.38; 0.1 2040-41: 0.38; 0.1 2041-42: 0.38; 0.1 2042-43: 0.38; 0.1 2043-44: 0.38; 0.1 2044-45: 0.38; 0.1 2045-46: 0.38; 0.1 2046-47: 0.38; 0.1 2047-48: 0.38; 0.1 2048-49: 0.38; 0.1 2049-50: 0.38
7.01FP | DO benefit from supply side drought measures | RSDPS | Ml/d | 2 | 0.1 2019-20: 0; 0.1 2020-21: 0; 0.1 2021-22: 0; 0.1 2022-23: 0; 0.1 2023-24: 0; 0.1 2024-25: 0; 0.1 2025-26: 0; 0.1 2026-27: 0; 0.1 2027-28: 0; 0.1 2028-29: 0; 0.1 2029-30: 0; 0.1 2030-31: 0; 0.1 2031-32: 0; 0.1 2032-33: 0; 0.1 2033-34: 0; 0.1 2034-35: 0; 0.1 2035-36: 0; 0.1 2036-37: 0; 0.1 2037-38: 0; 0.1 2038-39: 0; 0.1 2039-40: 0; 0.1 2040-41: 0; 0.1 2041-42: 0; 0.1 2042-43: 0; 0.1 2043-44: 0; 0.1 2044-45: 0; 0.1 2045-46: 0; 0.1 2046-47: 0; 0.1 2047-48: 0; 0.1 2048-49: 0; 0.1 2049-50: 0
7.02FP | Benefit from demand side drought measures | RSDPD | Ml/d | 2 | 0.1 2019-20: 0; 0.1 2020-21: 0; 0.1 2021-22: 0; 0.1 2022-23: 0; 0.1 2023-24: 0; 0.1 2024-25: 0; 0.1 2025-26: 0; 0.1 2026-27: 0; 0.1 2027-28: 0; 0.1 2028-29: 0; 0.1 2029-30: 0; 0.1 2030-31: 0; 0.1 2031-32: 0; 0.1 2032-33: 0; 0.1 2033-34: 0; 0.1 2034-35: 0; 0.1 2035-36: 0; 0.1 2036-37: 0; 0.1 2037-38: 0; 0.1 2038-39: 0; 0.1 2039-40: 0; 0.1 2040-41: 0; 0.1 2041-42: 0; 0.1 2042-43: 0; 0.1 2043-44: 0; 0.1 2044-45: 0; 0.1 2045-46: 0; 0.1 2046-47: 0; 0.1 2047-48: 0; 0.1 2048-49: 0; 0.1 2049-50: 0
8.1FP | Reduce raw water losses and operational use input as -ve | RSLOU | Ml/d | 2 | 0.1 2019-20: 0; 0.1 2020-21: 0; 0.1 2021-22: 0; 0.1 2022-23: 0; 0.1 2023-24: 0; 0.1 2024-25: 0; 0.1 2025-26: 0; 0.1 2026-27: 0; 0.1 2027-28: 0; 0.1 2028-29: 0; 0.1 2029-30: 0; 0.1 2030-31: 0; 0.1 2031-32: 0; 0.1 2032-33: 0; 0.1 2033-34: 0; 0.1 2034-35: 0; 0.1 2035-36: 0; 0.1 2036-37: 0; 0.1 2037-38: 0; 0.1 2038-39: 0; 0.1 2039-40: 0; 0.1 2040-41: 0; 0.1 2041-42: 0; 0.1 2042-43: 0; 0.1 2043-44: 0; 0.1 2044-45: 0; 0.1 2045-46: 0; 0.1 2046-47: 0; 0.1 2047-48: 0; 0.1 2048-49: 0; 0.1 2049-50: 0
8.2FP | Reduce treatment works losses input as -ve | PSTWL | Ml/d | 2 | 0.1 2019-20: 0; 0.1 2020-21: 0; 0.1 2021-22: 0; 0.1 2022-23: 0; 0.1 2023-24: 0; 0.1 2024-25: 0; 0.1 2025-26: 0; 0.1 2026-27: 0; 0.1 2027-28: 0; 0.1 2028-29: 0; 0.1 2029-30: 0; 0.1 2030-31: 0; 0.1 2031-32: 0; 0.1 2032-33: 0; 0.1 2033-34: 0; 0.1 2034-35: 0; 0.1 2035-36: 0; 0.1 2036-37: 0; 0.1 2037-38: 0; 0.1 2038-39: 0; 0.1 2039-40: 0; 0.1 2040-41: 0; 0.1 2041-42: 0; 0.1 2042-43: 0; 0.1 2043-44: 0; 0.1 2044-45: 0; 0.1 2045-46: 0; 0.1 2046-47: 0; 0.1 2047-48: 0; 0.1 2048-49: 0; 0.1 2049-50: 0
9.1FP | Reduce outages input as -ve | PSROU | Ml/d | 2 | 0.1 2019-20: 0; 0.1 2020-21: 0; 0.1 2021-22: 0; 0.1 2022-23: 0; 0.1 2023-24: 0; 0.1 2024-25: 0; 0.1 2025-26: 0; 0.1 2026-27: 0; 0.1 2027-28: 0; 0.1 2028-29: 0; 0.1 2029-30: 0; 0.1 2030-31: 0; 0.1 2031-32: 0; 0.1 2032-33: 0; 0.1 2033-34: 0; 0.1 2034-35: 0; 0.1 2035-36: 0; 0.1 2036-37: 0; 0.1 2037-38: 0; 0.1 2038-39: 0; 0.1 2039-40: 0; 0.1 2040-41: 0; 0.1 2041-42: 0; 0.1 2042-43: 0; 0.1 2043-44: 0; 0.1 2044-45: 0; 0.1 2045-46: 0; 0.1 2046-47: 0; 0.1 2047-48: 0; 0.1 2048-49: 0; 0.1 2049-50: 0
12.2FP | Change volume delivered to measured non households input reductions as -ve, line to include both measured non-household consumption and USPL options | CVMNH | Ml/d | 2 | 0.1 2019-20: 0; 0.1 2020-21: 0; 0.1 2021-22: 0; 0.1 2022-23: 0; 0.1 2023-24: 0; 0.1 2024-25: 0; 0.1 2025-26: 0; 0.1 2026-27: 0; 0.1 2027-28: -0.06; 0.1 2028-29: -0.11; 0.1 2029-30: -0.17; 0.1 2030-31: -0.22; 0.1 2031-32: -0.27; 0.1 2032-33: -0.32; 0.1 2033-34: -0.37; 0.1 2034-35: -0.43; 0.1 2035-36: -0.48; 0.1 2036-37: -0.53; 0.1 2037-38: -0.58; 0.1 2038-39: -0.63; 0.1 2039-40: -0.69; 0.1 2040-41: -0.74; 0.1 2041-42: -0.79; 0.1 2042-43: -0.84; 0.1 2043-44: -0.89; 0.1 2044-45: -0.95; 0.1 2045-46: -1; 0.1 2046-47: -1.05; 0.1 2047-48: -1.1; 0.1 2048-49: -1.16; 0.1 2049-50: -1.21
13.1FP | Change volume delivered to unmeasured non households input reductions as -ve, line to include both unmeasured non-household consumption and USPL options | CVUNH | Ml/d | 2 | 0.1 2019-20: 0; 0.1 2020-21: 0; 0.1 2021-22: 0; 0.1 2022-23: 0; 0.1 2023-24: 0; 0.1 2024-25: 0; 0.1 2025-26: 0; 0.1 2026-27: 0; 0.1 2027-28: 0; 0.1 2028-29: 0; 0.1 2029-30: 0; 0.1 2030-31: 0; 0.1 2031-32: 0; 0.1 2032-33: 0; 0.1 2033-34: 0; 0.1 2034-35: 0; 0.1 2035-36: 0; 0.1 2036-37: 0; 0.1 2037-38: 0; 0.1 2038-39: 0; 0.1 2039-40: 0; 0.1 2040-41: 0; 0.1 2041-42: 0; 0.1 2042-43: 0; 0.1 2043-44: 0; 0.1 2044-45: 0; 0.1 2045-46: 0; 0.1 2046-47: 0; 0.1 2047-48: 0; 0.1 2048-49: 0; 0.1 2049-50: 0
14.1FP | Change volume delivered to measured households input reductions as -ve, line to include both measured household consumption and USPL options | CVMHH | Ml/d | 2 | 0.1 2019-20: 0; 0.1 2020-21: 0; 0.1 2021-22: 0; 0.1 2022-23: 0; 0.1 2023-24: 0; 0.1 2024-25: 0; 0.1 2025-26: -0.03; 0.1 2026-27: -0.06; 0.1 2027-28: -0.36; 0.1 2028-29: -0.82; 0.1 2029-30: -0.93; 0.1 2030-31: -1.05; 0.1 2031-32: -1.16; 0.1 2032-33: -1.2; 0.1 2033-34: -1.24; 0.1 2034-35: -1.33; 0.1 2035-36: -1.42; 0.1 2036-37: -1.51; 0.1 2037-38: -1.61; 0.1 2038-39: -1.7; 0.1 2039-40: -1.79; 0.1 2040-41: -1.86; 0.1 2041-42: -1.93; 0.1 2042-43: -2.01; 0.1 2043-44: -2.1; 0.1 2044-45: -2.15; 0.1 2045-46: -2.18; 0.1 2046-47: -2.22; 0.1 2047-48: -2.26; 0.1 2048-49: -2.3; 0.1 2049-50: -2.34
15.1FP | Change volume delivered to unmeasured households input reductions as -ve, line to include both unmeasured household consumption and USPL options | CVUHH | Ml/d | 2 | 0.1 2019-20: 0; 0.1 2020-21: 0; 0.1 2021-22: 0; 0.1 2022-23: 0; 0.1 2023-24: 0; 0.1 2024-25: 0; 0.1 2025-26: 0; 0.1 2026-27: 0; 0.1 2027-28: 0; 0.1 2028-29: 0; 0.1 2029-30: 0; 0.1 2030-31: 0; 0.1 2031-32: 0; 0.1 2032-33: 0; 0.1 2033-34: 0; 0.1 2034-35: 0; 0.1 2035-36: 0; 0.1 2036-37: 0; 0.1 2037-38: 0; 0.1 2038-39: 0; 0.1 2039-40: 0; 0.1 2040-41: 0; 0.1 2041-42: 0; 0.1 2042-43: 0; 0.1 2043-44: 0; 0.1 2044-45: 0; 0.1 2045-46: 0; 0.1 2046-47: 0; 0.1 2047-48: 0; 0.1 2048-49: 0; 0.1 2049-50: 0
21.1FP | Options to reduce water taken unbilled input as -ve | CSWTU | Ml/d | 2 | 0.1 2019-20: 0; 0.1 2020-21: 0; 0.1 2021-22: 0; 0.1 2022-23: 0; 0.1 2023-24: 0; 0.1 2024-25: 0; 0.1 2025-26: 0; 0.1 2026-27: 0; 0.1 2027-28: 0; 0.1 2028-29: 0; 0.1 2029-30: 0; 0.1 2030-31: 0; 0.1 2031-32: 0; 0.1 2032-33: 0; 0.1 2033-34: 0; 0.1 2034-35: 0; 0.1 2035-36: 0; 0.1 2036-37: 0; 0.1 2037-38: 0; 0.1 2038-39: 0; 0.1 2039-40: 0; 0.1 2040-41: 0; 0.1 2041-42: 0; 0.1 2042-43: 0; 0.1 2043-44: 0; 0.1 2044-45: 0; 0.1 2045-46: 0; 0.1 2046-47: 0; 0.1 2047-48: 0; 0.1 2048-49: 0; 0.1 2049-50: 0
22.1FP | Reduce distribution system operational use (DSOU) input as -ve | DSDOU | Ml/d | 2 | 0.1 2019-20: 0; 0.1 2020-21: 0; 0.1 2021-22: 0; 0.1 2022-23: 0; 0.1 2023-24: 0; 0.1 2024-25: 0; 0.1 2025-26: 0; 0.1 2026-27: 0; 0.1 2027-28: 0; 0.1 2028-29: 0; 0.1 2029-30: 0; 0.1 2030-31: 0; 0.1 2031-32: 0; 0.1 2032-33: 0; 0.1 2033-34: 0; 0.1 2034-35: 0; 0.1 2035-36: 0; 0.1 2036-37: 0; 0.1 2037-38: 0; 0.1 2038-39: 0; 0.1 2039-40: 0; 0.1 2040-41: 0; 0.1 2041-42: 0; 0.1 2042-43: 0; 0.1 2043-44: 0; 0.1 2044-45: 0; 0.1 2045-46: 0; 0.1 2046-47: 0; 0.1 2047-48: 0; 0.1 2048-49: 0; 0.1 2049-50: 0
23.1FP | Options impacting on measured Non Household - USPL input reductions as -ve | CUMNH | Ml/d | 2 | 0.1 2019-20: 0; 0.1 2020-21: 0; 0.1 2021-22: 0; 0.1 2022-23: 0; 0.1 2023-24: 0; 0.1 2024-25: 0; 0.1 2025-26: 0; 0.1 2026-27: 0; 0.1 2027-28: 0; 0.1 2028-29: 0; 0.1 2029-30: 0; 0.1 2030-31: 0; 0.1 2031-32: 0; 0.1 2032-33: 0; 0.1 2033-34: 0; 0.1 2034-35: -0.01; 0.1 2035-36: -0.01; 0.1 2036-37: -0.01; 0.1 2037-38: -0.01; 0.1 2038-39: -0.01; 0.1 2039-40: -0.01; 0.1 2040-41: -0.01; 0.1 2041-42: -0.01; 0.1 2042-43: -0.01; 0.1 2043-44: -0.01; 0.1 2044-45: -0.01; 0.1 2045-46: -0.01; 0.1 2046-47: -0.01; 0.1 2047-48: -0.01; 0.1 2048-49: -0.02; 0.1 2049-50: -0.02
24.1FP | Options impacting on unmeasured Non Household - USPL input reductions as -ve | CUUNH | Ml/d | 2 | 0.1 2019-20: 0; 0.1 2020-21: 0; 0.1 2021-22: 0; 0.1 2022-23: 0; 0.1 2023-24: 0; 0.1 2024-25: 0; 0.1 2025-26: 0; 0.1 2026-27: 0; 0.1 2027-28: 0; 0.1 2028-29: 0; 0.1 2029-30: 0; 0.1 2030-31: 0; 0.1 2031-32: 0; 0.1 2032-33: 0; 0.1 2033-34: 0; 0.1 2034-35: 0; 0.1 2035-36: 0; 0.1 2036-37: 0; 0.1 2037-38: 0; 0.1 2038-39: 0; 0.1 2039-40: 0; 0.1 2040-41: 0; 0.1 2041-42: 0; 0.1 2042-43: 0; 0.1 2043-44: 0; 0.1 2044-45: 0; 0.1 2045-46: 0; 0.1 2046-47: 0; 0.1 2047-48: 0; 0.1 2048-49: 0; 0.1 2049-50: 0
25.1FP | Options impacting on measured Household - USPL input reductions as -ve | CUMHH | Ml/d | 2 | 0.1 2019-20: 0; 0.1 2020-21: 0; 0.1 2021-22: 0; 0.1 2022-23: 0; 0.1 2023-24: 0; 0.1 2024-25: 0; 0.1 2025-26: 0; 0.1 2026-27: 0; 0.1 2027-28: -0.05; 0.1 2028-29: -0.18; 0.1 2029-30: -0.2; 0.1 2030-31: -0.22; 0.1 2031-32: -0.24; 0.1 2032-33: -0.25; 0.1 2033-34: -0.25; 0.1 2034-35: -0.25; 0.1 2035-36: -0.25; 0.1 2036-37: -0.26; 0.1 2037-38: -0.26; 0.1 2038-39: -0.26; 0.1 2039-40: -0.26; 0.1 2040-41: -0.27; 0.1 2041-42: -0.27; 0.1 2042-43: -0.27; 0.1 2043-44: -0.27; 0.1 2044-45: -0.27; 0.1 2045-46: -0.28; 0.1 2046-47: -0.28; 0.1 2047-48: -0.28; 0.1 2048-49: -0.28; 0.1 2049-50: -0.28
26.1FP | Options impacting on unmeasured Household - USPL input reductions as -ve | CUUHH | Ml/d | 2 | 0.1 2019-20: 0; 0.1 2020-21: 0; 0.1 2021-22: 0; 0.1 2022-23: 0; 0.1 2023-24: 0; 0.1 2024-25: 0; 0.1 2025-26: 0; 0.1 2026-27: 0; 0.1 2027-28: 0; 0.1 2028-29: 0; 0.1 2029-30: 0; 0.1 2030-31: 0; 0.1 2031-32: 0; 0.1 2032-33: 0; 0.1 2033-34: 0; 0.1 2034-35: 0; 0.1 2035-36: 0; 0.1 2036-37: 0; 0.1 2037-38: 0; 0.1 2038-39: 0; 0.1 2039-40: 0; 0.1 2040-41: 0; 0.1 2041-42: 0; 0.1 2042-43: 0; 0.1 2043-44: 0; 0.1 2044-45: 0; 0.1 2045-46: 0; 0.1 2046-47: 0; 0.1 2047-48: 0; 0.1 2048-49: 0; 0.1 2049-50: 0
27.1FP | Options impacting on Void properties - USPL input reductions as -ve | CUVPP | Ml/d | 2 | 0.1 2019-20: 0; 0.1 2020-21: 0; 0.1 2021-22: 0; 0.1 2022-23: 0; 0.1 2023-24: 0; 0.1 2024-25: 0; 0.1 2025-26: 0; 0.1 2026-27: 0; 0.1 2027-28: 0; 0.1 2028-29: 0; 0.1 2029-30: 0; 0.1 2030-31: 0; 0.1 2031-32: 0; 0.1 2032-33: 0; 0.1 2033-34: 0; 0.1 2034-35: 0; 0.1 2035-36: 0; 0.1 2036-37: 0; 0.1 2037-38: 0; 0.1 2038-39: 0; 0.1 2039-40: 0; 0.1 2040-41: 0; 0.1 2041-42: 0; 0.1 2042-43: 0; 0.1 2043-44: 0; 0.1 2044-45: 0; 0.1 2045-46: 0; 0.1 2046-47: 0; 0.1 2047-48: 0; 0.1 2048-49: 0; 0.1 2049-50: 0
28.1FP | Reduce distribution losses input as -ve | DSRDL | Ml/d | 2 | 0.1 2019-20: 0; 0.1 2020-21: 0; 0.1 2021-22: 0; 0.1 2022-23: 0; 0.1 2023-24: 0; 0.1 2024-25: 0; 0.1 2025-26: 0; 0.1 2026-27: -0.01; 0.1 2027-28: -0.01; 0.1 2028-29: -0.01; 0.1 2029-30: -0.01; 0.1 2030-31: -0.02; 0.1 2031-32: -0.02; 0.1 2032-33: -0.02; 0.1 2033-34: -0.02; 0.1 2034-35: -0.03; 0.1 2035-36: -0.28; 0.1 2036-37: -0.28; 0.1 2037-38: -0.28; 0.1 2038-39: -0.28; 0.1 2039-40: -0.29; 0.1 2040-41: -0.29; 0.1 2041-42: -0.3; 0.1 2042-43: -0.38; 0.1 2043-44: -0.39; 0.1 2044-45: -0.44; 0.1 2045-46: -0.49; 0.1 2046-47: -0.52; 0.1 2047-48: -0.53; 0.1 2048-49: -0.57; 0.1 2049-50: -0.58
Table 3c: DYAA - Final plan | Back to top of sheet
WRMP24 reference | Component | Derivation | Unit | Decimal places | 2019-20 | 2020-21 | 2021-22 | 2022-23 | 2023-24 | 2024-25 | 2025-26 | 2026-27 | 2027-28 | 2028-29 | 2029-30 | 2030-31 | 2031-32 | 2032-33 | 2033-34 | 2034-35 | 2035-36 | 2036-37 | 2037-38 | 2038-39 | 2039-40 | 2040-41 | 2041-42 | 2042-43 | 2043-44 | 2044-45 | 2045-46 | 2046-47 | 2047-48 | 2048-49 | 2049-50 | 2050-51 | 2051-52 | 2052-53 | 2053-54 | 2054-55 | 2055-56 | 2056-57 | 2057-58 | 2058-59 | 2059-60 | 2060-61 | 2061-62 | 2062-63 | 2063-64 | 2064-65 | 2065-66 | 2066-67 | 2067-68 | 2068-69 | 2069-70 | 2070-71 | 2071-72 | 2072-73 | 2073-74 | 2074-75 | 2075-76 | 2076-77 | 2077-78 | 2078-79 | 2079-80 | 2080-81 | 2081-82 | 2082-83 | 2083-84 | 2084-85 | 2085-86 | 2086-87 | 2087-88 | 2088-89 | 2089-90 | 2090-91 | 2091-92 | 2092-93 | 2093-94 | 2094-95 | 2095-96 | 2096-97 | 2097-98 | 2098-99 | 2099-100
1FP | Raw water abstracted | Input | Ml/d | 2 | 2019-20: 0; 2020-21: 0; 2021-22: 0; 2022-23: 0; 2023-24: 0; 2024-25: 0; 2025-26: 0; 2026-27: 0; 2027-28: 0; 2028-29: 0; 2029-30: 0; 2030-31: 0; 2031-32: 0; 2032-33: 0; 2033-34: 0; 2034-35: 0; 2035-36: 0; 2036-37: 0; 2037-38: 0; 2038-39: 0; 2039-40: 0; 2040-41: 0; 2041-42: 0; 2042-43: 0; 2043-44: 0; 2044-45: 0; 2045-46: 0; 2046-47: 0; 2047-48: 0; 2048-49: 0; 2049-50: 0
1.1FP | Non-potable water supplies | 1.1BL + 1.11FP | Ml/d | 2 | 2019-20: 0; 2020-21: 0; 2021-22: 0; 2022-23: 0; 2023-24: 0; 2024-25: 0; 2025-26: 0; 2026-27: 0; 2027-28: 0; 2028-29: 0; 2029-30: 0; 2030-31: 0; 2031-32: 0; 2032-33: 0; 2033-34: 0; 2034-35: 0; 2035-36: 0; 2036-37: 0; 2037-38: 0; 2038-39: 0; 2039-40: 0; 2040-41: 0; 2041-42: 0; 2042-43: 0; 2043-44: 0; 2044-45: 0; 2045-46: 0; 2046-47: 0; 2047-48: 0; 2048-49: 0; 2049-50: 0
2FP | Raw water imported | 2BL + 2.1FP | Ml/d | 2 | 2019-20: 0; 2020-21: 0; 2021-22: 0; 2022-23: 0; 2023-24: 0; 2024-25: 0; 2025-26: 0; 2026-27: 0; 2027-28: 0; 2028-29: 0; 2029-30: 0; 2030-31: 0; 2031-32: 0; 2032-33: 0; 2033-34: 0; 2034-35: 0; 2035-36: 0; 2036-37: 0; 2037-38: 0; 2038-39: 0; 2039-40: 0; 2040-41: 0; 2041-42: 0; 2042-43: 0; 2043-44: 0; 2044-45: 0; 2045-46: 0; 2046-47: 0; 2047-48: 0; 2048-49: 0; 2049-50: 0
3FP | Potable water imported | 3BL + 3.1FP | Ml/d | 2 | 2019-20: 0; 2020-21: 0; 2021-22: 0; 2022-23: 0; 2023-24: 0; 2024-25: 0; 2025-26: 0; 2026-27: 0; 2027-28: 0; 2028-29: 0; 2029-30: 0; 2030-31: 0; 2031-32: 0; 2032-33: 0; 2033-34: 0; 2034-35: 0; 2035-36: 2.15; 2036-37: 7.8; 2037-38: 7.77; 2038-39: 7.75; 2039-40: 7.59; 2040-41: 7.54; 2041-42: 7.49; 2042-43: 7.35; 2043-44: 7.29; 2044-45: 7.21; 2045-46: 7.02; 2046-47: 6.95; 2047-48: 6.91; 2048-49: 6.85; 2049-50: 6.42
4FP | Raw water exported enter as -ve | 4BL + 4.1FP | Ml/d | 2 | 2019-20: 0; 2020-21: 0; 2021-22: 0; 2022-23: 0; 2023-24: 0; 2024-25: 0; 2025-26: 0; 2026-27: 0; 2027-28: 0; 2028-29: 0; 2029-30: 0; 2030-31: 0; 2031-32: 0; 2032-33: 0; 2033-34: 0; 2034-35: 0; 2035-36: 0; 2036-37: 0; 2037-38: 0; 2038-39: 0; 2039-40: 0; 2040-41: 0; 2041-42: 0; 2042-43: 0; 2043-44: 0; 2044-45: 0; 2045-46: 0; 2046-47: 0; 2047-48: 0; 2048-49: 0; 2049-50: 0
5FP | Potable water exported enter as -ve | 5BL + 5.1FP | Ml/d | 2 | 2019-20: 0; 2020-21: 0; 2021-22: 0; 2022-23: 0; 2023-24: 0; 2024-25: 0; 2025-26: 0; 2026-27: 0; 2027-28: 0; 2028-29: 0; 2029-30: 0; 2030-31: 0; 2031-32: 0; 2032-33: 0; 2033-34: 0; 2034-35: 0; 2035-36: 0; 2036-37: 0; 2037-38: 0; 2038-39: 0; 2039-40: 0; 2040-41: 0; 2041-42: 0; 2042-43: 0; 2043-44: 0; 2044-45: 0; 2045-46: 0; 2046-47: 0; 2047-48: 0; 2048-49: 0; 2049-50: 0
6.1FP | Deployable Output post forecast changes | 6.1BL + 6.2FP + 6.3FP +7.01FP +7.02FP | Ml/d | 2 | 2019-20: 20.61; 2020-21: 20.61; 2021-22: 20.61; 2022-23: 20.61; 2023-24: 20.61; 2024-25: 20.61; 2025-26: 18.64; 2026-27: 18.64; 2027-28: 18.64; 2028-29: 18.64; 2029-30: 18.64; 2030-31: 18.87; 2031-32: 18.87; 2032-33: 18.87; 2033-34: 18.87; 2034-35: 18.87; 2035-36: 15.04; 2036-37: 9.22; 2037-38: 9.22; 2038-39: 9.22; 2039-40: 9.22; 2040-41: 9.22; 2041-42: 9.22; 2042-43: 9.22; 2043-44: 9.22; 2044-45: 9.22; 2045-46: 9.22; 2046-47: 9.22; 2047-48: 9.22; 2048-49: 9.22; 2049-50: 9.22
8FP | Raw water losses, treatment works losses and operational use | 8BL + 8.1FP + 8.2FP | Ml/d | 2 | 2019-20: 0.72; 2020-21: 0.72; 2021-22: 0.72; 2022-23: 0.72; 2023-24: 0.72; 2024-25: 0.72; 2025-26: 0.72; 2026-27: 0.72; 2027-28: 0.72; 2028-29: 0.72; 2029-30: 0.72; 2030-31: 0.72; 2031-32: 0.72; 2032-33: 0.72; 2033-34: 0.72; 2034-35: 0.72; 2035-36: 0.72; 2036-37: 0.72; 2037-38: 0.72; 2038-39: 0.72; 2039-40: 0.72; 2040-41: 0.72; 2041-42: 0.72; 2042-43: 0.72; 2043-44: 0.72; 2044-45: 0.72; 2045-46: 0.72; 2046-47: 0.72; 2047-48: 0.72; 2048-49: 0.72; 2049-50: 0.72
9FP | Total Outage Allowance | 9BL + 9.1FP | Ml/d | 2 | 2019-20: 0.11; 2020-21: 0.11; 2021-22: 0.11; 2022-23: 0.11; 2023-24: 0.11; 2024-25: 0.11; 2025-26: 0.11; 2026-27: 0.11; 2027-28: 0.11; 2028-29: 0.11; 2029-30: 0.11; 2030-31: 0.11; 2031-32: 0.11; 2032-33: 0.11; 2033-34: 0.11; 2034-35: 0.11; 2035-36: 0.08; 2036-37: 0.08; 2037-38: 0.08; 2038-39: 0.08; 2039-40: 0.08; 2040-41: 0.08; 2041-42: 0.08; 2042-43: 0.08; 2043-44: 0.08; 2044-45: 0.08; 2045-46: 0.08; 2046-47: 0.08; 2047-48: 0.08; 2048-49: 0.08; 2049-50: 0.08
10FP | Water Available For Use (own sources) | (6.1FP) - (8FP + 9FP) | Ml/d | 2 | 2019-20: 19.78; 2020-21: 19.78; 2021-22: 19.78; 2022-23: 19.78; 2023-24: 19.78; 2024-25: 19.78; 2025-26: 17.81; 2026-27: 17.81; 2027-28: 17.81; 2028-29: 17.81; 2029-30: 17.81; 2030-31: 18.04; 2031-32: 18.04; 2032-33: 18.04; 2033-34: 18.04; 2034-35: 18.04; 2035-36: 14.24; 2036-37: 8.42; 2037-38: 8.42; 2038-39: 8.42; 2039-40: 8.42; 2040-41: 8.42; 2041-42: 8.42; 2042-43: 8.42; 2043-44: 8.42; 2044-45: 8.42; 2045-46: 8.42; 2046-47: 8.42; 2047-48: 8.42; 2048-49: 8.42; 2049-50: 8.42
11FP | Total Water Available For Use | 10FP + sum (2FP:5FP) | Ml/d | 2 | 2019-20: 19.78; 2020-21: 19.78; 2021-22: 19.78; 2022-23: 19.78; 2023-24: 19.78; 2024-25: 19.78; 2025-26: 17.81; 2026-27: 17.81; 2027-28: 17.81; 2028-29: 17.81; 2029-30: 17.81; 2030-31: 18.04; 2031-32: 18.04; 2032-33: 18.04; 2033-34: 18.04; 2034-35: 18.04; 2035-36: 16.39; 2036-37: 16.22; 2037-38: 16.19; 2038-39: 16.17; 2039-40: 16.01; 2040-41: 15.96; 2041-42: 15.91; 2042-43: 15.77; 2043-44: 15.71; 2044-45: 15.63; 2045-46: 15.44; 2046-47: 15.37; 2047-48: 15.33; 2048-49: 15.27; 2049-50: 14.84
12FP | Water delivered measured non-household | 12BL + 12.2FP | Ml/d | 2 | 2019-20: 4.09; 2020-21: 4.09; 2021-22: 4.09; 2022-23: 4.1; 2023-24: 4.1; 2024-25: 4.1; 2025-26: 4.1; 2026-27: 4.1; 2027-28: 4.05; 2028-29: 4; 2029-30: 3.94; 2030-31: 3.89; 2031-32: 3.85; 2032-33: 3.8; 2033-34: 3.76; 2034-35: 3.7; 2035-36: 3.66; 2036-37: 3.62; 2037-38: 3.57; 2038-39: 3.53; 2039-40: 3.48; 2040-41: 3.43; 2041-42: 3.39; 2042-43: 3.34; 2043-44: 3.3; 2044-45: 3.24; 2045-46: 3.2; 2046-47: 3.15; 2047-48: 3.11; 2048-49: 3.05; 2049-50: 3.01
12.1FP | Non-potable water consumption | Input | Ml/d | 2 | 2019-20: 0; 2020-21: 0; 2021-22: 0; 2022-23: 0; 2023-24: 0; 2024-25: 0; 2025-26: 0; 2026-27: 0; 2027-28: 0; 2028-29: 0; 2029-30: 0; 2030-31: 0; 2031-32: 0; 2032-33: 0; 2033-34: 0; 2034-35: 0; 2035-36: 0; 2036-37: 0; 2037-38: 0; 2038-39: 0; 2039-40: 0; 2040-41: 0; 2041-42: 0; 2042-43: 0; 2043-44: 0; 2044-45: 0; 2045-46: 0; 2046-47: 0; 2047-48: 0; 2048-49: 0; 2049-50: 0
13FP | Water delivered unmeasured non-household | 13BL + 13.1FP | Ml/d | 2 | 2019-20: 0.02; 2020-21: 0.02; 2021-22: 0.02; 2022-23: 0.02; 2023-24: 0.02; 2024-25: 0.02; 2025-26: 0.02; 2026-27: 0.02; 2027-28: 0.02; 2028-29: 0.02; 2029-30: 0.02; 2030-31: 0.02; 2031-32: 0.02; 2032-33: 0.02; 2033-34: 0.02; 2034-35: 0.02; 2035-36: 0.02; 2036-37: 0.02; 2037-38: 0.02; 2038-39: 0.02; 2039-40: 0.02; 2040-41: 0.02; 2041-42: 0.02; 2042-43: 0.02; 2043-44: 0.02; 2044-45: 0.02; 2045-46: 0.02; 2046-47: 0.02; 2047-48: 0.02; 2048-49: 0.02; 2049-50: 0.02
14FP | Water delivered measured household | 14BL + 14.1FP | Ml/d | 2 | 2019-20: 7.71; 2020-21: 7.83; 2021-22: 7.96; 2022-23: 8.08; 2023-24: 8.2; 2024-25: 8.32; 2025-26: 8.43; 2026-27: 8.58; 2027-28: 8.44; 2028-29: 8.11; 2029-30: 8.13; 2030-31: 8.13; 2031-32: 8.15; 2032-33: 8.23; 2033-34: 8.31; 2034-35: 8.34; 2035-36: 8.38; 2036-37: 8.41; 2037-38: 8.47; 2038-39: 8.53; 2039-40: 8.6; 2040-41: 8.65; 2041-42: 8.69; 2042-43: 8.73; 2043-44: 8.75; 2044-45: 8.8; 2045-46: 8.84; 2046-47: 8.86; 2047-48: 8.88; 2048-49: 8.9; 2049-50: 8.91
15FP | Water delivered unmeasured household | 15BL + 15.1FP | Ml/d | 2 | 2019-20: 2.71; 2020-21: 2.53; 2021-22: 2.38; 2022-23: 2.19; 2023-24: 2.02; 2024-25: 1.85; 2025-26: 1.72; 2026-27: 1.59; 2027-28: 1.47; 2028-29: 1.36; 2029-30: 1.25; 2030-31: 1.15; 2031-32: 1.05; 2032-33: 0.96; 2033-34: 0.87; 2034-35: 0.79; 2035-36: 0.7; 2036-37: 0.63; 2037-38: 0.55; 2038-39: 0.48; 2039-40: 0.41; 2040-41: 0.34; 2041-42: 0.28; 2042-43: 0.22; 2043-44: 0.16; 2044-45: 0.1; 2045-46: 0.1; 2046-47: 0.09; 2047-48: 0.08; 2048-49: 0.07; 2049-50: 0.07
16FP | Percentage of consumption driven by climate change | 16BL | % | 1 | 2019-20: 0%; 2020-21: 0%; 2021-22: 0%; 2022-23: 0.1%; 2023-24: 0.1%; 2024-25: 0.1%; 2025-26: 0.1%; 2026-27: 0.1%; 2027-28: 0.1%; 2028-29: 0.2%; 2029-30: 0.2%; 2030-31: 0.2%; 2031-32: 0.2%; 2032-33: 0.3%; 2033-34: 0.3%; 2034-35: 0.3%; 2035-36: 0.4%; 2036-37: 0.4%; 2037-38: 0.4%; 2038-39: 0.5%; 2039-40: 0.5%; 2040-41: 0.6%; 2041-42: 0.6%; 2042-43: 0.6%; 2043-44: 0.7%; 2044-45: 0.7%; 2045-46: 0.8%; 2046-47: 0.8%; 2047-48: 0.8%; 2048-49: 0.8%; 2049-50: 0.9%
17FP | Volume of consumption driven by climate change | 16FP * (12FP + sum(13FP:15FP) - sum (23FP:26FP)) | Ml/d | 2 | 2019-20: 0; 2020-21: 0; 2021-22: 0; 2022-23: 0.01372; 2023-24: 0.01367; 2024-25: 0.01363; 2025-26: 0.01361; 2026-27: 0.01362; 2027-28: 0.01336; 2028-29: 0.026; 2029-30: 0.02576; 2030-31: 0.0255; 2031-32: 0.0253; 2032-33: 0.03777; 2033-34: 0.03762; 2034-35: 0.03735; 2035-36: 0.04944; 2036-37: 0.04916; 2037-38: 0.04884; 2038-39: 0.06085; 2039-40: 0.0606; 2040-41: 0.0723; 2041-42: 0.072; 2042-43: 0.07158; 2043-44: 0.08288; 2044-45: 0.08246; 2045-46: 0.09432; 2046-47: 0.09392; 2047-48: 0.09368; 2048-49: 0.09336; 2049-50: 0.10467
18FP | Measured Household - PCC | ((14FP - 25FP) * 1,000,000) / (39FP * 1000) | l/h/d | 1 | 2019-20: 135.333; 2020-21: 134.9063; 2021-22: 134.7482; 2022-23: 134.3557; 2023-24: 133.9486; 2024-25: 133.6235; 2025-26: 133.2195; 2026-27: 132.6556; 2027-28: 128.8855; 2028-29: 123.8026; 2029-30: 122.8054; 2030-31: 121.5159; 2031-32: 120.6706; 2032-33: 120.6155; 2033-34: 120.4874; 2034-35: 119.7123; 2035-36: 118.9196; 2036-37: 118.1585; 2037-38: 117.7031; 2038-39: 117.43; 2039-40: 117.094; 2040-41: 116.672; 2041-42: 116.166; 2042-43: 115.5536; 2043-44: 114.693; 2044-45: 114.4707; 2045-46: 114.5537; 2046-47: 114.1256; 2047-48: 113.8168; 2048-49: 113.5217; 2049-50: 112.9966
19FP | Unmeasured Household - PCC | ((15FP - 26FP) * 1,000,000) / (40FP * 1000) | l/h/d | 1 | 2019-20: 237.1999; 2020-21: 237.1623; 2021-22: 236.5568; 2022-23: 235.8938; 2023-24: 235.2487; 2024-25: 234.768; 2025-26: 234.1639; 2026-27: 232.7837; 2027-28: 232.0712; 2028-29: 232.1631; 2029-30: 231.4151; 2030-31: 232.0393; 2031-32: 231.877; 2032-33: 230.4394; 2033-34: 230.9059; 2034-35: 233.5526; 2035-36: 231.8734; 2036-37: 236.8093; 2037-38: 232.3376; 2038-39: 235.7456; 2039-40: 238.5558; 2040-41: 232.7386; 2041-42: 241.5459; 2042-43: 253.1646; 2043-44: 253.6232; 2044-45: 253.5211; 2045-46: 274.3902; 2046-47: 264.0264; 2047-48: 250; 2048-49: 233.463; 2049-50: 233.463
20FP | Average Household - PCC | (((14FP - 25FP) + (15FP - 26FP)) * 1,000,000)/ ((39FP + 40FP) * 1,000) | l/h/d | 1 | 2019-20: 151.7602; 2020-21: 150.2515; 2021-22: 149.0471; 2022-23: 147.4732; 2023-24: 145.9543; 2024-25: 144.5937; 2025-26: 143.3454; 2026-27: 141.8767; 2027-28: 137.6174; 2028-29: 132.2278; 2029-30: 130.5407; 2030-31: 128.7037; 2031-32: 127.2515; 2032-33: 126.5077; 2033-34: 125.8267; 2034-35: 124.6421; 2035-36: 123.2679; 2036-37: 122.1832; 2037-38: 121.0915; 2038-39: 120.4383; 2039-40: 119.7041; 2040-41: 118.7328; 2041-42: 117.9436; 2042-43: 117.0348; 2043-44: 115.7323; 2044-45: 115.1362; 2045-46: 115.2571; 2046-47: 114.7322; 2047-48: 114.3237; 2048-49: 113.9296; 2049-50: 113.4044
21FP | Water taken unbilled | 21BL + 21.1FP | Ml/d | 2 | 2019-20: 0.45; 2020-21: 0.45; 2021-22: 0.46; 2022-23: 0.45; 2023-24: 0.44; 2024-25: 0.45; 2025-26: 0.45; 2026-27: 0.47; 2027-28: 0.45; 2028-29: 0.45; 2029-30: 0.45; 2030-31: 0.47; 2031-32: 0.45; 2032-33: 0.45; 2033-34: 0.45; 2034-35: 0.46; 2035-36: 0.45; 2036-37: 0.44; 2037-38: 0.44; 2038-39: 0.43; 2039-40: 0.44; 2040-41: 0.45; 2041-42: 0.45; 2042-43: 0.44; 2043-44: 0.44; 2044-45: 0.47; 2045-46: 0.44; 2046-47: 0.44; 2047-48: 0.45; 2048-49: 0.47; 2049-50: 0.46
22FP | Distribution system operational use | 22BL + 22.1FP | Ml/d | 2 | 2019-20: 0.09; 2020-21: 0.09; 2021-22: 0.09; 2022-23: 0.09; 2023-24: 0.09; 2024-25: 0.09; 2025-26: 0.09; 2026-27: 0.09; 2027-28: 0.09; 2028-29: 0.09; 2029-30: 0.09; 2030-31: 0.09; 2031-32: 0.09; 2032-33: 0.09; 2033-34: 0.09; 2034-35: 0.09; 2035-36: 0.09; 2036-37: 0.09; 2037-38: 0.09; 2038-39: 0.09; 2039-40: 0.09; 2040-41: 0.09; 2041-42: 0.09; 2042-43: 0.09; 2043-44: 0.09; 2044-45: 0.09; 2045-46: 0.09; 2046-47: 0.09; 2047-48: 0.09; 2048-49: 0.09; 2049-50: 0.09
23FP | Measured Non Household - USPL | 23BL + 23.1FP | Ml/d | 2 | 2019-20: 0.03; 2020-21: 0.03; 2021-22: 0.03; 2022-23: 0.03; 2023-24: 0.03; 2024-25: 0.03; 2025-26: 0.03; 2026-27: 0.03; 2027-28: 0.03; 2028-29: 0.03; 2029-30: 0.03; 2030-31: 0.03; 2031-32: 0.03; 2032-33: 0.03; 2033-34: 0.03; 2034-35: 0.02; 2035-36: 0.02; 2036-37: 0.02; 2037-38: 0.02; 2038-39: 0.02; 2039-40: 0.02; 2040-41: 0.02; 2041-42: 0.02; 2042-43: 0.02; 2043-44: 0.02; 2044-45: 0.02; 2045-46: 0.02; 2046-47: 0.02; 2047-48: 0.02; 2048-49: 0.01; 2049-50: 0.01
24FP | Unmeasured Non Household - USPL | 24BL + 24.1FP | Ml/d | 2 | 2019-20: 0; 2020-21: 0; 2021-22: 0; 2022-23: 0; 2023-24: 0; 2024-25: 0; 2025-26: 0; 2026-27: 0; 2027-28: 0; 2028-29: 0; 2029-30: 0; 2030-31: 0; 2031-32: 0; 2032-33: 0; 2033-34: 0; 2034-35: 0; 2035-36: 0; 2036-37: 0; 2037-38: 0; 2038-39: 0; 2039-40: 0; 2040-41: 0; 2041-42: 0; 2042-43: 0; 2043-44: 0; 2044-45: 0; 2045-46: 0; 2046-47: 0; 2047-48: 0; 2048-49: 0; 2049-50: 0
25FP | Measured Household - USPL | 25BL + 25.1FP | Ml/d | 2 | 2019-20: 0.41; 2020-21: 0.42; 2021-22: 0.43; 2022-23: 0.44; 2023-24: 0.45; 2024-25: 0.46; 2025-26: 0.47; 2026-27: 0.49; 2027-28: 0.45; 2028-29: 0.33; 2029-30: 0.31; 2030-31: 0.3; 2031-32: 0.29; 2032-33: 0.29; 2033-34: 0.3; 2034-35: 0.3; 2035-36: 0.31; 2036-37: 0.31; 2037-38: 0.32; 2038-39: 0.32; 2039-40: 0.33; 2040-41: 0.33; 2041-42: 0.33; 2042-43: 0.34; 2043-44: 0.35; 2044-45: 0.35; 2045-46: 0.34; 2046-47: 0.35; 2047-48: 0.35; 2048-49: 0.35; 2049-50: 0.36
26FP | Unmeasured Household - USPL | 26BL + 26.1BL | Ml/d | 2 | 2019-20: 0.25; 2020-21: 0.23; 2021-22: 0.22; 2022-23: 0.2; 2023-24: 0.19; 2024-25: 0.17; 2025-26: 0.16; 2026-27: 0.15; 2027-28: 0.14; 2028-29: 0.13; 2029-30: 0.12; 2030-31: 0.11; 2031-32: 0.1; 2032-33: 0.1; 2033-34: 0.09; 2034-35: 0.08; 2035-36: 0.07; 2036-37: 0.06; 2037-38: 0.06; 2038-39: 0.05; 2039-40: 0.04; 2040-41: 0.04; 2041-42: 0.03; 2042-43: 0.02; 2043-44: 0.02; 2044-45: 0.01; 2045-46: 0.01; 2046-47: 0.01; 2047-48: 0.01; 2048-49: 0.01; 2049-50: 0.01
27FP | Void Properties - USPL | 27BL + 27.1FP | Ml/d | 2 | 2019-20: 0.05; 2020-21: 0.05; 2021-22: 0.05; 2022-23: 0.05; 2023-24: 0.05; 2024-25: 0.05; 2025-26: 0.05; 2026-27: 0.05; 2027-28: 0.05; 2028-29: 0.05; 2029-30: 0.05; 2030-31: 0.05; 2031-32: 0.05; 2032-33: 0.05; 2033-34: 0.05; 2034-35: 0.06; 2035-36: 0.06; 2036-37: 0.06; 2037-38: 0.06; 2038-39: 0.06; 2039-40: 0.06; 2040-41: 0.06; 2041-42: 0.06; 2042-43: 0.06; 2043-44: 0.06; 2044-45: 0.06; 2045-46: 0.06; 2046-47: 0.06; 2047-48: 0.06; 2048-49: 0.06; 2049-50: 0.06
28FP | Distribution losses | 28BL + 28.1FP | Ml/d | 2 | 2019-20: 2.23; 2020-21: 2.18; 2021-22: 2.15; 2022-23: 2.11; 2023-24: 2.07; 2024-25: 2.02; 2025-26: 2.02; 2026-27: 2.01; 2027-28: 2.01; 2028-29: 2.01; 2029-30: 2.01; 2030-31: 2; 2031-32: 2; 2032-33: 2; 2033-34: 2; 2034-35: 1.99; 2035-36: 1.74; 2036-37: 1.74; 2037-38: 1.74; 2038-39: 1.74; 2039-40: 1.73; 2040-41: 1.73; 2041-42: 1.72; 2042-43: 1.64; 2043-44: 1.63; 2044-45: 1.58; 2045-46: 1.53; 2046-47: 1.5; 2047-48: 1.49; 2048-49: 1.45; 2049-50: 1.44
29FP | Total Leakage | sum (23FP:28FP) | Ml/d | 2 | 2019-20: 2.97; 2020-21: 2.91; 2021-22: 2.88; 2022-23: 2.83; 2023-24: 2.79; 2024-25: 2.73; 2025-26: 2.73; 2026-27: 2.73; 2027-28: 2.68; 2028-29: 2.55; 2029-30: 2.52; 2030-31: 2.49; 2031-32: 2.47; 2032-33: 2.47; 2033-34: 2.47; 2034-35: 2.45; 2035-36: 2.2; 2036-37: 2.19; 2037-38: 2.2; 2038-39: 2.19; 2039-40: 2.18; 2040-41: 2.18; 2041-42: 2.16; 2042-43: 2.08; 2043-44: 2.08; 2044-45: 2.02; 2045-46: 1.96; 2046-47: 1.94; 2047-48: 1.93; 2048-49: 1.88; 2049-50: 1.88
30FP | Leakage/property | (29FP * 1,000,000) / (36FP * 1,000) | l/prop/d | 2 | 2019-20: 76.9829; 2020-21: 74.7419; 2021-22: 73.2787; 2022-23: 71.3331; 2023-24: 69.6577; 2024-25: 67.5291; 2025-26: 66.8495; 2026-27: 65.907; 2027-28: 63.9924; 2028-29: 60.3665; 2029-30: 59.1508; 2030-31: 57.973; 2031-32: 57.0808; 2032-33: 56.6878; 2033-34: 56.2835; 2034-35: 55.4136; 2035-36: 49.4016; 2036-37: 48.7924; 2037-38: 48.6489; 2038-39: 48.0738; 2039-40: 47.5163; 2040-41: 47.1923; 2041-42: 46.4496; 2042-43: 44.4463; 2043-44: 44.1754; 2044-45: 42.6457; 2045-46: 41.1419; 2046-47: 40.4985; 2047-48: 40.0748; 2048-49: 38.8341; 2049-50: 38.641
31FP | Measured Non Household - properties | Input | 000's | 2 | 2019-20: 3.239; 2020-21: 3.276; 2021-22: 3.308; 2022-23: 3.348; 2023-24: 3.385; 2024-25: 3.418; 2025-26: 3.449; 2026-27: 3.478; 2027-28: 3.502; 2028-29: 3.524; 2029-30: 3.544; 2030-31: 3.563; 2031-32: 3.58; 2032-33: 3.598; 2033-34: 3.615; 2034-35: 3.632; 2035-36: 3.647; 2036-37: 3.663; 2037-38: 3.678; 2038-39: 3.693; 2039-40: 3.707; 2040-41: 3.72; 2041-42: 3.734; 2042-43: 3.747; 2043-44: 3.759; 2044-45: 3.771; 2045-46: 3.782; 2046-47: 3.793; 2047-48: 3.803; 2048-49: 3.814; 2049-50: 3.824
32FP | Unmeasured Non Household - properties | Input | 000's | 2 | 2019-20: 0.013; 2020-21: 0.013; 2021-22: 0.013; 2022-23: 0.013; 2023-24: 0.014; 2024-25: 0.014; 2025-26: 0.014; 2026-27: 0.014; 2027-28: 0.014; 2028-29: 0.014; 2029-30: 0.014; 2030-31: 0.014; 2031-32: 0.014; 2032-33: 0.014; 2033-34: 0.015; 2034-35: 0.015; 2035-36: 0.015; 2036-37: 0.015; 2037-38: 0.015; 2038-39: 0.015; 2039-40: 0.015; 2040-41: 0.015; 2041-42: 0.015; 2042-43: 0.015; 2043-44: 0.015; 2044-45: 0.015; 2045-46: 0.015; 2046-47: 0.015; 2047-48: 0.015; 2048-49: 0.015; 2049-50: 0.015
33FP | All void non-households - properties | Input | 000's | 2 | 2019-20: 0; 2020-21: 0; 2021-22: 0; 2022-23: 0; 2023-24: 0; 2024-25: 0; 2025-26: 0; 2026-27: 0; 2027-28: 0; 2028-29: 0; 2029-30: 0; 2030-31: 0; 2031-32: 0; 2032-33: 0; 2033-34: 0; 2034-35: 0; 2035-36: 0; 2036-37: 0; 2037-38: 0; 2038-39: 0; 2039-40: 0; 2040-41: 0; 2041-42: 0; 2042-43: 0; 2043-44: 0; 2044-45: 0; 2045-46: 0; 2046-47: 0; 2047-48: 0; 2048-49: 0; 2049-50: 0
34FP | Measured households - properties (excl. void) | Year before + sum (34.1BL:34.6BL) | 000's | 2 | 2019-20: 28.968; 2020-21: 29.612; 2021-22: 30.227; 2022-23: 30.891; 2023-24: 31.556; 2024-25: 32.201; 2025-26: 32.823; 2026-27: 33.61; 2027-28: 34.267; 2028-29: 34.823; 2029-30: 35.371; 2030-31: 35.899; 2031-32: 36.396; 2032-33: 36.864; 2033-34: 37.337; 2034-35: 37.819; 2035-36: 38.291; 2036-37: 38.785; 2037-38: 39.263; 2038-39: 39.729; 2039-40: 40.182; 2040-41: 40.622; 2041-42: 41.049; 2042-43: 41.461; 2043-44: 41.86; 2044-45: 42.234; 2045-46: 42.507; 2046-47: 42.772; 2047-48: 43.029; 2048-49: 43.278; 2049-50: 43.505
34.1FP | New build properties - properties | Input (new builds in each year) | 000's | 2 | 2019-20: 0.202; 2020-21: 0.233; 2021-22: 0.235; 2022-23: 0.321; 2023-24: 0.336; 2024-25: 0.331; 2025-26: 0.373; 2026-27: 0.547; 2027-28: 0.426; 2028-29: 0.332; 2029-30: 0.332; 2030-31: 0.319; 2031-32: 0.297; 2032-33: 0.274; 2033-34: 0.286; 2034-35: 0.302; 2035-36: 0.298; 2036-37: 0.327; 2037-38: 0.317; 2038-39: 0.31; 2039-40: 0.302; 2040-41: 0.295; 2041-42: 0.286; 2042-43: 0.277; 2043-44: 0.269; 2044-45: 0.262; 2045-46: 0.255; 2046-47: 0.247; 2047-48: 0.24; 2048-49: 0.233; 2049-50: 0.227
34.2FP | Meter optants - properties | Input (meter optants in each year) | 000's | 2 | 2019-20: 0.325; 2020-21: 0.31; 2021-22: 0.284; 2022-23: 0.25; 2023-24: 0.239; 2024-25: 0.229; 2025-26: 0.167; 2026-27: 0.161; 2027-28: 0.156; 2028-29: 0.151; 2029-30: 0.146; 2030-31: 0.141; 2031-32: 0.136; 2032-33: 0.132; 2033-34: 0.127; 2034-35: 0.123; 2035-36: 0.119; 2036-37: 0.115; 2037-38: 0.111; 2038-39: 0.107; 2039-40: 0.104; 2040-41: 0.1; 2041-42: 0.097; 2042-43: 0.094; 2043-44: 0.09; 2044-45: 0.078; 2045-46: 0; 2046-47: 0; 2047-48: 0; 2048-49: 0; 2049-50: 0
34.3FP | Compulsory metering - properties | Input (compulsory meters in each year) | 000's | 2 | 2019-20: 0; 2020-21: 0; 2021-22: 0; 2022-23: 0; 2023-24: 0; 2024-25: 0; 2025-26: 0; 2026-27: 0; 2027-28: 0; 2028-29: 0; 2029-30: 0; 2030-31: 0; 2031-32: 0; 2032-33: 0; 2033-34: 0; 2034-35: 0; 2035-36: 0; 2036-37: 0; 2037-38: 0; 2038-39: 0; 2039-40: 0; 2040-41: 0; 2041-42: 0; 2042-43: 0; 2043-44: 0; 2044-45: 0; 2045-46: 0; 2046-47: 0; 2047-48: 0; 2048-49: 0; 2049-50: 0
34.4FP | Metering on change of occupancy - properties | Input (change of occupancy meters in each year) | 000's | 2 | 2019-20: 0.094; 2020-21: 0.091; 2021-22: 0.087; 2022-23: 0.084; 2023-24: 0.081; 2024-25: 0.077; 2025-26: 0.074; 2026-27: 0.071; 2027-28: 0.068; 2028-29: 0.066; 2029-30: 0.063; 2030-31: 0.061; 2031-32: 0.058; 2032-33: 0.056; 2033-34: 0.054; 2034-35: 0.051; 2035-36: 0.049; 2036-37: 0.047; 2037-38: 0.045; 2038-39: 0.044; 2039-40: 0.042; 2040-41: 0.04; 2041-42: 0.039; 2042-43: 0.037; 2043-44: 0.036; 2044-45: 0.03; 2045-46: 0.018; 2046-47: 0.018; 2047-48: 0.017; 2048-49: 0.016; 2049-50: 0
34.5FP | Selective metering - properties | Input (selective meters in each year) | 000's | 2 | 2019-20: 0.01; 2020-21: 0.01; 2021-22: 0.009; 2022-23: 0.009; 2023-24: 0.009; 2024-25: 0.008; 2025-26: 0.008; 2026-27: 0.008; 2027-28: 0.007; 2028-29: 0.007; 2029-30: 0.007; 2030-31: 0.007; 2031-32: 0.006; 2032-33: 0.006; 2033-34: 0.006; 2034-35: 0.006; 2035-36: 0.006; 2036-37: 0.005; 2037-38: 0.005; 2038-39: 0.005; 2039-40: 0.005; 2040-41: 0.005; 2041-42: 0.005; 2042-43: 0.004; 2043-44: 0.004; 2044-45: 0.004; 2045-46: 0; 2046-47: 0; 2047-48: 0; 2048-49: 0; 2049-50: 0
34.6FP | Other changes to existing metering - properties | Input (other changes to meters in each year) | 000's | 2 | 2019-20: 0; 2020-21: 0; 2021-22: 0; 2022-23: 0; 2023-24: 0; 2024-25: 0; 2025-26: 0; 2026-27: 0; 2027-28: 0; 2028-29: 0; 2029-30: 0; 2030-31: 0; 2031-32: 0; 2032-33: 0; 2033-34: 0; 2034-35: 0; 2035-36: 0; 2036-37: 0; 2037-38: 0; 2038-39: 0; 2039-40: 0; 2040-41: 0; 2041-42: 0; 2042-43: 0; 2043-44: 0; 2044-45: 0; 2045-46: 0; 2046-47: 0; 2047-48: 0; 2048-49: 0; 2049-50: 0
34.7FP | Measured household void properties | Input | 000's | 2 | 2019-20: 0.733; 2020-21: 0.75; 2021-22: 0.765; 2022-23: 0.783; 2023-24: 0.798; 2024-25: 0.815; 2025-26: 0.829; 2026-27: 0.844; 2027-28: 0.858; 2028-29: 0.872; 2029-30: 0.886; 2030-31: 0.899; 2031-32: 0.912; 2032-33: 0.925; 2033-34: 0.937; 2034-35: 0.95; 2035-36: 0.962; 2036-37: 0.974; 2037-38: 0.985; 2038-39: 0.997; 2039-40: 1.007; 2040-41: 1.018; 2041-42: 1.028; 2042-43: 1.038; 2043-44: 1.048; 2044-45: 1.058; 2045-46: 1.065; 2046-47: 1.071; 2047-48: 1.078; 2048-49: 1.085; 2049-50: 1.09
35FP | Unmeasured households - properties (excl. void) | Input | 000's | 2 | 2019-20: 5.491; 2020-21: 5.155; 2021-22: 4.868; 2022-23: 4.525; 2023-24: 4.196; 2024-25: 3.882; 2025-26: 3.633; 2026-27: 3.392; 2027-28: 3.161; 2028-29: 2.937; 2029-30: 2.721; 2030-31: 2.514; 2031-32: 2.313; 2032-33: 2.119; 2033-34: 1.933; 2034-35: 1.753; 2035-36: 1.579; 2036-37: 1.412; 2037-38: 1.25; 2038-39: 1.094; 2039-40: 0.944; 2040-41: 0.799; 2041-42: 0.659; 2042-43: 0.524; 2043-44: 0.393; 2044-45: 0.282; 2045-46: 0.264; 2046-47: 0.246; 2047-48: 0.229; 2048-49: 0.213; 2049-50: 0.213
35.1FP | Unmeasured household void properties | Input | 000's | 2 | 2019-20: 0.136; 2020-21: 0.128; 2021-22: 0.121; 2022-23: 0.113; 2023-24: 0.104; 2024-25: 0.097; 2025-26: 0.09; 2026-27: 0.084; 2027-28: 0.078; 2028-29: 0.072; 2029-30: 0.067; 2030-31: 0.062; 2031-32: 0.057; 2032-33: 0.052; 2033-34: 0.048; 2034-35: 0.044; 2035-36: 0.039; 2036-37: 0.035; 2037-38: 0.031; 2038-39: 0.027; 2039-40: 0.024; 2040-41: 0.02; 2041-42: 0.017; 2042-43: 0.013; 2043-44: 0.01; 2044-45: 0.007; 2045-46: 0.007; 2046-47: 0.006; 2047-48: 0.006; 2048-49: 0.006; 2049-50: 0.006
36FP | Total Resource Zone Properties (incl. voids) | sum (31FP:34FP) + 34.7FP + 35BL + 35.1BL | 000's | 2 | 2019-20: 38.58; 2020-21: 38.934; 2021-22: 39.302; 2022-23: 39.673; 2023-24: 40.053; 2024-25: 40.427; 2025-26: 40.838; 2026-27: 41.422; 2027-28: 41.88; 2028-29: 42.242; 2029-30: 42.603; 2030-31: 42.951; 2031-32: 43.272; 2032-33: 43.572; 2033-34: 43.885; 2034-35: 44.213; 2035-36: 44.533; 2036-37: 44.884; 2037-38: 45.222; 2038-39: 45.555; 2039-40: 45.879; 2040-41: 46.194; 2041-42: 46.502; 2042-43: 46.798; 2043-44: 47.085; 2044-45: 47.367; 2045-46: 47.64; 2046-47: 47.903; 2047-48: 48.16; 2048-49: 48.411; 2049-50: 48.653
37FP | Measured Non Household - Population | Input | 000's | 2 | 2019-20: 1.628; 2020-21: 1.639; 2021-22: 1.645; 2022-23: 1.66; 2023-24: 1.669; 2024-25: 1.677; 2025-26: 1.683; 2026-27: 1.704; 2027-28: 1.725; 2028-29: 1.75; 2029-30: 1.766; 2030-31: 1.79; 2031-32: 1.835; 2032-33: 1.864; 2033-34: 1.883; 2034-35: 1.901; 2035-36: 1.916; 2036-37: 1.93; 2037-38: 1.943; 2038-39: 1.958; 2039-40: 1.972; 2040-41: 1.987; 2041-42: 2.007; 2042-43: 2.028; 2043-44: 2.051; 2044-45: 2.078; 2045-46: 2.105; 2046-47: 2.133; 2047-48: 2.16; 2048-49: 2.189; 2049-50: 2.219
38FP | Unmeasured Non Household - Population | Input | 000's | 2 | 2019-20: 0.007; 2020-21: 0.007; 2021-22: 0.007; 2022-23: 0.007; 2023-24: 0.007; 2024-25: 0.007; 2025-26: 0.007; 2026-27: 0.007; 2027-28: 0.007; 2028-29: 0.007; 2029-30: 0.007; 2030-31: 0.007; 2031-32: 0.007; 2032-33: 0.007; 2033-34: 0.008; 2034-35: 0.008; 2035-36: 0.008; 2036-37: 0.008; 2037-38: 0.008; 2038-39: 0.008; 2039-40: 0.008; 2040-41: 0.008; 2041-42: 0.008; 2042-43: 0.008; 2043-44: 0.008; 2044-45: 0.008; 2045-46: 0.008; 2046-47: 0.009; 2047-48: 0.009; 2048-49: 0.009; 2049-50: 0.009
39FP | Measured Household - Population | Input | 000's | 2 | 2019-20: 53.941; 2020-21: 54.927; 2021-22: 55.882; 2022-23: 56.864; 2023-24: 57.858; 2024-25: 58.822; 2025-26: 59.751; 2026-27: 60.985; 2027-28: 61.993; 2028-29: 62.842; 2029-30: 63.678; 2030-31: 64.436; 2031-32: 65.136; 2032-33: 65.829; 2033-34: 66.48; 2034-35: 67.161; 2035-36: 67.861; 2036-37: 68.552; 2037-38: 69.242; 2038-39: 69.914; 2039-40: 70.627; 2040-41: 71.311; 2041-42: 71.966; 2042-43: 72.607; 2043-44: 73.239; 2044-45: 73.818; 2045-46: 74.201; 2046-47: 74.567; 2047-48: 74.945; 2048-49: 75.316; 2049-50: 75.666
40FP | Unmeasured Household - Population | Input | 000's | 2 | 2019-20: 10.371; 2020-21: 9.698; 2021-22: 9.131; 2022-23: 8.436; 2023-24: 7.779; 2024-25: 7.156; 2025-26: 6.662; 2026-27: 6.186; 2027-28: 5.731; 2028-29: 5.298; 2029-30: 4.883; 2030-31: 4.482; 2031-32: 4.097; 2032-33: 3.732; 2033-34: 3.378; 2034-35: 3.04; 2035-36: 2.717; 2036-37: 2.407; 2037-38: 2.109; 2038-39: 1.824; 2039-40: 1.551; 2040-41: 1.289; 2041-42: 1.035; 2042-43: 0.79; 2043-44: 0.552; 2044-45: 0.355; 2045-46: 0.328; 2046-47: 0.303; 2047-48: 0.28; 2048-49: 0.257; 2049-50: 0.257
41FP | Total Resource Zone Population | sum (37FP:40FP) | 000's | 2 | 2019-20: 65.947; 2020-21: 66.271; 2021-22: 66.665; 2022-23: 66.967; 2023-24: 67.313; 2024-25: 67.662; 2025-26: 68.103; 2026-27: 68.882; 2027-28: 69.456; 2028-29: 69.897; 2029-30: 70.334; 2030-31: 70.715; 2031-32: 71.075; 2032-33: 71.432; 2033-34: 71.749; 2034-35: 72.11; 2035-36: 72.502; 2036-37: 72.897; 2037-38: 73.302; 2038-39: 73.704; 2039-40: 74.158; 2040-41: 74.595; 2041-42: 75.016; 2042-43: 75.433; 2043-44: 75.85; 2044-45: 76.259; 2045-46: 76.642; 2046-47: 77.012; 2047-48: 77.394; 2048-49: 77.771; 2049-50: 78.151
42FP | Average household occupancy rate (excl. voids) | (39FP + 40FP) / (34FP + 35FP) | h/prop | 1 | 2019-20: 1.8663; 2020-21: 1.8588; 2021-22: 1.8525; 2022-23: 1.8438; 2023-24: 1.8359; 2024-25: 1.8285; 2025-26: 1.8217; 2026-27: 1.8153; 2027-28: 1.8094; 2028-29: 1.8046; 2029-30: 1.7999; 2030-31: 1.7941; 2031-32: 1.7886; 2032-33: 1.7844; 2033-34: 1.7789; 2034-35: 1.774; 2035-36: 1.7702; 2036-37: 1.7653; 2037-38: 1.7612; 2038-39: 1.7573; 2039-40: 1.755; 2040-41: 1.7527; 2041-42: 1.7503; 2042-43: 1.7482; 2043-44: 1.7464; 2044-45: 1.7446; 2045-46: 1.7425; 2046-47: 1.7404; 2047-48: 1.739; 2048-49: 1.7377; 2049-50: 1.7367
43FP | Total Household Metering penetration (excl. voids) | 34FP / (34FP + 35FP) | % | 1 | 2019-20: 84.07%; 2020-21: 85.17%; 2021-22: 86.13%; 2022-23: 87.22%; 2023-24: 88.26%; 2024-25: 89.24%; 2025-26: 90.03%; 2026-27: 90.83%; 2027-28: 91.55%; 2028-29: 92.22%; 2029-30: 92.86%; 2030-31: 93.46%; 2031-32: 94.02%; 2032-33: 94.56%; 2033-34: 95.08%; 2034-35: 95.57%; 2035-36: 96.04%; 2036-37: 96.49%; 2037-38: 96.91%; 2038-39: 97.32%; 2039-40: 97.7%; 2040-41: 98.07%; 2041-42: 98.42%; 2042-43: 98.75%; 2043-44: 99.07%; 2044-45: 99.34%; 2045-46: 99.38%; 2046-47: 99.43%; 2047-48: 99.47%; 2048-49: 99.51%; 2049-50: 99.51%
44FP | Total Household Metering penetration (incl. voids) | (34FP) / (34FP + 34.7FP + 35FP + 35.1FP) | % | 1 | 2019-20: 82%; 2020-21: 83.07%; 2021-22: 84.01%; 2022-23: 85.07%; 2023-24: 86.09%; 2024-25: 87.04%; 2025-26: 87.82%; 2026-27: 88.61%; 2027-28: 89.32%; 2028-29: 89.97%; 2029-30: 90.59%; 2030-31: 91.17%; 2031-32: 91.73%; 2032-33: 92.25%; 2033-34: 92.75%; 2034-35: 93.23%; 2035-36: 93.69%; 2036-37: 94.12%; 2037-38: 94.54%; 2038-39: 94.94%; 2039-40: 95.32%; 2040-41: 95.67%; 2041-42: 96.01%; 2042-43: 96.34%; 2043-44: 96.65%; 2044-45: 96.91%; 2045-46: 96.95%; 2046-47: 97%; 2047-48: 97.04%; 2048-49: 97.08%; 2049-50: 97.08%
45FP | Distribution input | sum (12FP:15FP) + 21FP + 22FP + 27FP + 28FP | Ml/d | 2 | 2019-20: 17.35; 2020-21: 17.24; 2021-22: 17.2; 2022-23: 17.09; 2023-24: 16.99; 2024-25: 16.9; 2025-26: 16.88; 2026-27: 16.91; 2027-28: 16.58; 2028-29: 16.09; 2029-30: 15.94; 2030-31: 15.8; 2031-32: 15.66; 2032-33: 15.6; 2033-34: 15.55; 2034-35: 15.45; 2035-36: 15.1; 2036-37: 15.01; 2037-38: 14.94; 2038-39: 14.88; 2039-40: 14.83; 2040-41: 14.77; 2041-42: 14.7; 2042-43: 14.54; 2043-44: 14.45; 2044-45: 14.36; 2045-46: 14.28; 2046-47: 14.21; 2047-48: 14.18; 2048-49: 14.11; 2049-50: 14.06
46FP | Target headroom (climate change component) | Input | Ml/d | 2 | 2019-20: 0.0010417; 2020-21: 0.0010417; 2021-22: 0.0010417; 2022-23: 0.0010417; 2023-24: 0.0010417; 2024-25: 0.0010417; 2025-26: 0.0010417; 2026-27: 0.0015865; 2027-28: -0.00083004; 2028-29: 0.0021611; 2029-30: 0.0029485; 2030-31: 0.0017137; 2031-32: 0.0025028; 2032-33: 0.0019152; 2033-34: 0.0024348; 2034-35: 0.0013335; 2035-36: 0.0034756; 2036-37: 0.0040126; 2037-38: 0.0041267; 2038-39: 0.0061366; 2039-40: 0; 2040-41: 0; 2041-42: 0; 2042-43: 0; 2043-44: 0; 2044-45: 0; 2045-46: 0; 2046-47: 0; 2047-48: 0; 2048-49: 0; 2049-50: 0
47FP | Target headroom (All other components) | Input | Ml/d | 2 | 2019-20: 0.71851; 2020-21: 0.71851; 2021-22: 0.71851; 2022-23: 0.71851; 2023-24: 0.71851; 2024-25: 0.71851; 2025-26: 0.71851; 2026-27: 0.69753; 2027-28: 0.78592; 2028-29: 0.90981; 2029-30: 0.93436; 2030-31: 0.96954; 2031-32: 1.0159; 2032-33: 1.0351; 2033-34: 1.047; 2034-35: 1.097; 2035-36: 0.90811; 2036-37: 0.8223; 2037-38: 0.861; 2038-39: 0.90296; 2039-40: 0.80347; 2040-41: 0.81072; 2041-42: 0.83062; 2042-43: 0.85226; 2043-44: 0.88236; 2044-45: 0.8866; 2045-46: 0.78437; 2046-47: 0.77731; 2047-48: 0.76917; 2048-49: 0.77979; 2049-50: 0.77977
48FP | Target Headroom | 46FP + 47FP | Ml/d | 2 | 2019-20: 0.71955; 2020-21: 0.71955; 2021-22: 0.71955; 2022-23: 0.71955; 2023-24: 0.71955; 2024-25: 0.71955; 2025-26: 0.71955; 2026-27: 0.69912; 2027-28: 0.78509; 2028-29: 0.91197; 2029-30: 0.93731; 2030-31: 0.97125; 2031-32: 1.0184; 2032-33: 1.037; 2033-34: 1.0494; 2034-35: 1.0984; 2035-36: 0.91159; 2036-37: 0.82631; 2037-38: 0.86512; 2038-39: 0.9091; 2039-40: 0.80347; 2040-41: 0.81072; 2041-42: 0.83062; 2042-43: 0.85226; 2043-44: 0.88236; 2044-45: 0.8866; 2045-46: 0.78437; 2046-47: 0.77731; 2047-48: 0.76917; 2048-49: 0.77979; 2049-50: 0.77977
49FP | Available Headroom | 11FP - 45FP | Ml/d | 2 | 2019-20: 2.43; 2020-21: 2.54; 2021-22: 2.58; 2022-23: 2.69; 2023-24: 2.79; 2024-25: 2.88; 2025-26: 0.93; 2026-27: 0.9; 2027-28: 1.23; 2028-29: 1.72; 2029-30: 1.87; 2030-31: 2.24; 2031-32: 2.38; 2032-33: 2.44; 2033-34: 2.49; 2034-35: 2.59; 2035-36: 1.29; 2036-37: 1.21; 2037-38: 1.25; 2038-39: 1.29; 2039-40: 1.18; 2040-41: 1.19; 2041-42: 1.21; 2042-43: 1.23; 2043-44: 1.26; 2044-45: 1.27; 2045-46: 1.16; 2046-47: 1.16; 2047-48: 1.15; 2048-49: 1.16; 2049-50: 0.78
49.1FP | Available non-potable balance (if applicable) | 1.1FP - 12.1FP | Ml/d | 2 | 2019-20: 0; 2020-21: 0; 2021-22: 0; 2022-23: 0; 2023-24: 0; 2024-25: 0; 2025-26: 0; 2026-27: 0; 2027-28: 0; 2028-29: 0; 2029-30: 0; 2030-31: 0; 2031-32: 0; 2032-33: 0; 2033-34: 0; 2034-35: 0; 2035-36: 0; 2036-37: 0; 2037-38: 0; 2038-39: 0; 2039-40: 0; 2040-41: 0; 2041-42: 0; 2042-43: 0; 2043-44: 0; 2044-45: 0; 2045-46: 0; 2046-47: 0; 2047-48: 0; 2048-49: 0; 2049-50: 0
50FP | Supply Demand Balance | 49FP - 48FP | Ml/d | 2 | 2019-20: 1.7105; 2020-21: 1.8205; 2021-22: 1.8605; 2022-23: 1.9705; 2023-24: 2.0705; 2024-25: 2.1605; 2025-26: 0.21045; 2026-27: 0.20088; 2027-28: 0.44491; 2028-29: 0.80803; 2029-30: 0.93269; 2030-31: 1.2687; 2031-32: 1.3616; 2032-33: 1.403; 2033-34: 1.4406; 2034-35: 1.4916; 2035-36: 0.37841; 2036-37: 0.38369; 2037-38: 0.38488; 2038-39: 0.3809; 2039-40: 0.37653; 2040-41: 0.37928; 2041-42: 0.37938; 2042-43: 0.37774; 2043-44: 0.37764; 2044-45: 0.3834; 2045-46: 0.37563; 2046-47: 0.38269; 2047-48: 0.38083; 2048-49: 0.38021; 2049-50: 0.00023135
Water Company | Anglian Water | Version | V3.1
WRZ | AWSNNC | Planning Scenario | DYCP
Table 3d: DYCP - Baseline | Back to top of sheet
WRMP24 reference | Component | Derivation | Unit | Decimal places | 2019-20 | 2020-21 | 2021-22 | 2022-23 | 2023-24 | 2024-25 | 2025-26 | 2026-27 | 2027-28 | 2028-29 | 2029-30 | 2030-31 | 2031-32 | 2032-33 | 2033-34 | 2034-35 | 2035-36 | 2036-37 | 2037-38 | 2038-39 | 2039-40 | 2040-41 | 2041-42 | 2042-43 | 2043-44 | 2044-45 | 2045-46 | 2046-47 | 2047-48 | 2048-49 | 2049-50 | 2050-51 | 2051-52 | 2052-53 | 2053-54 | 2054-55 | 2055-56 | 2056-57 | 2057-58 | 2058-59 | 2059-60 | 2060-61 | 2061-62 | 2062-63 | 2063-64 | 2064-65 | 2065-66 | 2066-67 | 2067-68 | 2068-69 | 2069-70 | 2070-71 | 2071-72 | 2072-73 | 2073-74 | 2074-75 | 2075-76 | 2076-77 | 2077-78 | 2078-79 | 2079-80 | 2080-81 | 2081-82 | 2082-83 | 2083-84 | 2084-85 | 2085-86 | 2086-87 | 2087-88 | 2088-89 | 2089-90 | 2090-91 | 2091-92 | 2092-93 | 2093-94 | 2094-95 | 2095-96 | 2096-97 | 2097-98 | 2098-99 | 2099-100
1BL | Raw water abstracted | Input | Ml/d | 2 | 2019-20: 0; 2020-21: 0; 2021-22: 0; 2022-23: 0; 2023-24: 0; 2024-25: 0; 2025-26: 0; 2026-27: 0; 2027-28: 0; 2028-29: 0; 2029-30: 0; 2030-31: 0; 2031-32: 0; 2032-33: 0; 2033-34: 0; 2034-35: 0; 2035-36: 0; 2036-37: 0; 2037-38: 0; 2038-39: 0; 2039-40: 0; 2040-41: 0; 2041-42: 0; 2042-43: 0; 2043-44: 0; 2044-45: 0; 2045-46: 0; 2046-47: 0; 2047-48: 0; 2048-49: 0; 2049-50: 0
1.1BL | Non-potable water supplies | Input | Ml/d | 2 | 2019-20: 0; 2020-21: 0; 2021-22: 0; 2022-23: 0; 2023-24: 0; 2024-25: 0; 2025-26: 0; 2026-27: 0; 2027-28: 0; 2028-29: 0; 2029-30: 0; 2030-31: 0; 2031-32: 0; 2032-33: 0; 2033-34: 0; 2034-35: 0; 2035-36: 0; 2036-37: 0; 2037-38: 0; 2038-39: 0; 2039-40: 0; 2040-41: 0; 2041-42: 0; 2042-43: 0; 2043-44: 0; 2044-45: 0; 2045-46: 0; 2046-47: 0; 2047-48: 0; 2048-49: 0; 2049-50: 0
2BL | Raw water imported | Input | Ml/d | 2 | 2019-20: 0; 2020-21: 0; 2021-22: 0; 2022-23: 0; 2023-24: 0; 2024-25: 0; 2025-26: 0; 2026-27: 0; 2027-28: 0; 2028-29: 0; 2029-30: 0; 2030-31: 0; 2031-32: 0; 2032-33: 0; 2033-34: 0; 2034-35: 0; 2035-36: 0; 2036-37: 0; 2037-38: 0; 2038-39: 0; 2039-40: 0; 2040-41: 0; 2041-42: 0; 2042-43: 0; 2043-44: 0; 2044-45: 0; 2045-46: 0; 2046-47: 0; 2047-48: 0; 2048-49: 0; 2049-50: 0
3BL | Potable water imported | Input | Ml/d | 2 | 2019-20: 0; 2020-21: 0; 2021-22: 0; 2022-23: 0; 2023-24: 0; 2024-25: 0; 2025-26: 0; 2026-27: 0; 2027-28: 0; 2028-29: 0; 2029-30: 0; 2030-31: 0; 2031-32: 0; 2032-33: 0; 2033-34: 0; 2034-35: 0; 2035-36: 0; 2036-37: 0; 2037-38: 0; 2038-39: 0; 2039-40: 0; 2040-41: 0; 2041-42: 0; 2042-43: 0; 2043-44: 0; 2044-45: 0; 2045-46: 0; 2046-47: 0; 2047-48: 0; 2048-49: 0; 2049-50: 0
4BL | Raw water exported enter as -ve | Input | Ml/d | 2 | 2019-20: 0; 2020-21: 0; 2021-22: 0; 2022-23: 0; 2023-24: 0; 2024-25: 0; 2025-26: 0; 2026-27: 0; 2027-28: 0; 2028-29: 0; 2029-30: 0; 2030-31: 0; 2031-32: 0; 2032-33: 0; 2033-34: 0; 2034-35: 0; 2035-36: 0; 2036-37: 0; 2037-38: 0; 2038-39: 0; 2039-40: 0; 2040-41: 0; 2041-42: 0; 2042-43: 0; 2043-44: 0; 2044-45: 0; 2045-46: 0; 2046-47: 0; 2047-48: 0; 2048-49: 0; 2049-50: 0
5BL | Potable water exported enter as -ve | Input | Ml/d | 2 | 2019-20: 0; 2020-21: 0; 2021-22: 0; 2022-23: 0; 2023-24: 0; 2024-25: 0; 2025-26: 0; 2026-27: 0; 2027-28: 0; 2028-29: 0; 2029-30: 0; 2030-31: 0; 2031-32: 0; 2032-33: 0; 2033-34: 0; 2034-35: 0; 2035-36: 0; 2036-37: 0; 2037-38: 0; 2038-39: 0; 2039-40: 0; 2040-41: 0; 2041-42: 0; 2042-43: 0; 2043-44: 0; 2044-45: 0; 2045-46: 0; 2046-47: 0; 2047-48: 0; 2048-49: 0; 2049-50: 0
6BL | Deployable Output before forecast changes | Input | Ml/d | 2 | 2019-20: 26.43; 2020-21: 26.43; 2021-22: 26.43; 2022-23: 26.43; 2023-24: 26.43; 2024-25: 26.43; 2025-26: 26.43; 2026-27: 26.43; 2027-28: 26.43; 2028-29: 26.43; 2029-30: 26.43; 2030-31: 26.43; 2031-32: 26.43; 2032-33: 26.43; 2033-34: 26.43; 2034-35: 26.43; 2035-36: 26.43; 2036-37: 26.43; 2037-38: 26.43; 2038-39: 26.43; 2039-40: 26.43; 2040-41: 26.43; 2041-42: 26.43; 2042-43: 26.43; 2043-44: 26.43; 2044-45: 26.43; 2045-46: 26.43; 2046-47: 26.43; 2047-48: 26.43; 2048-49: 26.43; 2049-50: 26.43
6.1BL | Deployable Output post forecast changes | 6BL + 7BL | Ml/d | 2 | 2019-20: 26.43; 2020-21: 26.43; 2021-22: 26.43; 2022-23: 26.43; 2023-24: 26.43; 2024-25: 26.43; 2025-26: 26.43; 2026-27: 26.43; 2027-28: 26.43; 2028-29: 26.43; 2029-30: 26.43; 2030-31: 26.43; 2031-32: 26.43; 2032-33: 26.43; 2033-34: 26.43; 2034-35: 26.43; 2035-36: 26.43; 2036-37: 26.43; 2037-38: 26.43; 2038-39: 26.43; 2039-40: 26.43; 2040-41: 26.43; 2041-42: 26.43; 2042-43: 26.43; 2043-44: 26.43; 2044-45: 26.43; 2045-46: 26.43; 2046-47: 26.43; 2047-48: 26.43; 2048-49: 26.43; 2049-50: 26.43
7BL | Baseline forecast changes to Deployable Output | sum (7.1BL:7.6BL) | Ml/d | 2 | 2019-20: 0; 2020-21: 0; 2021-22: 0; 2022-23: 0; 2023-24: 0; 2024-25: 0; 2025-26: 0; 2026-27: 0; 2027-28: 0; 2028-29: 0; 2029-30: 0; 2030-31: 0; 2031-32: 0; 2032-33: 0; 2033-34: 0; 2034-35: 0; 2035-36: 0; 2036-37: 0; 2037-38: 0; 2038-39: 0; 2039-40: 0; 2040-41: 0; 2041-42: 0; 2042-43: 0; 2043-44: 0; 2044-45: 0; 2045-46: 0; 2046-47: 0; 2047-48: 0; 2048-49: 0; 2049-50: 0
7.1BL | Change in DO due to climate change | Input | Ml/d | 2 | 2019-20: 0; 2020-21: 0; 2021-22: 0; 2022-23: 0; 2023-24: 0; 2024-25: 0; 2025-26: 0; 2026-27: 0; 2027-28: 0; 2028-29: 0; 2029-30: 0; 2030-31: 0; 2031-32: 0; 2032-33: 0; 2033-34: 0; 2034-35: 0; 2035-36: 0; 2036-37: 0; 2037-38: 0; 2038-39: 0; 2039-40: 0; 2040-41: 0; 2041-42: 0; 2042-43: 0; 2043-44: 0; 2044-45: 0; 2045-46: 0; 2046-47: 0; 2047-48: 0; 2048-49: 0; 2049-50: 0
7.2BL | Total confirmed DO reductions to restore sustainable abstraction enter as -ve | Input | Ml/d | 2 | 2019-20: 0; 2020-21: 0; 2021-22: 0; 2022-23: 0; 2023-24: 0; 2024-25: 0; 2025-26: 0; 2026-27: 0; 2027-28: 0; 2028-29: 0; 2029-30: 0; 2030-31: 0; 2031-32: 0; 2032-33: 0; 2033-34: 0; 2034-35: 0; 2035-36: 0; 2036-37: 0; 2037-38: 0; 2038-39: 0; 2039-40: 0; 2040-41: 0; 2041-42: 0; 2042-43: 0; 2043-44: 0; 2044-45: 0; 2045-46: 0; 2046-47: 0; 2047-48: 0; 2048-49: 0; 2049-50: 0
7.3BL | Total expected DO reductions to restore sustainable abstraction (Environmental Destination) (excl. any confirmed reductions) enter as -ve | Input | Ml/d | 2 | 2019-20: 0; 2020-21: 0; 2021-22: 0; 2022-23: 0; 2023-24: 0; 2024-25: 0; 2025-26: 0; 2026-27: 0; 2027-28: 0; 2028-29: 0; 2029-30: 0; 2030-31: 0; 2031-32: 0; 2032-33: 0; 2033-34: 0; 2034-35: 0; 2035-36: 0; 2036-37: 0; 2037-38: 0; 2038-39: 0; 2039-40: 0; 2040-41: 0; 2041-42: 0; 2042-43: 0; 2043-44: 0; 2044-45: 0; 2045-46: 0; 2046-47: 0; 2047-48: 0; 2048-49: 0; 2049-50: 0
7.4BL | Change in DO from prolonged Outage reduction enter as -ve | Input | Ml/d | 2 | 2019-20: 0; 2020-21: 0; 2021-22: 0; 2022-23: 0; 2023-24: 0; 2024-25: 0; 2025-26: 0; 2026-27: 0; 2027-28: 0; 2028-29: 0; 2029-30: 0; 2030-31: 0; 2031-32: 0; 2032-33: 0; 2033-34: 0; 2034-35: 0; 2035-36: 0; 2036-37: 0; 2037-38: 0; 2038-39: 0; 2039-40: 0; 2040-41: 0; 2041-42: 0; 2042-43: 0; 2043-44: 0; 2044-45: 0; 2045-46: 0; 2046-47: 0; 2047-48: 0; 2048-49: 0; 2049-50: 0
7.5BL | Change in DO from drought measures | Zero for baseline | Ml/d | 2 | 2019-20: 0; 2020-21: 0; 2021-22: 0; 2022-23: 0; 2023-24: 0; 2024-25: 0; 2025-26: 0; 2026-27: 0; 2027-28: 0; 2028-29: 0; 2029-30: 0; 2030-31: 0; 2031-32: 0; 2032-33: 0; 2033-34: 0; 2034-35: 0; 2035-36: 0; 2036-37: 0; 2037-38: 0; 2038-39: 0; 2039-40: 0; 2040-41: 0; 2041-42: 0; 2042-43: 0; 2043-44: 0; 2044-45: 0; 2045-46: 0; 2046-47: 0; 2047-48: 0; 2048-49: 0; 2049-50: 0
7.6BL | Total other changes to DO (specify e.g. Nitrates) | Input | Ml/d | 2 | 2019-20: 0; 2020-21: 0; 2021-22: 0; 2022-23: 0; 2023-24: 0; 2024-25: 0; 2025-26: 0; 2026-27: 0; 2027-28: 0; 2028-29: 0; 2029-30: 0; 2030-31: 0; 2031-32: 0; 2032-33: 0; 2033-34: 0; 2034-35: 0; 2035-36: 0; 2036-37: 0; 2037-38: 0; 2038-39: 0; 2039-40: 0; 2040-41: 0; 2041-42: 0; 2042-43: 0; 2043-44: 0; 2044-45: 0; 2045-46: 0; 2046-47: 0; 2047-48: 0; 2048-49: 0; 2049-50: 0
8BL | Raw water losses, treatment works losses and operational use | Input | Ml/d | 2 | 2019-20: 0.92; 2020-21: 0.92; 2021-22: 0.92; 2022-23: 0.92; 2023-24: 0.92; 2024-25: 0.92; 2025-26: 0.92; 2026-27: 0.92; 2027-28: 0.92; 2028-29: 0.92; 2029-30: 0.92; 2030-31: 0.92; 2031-32: 0.92; 2032-33: 0.92; 2033-34: 0.92; 2034-35: 0.92; 2035-36: 0.92; 2036-37: 0.92; 2037-38: 0.92; 2038-39: 0.92; 2039-40: 0.92; 2040-41: 0.92; 2041-42: 0.92; 2042-43: 0.92; 2043-44: 0.92; 2044-45: 0.92; 2045-46: 0.92; 2046-47: 0.92; 2047-48: 0.92; 2048-49: 0.92; 2049-50: 0.92
9BL | Total Outage Allowance | Input | Ml/d | 2 | 2019-20: 0.16; 2020-21: 0.16; 2021-22: 0.16; 2022-23: 0.16; 2023-24: 0.16; 2024-25: 0.16; 2025-26: 0.16; 2026-27: 0.16; 2027-28: 0.16; 2028-29: 0.16; 2029-30: 0.16; 2030-31: 0.16; 2031-32: 0.16; 2032-33: 0.16; 2033-34: 0.16; 2034-35: 0.16; 2035-36: 0.16; 2036-37: 0.16; 2037-38: 0.16; 2038-39: 0.16; 2039-40: 0.16; 2040-41: 0.16; 2041-42: 0.16; 2042-43: 0.16; 2043-44: 0.16; 2044-45: 0.16; 2045-46: 0.16; 2046-47: 0.16; 2047-48: 0.16; 2048-49: 0.16; 2049-50: 0.16
10BL | Water Available For Use (own sources) | (6BL + 7BL) - (8BL + 9BL) | Ml/d | 2 | 2019-20: 25.35; 2020-21: 25.35; 2021-22: 25.35; 2022-23: 25.35; 2023-24: 25.35; 2024-25: 25.35; 2025-26: 25.35; 2026-27: 25.35; 2027-28: 25.35; 2028-29: 25.35; 2029-30: 25.35; 2030-31: 25.35; 2031-32: 25.35; 2032-33: 25.35; 2033-34: 25.35; 2034-35: 25.35; 2035-36: 25.35; 2036-37: 25.35; 2037-38: 25.35; 2038-39: 25.35; 2039-40: 25.35; 2040-41: 25.35; 2041-42: 25.35; 2042-43: 25.35; 2043-44: 25.35; 2044-45: 25.35; 2045-46: 25.35; 2046-47: 25.35; 2047-48: 25.35; 2048-49: 25.35; 2049-50: 25.35
11BL | Total Water Available For Use | 10BL + sum (2BL:5BL) | Ml/d | 2 | 2019-20: 25.35; 2020-21: 25.35; 2021-22: 25.35; 2022-23: 25.35; 2023-24: 25.35; 2024-25: 25.35; 2025-26: 25.35; 2026-27: 25.35; 2027-28: 25.35; 2028-29: 25.35; 2029-30: 25.35; 2030-31: 25.35; 2031-32: 25.35; 2032-33: 25.35; 2033-34: 25.35; 2034-35: 25.35; 2035-36: 25.35; 2036-37: 25.35; 2037-38: 25.35; 2038-39: 25.35; 2039-40: 25.35; 2040-41: 25.35; 2041-42: 25.35; 2042-43: 25.35; 2043-44: 25.35; 2044-45: 25.35; 2045-46: 25.35; 2046-47: 25.35; 2047-48: 25.35; 2048-49: 25.35; 2049-50: 25.35
12BL | Water delivered measured non-household | Input Note - consumption & uspl | Ml/d | 2 | 2019-20: 5.06; 2020-21: 5.06; 2021-22: 5.06; 2022-23: 5.06; 2023-24: 5.06; 2024-25: 5.06; 2025-26: 5.06; 2026-27: 5.07; 2027-28: 5.07; 2028-29: 5.07; 2029-30: 5.08; 2030-31: 5.08; 2031-32: 5.08; 2032-33: 5.09; 2033-34: 5.09; 2034-35: 5.1; 2035-36: 5.11; 2036-37: 5.12; 2037-38: 5.13; 2038-39: 5.13; 2039-40: 5.14; 2040-41: 5.15; 2041-42: 5.16; 2042-43: 5.16; 2043-44: 5.17; 2044-45: 5.18; 2045-46: 5.18; 2046-47: 5.19; 2047-48: 5.2; 2048-49: 5.2; 2049-50: 5.21
12.1BL | Non-potable water consumption | Input | Ml/d | 2
13BL | Water delivered unmeasured non-household | Input Note - consumption & uspl | Ml/d | 2 | 2019-20: 0.02; 2020-21: 0.02; 2021-22: 0.02; 2022-23: 0.02; 2023-24: 0.02; 2024-25: 0.02; 2025-26: 0.02; 2026-27: 0.02; 2027-28: 0.02; 2028-29: 0.02; 2029-30: 0.02; 2030-31: 0.02; 2031-32: 0.02; 2032-33: 0.02; 2033-34: 0.02; 2034-35: 0.02; 2035-36: 0.02; 2036-37: 0.02; 2037-38: 0.02; 2038-39: 0.02; 2039-40: 0.02; 2040-41: 0.02; 2041-42: 0.02; 2042-43: 0.02; 2043-44: 0.02; 2044-45: 0.02; 2045-46: 0.02; 2046-47: 0.02; 2047-48: 0.02; 2048-49: 0.02; 2049-50: 0.02
14BL | Water delivered measured household | Input Note - consumption & uspl | Ml/d | 2 | 2019-20: 11.05; 2020-21: 11.22; 2021-22: 11.4; 2022-23: 11.58; 2023-24: 11.75; 2024-25: 11.91; 2025-26: 12.12; 2026-27: 12.38; 2027-28: 12.61; 2028-29: 12.81; 2029-30: 12.99; 2030-31: 13.18; 2031-32: 13.37; 2032-33: 13.55; 2033-34: 13.73; 2034-35: 13.91; 2035-36: 14.1; 2036-37: 14.29; 2037-38: 14.52; 2038-39: 14.75; 2039-40: 14.99; 2040-41: 15.18; 2041-42: 15.36; 2042-43: 15.54; 2043-44: 15.71; 2044-45: 15.88; 2045-46: 15.98; 2046-47: 16.08; 2047-48: 16.18; 2048-49: 16.28; 2049-50: 16.37
15BL | Water delivered unmeasured household | Input Note - consumption & uspl | Ml/d | 2 | 2019-20: 4.02; 2020-21: 3.75; 2021-22: 3.53; 2022-23: 3.25; 2023-24: 2.99; 2024-25: 2.75; 2025-26: 2.55; 2026-27: 2.37; 2027-28: 2.19; 2028-29: 2.02; 2029-30: 1.86; 2030-31: 1.71; 2031-32: 1.56; 2032-33: 1.43; 2033-34: 1.3; 2034-35: 1.17; 2035-36: 1.05; 2036-37: 0.93; 2037-38: 0.82; 2038-39: 0.71; 2039-40: 0.61; 2040-41: 0.51; 2041-42: 0.41; 2042-43: 0.32; 2043-44: 0.23; 2044-45: 0.15; 2045-46: 0.14; 2046-47: 0.13; 2047-48: 0.12; 2048-49: 0.11; 2049-50: 0.11
16BL | Percentage of consumption driven by climate change | Input | % | 1 | 2019-20: 0%; 2020-21: 0%; 2021-22: 0%; 2022-23: 0.1%; 2023-24: 0.1%; 2024-25: 0.1%; 2025-26: 0.1%; 2026-27: 0.1%; 2027-28: 0.1%; 2028-29: 0.2%; 2029-30: 0.2%; 2030-31: 0.2%; 2031-32: 0.2%; 2032-33: 0.3%; 2033-34: 0.3%; 2034-35: 0.3%; 2035-36: 0.4%; 2036-37: 0.4%; 2037-38: 0.4%; 2038-39: 0.5%; 2039-40: 0.5%; 2040-41: 0.6%; 2041-42: 0.6%; 2042-43: 0.6%; 2043-44: 0.7%; 2044-45: 0.7%; 2045-46: 0.8%; 2046-47: 0.8%; 2047-48: 0.8%; 2048-49: 0.8%; 2049-50: 0.9%
17BL | Volume of consumption driven by climate change | 16BL * (12BL + sum(13BL:15BL) - sum (23BL:26BL)) | Ml/d | 2 | 2019-20: 0; 2020-21: 0; 2021-22: 0; 2022-23: 0.01924; 2023-24: 0.01915; 2024-25: 0.01908; 2025-26: 0.01909; 2026-27: 0.01917; 2027-28: 0.01922; 2028-29: 0.0385; 2029-30: 0.03858; 2030-31: 0.03866; 2031-32: 0.03874; 2032-33: 0.05826; 2033-34: 0.05841; 2034-35: 0.05862; 2035-36: 0.07848; 2036-37: 0.0788; 2037-38: 0.07928; 2038-39: 0.09975; 2039-40: 0.1005; 2040-41: 0.12114; 2041-42: 0.12174; 2042-43: 0.12228; 2043-44: 0.14322; 2044-45: 0.14399; 2045-46: 0.16528; 2046-47: 0.166; 2047-48: 0.1668; 2048-49: 0.16752; 2049-50: 0.18927
18BL | Measured Household - PCC | ((14BL - 25BL) * 1,000,000) / (39BL *1,000) | l/h/d | 1 | 2019-20: 197.2526; 2020-21: 196.6246; 2021-22: 196.3065; 2022-23: 195.906; 2023-24: 195.3057; 2024-25: 194.6551; 2025-26: 194.9758; 2026-27: 194.966; 2027-28: 195.3446; 2028-29: 195.729; 2029-30: 195.9861; 2030-31: 196.474; 2031-32: 197.126; 2032-33: 197.6333; 2033-34: 198.2551; 2034-35: 198.925; 2035-36: 199.5255; 2036-37: 200.14; 2037-38: 201.3229; 2038-39: 202.6776; 2039-40: 203.888; 2040-41: 204.4565; 2041-42: 205.0969; 2042-43: 205.6276; 2043-44: 206.0378; 2044-45: 206.7246; 2045-46: 207.0053; 2046-47: 207.1962; 2047-48: 207.4855; 2048-49: 207.7912; 2049-50: 207.8873
19BL | Unmeasured Household - PCC | ((15BL - 26BL) * 1,000,000) / (40BL *1,000) | l/h/d | 1 | 2019-20: 363.5136; 2020-21: 362.9614; 2021-22: 362.5014; 2022-23: 361.5458; 2023-24: 359.9434; 2024-25: 360.5366; 2025-26: 358.7511; 2026-27: 358.8749; 2027-28: 357.7037; 2028-29: 356.7384; 2029-30: 356.3383; 2030-31: 356.9835; 2031-32: 356.3583; 2032-33: 356.3773; 2033-34: 358.2001; 2034-35: 358.5526; 2035-36: 360.6919; 2036-37: 361.4458; 2037-38: 360.3604; 2038-39: 361.8421; 2039-40: 367.5048; 2040-41: 364.6237; 2041-42: 367.1498; 2042-43: 379.7468; 2043-44: 380.4348; 2044-45: 394.3662; 2045-46: 396.3415; 2046-47: 396.0396; 2047-48: 392.8571; 2048-49: 389.1051; 2049-50: 389.1051
20BL | Average Household - PCC | (((14BL - 25BL) + (15BL - 26BL)) * 1,000,000) / ((39BL + 40BL) *1,000) | l/h/d | 1 | 2019-20: 224.0639; 2020-21: 221.5861; 2021-22: 219.6484; 2022-23: 217.3047; 2023-24: 214.8179; 2024-25: 212.6466; 2025-26: 211.4044; 2026-27: 210.0609; 2027-28: 209.0839; 2028-29: 208.2477; 2029-30: 207.4065; 2030-31: 206.9126; 2031-32: 206.5489; 2032-33: 206.15; 2033-34: 205.9893; 2034-35: 205.8375; 2035-36: 205.7298; 2036-37: 205.6117; 2037-38: 206.0237; 2038-39: 206.7245; 2039-40: 207.4039; 2040-41: 207.3003; 2041-42: 207.3944; 2042-43: 207.5017; 2043-44: 207.3424; 2044-45: 207.6227; 2045-46: 207.8386; 2046-47: 207.9605; 2047-48: 208.1755; 2048-49: 208.4078; 2049-50: 208.5007
21BL | Water taken unbilled | Input | Ml/d | 2 | 2019-20: 0.45; 2020-21: 0.45; 2021-22: 0.46; 2022-23: 0.45; 2023-24: 0.44; 2024-25: 0.45; 2025-26: 0.45; 2026-27: 0.47; 2027-28: 0.45; 2028-29: 0.45; 2029-30: 0.45; 2030-31: 0.47; 2031-32: 0.45; 2032-33: 0.45; 2033-34: 0.45; 2034-35: 0.46; 2035-36: 0.45; 2036-37: 0.44; 2037-38: 0.44; 2038-39: 0.43; 2039-40: 0.44; 2040-41: 0.45; 2041-42: 0.45; 2042-43: 0.44; 2043-44: 0.44; 2044-45: 0.47; 2045-46: 0.44; 2046-47: 0.44; 2047-48: 0.45; 2048-49: 0.47; 2049-50: 0.46
22BL | Distribution system operational use | Input | Ml/d | 2 | 2019-20: 0.09; 2020-21: 0.09; 2021-22: 0.09; 2022-23: 0.09; 2023-24: 0.09; 2024-25: 0.09; 2025-26: 0.09; 2026-27: 0.09; 2027-28: 0.09; 2028-29: 0.09; 2029-30: 0.09; 2030-31: 0.09; 2031-32: 0.09; 2032-33: 0.09; 2033-34: 0.09; 2034-35: 0.09; 2035-36: 0.09; 2036-37: 0.09; 2037-38: 0.09; 2038-39: 0.09; 2039-40: 0.09; 2040-41: 0.09; 2041-42: 0.09; 2042-43: 0.09; 2043-44: 0.09; 2044-45: 0.09; 2045-46: 0.09; 2046-47: 0.09; 2047-48: 0.09; 2048-49: 0.09; 2049-50: 0.09
23BL | Measured Non Household - USPL | Input | Ml/d | 2 | 2019-20: 0.03; 2020-21: 0.03; 2021-22: 0.03; 2022-23: 0.03; 2023-24: 0.03; 2024-25: 0.03; 2025-26: 0.03; 2026-27: 0.03; 2027-28: 0.03; 2028-29: 0.03; 2029-30: 0.03; 2030-31: 0.03; 2031-32: 0.03; 2032-33: 0.03; 2033-34: 0.03; 2034-35: 0.03; 2035-36: 0.03; 2036-37: 0.03; 2037-38: 0.03; 2038-39: 0.03; 2039-40: 0.03; 2040-41: 0.03; 2041-42: 0.03; 2042-43: 0.03; 2043-44: 0.03; 2044-45: 0.03; 2045-46: 0.03; 2046-47: 0.03; 2047-48: 0.03; 2048-49: 0.03; 2049-50: 0.03
24BL | Unmeasured Non Household - USPL | Input | Ml/d | 2 | 2019-20: 0; 2020-21: 0; 2021-22: 0; 2022-23: 0; 2023-24: 0; 2024-25: 0; 2025-26: 0; 2026-27: 0; 2027-28: 0; 2028-29: 0; 2029-30: 0; 2030-31: 0; 2031-32: 0; 2032-33: 0; 2033-34: 0; 2034-35: 0; 2035-36: 0; 2036-37: 0; 2037-38: 0; 2038-39: 0; 2039-40: 0; 2040-41: 0; 2041-42: 0; 2042-43: 0; 2043-44: 0; 2044-45: 0; 2045-46: 0; 2046-47: 0; 2047-48: 0; 2048-49: 0; 2049-50: 0
25BL | Measured Household - USPL | Input | Ml/d | 2 | 2019-20: 0.41; 2020-21: 0.42; 2021-22: 0.43; 2022-23: 0.44; 2023-24: 0.45; 2024-25: 0.46; 2025-26: 0.47; 2026-27: 0.49; 2027-28: 0.5; 2028-29: 0.51; 2029-30: 0.51; 2030-31: 0.52; 2031-32: 0.53; 2032-33: 0.54; 2033-34: 0.55; 2034-35: 0.55; 2035-36: 0.56; 2036-37: 0.57; 2037-38: 0.58; 2038-39: 0.58; 2039-40: 0.59; 2040-41: 0.6; 2041-42: 0.6; 2042-43: 0.61; 2043-44: 0.62; 2044-45: 0.62; 2045-46: 0.62; 2046-47: 0.63; 2047-48: 0.63; 2048-49: 0.63; 2049-50: 0.64
26BL | Unmeasured Household - USPL | Input | Ml/d | 2 | 2019-20: 0.25; 2020-21: 0.23; 2021-22: 0.22; 2022-23: 0.2; 2023-24: 0.19; 2024-25: 0.17; 2025-26: 0.16; 2026-27: 0.15; 2027-28: 0.14; 2028-29: 0.13; 2029-30: 0.12; 2030-31: 0.11; 2031-32: 0.1; 2032-33: 0.1; 2033-34: 0.09; 2034-35: 0.08; 2035-36: 0.07; 2036-37: 0.06; 2037-38: 0.06; 2038-39: 0.05; 2039-40: 0.04; 2040-41: 0.04; 2041-42: 0.03; 2042-43: 0.02; 2043-44: 0.02; 2044-45: 0.01; 2045-46: 0.01; 2046-47: 0.01; 2047-48: 0.01; 2048-49: 0.01; 2049-50: 0.01
27BL | Void Properties - USPL | Input | Ml/d | 2 | 2019-20: 0.05; 2020-21: 0.05; 2021-22: 0.05; 2022-23: 0.05; 2023-24: 0.05; 2024-25: 0.05; 2025-26: 0.05; 2026-27: 0.05; 2027-28: 0.05; 2028-29: 0.05; 2029-30: 0.05; 2030-31: 0.05; 2031-32: 0.05; 2032-33: 0.05; 2033-34: 0.05; 2034-35: 0.06; 2035-36: 0.06; 2036-37: 0.06; 2037-38: 0.06; 2038-39: 0.06; 2039-40: 0.06; 2040-41: 0.06; 2041-42: 0.06; 2042-43: 0.06; 2043-44: 0.06; 2044-45: 0.06; 2045-46: 0.06; 2046-47: 0.06; 2047-48: 0.06; 2048-49: 0.06; 2049-50: 0.06
28BL | Distribution losses | Input | Ml/d | 2 | 2019-20: 2.23; 2020-21: 2.18; 2021-22: 2.15; 2022-23: 2.11; 2023-24: 2.07; 2024-25: 2.02; 2025-26: 2.02; 2026-27: 2.02; 2027-28: 2.02; 2028-29: 2.02; 2029-30: 2.02; 2030-31: 2.02; 2031-32: 2.02; 2032-33: 2.02; 2033-34: 2.02; 2034-35: 2.02; 2035-36: 2.02; 2036-37: 2.02; 2037-38: 2.02; 2038-39: 2.02; 2039-40: 2.02; 2040-41: 2.02; 2041-42: 2.02; 2042-43: 2.02; 2043-44: 2.02; 2044-45: 2.02; 2045-46: 2.02; 2046-47: 2.02; 2047-48: 2.02; 2048-49: 2.02; 2049-50: 2.02
29BL | Total Leakage | sum (23BL:28BL) | Ml/d | 2 | 2019-20: 2.97; 2020-21: 2.91; 2021-22: 2.88; 2022-23: 2.83; 2023-24: 2.79; 2024-25: 2.73; 2025-26: 2.73; 2026-27: 2.74; 2027-28: 2.74; 2028-29: 2.74; 2029-30: 2.73; 2030-31: 2.73; 2031-32: 2.73; 2032-33: 2.74; 2033-34: 2.74; 2034-35: 2.74; 2035-36: 2.74; 2036-37: 2.74; 2037-38: 2.75; 2038-39: 2.74; 2039-40: 2.74; 2040-41: 2.75; 2041-42: 2.74; 2042-43: 2.74; 2043-44: 2.75; 2044-45: 2.74; 2045-46: 2.74; 2046-47: 2.75; 2047-48: 2.75; 2048-49: 2.75; 2049-50: 2.76
30BL | Leakage/property | (29BL * 1,000,000) / (36BL * 1,000) | l/prop/d | 2 | 2019-20: 76.9829; 2020-21: 74.7419; 2021-22: 73.2787; 2022-23: 71.3331; 2023-24: 69.6577; 2024-25: 67.5291; 2025-26: 66.8495; 2026-27: 66.1484; 2027-28: 65.425; 2028-29: 64.8644; 2029-30: 64.08; 2030-31: 63.5608; 2031-32: 63.0893; 2032-33: 62.8844; 2033-34: 62.4359; 2034-35: 61.9727; 2035-36: 61.5274; 2036-37: 61.0463; 2037-38: 60.8111; 2038-39: 60.1471; 2039-40: 59.7223; 2040-41: 59.5315; 2041-42: 58.9222; 2042-43: 58.5495; 2043-44: 58.405; 2044-45: 57.8462; 2045-46: 57.5147; 2046-47: 57.4077; 2047-48: 57.1013; 2048-49: 56.8053; 2049-50: 56.7283
31BL | Measured Non Household - properties | Input | 000's | 2 | 2019-20: 3.239; 2020-21: 3.276; 2021-22: 3.308; 2022-23: 3.348; 2023-24: 3.385; 2024-25: 3.418; 2025-26: 3.449; 2026-27: 3.478; 2027-28: 3.502; 2028-29: 3.524; 2029-30: 3.544; 2030-31: 3.563; 2031-32: 3.58; 2032-33: 3.598; 2033-34: 3.615; 2034-35: 3.632; 2035-36: 3.647; 2036-37: 3.663; 2037-38: 3.678; 2038-39: 3.693; 2039-40: 3.707; 2040-41: 3.72; 2041-42: 3.734; 2042-43: 3.747; 2043-44: 3.759; 2044-45: 3.771; 2045-46: 3.782; 2046-47: 3.793; 2047-48: 3.803; 2048-49: 3.814; 2049-50: 3.824
32BL | Unmeasured Non Household - properties | Input | 000's | 2 | 2019-20: 0.013; 2020-21: 0.013; 2021-22: 0.013; 2022-23: 0.013; 2023-24: 0.014; 2024-25: 0.014; 2025-26: 0.014; 2026-27: 0.014; 2027-28: 0.014; 2028-29: 0.014; 2029-30: 0.014; 2030-31: 0.014; 2031-32: 0.014; 2032-33: 0.014; 2033-34: 0.015; 2034-35: 0.015; 2035-36: 0.015; 2036-37: 0.015; 2037-38: 0.015; 2038-39: 0.015; 2039-40: 0.015; 2040-41: 0.015; 2041-42: 0.015; 2042-43: 0.015; 2043-44: 0.015; 2044-45: 0.015; 2045-46: 0.015; 2046-47: 0.015; 2047-48: 0.015; 2048-49: 0.015; 2049-50: 0.015
33BL | All void non-households - properties | Input | 000's | 2 | 2019-20: 0; 2020-21: 0; 2021-22: 0; 2022-23: 0; 2023-24: 0; 2024-25: 0; 2025-26: 0; 2026-27: 0; 2027-28: 0; 2028-29: 0; 2029-30: 0; 2030-31: 0; 2031-32: 0; 2032-33: 0; 2033-34: 0; 2034-35: 0; 2035-36: 0; 2036-37: 0; 2037-38: 0; 2038-39: 0; 2039-40: 0; 2040-41: 0; 2041-42: 0; 2042-43: 0; 2043-44: 0; 2044-45: 0; 2045-46: 0; 2046-47: 0; 2047-48: 0; 2048-49: 0; 2049-50: 0
34BL | Measured households - properties (excl. void) | Year before + sum (34.1BL:34.6BL) | 000's | 2 | 2019-20: 28.968; 2020-21: 29.612; 2021-22: 30.227; 2022-23: 30.891; 2023-24: 31.556; 2024-25: 32.201; 2025-26: 32.823; 2026-27: 33.61; 2027-28: 34.267; 2028-29: 34.823; 2029-30: 35.371; 2030-31: 35.899; 2031-32: 36.396; 2032-33: 36.864; 2033-34: 37.337; 2034-35: 37.819; 2035-36: 38.291; 2036-37: 38.785; 2037-38: 39.263; 2038-39: 39.729; 2039-40: 40.182; 2040-41: 40.622; 2041-42: 41.049; 2042-43: 41.461; 2043-44: 41.86; 2044-45: 42.234; 2045-46: 42.507; 2046-47: 42.772; 2047-48: 43.029; 2048-49: 43.278; 2049-50: 43.505
34.1BL | New build properties - properties | Input (new builds in each year) | 000's | 2 | 2019-20: 0.202; 2020-21: 0.233; 2021-22: 0.235; 2022-23: 0.321; 2023-24: 0.336; 2024-25: 0.331; 2025-26: 0.373; 2026-27: 0.547; 2027-28: 0.426; 2028-29: 0.332; 2029-30: 0.332; 2030-31: 0.319; 2031-32: 0.297; 2032-33: 0.274; 2033-34: 0.286; 2034-35: 0.302; 2035-36: 0.298; 2036-37: 0.327; 2037-38: 0.317; 2038-39: 0.31; 2039-40: 0.302; 2040-41: 0.295; 2041-42: 0.286; 2042-43: 0.277; 2043-44: 0.269; 2044-45: 0.262; 2045-46: 0.255; 2046-47: 0.247; 2047-48: 0.24; 2048-49: 0.233; 2049-50: 0.227
34.2BL | Meter optants - properties | Input (meter optants in each year) | 000's | 2 | 2019-20: 0.325; 2020-21: 0.31; 2021-22: 0.284; 2022-23: 0.25; 2023-24: 0.239; 2024-25: 0.229; 2025-26: 0.167; 2026-27: 0.161; 2027-28: 0.156; 2028-29: 0.151; 2029-30: 0.146; 2030-31: 0.141; 2031-32: 0.136; 2032-33: 0.132; 2033-34: 0.127; 2034-35: 0.123; 2035-36: 0.119; 2036-37: 0.115; 2037-38: 0.111; 2038-39: 0.107; 2039-40: 0.104; 2040-41: 0.1; 2041-42: 0.097; 2042-43: 0.094; 2043-44: 0.09; 2044-45: 0.078; 2045-46: 0; 2046-47: 0; 2047-48: 0; 2048-49: 0; 2049-50: 0
34.3BL | Compulsory metering - properties | Input (compulsory meters in each year) | 000's | 2 | 2019-20: 0; 2020-21: 0; 2021-22: 0; 2022-23: 0; 2023-24: 0; 2024-25: 0; 2025-26: 0; 2026-27: 0; 2027-28: 0; 2028-29: 0; 2029-30: 0; 2030-31: 0; 2031-32: 0; 2032-33: 0; 2033-34: 0; 2034-35: 0; 2035-36: 0; 2036-37: 0; 2037-38: 0; 2038-39: 0; 2039-40: 0; 2040-41: 0; 2041-42: 0; 2042-43: 0; 2043-44: 0; 2044-45: 0; 2045-46: 0; 2046-47: 0; 2047-48: 0; 2048-49: 0; 2049-50: 0
34.4BL | Metering on change of occupancy - properties | Input (change of occupancy meters in each year) | 000's | 2 | 2019-20: 0.094; 2020-21: 0.091; 2021-22: 0.087; 2022-23: 0.084; 2023-24: 0.081; 2024-25: 0.077; 2025-26: 0.074; 2026-27: 0.071; 2027-28: 0.068; 2028-29: 0.066; 2029-30: 0.063; 2030-31: 0.061; 2031-32: 0.058; 2032-33: 0.056; 2033-34: 0.054; 2034-35: 0.051; 2035-36: 0.049; 2036-37: 0.047; 2037-38: 0.045; 2038-39: 0.044; 2039-40: 0.042; 2040-41: 0.04; 2041-42: 0.039; 2042-43: 0.037; 2043-44: 0.036; 2044-45: 0.03; 2045-46: 0.018; 2046-47: 0.018; 2047-48: 0.017; 2048-49: 0.016; 2049-50: 0
34.5BL | Selective metering - properties | Input (selective meters in each year) | 000's | 2 | 2019-20: 0.01; 2020-21: 0.01; 2021-22: 0.009; 2022-23: 0.009; 2023-24: 0.009; 2024-25: 0.008; 2025-26: 0.008; 2026-27: 0.008; 2027-28: 0.007; 2028-29: 0.007; 2029-30: 0.007; 2030-31: 0.007; 2031-32: 0.006; 2032-33: 0.006; 2033-34: 0.006; 2034-35: 0.006; 2035-36: 0.006; 2036-37: 0.005; 2037-38: 0.005; 2038-39: 0.005; 2039-40: 0.005; 2040-41: 0.005; 2041-42: 0.005; 2042-43: 0.004; 2043-44: 0.004; 2044-45: 0.004; 2045-46: 0; 2046-47: 0; 2047-48: 0; 2048-49: 0; 2049-50: 0
34.6BL | Other changes to existing metering - properties | Input (other changes to meters in each year) | 000's | 2 | 2019-20: 0; 2020-21: 0; 2021-22: 0; 2022-23: 0; 2023-24: 0; 2024-25: 0; 2025-26: 0; 2026-27: 0; 2027-28: 0; 2028-29: 0; 2029-30: 0; 2030-31: 0; 2031-32: 0; 2032-33: 0; 2033-34: 0; 2034-35: 0; 2035-36: 0; 2036-37: 0; 2037-38: 0; 2038-39: 0; 2039-40: 0; 2040-41: 0; 2041-42: 0; 2042-43: 0; 2043-44: 0; 2044-45: 0; 2045-46: 0; 2046-47: 0; 2047-48: 0; 2048-49: 0; 2049-50: 0
34.7BL | Measured household void properties | Input | 000's | 2 | 2019-20: 0.733; 2020-21: 0.75; 2021-22: 0.765; 2022-23: 0.783; 2023-24: 0.798; 2024-25: 0.815; 2025-26: 0.829; 2026-27: 0.844; 2027-28: 0.858; 2028-29: 0.872; 2029-30: 0.886; 2030-31: 0.899; 2031-32: 0.912; 2032-33: 0.925; 2033-34: 0.937; 2034-35: 0.95; 2035-36: 0.962; 2036-37: 0.974; 2037-38: 0.985; 2038-39: 0.997; 2039-40: 1.007; 2040-41: 1.018; 2041-42: 1.028; 2042-43: 1.038; 2043-44: 1.048; 2044-45: 1.058; 2045-46: 1.065; 2046-47: 1.071; 2047-48: 1.078; 2048-49: 1.085; 2049-50: 1.09
35BL | Unmeasured households - properties (excl. void) | Input | 000's | 2 | 2019-20: 5.491; 2020-21: 5.155; 2021-22: 4.868; 2022-23: 4.525; 2023-24: 4.196; 2024-25: 3.882; 2025-26: 3.633; 2026-27: 3.392; 2027-28: 3.161; 2028-29: 2.937; 2029-30: 2.721; 2030-31: 2.514; 2031-32: 2.313; 2032-33: 2.119; 2033-34: 1.933; 2034-35: 1.753; 2035-36: 1.579; 2036-37: 1.412; 2037-38: 1.25; 2038-39: 1.094; 2039-40: 0.944; 2040-41: 0.799; 2041-42: 0.659; 2042-43: 0.524; 2043-44: 0.393; 2044-45: 0.282; 2045-46: 0.264; 2046-47: 0.246; 2047-48: 0.229; 2048-49: 0.213; 2049-50: 0.213
35.1BL | Unmeasured household void properties | Input | 000's | 2 | 2019-20: 0.136; 2020-21: 0.128; 2021-22: 0.121; 2022-23: 0.113; 2023-24: 0.104; 2024-25: 0.097; 2025-26: 0.09; 2026-27: 0.084; 2027-28: 0.078; 2028-29: 0.072; 2029-30: 0.067; 2030-31: 0.062; 2031-32: 0.057; 2032-33: 0.052; 2033-34: 0.048; 2034-35: 0.044; 2035-36: 0.039; 2036-37: 0.035; 2037-38: 0.031; 2038-39: 0.027; 2039-40: 0.024; 2040-41: 0.02; 2041-42: 0.017; 2042-43: 0.013; 2043-44: 0.01; 2044-45: 0.007; 2045-46: 0.007; 2046-47: 0.006; 2047-48: 0.006; 2048-49: 0.006; 2049-50: 0.006
36BL | Total Resource Zone Properties (incl. voids) | sum (31BL:34BL) + 34.7BL + 35BL + 35.1BL | 000's | 2 | 2019-20: 38.58; 2020-21: 38.934; 2021-22: 39.302; 2022-23: 39.673; 2023-24: 40.053; 2024-25: 40.427; 2025-26: 40.838; 2026-27: 41.422; 2027-28: 41.88; 2028-29: 42.242; 2029-30: 42.603; 2030-31: 42.951; 2031-32: 43.272; 2032-33: 43.572; 2033-34: 43.885; 2034-35: 44.213; 2035-36: 44.533; 2036-37: 44.884; 2037-38: 45.222; 2038-39: 45.555; 2039-40: 45.879; 2040-41: 46.194; 2041-42: 46.502; 2042-43: 46.798; 2043-44: 47.085; 2044-45: 47.367; 2045-46: 47.64; 2046-47: 47.903; 2047-48: 48.16; 2048-49: 48.411; 2049-50: 48.653
37BL | Measured Non Household - Population | Input | 000's | 2 | 2019-20: 1.628; 2020-21: 1.639; 2021-22: 1.645; 2022-23: 1.66; 2023-24: 1.669; 2024-25: 1.677; 2025-26: 1.683; 2026-27: 1.704; 2027-28: 1.725; 2028-29: 1.75; 2029-30: 1.766; 2030-31: 1.79; 2031-32: 1.835; 2032-33: 1.864; 2033-34: 1.883; 2034-35: 1.901; 2035-36: 1.916; 2036-37: 1.93; 2037-38: 1.943; 2038-39: 1.958; 2039-40: 1.972; 2040-41: 1.987; 2041-42: 2.007; 2042-43: 2.028; 2043-44: 2.051; 2044-45: 2.078; 2045-46: 2.105; 2046-47: 2.133; 2047-48: 2.16; 2048-49: 2.189; 2049-50: 2.219
38BL | Unmeasured Non Household - Population | Input | 000's | 2 | 2019-20: 0.007; 2020-21: 0.007; 2021-22: 0.007; 2022-23: 0.007; 2023-24: 0.007; 2024-25: 0.007; 2025-26: 0.007; 2026-27: 0.007; 2027-28: 0.007; 2028-29: 0.007; 2029-30: 0.007; 2030-31: 0.007; 2031-32: 0.007; 2032-33: 0.007; 2033-34: 0.008; 2034-35: 0.008; 2035-36: 0.008; 2036-37: 0.008; 2037-38: 0.008; 2038-39: 0.008; 2039-40: 0.008; 2040-41: 0.008; 2041-42: 0.008; 2042-43: 0.008; 2043-44: 0.008; 2044-45: 0.008; 2045-46: 0.008; 2046-47: 0.009; 2047-48: 0.009; 2048-49: 0.009; 2049-50: 0.009
39BL | Measured Household - Population | Input | 000's | 2 | 2019-20: 53.941; 2020-21: 54.927; 2021-22: 55.882; 2022-23: 56.864; 2023-24: 57.858; 2024-25: 58.822; 2025-26: 59.751; 2026-27: 60.985; 2027-28: 61.993; 2028-29: 62.842; 2029-30: 63.678; 2030-31: 64.436; 2031-32: 65.136; 2032-33: 65.829; 2033-34: 66.48; 2034-35: 67.161; 2035-36: 67.861; 2036-37: 68.552; 2037-38: 69.242; 2038-39: 69.914; 2039-40: 70.627; 2040-41: 71.311; 2041-42: 71.966; 2042-43: 72.607; 2043-44: 73.239; 2044-45: 73.818; 2045-46: 74.201; 2046-47: 74.567; 2047-48: 74.945; 2048-49: 75.316; 2049-50: 75.666
40BL | Unmeasured Household - Population | Input | 000's | 2 | 2019-20: 10.371; 2020-21: 9.698; 2021-22: 9.131; 2022-23: 8.436; 2023-24: 7.779; 2024-25: 7.156; 2025-26: 6.662; 2026-27: 6.186; 2027-28: 5.731; 2028-29: 5.298; 2029-30: 4.883; 2030-31: 4.482; 2031-32: 4.097; 2032-33: 3.732; 2033-34: 3.378; 2034-35: 3.04; 2035-36: 2.717; 2036-37: 2.407; 2037-38: 2.109; 2038-39: 1.824; 2039-40: 1.551; 2040-41: 1.289; 2041-42: 1.035; 2042-43: 0.79; 2043-44: 0.552; 2044-45: 0.355; 2045-46: 0.328; 2046-47: 0.303; 2047-48: 0.28; 2048-49: 0.257; 2049-50: 0.257
41BL | Total Resource Zone Population | sum (37BL:40BL) | 000's | 2 | 2019-20: 65.947; 2020-21: 66.271; 2021-22: 66.665; 2022-23: 66.967; 2023-24: 67.313; 2024-25: 67.662; 2025-26: 68.103; 2026-27: 68.882; 2027-28: 69.456; 2028-29: 69.897; 2029-30: 70.334; 2030-31: 70.715; 2031-32: 71.075; 2032-33: 71.432; 2033-34: 71.749; 2034-35: 72.11; 2035-36: 72.502; 2036-37: 72.897; 2037-38: 73.302; 2038-39: 73.704; 2039-40: 74.158; 2040-41: 74.595; 2041-42: 75.016; 2042-43: 75.433; 2043-44: 75.85; 2044-45: 76.259; 2045-46: 76.642; 2046-47: 77.012; 2047-48: 77.394; 2048-49: 77.771; 2049-50: 78.151
42BL | Average household occupancy rate (excl. voids) | (39BL + 40BL) / (34BL + 35BL) | h/prop | 1 | 2019-20: 1.8663; 2020-21: 1.8588; 2021-22: 1.8525; 2022-23: 1.8438; 2023-24: 1.8359; 2024-25: 1.8285; 2025-26: 1.8217; 2026-27: 1.8153; 2027-28: 1.8094; 2028-29: 1.8046; 2029-30: 1.7999; 2030-31: 1.7941; 2031-32: 1.7886; 2032-33: 1.7844; 2033-34: 1.7789; 2034-35: 1.774; 2035-36: 1.7702; 2036-37: 1.7653; 2037-38: 1.7612; 2038-39: 1.7573; 2039-40: 1.755; 2040-41: 1.7527; 2041-42: 1.7503; 2042-43: 1.7482; 2043-44: 1.7464; 2044-45: 1.7446; 2045-46: 1.7425; 2046-47: 1.7404; 2047-48: 1.739; 2048-49: 1.7377; 2049-50: 1.7367
43BL | Total Household Metering penetration (excl. voids) | 34BL / (34BL + 35BL) | % | 1 | 2019-20: 84.07%; 2020-21: 85.17%; 2021-22: 86.13%; 2022-23: 87.22%; 2023-24: 88.26%; 2024-25: 89.24%; 2025-26: 90.03%; 2026-27: 90.83%; 2027-28: 91.55%; 2028-29: 92.22%; 2029-30: 92.86%; 2030-31: 93.46%; 2031-32: 94.02%; 2032-33: 94.56%; 2033-34: 95.08%; 2034-35: 95.57%; 2035-36: 96.04%; 2036-37: 96.49%; 2037-38: 96.91%; 2038-39: 97.32%; 2039-40: 97.7%; 2040-41: 98.07%; 2041-42: 98.42%; 2042-43: 98.75%; 2043-44: 99.07%; 2044-45: 99.34%; 2045-46: 99.38%; 2046-47: 99.43%; 2047-48: 99.47%; 2048-49: 99.51%; 2049-50: 99.51%
44BL | Total Household Metering penetration (incl. voids) | (34BL) / (34BL + 34.7BL + 35BL + 35.1BL) | % | 1 | 2019-20: 82%; 2020-21: 83.07%; 2021-22: 84.01%; 2022-23: 85.07%; 2023-24: 86.09%; 2024-25: 87.04%; 2025-26: 87.82%; 2026-27: 88.61%; 2027-28: 89.32%; 2028-29: 89.97%; 2029-30: 90.59%; 2030-31: 91.17%; 2031-32: 91.73%; 2032-33: 92.25%; 2033-34: 92.75%; 2034-35: 93.23%; 2035-36: 93.69%; 2036-37: 94.12%; 2037-38: 94.54%; 2038-39: 94.94%; 2039-40: 95.32%; 2040-41: 95.67%; 2041-42: 96.01%; 2042-43: 96.34%; 2043-44: 96.65%; 2044-45: 96.91%; 2045-46: 96.95%; 2046-47: 97%; 2047-48: 97.04%; 2048-49: 97.08%; 2049-50: 97.08%
45BL | Distribution input | sum (12BL:15BL) +21BL + 22BL + 27BL + 28BL | Ml/d | 2 | 2019-20: 22.97; 2020-21: 22.82; 2021-22: 22.76; 2022-23: 22.61; 2023-24: 22.47; 2024-25: 22.35; 2025-26: 22.36; 2026-27: 22.47; 2027-28: 22.5; 2028-29: 22.53; 2029-30: 22.56; 2030-31: 22.62; 2031-32: 22.64; 2032-33: 22.7; 2033-34: 22.75; 2034-35: 22.83; 2035-36: 22.9; 2036-37: 22.97; 2037-38: 23.1; 2038-39: 23.21; 2039-40: 23.37; 2040-41: 23.48; 2041-42: 23.57; 2042-43: 23.65; 2043-44: 23.74; 2044-45: 23.87; 2045-46: 23.93; 2046-47: 24.03; 2047-48: 24.14; 2048-49: 24.25; 2049-50: 24.34
46BL | Target headroom (climate change component) | Input | Ml/d | 2 | 2019-20: 0.0013761; 2020-21: 0.0013761; 2021-22: 0.0013761; 2022-23: 0.0013761; 2023-24: 0.0013761; 2024-25: 0.0013761; 2025-26: 0.0013761; 2026-27: 0.002096; 2027-28: -0.0010964; 2028-29: 0.0028541; 2029-30: 0.0038937; 2030-31: 0.0022636; 2031-32: 0.0033067; 2032-33: 0.0025315; 2033-34: 0.0032177; 2034-35: 0.0017625; 2035-36: 0.0046126; 2036-37: 0.0053252; 2037-38: 0.005483; 2038-39: 0.0081533; 2039-40: 0; 2040-41: 0; 2041-42: 0; 2042-43: 0; 2043-44: 0; 2044-45: 0; 2045-46: 0; 2046-47: 0; 2047-48: 0; 2048-49: 0; 2049-50: 0
47BL | Target headroom (All other components) | Input | Ml/d | 2 | 2019-20: 0.94921; 2020-21: 0.94921; 2021-22: 0.94921; 2022-23: 0.94921; 2023-24: 0.94921; 2024-25: 0.94921; 2025-26: 0.94921; 2026-27: 0.92152; 2027-28: 1.0381; 2028-29: 1.2016; 2029-30: 1.2339; 2030-31: 1.2807; 2031-32: 1.3422; 2032-33: 1.3682; 2033-34: 1.3836; 2034-35: 1.4499; 2035-36: 1.2052; 2036-37: 1.0913; 2037-38: 1.144; 2038-39: 1.1997; 2039-40: 1.0684; 2040-41: 1.0786; 2041-42: 1.1052; 2042-43: 1.136; 2043-44: 1.1767; 2044-45: 1.1842; 2045-46: 1.0497; 2046-47: 1.0421; 2047-48: 1.0317; 2048-49: 1.0473; 2049-50: 1.0488
48BL | Target Headroom | 46BL + 47BL | Ml/d | 2 | 2019-20: 0.95059; 2020-21: 0.95059; 2021-22: 0.95059; 2022-23: 0.95059; 2023-24: 0.95059; 2024-25: 0.95059; 2025-26: 0.95059; 2026-27: 0.92361; 2027-28: 1.037; 2028-29: 1.2044; 2029-30: 1.2378; 2030-31: 1.2829; 2031-32: 1.3455; 2032-33: 1.3707; 2033-34: 1.3868; 2034-35: 1.4517; 2035-36: 1.2098; 2036-37: 1.0966; 2037-38: 1.1494; 2038-39: 1.2079; 2039-40: 1.0684; 2040-41: 1.0786; 2041-42: 1.1052; 2042-43: 1.136; 2043-44: 1.1767; 2044-45: 1.1842; 2045-46: 1.0497; 2046-47: 1.0421; 2047-48: 1.0317; 2048-49: 1.0473; 2049-50: 1.0488
49BL | Available Headroom | 11BL - 45BL | Ml/d | 2 | 2019-20: 2.38; 2020-21: 2.53; 2021-22: 2.59; 2022-23: 2.74; 2023-24: 2.88; 2024-25: 3; 2025-26: 2.99; 2026-27: 2.88; 2027-28: 2.85; 2028-29: 2.82; 2029-30: 2.79; 2030-31: 2.73; 2031-32: 2.71; 2032-33: 2.65; 2033-34: 2.6; 2034-35: 2.52; 2035-36: 2.45; 2036-37: 2.38; 2037-38: 2.25; 2038-39: 2.14; 2039-40: 1.98; 2040-41: 1.87; 2041-42: 1.78; 2042-43: 1.7; 2043-44: 1.61; 2044-45: 1.48; 2045-46: 1.42; 2046-47: 1.32; 2047-48: 1.21; 2048-49: 1.1; 2049-50: 1.01
49.1BL | Available non-potable balance (if applicable) | 1.1BL -12.1BL | Ml/d | 2 | 2019-20: 0; 2020-21: 0; 2021-22: 0; 2022-23: 0; 2023-24: 0; 2024-25: 0; 2025-26: 0; 2026-27: 0; 2027-28: 0; 2028-29: 0; 2029-30: 0; 2030-31: 0; 2031-32: 0; 2032-33: 0; 2033-34: 0; 2034-35: 0; 2035-36: 0; 2036-37: 0; 2037-38: 0; 2038-39: 0; 2039-40: 0; 2040-41: 0; 2041-42: 0; 2042-43: 0; 2043-44: 0; 2044-45: 0; 2045-46: 0; 2046-47: 0; 2047-48: 0; 2048-49: 0; 2049-50: 0
50BL | Supply Demand Balance |  | Ml/d | 2 | 2019-20: 1.4294; 2020-21: 1.5794; 2021-22: 1.6394; 2022-23: 1.7894; 2023-24: 1.9294; 2024-25: 2.0494; 2025-26: 2.0394; 2026-27: 1.9564; 2027-28: 1.813; 2028-29: 1.6156; 2029-30: 1.5522; 2030-31: 1.4471; 2031-32: 1.3645; 2032-33: 1.2793; 2033-34: 1.2132; 2034-35: 1.0683; 2035-36: 1.2402; 2036-37: 1.2834; 2037-38: 1.1006; 2038-39: 0.93214; 2039-40: 0.9116; 2040-41: 0.79142; 2041-42: 0.67477; 2042-43: 0.56404; 2043-44: 0.43332; 2044-45: 0.29581; 2045-46: 0.37033; 2046-47: 0.27794; 2047-48: 0.17829; 2048-49: 0.052724; 2049-50: -0.03875
Table 3e: DYCP - Final plan Options | Back to top of sheet
WRMP24 reference | Option type | Cat ID | Unit | Decimal places | 2019-20 | 2020-21 | 2021-22 | 2022-23 | 2023-24 | 2024-25 | 2025-26 | 2026-27 | 2027-28 | 2028-29 | 2029-30 | 2030-31 | 2031-32 | 2032-33 | 2033-34 | 2034-35 | 2035-36 | 2036-37 | 2037-38 | 2038-39 | 2039-40 | 2040-41 | 2041-42 | 2042-43 | 2043-44 | 2044-45 | 2045-46 | 2046-47 | 2047-48 | 2048-49 | 2049-50 | 2050-51 | 2051-52 | 2052-53 | 2053-54 | 2054-55 | 2055-56 | 2056-57 | 2057-58 | 2058-59 | 2059-60 | 2060-61 | 2061-62 | 2062-63 | 2063-64 | 2064-65 | 2065-66 | 2066-67 | 2067-68 | 2068-69 | 2069-70 | 2070-71 | 2071-72 | 2072-73 | 2073-74 | 2074-75 | 2075-76 | 2076-77 | 2077-78 | 2078-79 | 2079-80 | 2080-81 | 2081-82 | 2082-83 | 2083-84 | 2084-85 | 2085-86 | 2086-87 | 2087-88 | 2088-89 | 2089-90 | 2090-91 | 2091-92 | 2092-93 | 2093-94 | 2094-95 | 2095-96 | 2096-97 | 2097-98 | 2098-99 | 2099-100
1.11FP | Non potable supplies input reductions as -ve and increases as +ve | RSNPS | Ml/d | 2 | 2019-20: 0; 2020-21: 0; 2021-22: 0; 2022-23: 0; 2023-24: 0; 2024-25: 0; 2025-26: 0; 2026-27: 0; 2027-28: 0; 2028-29: 0; 2029-30: 0; 2030-31: 0; 2031-32: 0; 2032-33: 0; 2033-34: 0; 2034-35: 0; 2035-36: 0; 2036-37: 0; 2037-38: 0; 2038-39: 0; 2039-40: 0; 2040-41: 0; 2041-42: 0; 2042-43: 0; 2043-44: 0; 2044-45: 0; 2045-46: 0; 2046-47: 0; 2047-48: 0; 2048-49: 0; 2049-50: 0
2.1FP | Raw water imports | RSRWI | Ml/d | 2 | 2019-20: 0; 2020-21: 0; 2021-22: 0; 2022-23: 0; 2023-24: 0; 2024-25: 0; 2025-26: 0; 2026-27: 0; 2027-28: 0; 2028-29: 0; 2029-30: 0; 2030-31: 0; 2031-32: 0; 2032-33: 0; 2033-34: 0; 2034-35: 0; 2035-36: 0; 2036-37: 0; 2037-38: 0; 2038-39: 0; 2039-40: 0; 2040-41: 0; 2041-42: 0; 2042-43: 0; 2043-44: 0; 2044-45: 0; 2045-46: 0; 2046-47: 0; 2047-48: 0; 2048-49: 0; 2049-50: 0
3.1FP | Potable water imports input reductions as -ve | RSPWI | Ml/d | 2 | 2019-20: 0; 2020-21: 0; 2021-22: 0; 2022-23: 0; 2023-24: 0; 2024-25: 0; 2025-26: 0; 2026-27: 0; 2027-28: 0; 2028-29: 0; 2029-30: 0; 2030-31: 0; 2031-32: 0; 2032-33: 0; 2033-34: 0; 2034-35: 0; 2035-36: 0.65; 2036-37: 0.65; 2037-38: 0.65; 2038-39: 0.65; 2039-40: 0.65; 2040-41: 0.65; 2041-42: 0.65; 2042-43: 0.65; 2043-44: 0.65; 2044-45: 0.65; 2045-46: 0.65; 2046-47: 0.65; 2047-48: 0.65; 2048-49: 0.65; 2049-50: 0.65
4.1FP | Raw water exports input reductions as +ve and increases as -ve | RSRWE | Ml/d | 2 | 2019-20: 0; 2020-21: 0; 2021-22: 0; 2022-23: 0; 2023-24: 0; 2024-25: 0; 2025-26: 0; 2026-27: 0; 2027-28: 0; 2028-29: 0; 2029-30: 0; 2030-31: 0; 2031-32: 0; 2032-33: 0; 2033-34: 0; 2034-35: 0; 2035-36: 0; 2036-37: 0; 2037-38: 0; 2038-39: 0; 2039-40: 0; 2040-41: 0; 2041-42: 0; 2042-43: 0; 2043-44: 0; 2044-45: 0; 2045-46: 0; 2046-47: 0; 2047-48: 0; 2048-49: 0; 2049-50: 0
5.1FP | Potable water exports input reductions as +ve and increases as -ve | RSPWE | Ml/d | 2 | 2019-20: 0; 2020-21: 0; 2021-22: 0; 2022-23: 0; 2023-24: 0; 2024-25: 0; 2025-26: 0; 2026-27: 0; 2027-28: 0; 2028-29: 0; 2029-30: 0; 2030-31: 0; 2031-32: 0; 2032-33: 0; 2033-34: 0; 2034-35: 0; 2035-36: 0; 2036-37: 0; 2037-38: 0; 2038-39: 0; 2039-40: 0; 2040-41: 0; 2041-42: 0; 2042-43: 0; 2043-44: 0; 2044-45: 0; 2045-46: 0; 2046-47: 0; 2047-48: 0; 2048-49: 0; 2049-50: 0
6.2FP | DO benefit from increase raw water abstractions | RSRWA | Ml/d | 2 | 2019-20: 0; 2020-21: 0; 2021-22: 0; 2022-23: 0; 2023-24: 0; 2024-25: 0; 2025-26: 0; 2026-27: 0; 2027-28: 0; 2028-29: 0; 2029-30: 0; 2030-31: 0; 2031-32: 0; 2032-33: 0; 2033-34: 0; 2034-35: 0; 2035-36: 0; 2036-37: 0; 2037-38: 0; 2038-39: 0; 2039-40: 0; 2040-41: 0; 2041-42: 0; 2042-43: 0; 2043-44: 0; 2044-45: 0; 2045-46: 0; 2046-47: 0; 2047-48: 0; 2048-49: 0; 2049-50: 0
6.3FP | Other options to increase deployable output | RSIPO | Ml/d | 2 | 2019-20: 0; 2020-21: 0; 2021-22: 0; 2022-23: 0; 2023-24: 0; 2024-25: 0; 2025-26: 0; 2026-27: 0; 2027-28: 0; 2028-29: 0; 2029-30: 0; 2030-31: 0.38; 2031-32: 0.38; 2032-33: 0.38; 2033-34: 0.38; 2034-35: 0.38; 2035-36: 0.38; 2036-37: 0.38; 2037-38: 0.38; 2038-39: 0.38; 2039-40: 0.38; 2040-41: 0.38; 2041-42: 0.38; 2042-43: 0.38; 2043-44: 0.38; 2044-45: 0.38; 2045-46: 0.38; 2046-47: 0.38; 2047-48: 0.38; 2048-49: 0.38; 2049-50: 0.38
7.01FP | DO benefit from supply side drought measures | RSDPS | Ml/d | 2 | 2019-20: 0; 2020-21: 0; 2021-22: 0; 2022-23: 0; 2023-24: 0; 2024-25: 0; 2025-26: 0; 2026-27: 0; 2027-28: 0; 2028-29: 0; 2029-30: 0; 2030-31: 0; 2031-32: 0; 2032-33: 0; 2033-34: 0; 2034-35: 0; 2035-36: 0; 2036-37: 0; 2037-38: 0; 2038-39: 0; 2039-40: 0; 2040-41: 0; 2041-42: 0; 2042-43: 0; 2043-44: 0; 2044-45: 0; 2045-46: 0; 2046-47: 0; 2047-48: 0; 2048-49: 0; 2049-50: 0
7.02FP | DO benefit from demand side drought measures | RSDPD | Ml/d | 2 | 2019-20: 0; 2020-21: 0; 2021-22: 0; 2022-23: 0; 2023-24: 0; 2024-25: 0; 2025-26: 0; 2026-27: 0; 2027-28: 0; 2028-29: 0; 2029-30: 0; 2030-31: 0; 2031-32: 0; 2032-33: 0; 2033-34: 0; 2034-35: 0; 2035-36: 0; 2036-37: 0; 2037-38: 0; 2038-39: 0; 2039-40: 0; 2040-41: 0; 2041-42: 0; 2042-43: 0; 2043-44: 0; 2044-45: 0; 2045-46: 0; 2046-47: 0; 2047-48: 0; 2048-49: 0; 2049-50: 0
8.1FP | Reduce raw water losses and operational use input as -ve | RSLOU | Ml/d | 2 | 2019-20: 0; 2020-21: 0; 2021-22: 0; 2022-23: 0; 2023-24: 0; 2024-25: 0; 2025-26: 0; 2026-27: 0; 2027-28: 0; 2028-29: 0; 2029-30: 0; 2030-31: 0; 2031-32: 0; 2032-33: 0; 2033-34: 0; 2034-35: 0; 2035-36: 0; 2036-37: 0; 2037-38: 0; 2038-39: 0; 2039-40: 0; 2040-41: 0; 2041-42: 0; 2042-43: 0; 2043-44: 0; 2044-45: 0; 2045-46: 0; 2046-47: 0; 2047-48: 0; 2048-49: 0; 2049-50: 0
8.2FP | Reduce treatment works losses input as -ve | PSTWL | Ml/d | 2 | 2019-20: 0; 2020-21: 0; 2021-22: 0; 2022-23: 0; 2023-24: 0; 2024-25: 0; 2025-26: 0; 2026-27: 0; 2027-28: 0; 2028-29: 0; 2029-30: 0; 2030-31: 0; 2031-32: 0; 2032-33: 0; 2033-34: 0; 2034-35: 0; 2035-36: 0; 2036-37: 0; 2037-38: 0; 2038-39: 0; 2039-40: 0; 2040-41: 0; 2041-42: 0; 2042-43: 0; 2043-44: 0; 2044-45: 0; 2045-46: 0; 2046-47: 0; 2047-48: 0; 2048-49: 0; 2049-50: 0
9.1FP | Reduce outages input as -ve | PSROU | Ml/d | 2 | 2019-20: 0; 2020-21: 0; 2021-22: 0; 2022-23: 0; 2023-24: 0; 2024-25: 0; 2025-26: 0; 2026-27: 0; 2027-28: 0; 2028-29: 0; 2029-30: 0; 2030-31: 0; 2031-32: 0; 2032-33: 0; 2033-34: 0; 2034-35: 0; 2035-36: 0; 2036-37: 0; 2037-38: 0; 2038-39: 0; 2039-40: 0; 2040-41: 0; 2041-42: 0; 2042-43: 0; 2043-44: 0; 2044-45: 0; 2045-46: 0; 2046-47: 0; 2047-48: 0; 2048-49: 0; 2049-50: 0
12.2FP | Change volume delivered to measured non households input reductions as -ve, line to include both measured non-household consumption and USPL options | CVMNH | Ml/d | 2 | 2019-20: 0; 2020-21: 0; 2021-22: 0; 2022-23: 0; 2023-24: 0; 2024-25: 0; 2025-26: 0; 2026-27: 0; 2027-28: -0.07; 2028-29: -0.14; 2029-30: -0.21; 2030-31: -0.27; 2031-32: -0.33; 2032-33: -0.4; 2033-34: -0.46; 2034-35: -0.53; 2035-36: -0.59; 2036-37: -0.65; 2037-38: -0.72; 2038-39: -0.78; 2039-40: -0.85; 2040-41: -0.91; 2041-42: -0.98; 2042-43: -1.04; 2043-44: -1.1; 2044-45: -1.17; 2045-46: -1.23; 2046-47: -1.3; 2047-48: -1.36; 2048-49: -1.42; 2049-50: -1.49
13.1FP | Change volume delivered to unmeasured non households input reductions as -ve, line to include both unmeasured non-household consumption and USPL options | CVUNH | Ml/d | 2 | 2019-20: 0; 2020-21: 0; 2021-22: 0; 2022-23: 0; 2023-24: 0; 2024-25: 0; 2025-26: 0; 2026-27: 0; 2027-28: 0; 2028-29: 0; 2029-30: 0; 2030-31: 0; 2031-32: 0; 2032-33: 0; 2033-34: 0; 2034-35: 0; 2035-36: 0; 2036-37: 0; 2037-38: 0; 2038-39: 0; 2039-40: 0; 2040-41: 0; 2041-42: 0; 2042-43: 0; 2043-44: 0; 2044-45: 0; 2045-46: 0; 2046-47: 0; 2047-48: 0; 2048-49: 0; 2049-50: 0
14.1FP | Change volume delivered to measured households input reductions as -ve, line to include both measured household consumption and USPL options | CVMHH | Ml/d | 2 | 2019-20: 0; 2020-21: 0; 2021-22: 0; 2022-23: 0; 2023-24: 0; 2024-25: 0; 2025-26: -0.04; 2026-27: -0.08; 2027-28: -0.5; 2028-29: -1.11; 2029-30: -1.27; 2030-31: -1.43; 2031-32: -1.59; 2032-33: -1.64; 2033-34: -1.7; 2034-35: -1.83; 2035-36: -1.97; 2036-37: -2.1; 2037-38: -2.24; 2038-39: -2.37; 2039-40: -2.51; 2040-41: -2.61; 2041-42: -2.71; 2042-43: -2.83; 2043-44: -2.98; 2044-45: -3.04; 2045-46: -3.1; 2046-47: -3.16; 2047-48: -3.21; 2048-49: -3.27; 2049-50: -3.33
15.1FP | Change volume delivered to unmeasured households input reductions as -ve, line to include both unmeasured household consumption and USPL options | CVUHH | Ml/d | 2 | 2019-20: 0; 2020-21: 0; 2021-22: 0; 2022-23: 0; 2023-24: 0; 2024-25: 0; 2025-26: 0; 2026-27: 0; 2027-28: 0; 2028-29: 0; 2029-30: 0; 2030-31: 0; 2031-32: 0; 2032-33: 0; 2033-34: 0; 2034-35: 0; 2035-36: 0; 2036-37: 0; 2037-38: 0; 2038-39: 0; 2039-40: 0; 2040-41: 0; 2041-42: 0; 2042-43: 0; 2043-44: 0; 2044-45: 0; 2045-46: 0; 2046-47: 0; 2047-48: 0; 2048-49: 0; 2049-50: 0
21.1FP | Options to reduce water taken unbilled input as -ve | CSWTU | Ml/d | 2 | 2019-20: 0; 2020-21: 0; 2021-22: 0; 2022-23: 0; 2023-24: 0; 2024-25: 0; 2025-26: 0; 2026-27: 0; 2027-28: 0; 2028-29: 0; 2029-30: 0; 2030-31: 0; 2031-32: 0; 2032-33: 0; 2033-34: 0; 2034-35: 0; 2035-36: 0; 2036-37: 0; 2037-38: 0; 2038-39: 0; 2039-40: 0; 2040-41: 0; 2041-42: 0; 2042-43: 0; 2043-44: 0; 2044-45: 0; 2045-46: 0; 2046-47: 0; 2047-48: 0; 2048-49: 0; 2049-50: 0
22.1FP | Reduce distribution system operational use (DSOU) input as -ve | DSDOU | Ml/d | 2 | 2019-20: 0; 2020-21: 0; 2021-22: 0; 2022-23: 0; 2023-24: 0; 2024-25: 0; 2025-26: 0; 2026-27: 0; 2027-28: 0; 2028-29: 0; 2029-30: 0; 2030-31: 0; 2031-32: 0; 2032-33: 0; 2033-34: 0; 2034-35: 0; 2035-36: 0; 2036-37: 0; 2037-38: 0; 2038-39: 0; 2039-40: 0; 2040-41: 0; 2041-42: 0; 2042-43: 0; 2043-44: 0; 2044-45: 0; 2045-46: 0; 2046-47: 0; 2047-48: 0; 2048-49: 0; 2049-50: 0
23.1FP | Options impacting on measured Non Household - USPL input reductions as -ve | CUMNH | Ml/d | 2 | 2019-20: 0; 2020-21: 0; 2021-22: 0; 2022-23: 0; 2023-24: 0; 2024-25: 0; 2025-26: 0; 2026-27: 0; 2027-28: 0; 2028-29: 0; 2029-30: 0; 2030-31: 0; 2031-32: 0; 2032-33: 0; 2033-34: 0; 2034-35: -0.01; 2035-36: -0.01; 2036-37: -0.01; 2037-38: -0.01; 2038-39: -0.01; 2039-40: -0.01; 2040-41: -0.01; 2041-42: -0.01; 2042-43: -0.01; 2043-44: -0.01; 2044-45: -0.01; 2045-46: -0.01; 2046-47: -0.01; 2047-48: -0.01; 2048-49: -0.02; 2049-50: -0.02
24.1FP | Options impacting on unmeasured Non Household - USPL input reductions as -ve | CUUNH | Ml/d | 2 | 2019-20: 0; 2020-21: 0; 2021-22: 0; 2022-23: 0; 2023-24: 0; 2024-25: 0; 2025-26: 0; 2026-27: 0; 2027-28: 0; 2028-29: 0; 2029-30: 0; 2030-31: 0; 2031-32: 0; 2032-33: 0; 2033-34: 0; 2034-35: 0; 2035-36: 0; 2036-37: 0; 2037-38: 0; 2038-39: 0; 2039-40: 0; 2040-41: 0; 2041-42: 0; 2042-43: 0; 2043-44: 0; 2044-45: 0; 2045-46: 0; 2046-47: 0; 2047-48: 0; 2048-49: 0; 2049-50: 0
25.1FP | Options impacting on measured Household - USPL input reductions as -ve | CUMHH | Ml/d | 2 | 2019-20: 0; 2020-21: 0; 2021-22: 0; 2022-23: 0; 2023-24: 0; 2024-25: 0; 2025-26: 0; 2026-27: 0; 2027-28: -0.05; 2028-29: -0.18; 2029-30: -0.2; 2030-31: -0.22; 2031-32: -0.24; 2032-33: -0.25; 2033-34: -0.25; 2034-35: -0.25; 2035-36: -0.25; 2036-37: -0.26; 2037-38: -0.26; 2038-39: -0.26; 2039-40: -0.26; 2040-41: -0.27; 2041-42: -0.27; 2042-43: -0.27; 2043-44: -0.27; 2044-45: -0.27; 2045-46: -0.28; 2046-47: -0.28; 2047-48: -0.28; 2048-49: -0.28; 2049-50: -0.28
26.1FP | Options impacting on unmeasured Household - USPL input reductions as -ve | CUUHH | Ml/d | 2 | 2019-20: 0; 2020-21: 0; 2021-22: 0; 2022-23: 0; 2023-24: 0; 2024-25: 0; 2025-26: 0; 2026-27: 0; 2027-28: 0; 2028-29: 0; 2029-30: 0; 2030-31: 0; 2031-32: 0; 2032-33: 0; 2033-34: 0; 2034-35: 0; 2035-36: 0; 2036-37: 0; 2037-38: 0; 2038-39: 0; 2039-40: 0; 2040-41: 0; 2041-42: 0; 2042-43: 0; 2043-44: 0; 2044-45: 0; 2045-46: 0; 2046-47: 0; 2047-48: 0; 2048-49: 0; 2049-50: 0
27.1FP | Options impacting on Void properties - USPL input reductions as -ve | CUVPP | Ml/d | 2 | 2019-20: 0; 2020-21: 0; 2021-22: 0; 2022-23: 0; 2023-24: 0; 2024-25: 0; 2025-26: 0; 2026-27: 0; 2027-28: 0; 2028-29: 0; 2029-30: 0; 2030-31: 0; 2031-32: 0; 2032-33: 0; 2033-34: 0; 2034-35: 0; 2035-36: 0; 2036-37: 0; 2037-38: 0; 2038-39: 0; 2039-40: 0; 2040-41: 0; 2041-42: 0; 2042-43: 0; 2043-44: 0; 2044-45: 0; 2045-46: 0; 2046-47: 0; 2047-48: 0; 2048-49: 0; 2049-50: 0
28.1FP | Reduce distribution losses input as -ve | DSRDL | Ml/d | 2 | 2019-20: 0; 2020-21: 0; 2021-22: 0; 2022-23: 0; 2023-24: 0; 2024-25: 0; 2025-26: 0; 2026-27: -0.01; 2027-28: -0.01; 2028-29: -0.01; 2029-30: -0.01; 2030-31: -0.02; 2031-32: -0.02; 2032-33: -0.02; 2033-34: -0.02; 2034-35: -0.03; 2035-36: -0.28; 2036-37: -0.28; 2037-38: -0.28; 2038-39: -0.28; 2039-40: -0.29; 2040-41: -0.29; 2041-42: -0.3; 2042-43: -0.38; 2043-44: -0.39; 2044-45: -0.44; 2045-46: -0.49; 2046-47: -0.52; 2047-48: -0.53; 2048-49: -0.57; 2049-50: -0.58
Table 3f: DYCP - Final plan | Back to top of sheet
WRMP24 reference | Component | Derivation | Unit | Decimal places | 2019-20 | 2020-21 | 2021-22 | 2022-23 | 2023-24 | 2024-25 | 2025-26 | 2026-27 | 2027-28 | 2028-29 | 2029-30 | 2030-31 | 2031-32 | 2032-33 | 2033-34 | 2034-35 | 2035-36 | 2036-37 | 2037-38 | 2038-39 | 2039-40 | 2040-41 | 2041-42 | 2042-43 | 2043-44 | 2044-45 | 2045-46 | 2046-47 | 2047-48 | 2048-49 | 2049-50 | 2050-51 | 2051-52 | 2052-53 | 2053-54 | 2054-55 | 2055-56 | 2056-57 | 2057-58 | 2058-59 | 2059-60 | 2060-61 | 2061-62 | 2062-63 | 2063-64 | 2064-65 | 2065-66 | 2066-67 | 2067-68 | 2068-69 | 2069-70 | 2070-71 | 2071-72 | 2072-73 | 2073-74 | 2074-75 | 2075-76 | 2076-77 | 2077-78 | 2078-79 | 2079-80 | 2080-81 | 2081-82 | 2082-83 | 2083-84 | 2084-85 | 2085-86 | 2086-87 | 2087-88 | 2088-89 | 2089-90 | 2090-91 | 2091-92 | 2092-93 | 2093-94 | 2094-95 | 2095-96 | 2096-97 | 2097-98 | 2098-99 | 2099-100
1FP | Raw water abstracted | Input | Ml/d | 2 | 2019-20: 0; 2020-21: 0; 2021-22: 0; 2022-23: 0; 2023-24: 0; 2024-25: 0; 2025-26: 0; 2026-27: 0; 2027-28: 0; 2028-29: 0; 2029-30: 0; 2030-31: 0; 2031-32: 0; 2032-33: 0; 2033-34: 0; 2034-35: 0; 2035-36: 0; 2036-37: 0; 2037-38: 0; 2038-39: 0; 2039-40: 0; 2040-41: 0; 2041-42: 0; 2042-43: 0; 2043-44: 0; 2044-45: 0; 2045-46: 0; 2046-47: 0; 2047-48: 0; 2048-49: 0; 2049-50: 0
1.1FP | Non-potable water supplies | 1.1BL + 1.11FP | Ml/d | 2 | 2019-20: 0; 2020-21: 0; 2021-22: 0; 2022-23: 0; 2023-24: 0; 2024-25: 0; 2025-26: 0; 2026-27: 0; 2027-28: 0; 2028-29: 0; 2029-30: 0; 2030-31: 0; 2031-32: 0; 2032-33: 0; 2033-34: 0; 2034-35: 0; 2035-36: 0; 2036-37: 0; 2037-38: 0; 2038-39: 0; 2039-40: 0; 2040-41: 0; 2041-42: 0; 2042-43: 0; 2043-44: 0; 2044-45: 0; 2045-46: 0; 2046-47: 0; 2047-48: 0; 2048-49: 0; 2049-50: 0
2FP | Raw water imported | 2BL + 2.1FP | Ml/d | 2 | 2019-20: 0; 2020-21: 0; 2021-22: 0; 2022-23: 0; 2023-24: 0; 2024-25: 0; 2025-26: 0; 2026-27: 0; 2027-28: 0; 2028-29: 0; 2029-30: 0; 2030-31: 0; 2031-32: 0; 2032-33: 0; 2033-34: 0; 2034-35: 0; 2035-36: 0; 2036-37: 0; 2037-38: 0; 2038-39: 0; 2039-40: 0; 2040-41: 0; 2041-42: 0; 2042-43: 0; 2043-44: 0; 2044-45: 0; 2045-46: 0; 2046-47: 0; 2047-48: 0; 2048-49: 0; 2049-50: 0
3FP | Potable water imported | 3BL + 3.1FP | Ml/d | 2 | 2019-20: 0; 2020-21: 0; 2021-22: 0; 2022-23: 0; 2023-24: 0; 2024-25: 0; 2025-26: 0; 2026-27: 0; 2027-28: 0; 2028-29: 0; 2029-30: 0; 2030-31: 0; 2031-32: 0; 2032-33: 0; 2033-34: 0; 2034-35: 0; 2035-36: 0.65; 2036-37: 0.65; 2037-38: 0.65; 2038-39: 0.65; 2039-40: 0.65; 2040-41: 0.65; 2041-42: 0.65; 2042-43: 0.65; 2043-44: 0.65; 2044-45: 0.65; 2045-46: 0.65; 2046-47: 0.65; 2047-48: 0.65; 2048-49: 0.65; 2049-50: 0.65
4FP | Raw water exported enter as -ve | 4BL + 4.1FP | Ml/d | 2 | 2019-20: 0; 2020-21: 0; 2021-22: 0; 2022-23: 0; 2023-24: 0; 2024-25: 0; 2025-26: 0; 2026-27: 0; 2027-28: 0; 2028-29: 0; 2029-30: 0; 2030-31: 0; 2031-32: 0; 2032-33: 0; 2033-34: 0; 2034-35: 0; 2035-36: 0; 2036-37: 0; 2037-38: 0; 2038-39: 0; 2039-40: 0; 2040-41: 0; 2041-42: 0; 2042-43: 0; 2043-44: 0; 2044-45: 0; 2045-46: 0; 2046-47: 0; 2047-48: 0; 2048-49: 0; 2049-50: 0
5FP | Potable water exported enter as -ve | 5BL + 5.1FP | Ml/d | 2 | 2019-20: 0; 2020-21: 0; 2021-22: 0; 2022-23: 0; 2023-24: 0; 2024-25: 0; 2025-26: 0; 2026-27: 0; 2027-28: 0; 2028-29: 0; 2029-30: 0; 2030-31: 0; 2031-32: 0; 2032-33: 0; 2033-34: 0; 2034-35: 0; 2035-36: 0; 2036-37: 0; 2037-38: 0; 2038-39: 0; 2039-40: 0; 2040-41: 0; 2041-42: 0; 2042-43: 0; 2043-44: 0; 2044-45: 0; 2045-46: 0; 2046-47: 0; 2047-48: 0; 2048-49: 0; 2049-50: 0
6.1FP | Deployable Output post forecast changes | 6.1BL + 6.2FP + 6.3FP +7.01FP +7.02FP | Ml/d | 2 | 2019-20: 26.43; 2020-21: 26.43; 2021-22: 26.43; 2022-23: 26.43; 2023-24: 26.43; 2024-25: 26.43; 2025-26: 26.43; 2026-27: 26.43; 2027-28: 26.43; 2028-29: 26.43; 2029-30: 26.43; 2030-31: 26.81; 2031-32: 26.81; 2032-33: 26.81; 2033-34: 26.81; 2034-35: 26.81; 2035-36: 26.81; 2036-37: 26.81; 2037-38: 26.81; 2038-39: 26.81; 2039-40: 26.81; 2040-41: 26.81; 2041-42: 26.81; 2042-43: 26.81; 2043-44: 26.81; 2044-45: 26.81; 2045-46: 26.81; 2046-47: 26.81; 2047-48: 26.81; 2048-49: 26.81; 2049-50: 26.81
8FP | Raw water losses, treatment works losses and operational use | 8BL + 8.1FP + 8.2FP | Ml/d | 2 | 2019-20: 0.92; 2020-21: 0.92; 2021-22: 0.92; 2022-23: 0.92; 2023-24: 0.92; 2024-25: 0.92; 2025-26: 0.92; 2026-27: 0.92; 2027-28: 0.92; 2028-29: 0.92; 2029-30: 0.92; 2030-31: 0.92; 2031-32: 0.92; 2032-33: 0.92; 2033-34: 0.92; 2034-35: 0.92; 2035-36: 0.92; 2036-37: 0.92; 2037-38: 0.92; 2038-39: 0.92; 2039-40: 0.92; 2040-41: 0.92; 2041-42: 0.92; 2042-43: 0.92; 2043-44: 0.92; 2044-45: 0.92; 2045-46: 0.92; 2046-47: 0.92; 2047-48: 0.92; 2048-49: 0.92; 2049-50: 0.92
9FP | Total Outage Allowance | 9BL + 9.1FP | Ml/d | 2 | 2019-20: 0.16; 2020-21: 0.16; 2021-22: 0.16; 2022-23: 0.16; 2023-24: 0.16; 2024-25: 0.16; 2025-26: 0.16; 2026-27: 0.16; 2027-28: 0.16; 2028-29: 0.16; 2029-30: 0.16; 2030-31: 0.16; 2031-32: 0.16; 2032-33: 0.16; 2033-34: 0.16; 2034-35: 0.16; 2035-36: 0.16; 2036-37: 0.16; 2037-38: 0.16; 2038-39: 0.16; 2039-40: 0.16; 2040-41: 0.16; 2041-42: 0.16; 2042-43: 0.16; 2043-44: 0.16; 2044-45: 0.16; 2045-46: 0.16; 2046-47: 0.16; 2047-48: 0.16; 2048-49: 0.16; 2049-50: 0.16
10FP | Water Available For Use (own sources) | (6.1FP) - (8FP + 9FP) | Ml/d | 2 | 2019-20: 25.35; 2020-21: 25.35; 2021-22: 25.35; 2022-23: 25.35; 2023-24: 25.35; 2024-25: 25.35; 2025-26: 25.35; 2026-27: 25.35; 2027-28: 25.35; 2028-29: 25.35; 2029-30: 25.35; 2030-31: 25.73; 2031-32: 25.73; 2032-33: 25.73; 2033-34: 25.73; 2034-35: 25.73; 2035-36: 25.73; 2036-37: 25.73; 2037-38: 25.73; 2038-39: 25.73; 2039-40: 25.73; 2040-41: 25.73; 2041-42: 25.73; 2042-43: 25.73; 2043-44: 25.73; 2044-45: 25.73; 2045-46: 25.73; 2046-47: 25.73; 2047-48: 25.73; 2048-49: 25.73; 2049-50: 25.73
11FP | Total Water Available For Use | 10FP + sum (2FP:5FP) | Ml/d | 2 | 2019-20: 25.35; 2020-21: 25.35; 2021-22: 25.35; 2022-23: 25.35; 2023-24: 25.35; 2024-25: 25.35; 2025-26: 25.35; 2026-27: 25.35; 2027-28: 25.35; 2028-29: 25.35; 2029-30: 25.35; 2030-31: 25.73; 2031-32: 25.73; 2032-33: 25.73; 2033-34: 25.73; 2034-35: 25.73; 2035-36: 26.38; 2036-37: 26.38; 2037-38: 26.38; 2038-39: 26.38; 2039-40: 26.38; 2040-41: 26.38; 2041-42: 26.38; 2042-43: 26.38; 2043-44: 26.38; 2044-45: 26.38; 2045-46: 26.38; 2046-47: 26.38; 2047-48: 26.38; 2048-49: 26.38; 2049-50: 26.38
12FP | Water delivered measured non-household | 12BL + 12.2FP | Ml/d | 2 | 2019-20: 5.06; 2020-21: 5.06; 2021-22: 5.06; 2022-23: 5.06; 2023-24: 5.06; 2024-25: 5.06; 2025-26: 5.06; 2026-27: 5.07; 2027-28: 5; 2028-29: 4.93; 2029-30: 4.87; 2030-31: 4.81; 2031-32: 4.75; 2032-33: 4.69; 2033-34: 4.63; 2034-35: 4.57; 2035-36: 4.52; 2036-37: 4.47; 2037-38: 4.41; 2038-39: 4.35; 2039-40: 4.29; 2040-41: 4.24; 2041-42: 4.18; 2042-43: 4.12; 2043-44: 4.07; 2044-45: 4.01; 2045-46: 3.95; 2046-47: 3.89; 2047-48: 3.84; 2048-49: 3.78; 2049-50: 3.72
12.1FP | Non-potable water consumption | Input | Ml/d | 2 | 2019-20: 0; 2020-21: 0; 2021-22: 0; 2022-23: 0; 2023-24: 0; 2024-25: 0; 2025-26: 0; 2026-27: 0; 2027-28: 0; 2028-29: 0; 2029-30: 0; 2030-31: 0; 2031-32: 0; 2032-33: 0; 2033-34: 0; 2034-35: 0; 2035-36: 0; 2036-37: 0; 2037-38: 0; 2038-39: 0; 2039-40: 0; 2040-41: 0; 2041-42: 0; 2042-43: 0; 2043-44: 0; 2044-45: 0; 2045-46: 0; 2046-47: 0; 2047-48: 0; 2048-49: 0; 2049-50: 0
13FP | Water delivered unmeasured non-household | 13BL + 13.1FP | Ml/d | 2 | 2019-20: 0.02; 2020-21: 0.02; 2021-22: 0.02; 2022-23: 0.02; 2023-24: 0.02; 2024-25: 0.02; 2025-26: 0.02; 2026-27: 0.02; 2027-28: 0.02; 2028-29: 0.02; 2029-30: 0.02; 2030-31: 0.02; 2031-32: 0.02; 2032-33: 0.02; 2033-34: 0.02; 2034-35: 0.02; 2035-36: 0.02; 2036-37: 0.02; 2037-38: 0.02; 2038-39: 0.02; 2039-40: 0.02; 2040-41: 0.02; 2041-42: 0.02; 2042-43: 0.02; 2043-44: 0.02; 2044-45: 0.02; 2045-46: 0.02; 2046-47: 0.02; 2047-48: 0.02; 2048-49: 0.02; 2049-50: 0.02
14FP | Water delivered measured household | 14BL + 14.1FP | Ml/d | 2 | 2019-20: 11.05; 2020-21: 11.22; 2021-22: 11.4; 2022-23: 11.58; 2023-24: 11.75; 2024-25: 11.91; 2025-26: 12.08; 2026-27: 12.3; 2027-28: 12.11; 2028-29: 11.7; 2029-30: 11.72; 2030-31: 11.75; 2031-32: 11.78; 2032-33: 11.91; 2033-34: 12.03; 2034-35: 12.08; 2035-36: 12.13; 2036-37: 12.19; 2037-38: 12.28; 2038-39: 12.38; 2039-40: 12.48; 2040-41: 12.57; 2041-42: 12.65; 2042-43: 12.71; 2043-44: 12.73; 2044-45: 12.84; 2045-46: 12.88; 2046-47: 12.92; 2047-48: 12.97; 2048-49: 13.01; 2049-50: 13.04
15FP | Water delivered unmeasured household | 15BL + 15.1FP | Ml/d | 2 | 2019-20: 4.02; 2020-21: 3.75; 2021-22: 3.53; 2022-23: 3.25; 2023-24: 2.99; 2024-25: 2.75; 2025-26: 2.55; 2026-27: 2.37; 2027-28: 2.19; 2028-29: 2.02; 2029-30: 1.86; 2030-31: 1.71; 2031-32: 1.56; 2032-33: 1.43; 2033-34: 1.3; 2034-35: 1.17; 2035-36: 1.05; 2036-37: 0.93; 2037-38: 0.82; 2038-39: 0.71; 2039-40: 0.61; 2040-41: 0.51; 2041-42: 0.41; 2042-43: 0.32; 2043-44: 0.23; 2044-45: 0.15; 2045-46: 0.14; 2046-47: 0.13; 2047-48: 0.12; 2048-49: 0.11; 2049-50: 0.11
16FP | Percentage of consumption driven by climate change | 16BL | % | 1 | 2019-20: 0%; 2020-21: 0%; 2021-22: 0%; 2022-23: 0.1%; 2023-24: 0.1%; 2024-25: 0.1%; 2025-26: 0.1%; 2026-27: 0.1%; 2027-28: 0.1%; 2028-29: 0.2%; 2029-30: 0.2%; 2030-31: 0.2%; 2031-32: 0.2%; 2032-33: 0.3%; 2033-34: 0.3%; 2034-35: 0.3%; 2035-36: 0.4%; 2036-37: 0.4%; 2037-38: 0.4%; 2038-39: 0.5%; 2039-40: 0.5%; 2040-41: 0.6%; 2041-42: 0.6%; 2042-43: 0.6%; 2043-44: 0.7%; 2044-45: 0.7%; 2045-46: 0.8%; 2046-47: 0.8%; 2047-48: 0.8%; 2048-49: 0.8%; 2049-50: 0.9%
17FP | Volume of consumption driven by climate change | 16FP * (12FP + sum(13FP:15FP) - sum (23FP:26FP)) | Ml/d | 2 | 2019-20: 0; 2020-21: 0; 2021-22: 0; 2022-23: 0.01924; 2023-24: 0.01915; 2024-25: 0.01908; 2025-26: 0.01905; 2026-27: 0.01909; 2027-28: 0.0187; 2028-29: 0.03636; 2029-30: 0.03602; 2030-31: 0.0357; 2031-32: 0.03538; 2032-33: 0.05289; 2033-34: 0.05268; 2034-35: 0.05232; 2035-36: 0.06928; 2036-37: 0.06888; 2037-38: 0.06852; 2038-39: 0.08535; 2039-40: 0.08505; 2040-41: 0.1017; 2041-42: 0.10128; 2042-43: 0.10074; 2043-44: 0.11662; 2044-45: 0.11648; 2045-46: 0.13296; 2046-47: 0.13264; 2047-48: 0.13256; 2048-49: 0.1324; 2049-50: 0.14859
18FP | Measured Household - PCC | ((14FP - 25FP) * 1,000,000) / (39FP * 1000) | l/h/d | 1 | 2019-20: 197.2526; 2020-21: 196.6246; 2021-22: 196.3065; 2022-23: 195.906; 2023-24: 195.3057; 2024-25: 194.6551; 2025-26: 194.3064; 2026-27: 193.6542; 2027-28: 188.0858; 2028-29: 180.93; 2029-30: 179.1828; 2030-31: 177.6957; 2031-32: 176.4001; 2032-33: 176.5179; 2033-34: 176.444; 2034-35: 175.3994; 2035-36: 174.1796; 2036-37: 173.2991; 2037-38: 172.7275; 2038-39: 172.4976; 2039-40: 172.0305; 2040-41: 171.6425; 2041-42: 171.192; 2042-43: 170.3692; 2043-44: 169.0356; 2044-45: 169.1999; 2045-46: 169.0004; 2046-47: 168.5732; 2047-48: 168.3902; 2048-49: 168.0918; 2049-50: 167.5786
19FP | Unmeasured Household - PCC | ((15FP - 26FP) * 1,000,000) / (40FP * 1000) | l/h/d | 1 | 2019-20: 363.5136; 2020-21: 362.9614; 2021-22: 362.5014; 2022-23: 361.5458; 2023-24: 359.9434; 2024-25: 360.5366; 2025-26: 358.7511; 2026-27: 358.8749; 2027-28: 357.7037; 2028-29: 356.7384; 2029-30: 356.3383; 2030-31: 356.9835; 2031-32: 356.3583; 2032-33: 356.3773; 2033-34: 358.2001; 2034-35: 358.5526; 2035-36: 360.6919; 2036-37: 361.4458; 2037-38: 360.3604; 2038-39: 361.8421; 2039-40: 367.5048; 2040-41: 364.6237; 2041-42: 367.1498; 2042-43: 379.7468; 2043-44: 380.4348; 2044-45: 394.3662; 2045-46: 396.3415; 2046-47: 396.0396; 2047-48: 392.8571; 2048-49: 389.1051; 2049-50: 389.1051
20FP | Average Household - PCC | (((14FP - 25FP) + (15FP - 26FP)) * 1,000,000)/ ((39FP + 40FP) * 1,000) | l/h/d | 1 | 2019-20: 224.0639; 2020-21: 221.5861; 2021-22: 219.6484; 2022-23: 217.3047; 2023-24: 214.8179; 2024-25: 212.6466; 2025-26: 210.8021; 2026-27: 208.8699; 2027-28: 202.4393; 2028-29: 194.5994; 2029-30: 191.8; 2030-31: 189.3555; 2031-32: 187.0495; 2032-33: 186.1675; 2033-34: 185.2329; 2034-35: 183.3307; 2035-36: 181.3596; 2036-37: 179.6812; 2037-38: 178.2736; 2038-39: 177.3119; 2039-40: 176.231; 2040-41: 175.0689; 2041-42: 173.9702; 2042-43: 172.6229; 2043-44: 170.617; 2044-45: 170.2776; 2045-46: 170.0009; 2046-47: 169.4938; 2047-48: 169.2257; 2048-49: 168.8434; 2049-50: 168.3284
21FP | Water taken unbilled | 21BL + 21.1FP | Ml/d | 2 | 2019-20: 0.45; 2020-21: 0.45; 2021-22: 0.46; 2022-23: 0.45; 2023-24: 0.44; 2024-25: 0.45; 2025-26: 0.45; 2026-27: 0.47; 2027-28: 0.45; 2028-29: 0.45; 2029-30: 0.45; 2030-31: 0.47; 2031-32: 0.45; 2032-33: 0.45; 2033-34: 0.45; 2034-35: 0.46; 2035-36: 0.45; 2036-37: 0.44; 2037-38: 0.44; 2038-39: 0.43; 2039-40: 0.44; 2040-41: 0.45; 2041-42: 0.45; 2042-43: 0.44; 2043-44: 0.44; 2044-45: 0.47; 2045-46: 0.44; 2046-47: 0.44; 2047-48: 0.45; 2048-49: 0.47; 2049-50: 0.46
22FP | Distribution system operational use | 22BL + 22.1FP | Ml/d | 2 | 2019-20: 0.09; 2020-21: 0.09; 2021-22: 0.09; 2022-23: 0.09; 2023-24: 0.09; 2024-25: 0.09; 2025-26: 0.09; 2026-27: 0.09; 2027-28: 0.09; 2028-29: 0.09; 2029-30: 0.09; 2030-31: 0.09; 2031-32: 0.09; 2032-33: 0.09; 2033-34: 0.09; 2034-35: 0.09; 2035-36: 0.09; 2036-37: 0.09; 2037-38: 0.09; 2038-39: 0.09; 2039-40: 0.09; 2040-41: 0.09; 2041-42: 0.09; 2042-43: 0.09; 2043-44: 0.09; 2044-45: 0.09; 2045-46: 0.09; 2046-47: 0.09; 2047-48: 0.09; 2048-49: 0.09; 2049-50: 0.09
23FP | Measured Non Household - USPL | 23BL + 23.1FP | Ml/d | 2 | 2019-20: 0.03; 2020-21: 0.03; 2021-22: 0.03; 2022-23: 0.03; 2023-24: 0.03; 2024-25: 0.03; 2025-26: 0.03; 2026-27: 0.03; 2027-28: 0.03; 2028-29: 0.03; 2029-30: 0.03; 2030-31: 0.03; 2031-32: 0.03; 2032-33: 0.03; 2033-34: 0.03; 2034-35: 0.02; 2035-36: 0.02; 2036-37: 0.02; 2037-38: 0.02; 2038-39: 0.02; 2039-40: 0.02; 2040-41: 0.02; 2041-42: 0.02; 2042-43: 0.02; 2043-44: 0.02; 2044-45: 0.02; 2045-46: 0.02; 2046-47: 0.02; 2047-48: 0.02; 2048-49: 0.01; 2049-50: 0.01
24FP | Unmeasured Non Household - USPL | 24BL + 24.1FP | Ml/d | 2 | 2019-20: 0; 2020-21: 0; 2021-22: 0; 2022-23: 0; 2023-24: 0; 2024-25: 0; 2025-26: 0; 2026-27: 0; 2027-28: 0; 2028-29: 0; 2029-30: 0; 2030-31: 0; 2031-32: 0; 2032-33: 0; 2033-34: 0; 2034-35: 0; 2035-36: 0; 2036-37: 0; 2037-38: 0; 2038-39: 0; 2039-40: 0; 2040-41: 0; 2041-42: 0; 2042-43: 0; 2043-44: 0; 2044-45: 0; 2045-46: 0; 2046-47: 0; 2047-48: 0; 2048-49: 0; 2049-50: 0
25FP | Measured Household - USPL | 25BL + 25.1FP | Ml/d | 2 | 2019-20: 0.41; 2020-21: 0.42; 2021-22: 0.43; 2022-23: 0.44; 2023-24: 0.45; 2024-25: 0.46; 2025-26: 0.47; 2026-27: 0.49; 2027-28: 0.45; 2028-29: 0.33; 2029-30: 0.31; 2030-31: 0.3; 2031-32: 0.29; 2032-33: 0.29; 2033-34: 0.3; 2034-35: 0.3; 2035-36: 0.31; 2036-37: 0.31; 2037-38: 0.32; 2038-39: 0.32; 2039-40: 0.33; 2040-41: 0.33; 2041-42: 0.33; 2042-43: 0.34; 2043-44: 0.35; 2044-45: 0.35; 2045-46: 0.34; 2046-47: 0.35; 2047-48: 0.35; 2048-49: 0.35; 2049-50: 0.36
26FP | Unmeasured Household - USPL | 26BL + 26.1BL | Ml/d | 2 | 2019-20: 0.25; 2020-21: 0.23; 2021-22: 0.22; 2022-23: 0.2; 2023-24: 0.19; 2024-25: 0.17; 2025-26: 0.16; 2026-27: 0.15; 2027-28: 0.14; 2028-29: 0.13; 2029-30: 0.12; 2030-31: 0.11; 2031-32: 0.1; 2032-33: 0.1; 2033-34: 0.09; 2034-35: 0.08; 2035-36: 0.07; 2036-37: 0.06; 2037-38: 0.06; 2038-39: 0.05; 2039-40: 0.04; 2040-41: 0.04; 2041-42: 0.03; 2042-43: 0.02; 2043-44: 0.02; 2044-45: 0.01; 2045-46: 0.01; 2046-47: 0.01; 2047-48: 0.01; 2048-49: 0.01; 2049-50: 0.01
27FP | Void Properties - USPL | 27BL + 27.1FP | Ml/d | 2 | 2019-20: 0.05; 2020-21: 0.05; 2021-22: 0.05; 2022-23: 0.05; 2023-24: 0.05; 2024-25: 0.05; 2025-26: 0.05; 2026-27: 0.05; 2027-28: 0.05; 2028-29: 0.05; 2029-30: 0.05; 2030-31: 0.05; 2031-32: 0.05; 2032-33: 0.05; 2033-34: 0.05; 2034-35: 0.06; 2035-36: 0.06; 2036-37: 0.06; 2037-38: 0.06; 2038-39: 0.06; 2039-40: 0.06; 2040-41: 0.06; 2041-42: 0.06; 2042-43: 0.06; 2043-44: 0.06; 2044-45: 0.06; 2045-46: 0.06; 2046-47: 0.06; 2047-48: 0.06; 2048-49: 0.06; 2049-50: 0.06
28FP | Distribution losses | 28BL + 28.1FP | Ml/d | 2 | 2019-20: 2.23; 2020-21: 2.18; 2021-22: 2.15; 2022-23: 2.11; 2023-24: 2.07; 2024-25: 2.02; 2025-26: 2.02; 2026-27: 2.01; 2027-28: 2.01; 2028-29: 2.01; 2029-30: 2.01; 2030-31: 2; 2031-32: 2; 2032-33: 2; 2033-34: 2; 2034-35: 1.99; 2035-36: 1.74; 2036-37: 1.74; 2037-38: 1.74; 2038-39: 1.74; 2039-40: 1.73; 2040-41: 1.73; 2041-42: 1.72; 2042-43: 1.64; 2043-44: 1.63; 2044-45: 1.58; 2045-46: 1.53; 2046-47: 1.5; 2047-48: 1.49; 2048-49: 1.45; 2049-50: 1.44
29FP | Total Leakage | sum (23FP:28FP) | Ml/d | 2 | 2019-20: 2.97; 2020-21: 2.91; 2021-22: 2.88; 2022-23: 2.83; 2023-24: 2.79; 2024-25: 2.73; 2025-26: 2.73; 2026-27: 2.73; 2027-28: 2.68; 2028-29: 2.55; 2029-30: 2.52; 2030-31: 2.49; 2031-32: 2.47; 2032-33: 2.47; 2033-34: 2.47; 2034-35: 2.45; 2035-36: 2.2; 2036-37: 2.19; 2037-38: 2.2; 2038-39: 2.19; 2039-40: 2.18; 2040-41: 2.18; 2041-42: 2.16; 2042-43: 2.08; 2043-44: 2.08; 2044-45: 2.02; 2045-46: 1.96; 2046-47: 1.94; 2047-48: 1.93; 2048-49: 1.88; 2049-50: 1.88
30FP | Leakage/property | (29FP * 1,000,000) / (36FP * 1,000) | l/prop/d | 2 | 2019-20: 76.9829; 2020-21: 74.7419; 2021-22: 73.2787; 2022-23: 71.3331; 2023-24: 69.6577; 2024-25: 67.5291; 2025-26: 66.8495; 2026-27: 65.907; 2027-28: 63.9924; 2028-29: 60.3665; 2029-30: 59.1508; 2030-31: 57.973; 2031-32: 57.0808; 2032-33: 56.6878; 2033-34: 56.2835; 2034-35: 55.4136; 2035-36: 49.4016; 2036-37: 48.7924; 2037-38: 48.6489; 2038-39: 48.0738; 2039-40: 47.5163; 2040-41: 47.1923; 2041-42: 46.4496; 2042-43: 44.4463; 2043-44: 44.1754; 2044-45: 42.6457; 2045-46: 41.1419; 2046-47: 40.4985; 2047-48: 40.0748; 2048-49: 38.8341; 2049-50: 38.641
31FP | Measured Non Household - properties | Input | 000's | 2 | 2019-20: 3.239; 2020-21: 3.276; 2021-22: 3.308; 2022-23: 3.348; 2023-24: 3.385; 2024-25: 3.418; 2025-26: 3.449; 2026-27: 3.478; 2027-28: 3.502; 2028-29: 3.524; 2029-30: 3.544; 2030-31: 3.563; 2031-32: 3.58; 2032-33: 3.598; 2033-34: 3.615; 2034-35: 3.632; 2035-36: 3.647; 2036-37: 3.663; 2037-38: 3.678; 2038-39: 3.693; 2039-40: 3.707; 2040-41: 3.72; 2041-42: 3.734; 2042-43: 3.747; 2043-44: 3.759; 2044-45: 3.771; 2045-46: 3.782; 2046-47: 3.793; 2047-48: 3.803; 2048-49: 3.814; 2049-50: 3.824
32FP | Unmeasured Non Household - properties | Input | 000's | 2 | 2019-20: 0.013; 2020-21: 0.013; 2021-22: 0.013; 2022-23: 0.013; 2023-24: 0.014; 2024-25: 0.014; 2025-26: 0.014; 2026-27: 0.014; 2027-28: 0.014; 2028-29: 0.014; 2029-30: 0.014; 2030-31: 0.014; 2031-32: 0.014; 2032-33: 0.014; 2033-34: 0.015; 2034-35: 0.015; 2035-36: 0.015; 2036-37: 0.015; 2037-38: 0.015; 2038-39: 0.015; 2039-40: 0.015; 2040-41: 0.015; 2041-42: 0.015; 2042-43: 0.015; 2043-44: 0.015; 2044-45: 0.015; 2045-46: 0.015; 2046-47: 0.015; 2047-48: 0.015; 2048-49: 0.015; 2049-50: 0.015
33FP | All void non-households - properties | Input | 000's | 2 | 2019-20: 0; 2020-21: 0; 2021-22: 0; 2022-23: 0; 2023-24: 0; 2024-25: 0; 2025-26: 0; 2026-27: 0; 2027-28: 0; 2028-29: 0; 2029-30: 0; 2030-31: 0; 2031-32: 0; 2032-33: 0; 2033-34: 0; 2034-35: 0; 2035-36: 0; 2036-37: 0; 2037-38: 0; 2038-39: 0; 2039-40: 0; 2040-41: 0; 2041-42: 0; 2042-43: 0; 2043-44: 0; 2044-45: 0; 2045-46: 0; 2046-47: 0; 2047-48: 0; 2048-49: 0; 2049-50: 0
34FP | Measured households - properties (excl. void) | Year before + sum (34.1BL:34.6BL) | 000's | 2 | 2019-20: 28.968; 2020-21: 29.612; 2021-22: 30.227; 2022-23: 30.891; 2023-24: 31.556; 2024-25: 32.201; 2025-26: 32.823; 2026-27: 33.61; 2027-28: 34.267; 2028-29: 34.823; 2029-30: 35.371; 2030-31: 35.899; 2031-32: 36.396; 2032-33: 36.864; 2033-34: 37.337; 2034-35: 37.819; 2035-36: 38.291; 2036-37: 38.785; 2037-38: 39.263; 2038-39: 39.729; 2039-40: 40.182; 2040-41: 40.622; 2041-42: 41.049; 2042-43: 41.461; 2043-44: 41.86; 2044-45: 42.234; 2045-46: 42.507; 2046-47: 42.772; 2047-48: 43.029; 2048-49: 43.278; 2049-50: 43.505
34.1FP | New build properties - properties | Input (new builds in each year) | 000's | 2 | 2019-20: 0.202; 2020-21: 0.233; 2021-22: 0.235; 2022-23: 0.321; 2023-24: 0.336; 2024-25: 0.331; 2025-26: 0.373; 2026-27: 0.547; 2027-28: 0.426; 2028-29: 0.332; 2029-30: 0.332; 2030-31: 0.319; 2031-32: 0.297; 2032-33: 0.274; 2033-34: 0.286; 2034-35: 0.302; 2035-36: 0.298; 2036-37: 0.327; 2037-38: 0.317; 2038-39: 0.31; 2039-40: 0.302; 2040-41: 0.295; 2041-42: 0.286; 2042-43: 0.277; 2043-44: 0.269; 2044-45: 0.262; 2045-46: 0.255; 2046-47: 0.247; 2047-48: 0.24; 2048-49: 0.233; 2049-50: 0.227
34.2FP | Meter optants - properties | Input (meter optants in each year) | 000's | 2 | 2019-20: 0.325; 2020-21: 0.31; 2021-22: 0.284; 2022-23: 0.25; 2023-24: 0.239; 2024-25: 0.229; 2025-26: 0.167; 2026-27: 0.161; 2027-28: 0.156; 2028-29: 0.151; 2029-30: 0.146; 2030-31: 0.141; 2031-32: 0.136; 2032-33: 0.132; 2033-34: 0.127; 2034-35: 0.123; 2035-36: 0.119; 2036-37: 0.115; 2037-38: 0.111; 2038-39: 0.107; 2039-40: 0.104; 2040-41: 0.1; 2041-42: 0.097; 2042-43: 0.094; 2043-44: 0.09; 2044-45: 0.078; 2045-46: 0; 2046-47: 0; 2047-48: 0; 2048-49: 0; 2049-50: 0
34.3FP | Compulsory metering - properties | Input (compulsory meters in each year) | 000's | 2 | 2019-20: 0; 2020-21: 0; 2021-22: 0; 2022-23: 0; 2023-24: 0; 2024-25: 0; 2025-26: 0; 2026-27: 0; 2027-28: 0; 2028-29: 0; 2029-30: 0; 2030-31: 0; 2031-32: 0; 2032-33: 0; 2033-34: 0; 2034-35: 0; 2035-36: 0; 2036-37: 0; 2037-38: 0; 2038-39: 0; 2039-40: 0; 2040-41: 0; 2041-42: 0; 2042-43: 0; 2043-44: 0; 2044-45: 0; 2045-46: 0; 2046-47: 0; 2047-48: 0; 2048-49: 0; 2049-50: 0
34.4FP | Metering on change of occupancy - properties | Input (change of occupancy meters in each year) | 000's | 2 | 2019-20: 0.094; 2020-21: 0.091; 2021-22: 0.087; 2022-23: 0.084; 2023-24: 0.081; 2024-25: 0.077; 2025-26: 0.074; 2026-27: 0.071; 2027-28: 0.068; 2028-29: 0.066; 2029-30: 0.063; 2030-31: 0.061; 2031-32: 0.058; 2032-33: 0.056; 2033-34: 0.054; 2034-35: 0.051; 2035-36: 0.049; 2036-37: 0.047; 2037-38: 0.045; 2038-39: 0.044; 2039-40: 0.042; 2040-41: 0.04; 2041-42: 0.039; 2042-43: 0.037; 2043-44: 0.036; 2044-45: 0.03; 2045-46: 0.018; 2046-47: 0.018; 2047-48: 0.017; 2048-49: 0.016; 2049-50: 0
34.5FP | Selective metering - properties | Input (selective meters in each year) | 000's | 2 | 2019-20: 0.01; 2020-21: 0.01; 2021-22: 0.009; 2022-23: 0.009; 2023-24: 0.009; 2024-25: 0.008; 2025-26: 0.008; 2026-27: 0.008; 2027-28: 0.007; 2028-29: 0.007; 2029-30: 0.007; 2030-31: 0.007; 2031-32: 0.006; 2032-33: 0.006; 2033-34: 0.006; 2034-35: 0.006; 2035-36: 0.006; 2036-37: 0.005; 2037-38: 0.005; 2038-39: 0.005; 2039-40: 0.005; 2040-41: 0.005; 2041-42: 0.005; 2042-43: 0.004; 2043-44: 0.004; 2044-45: 0.004; 2045-46: 0; 2046-47: 0; 2047-48: 0; 2048-49: 0; 2049-50: 0
34.6FP | Other changes to existing metering - properties | Input (other changes to meters in each year) | 000's | 2 | 2019-20: 0; 2020-21: 0; 2021-22: 0; 2022-23: 0; 2023-24: 0; 2024-25: 0; 2025-26: 0; 2026-27: 0; 2027-28: 0; 2028-29: 0; 2029-30: 0; 2030-31: 0; 2031-32: 0; 2032-33: 0; 2033-34: 0; 2034-35: 0; 2035-36: 0; 2036-37: 0; 2037-38: 0; 2038-39: 0; 2039-40: 0; 2040-41: 0; 2041-42: 0; 2042-43: 0; 2043-44: 0; 2044-45: 0; 2045-46: 0; 2046-47: 0; 2047-48: 0; 2048-49: 0; 2049-50: 0
34.7FP | Measured household void properties | Input | 000's | 2 | 2019-20: 0.733; 2020-21: 0.75; 2021-22: 0.765; 2022-23: 0.783; 2023-24: 0.798; 2024-25: 0.815; 2025-26: 0.829; 2026-27: 0.844; 2027-28: 0.858; 2028-29: 0.872; 2029-30: 0.886; 2030-31: 0.899; 2031-32: 0.912; 2032-33: 0.925; 2033-34: 0.937; 2034-35: 0.95; 2035-36: 0.962; 2036-37: 0.974; 2037-38: 0.985; 2038-39: 0.997; 2039-40: 1.007; 2040-41: 1.018; 2041-42: 1.028; 2042-43: 1.038; 2043-44: 1.048; 2044-45: 1.058; 2045-46: 1.065; 2046-47: 1.071; 2047-48: 1.078; 2048-49: 1.085; 2049-50: 1.09
35FP | Unmeasured households - properties (excl. void) | Input | 000's | 2 | 2019-20: 5.491; 2020-21: 5.155; 2021-22: 4.868; 2022-23: 4.525; 2023-24: 4.196; 2024-25: 3.882; 2025-26: 3.633; 2026-27: 3.392; 2027-28: 3.161; 2028-29: 2.937; 2029-30: 2.721; 2030-31: 2.514; 2031-32: 2.313; 2032-33: 2.119; 2033-34: 1.933; 2034-35: 1.753; 2035-36: 1.579; 2036-37: 1.412; 2037-38: 1.25; 2038-39: 1.094; 2039-40: 0.944; 2040-41: 0.799; 2041-42: 0.659; 2042-43: 0.524; 2043-44: 0.393; 2044-45: 0.282; 2045-46: 0.264; 2046-47: 0.246; 2047-48: 0.229; 2048-49: 0.213; 2049-50: 0.213
35.1FP | Unmeasured household void properties | Input | 000's | 2 | 2019-20: 0.136; 2020-21: 0.128; 2021-22: 0.121; 2022-23: 0.113; 2023-24: 0.104; 2024-25: 0.097; 2025-26: 0.09; 2026-27: 0.084; 2027-28: 0.078; 2028-29: 0.072; 2029-30: 0.067; 2030-31: 0.062; 2031-32: 0.057; 2032-33: 0.052; 2033-34: 0.048; 2034-35: 0.044; 2035-36: 0.039; 2036-37: 0.035; 2037-38: 0.031; 2038-39: 0.027; 2039-40: 0.024; 2040-41: 0.02; 2041-42: 0.017; 2042-43: 0.013; 2043-44: 0.01; 2044-45: 0.007; 2045-46: 0.007; 2046-47: 0.006; 2047-48: 0.006; 2048-49: 0.006; 2049-50: 0.006
36FP | Total Resource Zone Properties (incl. voids) | sum (31FP:34FP) + 34.7FP + 35BL + 35.1BL | 000's | 2 | 2019-20: 38.58; 2020-21: 38.934; 2021-22: 39.302; 2022-23: 39.673; 2023-24: 40.053; 2024-25: 40.427; 2025-26: 40.838; 2026-27: 41.422; 2027-28: 41.88; 2028-29: 42.242; 2029-30: 42.603; 2030-31: 42.951; 2031-32: 43.272; 2032-33: 43.572; 2033-34: 43.885; 2034-35: 44.213; 2035-36: 44.533; 2036-37: 44.884; 2037-38: 45.222; 2038-39: 45.555; 2039-40: 45.879; 2040-41: 46.194; 2041-42: 46.502; 2042-43: 46.798; 2043-44: 47.085; 2044-45: 47.367; 2045-46: 47.64; 2046-47: 47.903; 2047-48: 48.16; 2048-49: 48.411; 2049-50: 48.653
37FP | Measured Non Household - Population | Input | 000's | 2 | 2019-20: 1.628; 2020-21: 1.639; 2021-22: 1.645; 2022-23: 1.66; 2023-24: 1.669; 2024-25: 1.677; 2025-26: 1.683; 2026-27: 1.704; 2027-28: 1.725; 2028-29: 1.75; 2029-30: 1.766; 2030-31: 1.79; 2031-32: 1.835; 2032-33: 1.864; 2033-34: 1.883; 2034-35: 1.901; 2035-36: 1.916; 2036-37: 1.93; 2037-38: 1.943; 2038-39: 1.958; 2039-40: 1.972; 2040-41: 1.987; 2041-42: 2.007; 2042-43: 2.028; 2043-44: 2.051; 2044-45: 2.078; 2045-46: 2.105; 2046-47: 2.133; 2047-48: 2.16; 2048-49: 2.189; 2049-50: 2.219
38FP | Unmeasured Non Household - Population | Input | 000's | 2 | 2019-20: 0.007; 2020-21: 0.007; 2021-22: 0.007; 2022-23: 0.007; 2023-24: 0.007; 2024-25: 0.007; 2025-26: 0.007; 2026-27: 0.007; 2027-28: 0.007; 2028-29: 0.007; 2029-30: 0.007; 2030-31: 0.007; 2031-32: 0.007; 2032-33: 0.007; 2033-34: 0.008; 2034-35: 0.008; 2035-36: 0.008; 2036-37: 0.008; 2037-38: 0.008; 2038-39: 0.008; 2039-40: 0.008; 2040-41: 0.008; 2041-42: 0.008; 2042-43: 0.008; 2043-44: 0.008; 2044-45: 0.008; 2045-46: 0.008; 2046-47: 0.009; 2047-48: 0.009; 2048-49: 0.009; 2049-50: 0.009
39FP | Measured Household - Population | Input | 000's | 2 | 2019-20: 53.941; 2020-21: 54.927; 2021-22: 55.882; 2022-23: 56.864; 2023-24: 57.858; 2024-25: 58.822; 2025-26: 59.751; 2026-27: 60.985; 2027-28: 61.993; 2028-29: 62.842; 2029-30: 63.678; 2030-31: 64.436; 2031-32: 65.136; 2032-33: 65.829; 2033-34: 66.48; 2034-35: 67.161; 2035-36: 67.861; 2036-37: 68.552; 2037-38: 69.242; 2038-39: 69.914; 2039-40: 70.627; 2040-41: 71.311; 2041-42: 71.966; 2042-43: 72.607; 2043-44: 73.239; 2044-45: 73.818; 2045-46: 74.201; 2046-47: 74.567; 2047-48: 74.945; 2048-49: 75.316; 2049-50: 75.666
40FP | Unmeasured Household - Population | Input | 000's | 2 | 2019-20: 10.371; 2020-21: 9.698; 2021-22: 9.131; 2022-23: 8.436; 2023-24: 7.779; 2024-25: 7.156; 2025-26: 6.662; 2026-27: 6.186; 2027-28: 5.731; 2028-29: 5.298; 2029-30: 4.883; 2030-31: 4.482; 2031-32: 4.097; 2032-33: 3.732; 2033-34: 3.378; 2034-35: 3.04; 2035-36: 2.717; 2036-37: 2.407; 2037-38: 2.109; 2038-39: 1.824; 2039-40: 1.551; 2040-41: 1.289; 2041-42: 1.035; 2042-43: 0.79; 2043-44: 0.552; 2044-45: 0.355; 2045-46: 0.328; 2046-47: 0.303; 2047-48: 0.28; 2048-49: 0.257; 2049-50: 0.257
41FP | Total Resource Zone Population | sum (37FP:40FP) | 000's | 2 | 2019-20: 65.947; 2020-21: 66.271; 2021-22: 66.665; 2022-23: 66.967; 2023-24: 67.313; 2024-25: 67.662; 2025-26: 68.103; 2026-27: 68.882; 2027-28: 69.456; 2028-29: 69.897; 2029-30: 70.334; 2030-31: 70.715; 2031-32: 71.075; 2032-33: 71.432; 2033-34: 71.749; 2034-35: 72.11; 2035-36: 72.502; 2036-37: 72.897; 2037-38: 73.302; 2038-39: 73.704; 2039-40: 74.158; 2040-41: 74.595; 2041-42: 75.016; 2042-43: 75.433; 2043-44: 75.85; 2044-45: 76.259; 2045-46: 76.642; 2046-47: 77.012; 2047-48: 77.394; 2048-49: 77.771; 2049-50: 78.151
42FP | Average household occupancy rate (excl. voids) | (39FP + 40FP) / (34FP + 35FP) | h/prop | 1 | 2019-20: 1.8663; 2020-21: 1.8588; 2021-22: 1.8525; 2022-23: 1.8438; 2023-24: 1.8359; 2024-25: 1.8285; 2025-26: 1.8217; 2026-27: 1.8153; 2027-28: 1.8094; 2028-29: 1.8046; 2029-30: 1.7999; 2030-31: 1.7941; 2031-32: 1.7886; 2032-33: 1.7844; 2033-34: 1.7789; 2034-35: 1.774; 2035-36: 1.7702; 2036-37: 1.7653; 2037-38: 1.7612; 2038-39: 1.7573; 2039-40: 1.755; 2040-41: 1.7527; 2041-42: 1.7503; 2042-43: 1.7482; 2043-44: 1.7464; 2044-45: 1.7446; 2045-46: 1.7425; 2046-47: 1.7404; 2047-48: 1.739; 2048-49: 1.7377; 2049-50: 1.7367
43FP | Total Household Metering penetration (excl. voids) | 34FP / (34FP + 35FP) | % | 1 | 2019-20: 84.07%; 2020-21: 85.17%; 2021-22: 86.13%; 2022-23: 87.22%; 2023-24: 88.26%; 2024-25: 89.24%; 2025-26: 90.03%; 2026-27: 90.83%; 2027-28: 91.55%; 2028-29: 92.22%; 2029-30: 92.86%; 2030-31: 93.46%; 2031-32: 94.02%; 2032-33: 94.56%; 2033-34: 95.08%; 2034-35: 95.57%; 2035-36: 96.04%; 2036-37: 96.49%; 2037-38: 96.91%; 2038-39: 97.32%; 2039-40: 97.7%; 2040-41: 98.07%; 2041-42: 98.42%; 2042-43: 98.75%; 2043-44: 99.07%; 2044-45: 99.34%; 2045-46: 99.38%; 2046-47: 99.43%; 2047-48: 99.47%; 2048-49: 99.51%; 2049-50: 99.51%
44FP | Total Household Metering penetration (incl. voids) | (34FP) / (34FP + 34.7FP + 35FP + 35.1FP) | % | 1 | 2019-20: 82%; 2020-21: 83.07%; 2021-22: 84.01%; 2022-23: 85.07%; 2023-24: 86.09%; 2024-25: 87.04%; 2025-26: 87.82%; 2026-27: 88.61%; 2027-28: 89.32%; 2028-29: 89.97%; 2029-30: 90.59%; 2030-31: 91.17%; 2031-32: 91.73%; 2032-33: 92.25%; 2033-34: 92.75%; 2034-35: 93.23%; 2035-36: 93.69%; 2036-37: 94.12%; 2037-38: 94.54%; 2038-39: 94.94%; 2039-40: 95.32%; 2040-41: 95.67%; 2041-42: 96.01%; 2042-43: 96.34%; 2043-44: 96.65%; 2044-45: 96.91%; 2045-46: 96.95%; 2046-47: 97%; 2047-48: 97.04%; 2048-49: 97.08%; 2049-50: 97.08%
45FP | Distribution input | sum (12FP:15FP) + 21FP + 22FP + 27FP + 28FP | Ml/d | 2 | 2019-20: 22.97; 2020-21: 22.82; 2021-22: 22.76; 2022-23: 22.61; 2023-24: 22.47; 2024-25: 22.35; 2025-26: 22.32; 2026-27: 22.38; 2027-28: 21.92; 2028-29: 21.27; 2029-30: 21.07; 2030-31: 20.9; 2031-32: 20.7; 2032-33: 20.64; 2033-34: 20.57; 2034-35: 20.44; 2035-36: 20.06; 2036-37: 19.94; 2037-38: 19.86; 2038-39: 19.78; 2039-40: 19.72; 2040-41: 19.67; 2041-42: 19.58; 2042-43: 19.4; 2043-44: 19.27; 2044-45: 19.22; 2045-46: 19.11; 2046-47: 19.05; 2047-48: 19.04; 2048-49: 18.99; 2049-50: 18.94
46FP | Target headroom (climate change component) | Input | Ml/d | 2 | 2019-20: 0.0013761; 2020-21: 0.0013761; 2021-22: 0.0013761; 2022-23: 0.0013761; 2023-24: 0.0013761; 2024-25: 0.0013761; 2025-26: 0.0013761; 2026-27: 0.002096; 2027-28: -0.0010964; 2028-29: 0.0028541; 2029-30: 0.0038937; 2030-31: 0.0022636; 2031-32: 0.0033067; 2032-33: 0.0025315; 2033-34: 0.0032177; 2034-35: 0.0017625; 2035-36: 0.0046126; 2036-37: 0.0053252; 2037-38: 0.005483; 2038-39: 0.0081533; 2039-40: 0; 2040-41: 0; 2041-42: 0; 2042-43: 0; 2043-44: 0; 2044-45: 0; 2045-46: 0; 2046-47: 0; 2047-48: 0; 2048-49: 0; 2049-50: 0
47FP | Target headroom (All other components) | Input | Ml/d | 2 | 2019-20: 0.94921; 2020-21: 0.94921; 2021-22: 0.94921; 2022-23: 0.94921; 2023-24: 0.94921; 2024-25: 0.94921; 2025-26: 0.94921; 2026-27: 0.92152; 2027-28: 1.0381; 2028-29: 1.2016; 2029-30: 1.2339; 2030-31: 1.2807; 2031-32: 1.3422; 2032-33: 1.3682; 2033-34: 1.3836; 2034-35: 1.4499; 2035-36: 1.2052; 2036-37: 1.0913; 2037-38: 1.144; 2038-39: 1.1997; 2039-40: 1.0684; 2040-41: 1.0786; 2041-42: 1.1052; 2042-43: 1.136; 2043-44: 1.1767; 2044-45: 1.1842; 2045-46: 1.0497; 2046-47: 1.0421; 2047-48: 1.0317; 2048-49: 1.0473; 2049-50: 1.0488
48FP | Target Headroom | 46FP + 47FP | Ml/d | 2 | 2019-20: 0.95059; 2020-21: 0.95059; 2021-22: 0.95059; 2022-23: 0.95059; 2023-24: 0.95059; 2024-25: 0.95059; 2025-26: 0.95059; 2026-27: 0.92361; 2027-28: 1.037; 2028-29: 1.2044; 2029-30: 1.2378; 2030-31: 1.2829; 2031-32: 1.3455; 2032-33: 1.3707; 2033-34: 1.3868; 2034-35: 1.4517; 2035-36: 1.2098; 2036-37: 1.0966; 2037-38: 1.1494; 2038-39: 1.2079; 2039-40: 1.0684; 2040-41: 1.0786; 2041-42: 1.1052; 2042-43: 1.136; 2043-44: 1.1767; 2044-45: 1.1842; 2045-46: 1.0497; 2046-47: 1.0421; 2047-48: 1.0317; 2048-49: 1.0473; 2049-50: 1.0488
49FP | Available Headroom | 11FP - 45FP | Ml/d | 2 | 2019-20: 2.38; 2020-21: 2.53; 2021-22: 2.59; 2022-23: 2.74; 2023-24: 2.88; 2024-25: 3; 2025-26: 3.03; 2026-27: 2.97; 2027-28: 3.43; 2028-29: 4.08; 2029-30: 4.28; 2030-31: 4.83; 2031-32: 5.03; 2032-33: 5.09; 2033-34: 5.16; 2034-35: 5.29; 2035-36: 6.32; 2036-37: 6.44; 2037-38: 6.52; 2038-39: 6.6; 2039-40: 6.66; 2040-41: 6.71; 2041-42: 6.8; 2042-43: 6.98; 2043-44: 7.11; 2044-45: 7.16; 2045-46: 7.27; 2046-47: 7.33; 2047-48: 7.34; 2048-49: 7.39; 2049-50: 7.44
49.1FP | Available non-potable balance (if applicable) | 1.1FP - 12.1FP | Ml/d | 2 | 2019-20: 0; 2020-21: 0; 2021-22: 0; 2022-23: 0; 2023-24: 0; 2024-25: 0; 2025-26: 0; 2026-27: 0; 2027-28: 0; 2028-29: 0; 2029-30: 0; 2030-31: 0; 2031-32: 0; 2032-33: 0; 2033-34: 0; 2034-35: 0; 2035-36: 0; 2036-37: 0; 2037-38: 0; 2038-39: 0; 2039-40: 0; 2040-41: 0; 2041-42: 0; 2042-43: 0; 2043-44: 0; 2044-45: 0; 2045-46: 0; 2046-47: 0; 2047-48: 0; 2048-49: 0; 2049-50: 0
50FP | Supply Demand Balance | 49FP - 48FP | Ml/d | 2 | 2019-20: 1.4294; 2020-21: 1.5794; 2021-22: 1.6394; 2022-23: 1.7894; 2023-24: 1.9294; 2024-25: 2.0494; 2025-26: 2.0794; 2026-27: 2.0464; 2027-28: 2.393; 2028-29: 2.8756; 2029-30: 3.0422; 2030-31: 3.5471; 2031-32: 3.6845; 2032-33: 3.7193; 2033-34: 3.7732; 2034-35: 3.8383; 2035-36: 5.1102; 2036-37: 5.3434; 2037-38: 5.3706; 2038-39: 5.3921; 2039-40: 5.5916; 2040-41: 5.6314; 2041-42: 5.6948; 2042-43: 5.844; 2043-44: 5.9333; 2044-45: 5.9758; 2045-46: 6.2203; 2046-47: 6.2879; 2047-48: 6.3083; 2048-49: 6.3427; 2049-50: 6.3912
Data for Charts
DYAA Baseline |  |  |  |  | 2019-20 | 2020-21 | 2021-22 | 2022-23 | 2023-24 | 2024-25 | 2025-26 | 2026-27 | 2027-28 | 2028-29 | 2029-30 | 2030-31 | 2031-32 | 2032-33 | 2033-34 | 2034-35 | 2035-36 | 2036-37 | 2037-38 | 2038-39 | 2039-40 | 2040-41 | 2041-42 | 2042-43 | 2043-44 | 2044-45 | 2045-46 | 2046-47 | 2047-48 | 2048-49 | 2049-50 | 2050-51 | 2051-52 | 2052-53 | 2053-54 | 2054-55 | 2055-56 | 2056-57 | 2057-58 | 2058-59 | 2059-60 | 2060-61 | 2061-62 | 2062-63 | 2063-64 | 2064-65 | 2065-66 | 2066-67 | 2067-68 | 2068-69 | 2069-70 | 2070-71 | 2071-72 | 2072-73 | 2073-74 | 2074-75 | 2075-76 | 2076-77 | 2077-78 | 2078-79 | 2079-80 | 2080-81 | 2081-82 | 2082-83 | 2083-84 | 2084-85 | 2085-86 | 2086-87 | 2087-88 | 2088-89 | 2089-90 | 2090-91 | 2091-92 | 2092-93 | 2093-94 | 2094-95 | 2095-96 | 2096-97 | 2097-98 | 2098-99 | 2099-100
| Measured HH consumption |  | Ml/d | 2 | 7.3 | 7.41 | 7.53 | 7.64 | 7.75 | 7.86 | 7.99 | 8.15 | 8.3 | 8.42 | 8.55 | 8.66 | 8.78 | 8.89 | 9 | 9.12 | 9.24 | 9.35 | 9.5 | 9.65 | 9.8 | 9.91 | 10.02 | 10.13 | 10.23 | 10.33 | 10.4 | 10.45 | 10.51 | 10.57 | 10.61 | 0 | 0 | 0 | 0 | 0 | 0 | 0 | 0 | 0 | 0 | 0 | 0 | 0 | 0 | 0 | 0 | 0 | 0 | 0 | 0 | 0 | 0 | 0 | 0 | 0 | 0 | 0 | 0 | 0 | 0 | 0 | 0 | 0 | 0 | 0 | 0 | 0 | 0 | 0 | 0 | 0 | 0 | 0 | 0 | 0 | 0 | 0 | 0 | 0 | 0
| Unmeasured HH consumption |  | Ml/d | 2 | 2.46 | 2.3 | 2.16 | 1.99 | 1.83 | 1.68 | 1.56 | 1.44 | 1.33 | 1.23 | 1.13 | 1.04 | 0.95 | 0.86 | 0.78 | 0.71 | 0.63 | 0.57 | 0.49 | 0.43 | 0.37 | 0.3 | 0.25 | 0.2 | 0.14 | 0.09 | 0.09 | 0.08 | 0.07 | 0.06 | 0.06 | 0 | 0 | 0 | 0 | 0 | 0 | 0 | 0 | 0 | 0 | 0 | 0 | 0 | 0 | 0 | 0 | 0 | 0 | 0 | 0 | 0 | 0 | 0 | 0 | 0 | 0 | 0 | 0 | 0 | 0 | 0 | 0 | 0 | 0 | 0 | 0 | 0 | 0 | 0 | 0 | 0 | 0 | 0 | 0 | 0 | 0 | 0 | 0 | 0 | 0
| Non-HH consumption |  | Ml/d | 2 | 4.08 | 4.08 | 4.08 | 4.09 | 4.09 | 4.09 | 4.09 | 4.09 | 4.1 | 4.1 | 4.1 | 4.1 | 4.11 | 4.11 | 4.12 | 4.12 | 4.13 | 4.14 | 4.14 | 4.15 | 4.16 | 4.16 | 4.17 | 4.17 | 4.18 | 4.18 | 4.19 | 4.19 | 4.2 | 4.2 | 4.21 | 0 | 0 | 0 | 0 | 0 | 0 | 0 | 0 | 0 | 0 | 0 | 0 | 0 | 0 | 0 | 0 | 0 | 0 | 0 | 0 | 0 | 0 | 0 | 0 | 0 | 0 | 0 | 0 | 0 | 0 | 0 | 0 | 0 | 0 | 0 | 0 | 0 | 0 | 0 | 0 | 0 | 0 | 0 | 0 | 0 | 0 | 0 | 0 | 0 | 0
| Total Leakage |  | Ml/d | 2 | 2.97 | 2.91 | 2.88 | 2.83 | 2.79 | 2.73 | 2.73 | 2.74 | 2.74 | 2.74 | 2.73 | 2.73 | 2.73 | 2.74 | 2.74 | 2.74 | 2.74 | 2.74 | 2.75 | 2.74 | 2.74 | 2.75 | 2.74 | 2.74 | 2.75 | 2.74 | 2.74 | 2.75 | 2.75 | 2.75 | 2.76 | 0 | 0 | 0 | 0 | 0 | 0 | 0 | 0 | 0 | 0 | 0 | 0 | 0 | 0 | 0 | 0 | 0 | 0 | 0 | 0 | 0 | 0 | 0 | 0 | 0 | 0 | 0 | 0 | 0 | 0 | 0 | 0 | 0 | 0 | 0 | 0 | 0 | 0 | 0 | 0 | 0 | 0 | 0 | 0 | 0 | 0 | 0 | 0 | 0 | 0
| Other demand components |  | Ml/d | 2 | 0.54 | 0.54 | 0.55 | 0.54 | 0.53 | 0.54 | 0.54 | 0.56 | 0.54 | 0.54 | 0.54 | 0.56 | 0.54 | 0.54 | 0.54 | 0.55 | 0.54 | 0.53 | 0.53 | 0.52 | 0.53 | 0.54 | 0.54 | 0.53 | 0.53 | 0.56 | 0.53 | 0.53 | 0.54 | 0.56 | 0.55 | 0 | 0 | 0 | 0 | 0 | 0 | 0 | 0 | 0 | 0 | 0 | 0 | 0 | 0 | 0 | 0 | 0 | 0 | 0 | 0 | 0 | 0 | 0 | 0 | 0 | 0 | 0 | 0 | 0 | 0 | 0 | 0 | 0 | 0 | 0 | 0 | 0 | 0 | 0 | 0 | 0 | 0 | 0 | 0 | 0 | 0 | 0 | 0 | 0 | 0
| Total Water Available for use |  | Ml/d | 2 | 19.78 | 19.78 | 19.78 | 19.78 | 19.78 | 19.78 | 17.66 | 17.66 | 17.66 | 17.66 | 17.66 | 13.83 | 13.83 | 13.83 | 13.83 | 13.83 | 13.86 | 8.04 | 8.04 | 8.04 | 8.04 | 8.04 | 8.04 | 8.04 | 8.04 | 8.04 | 8.04 | 8.04 | 8.04 | 8.04 | 8.04 | 0 | 0 | 0 | 0 | 0 | 0 | 0 | 0 | 0 | 0 | 0 | 0 | 0 | 0 | 0 | 0 | 0 | 0 | 0 | 0 | 0 | 0 | 0 | 0 | 0 | 0 | 0 | 0 | 0 | 0 | 0 | 0 | 0 | 0 | 0 | 0 | 0 | 0 | 0 | 0 | 0 | 0 | 0 | 0 | 0 | 0 | 0 | 0 | 0 | 0
| Total Demand + Target Headroom |  | Ml/d | 2 | 18.0695 | 17.9595 | 17.9195 | 17.8095 | 17.7095 | 17.6195 | 17.6295 | 17.6791 | 17.7951 | 17.942 | 17.9873 | 18.0613 | 18.1284 | 18.177 | 18.2294 | 18.3384 | 18.1916 | 18.1563 | 18.2751 | 18.3991 | 18.4035 | 18.4707 | 18.5506 | 18.6223 | 18.7124 | 18.7866 | 18.7344 | 18.7773 | 18.8392 | 18.9198 | 18.9698 | 0 | 0 | 0 | 0 | 0 | 0 | 0 | 0 | 0 | 0 | 0 | 0 | 0 | 0 | 0 | 0 | 0 | 0 | 0 | 0 | 0 | 0 | 0 | 0 | 0 | 0 | 0 | 0 | 0 | 0 | 0 | 0 | 0 | 0 | 0 | 0 | 0 | 0 | 0 | 0 | 0 | 0 | 0 | 0 | 0 | 0 | 0 | 0 | 0 | 0
DYAA Final Plan |  |  |  |  | 2019-20 | 2020-21 | 2021-22 | 2022-23 | 2023-24 | 2024-25 | 2025-26 | 2026-27 | 2027-28 | 2028-29 | 2029-30 | 2030-31 | 2031-32 | 2032-33 | 2033-34 | 2034-35 | 2035-36 | 2036-37 | 2037-38 | 2038-39 | 2039-40 | 2040-41 | 2041-42 | 2042-43 | 2043-44 | 2044-45 | 2045-46 | 2046-47 | 2047-48 | 2048-49 | 2049-50 | 2050-51 | 2051-52 | 2052-53 | 2053-54 | 2054-55 | 2055-56 | 2056-57 | 2057-58 | 2058-59 | 2059-60 | 2060-61 | 2061-62 | 2062-63 | 2063-64 | 2064-65 | 2065-66 | 2066-67 | 2067-68 | 2068-69 | 2069-70 | 2070-71 | 2071-72 | 2072-73 | 2073-74 | 2074-75 | 2075-76 | 2076-77 | 2077-78 | 2078-79 | 2079-80 | 2080-81 | 2081-82 | 2082-83 | 2083-84 | 2084-85 | 2085-86 | 2086-87 | 2087-88 | 2088-89 | 2089-90 | 2090-91 | 2091-92 | 2092-93 | 2093-94 | 2094-95 | 2095-96 | 2096-97 | 2097-98 | 2098-99 | 2099-100
| Measured HH consumption |  | Ml/d | 2 | 7.3 | 7.41 | 7.53 | 7.64 | 7.75 | 7.86 | 7.96 | 8.09 | 7.99 | 7.78 | 7.82 | 7.83 | 7.86 | 7.94 | 8.01 | 8.04 | 8.07 | 8.1 | 8.15 | 8.21 | 8.27 | 8.32 | 8.36 | 8.39 | 8.4 | 8.45 | 8.5 | 8.51 | 8.53 | 8.55 | 8.55 | 0 | 0 | 0 | 0 | 0 | 0 | 0 | 0 | 0 | 0 | 0 | 0 | 0 | 0 | 0 | 0 | 0 | 0 | 0 | 0 | 0 | 0 | 0 | 0 | 0 | 0 | 0 | 0 | 0 | 0 | 0 | 0 | 0 | 0 | 0 | 0 | 0 | 0 | 0 | 0 | 0 | 0 | 0 | 0 | 0 | 0 | 0 | 0 | 0 | 0
| Unmeasured HH consumption |  | Ml/d | 2 | 2.46 | 2.3 | 2.16 | 1.99 | 1.83 | 1.68 | 1.56 | 1.44 | 1.33 | 1.23 | 1.13 | 1.04 | 0.95 | 0.86 | 0.78 | 0.71 | 0.63 | 0.57 | 0.49 | 0.43 | 0.37 | 0.3 | 0.25 | 0.2 | 0.14 | 0.09 | 0.09 | 0.08 | 0.07 | 0.06 | 0.06 | 0 | 0 | 0 | 0 | 0 | 0 | 0 | 0 | 0 | 0 | 0 | 0 | 0 | 0 | 0 | 0 | 0 | 0 | 0 | 0 | 0 | 0 | 0 | 0 | 0 | 0 | 0 | 0 | 0 | 0 | 0 | 0 | 0 | 0 | 0 | 0 | 0 | 0 | 0 | 0 | 0 | 0 | 0 | 0 | 0 | 0 | 0 | 0 | 0 | 0
| Non-HH consumption |  | Ml/d | 2 | 4.08 | 4.08 | 4.08 | 4.09 | 4.09 | 4.09 | 4.09 | 4.09 | 4.04 | 3.99 | 3.93 | 3.88 | 3.84 | 3.79 | 3.75 | 3.7 | 3.66 | 3.62 | 3.57 | 3.53 | 3.48 | 3.43 | 3.39 | 3.34 | 3.3 | 3.24 | 3.2 | 3.15 | 3.11 | 3.06 | 3.02 | 0 | 0 | 0 | 0 | 0 | 0 | 0 | 0 | 0 | 0 | 0 | 0 | 0 | 0 | 0 | 0 | 0 | 0 | 0 | 0 | 0 | 0 | 0 | 0 | 0 | 0 | 0 | 0 | 0 | 0 | 0 | 0 | 0 | 0 | 0 | 0 | 0 | 0 | 0 | 0 | 0 | 0 | 0 | 0 | 0 | 0 | 0 | 0 | 0 | 0
| Total Leakage |  | Ml/d | 2 | 2.97 | 2.91 | 2.88 | 2.83 | 2.79 | 2.73 | 2.73 | 2.73 | 2.68 | 2.55 | 2.52 | 2.49 | 2.47 | 2.47 | 2.47 | 2.45 | 2.2 | 2.19 | 2.2 | 2.19 | 2.18 | 2.18 | 2.16 | 2.08 | 2.08 | 2.02 | 1.96 | 1.94 | 1.93 | 1.88 | 1.88 | 0 | 0 | 0 | 0 | 0 | 0 | 0 | 0 | 0 | 0 | 0 | 0 | 0 | 0 | 0 | 0 | 0 | 0 | 0 | 0 | 0 | 0 | 0 | 0 | 0 | 0 | 0 | 0 | 0 | 0 | 0 | 0 | 0 | 0 | 0 | 0 | 0 | 0 | 0 | 0 | 0 | 0 | 0 | 0 | 0 | 0 | 0 | 0 | 0 | 0
| Other demand components |  | Ml/d | 2 | 0.54 | 0.54 | 0.55 | 0.54 | 0.53 | 0.54 | 0.54 | 0.56 | 0.54 | 0.54 | 0.54 | 0.56 | 0.54 | 0.54 | 0.54 | 0.55 | 0.54 | 0.53 | 0.53 | 0.52 | 0.53 | 0.54 | 0.54 | 0.53 | 0.53 | 0.56 | 0.53 | 0.53 | 0.54 | 0.56 | 0.55 | 0 | 0 | 0 | 0 | 0 | 0 | 0 | 0 | 0 | 0 | 0 | 0 | 0 | 0 | 0 | 0 | 0 | 0 | 0 | 0 | 0 | 0 | 0 | 0 | 0 | 0 | 0 | 0 | 0 | 0 | 0 | 0 | 0 | 0 | 0 | 0 | 0 | 0 | 0 | 0 | 0 | 0 | 0 | 0 | 0 | 0 | 0 | 0 | 0 | 0
| Total Water Available for use |  | Ml/d | 2 | 19.78 | 19.78 | 19.78 | 19.78 | 19.78 | 19.78 | 17.81 | 17.81 | 17.81 | 17.81 | 17.81 | 18.04 | 18.04 | 18.04 | 18.04 | 18.04 | 16.39 | 16.22 | 16.19 | 16.17 | 16.01 | 15.96 | 15.91 | 15.77 | 15.71 | 15.63 | 15.44 | 15.37 | 15.33 | 15.27 | 14.84 | 0 | 0 | 0 | 0 | 0 | 0 | 0 | 0 | 0 | 0 | 0 | 0 | 0 | 0 | 0 | 0 | 0 | 0 | 0 | 0 | 0 | 0 | 0 | 0 | 0 | 0 | 0 | 0 | 0 | 0 | 0 | 0 | 0 | 0 | 0 | 0 | 0 | 0 | 0 | 0 | 0 | 0 | 0 | 0 | 0 | 0 | 0 | 0 | 0 | 0
| Total Demand + Target Headroom |  | Ml/d | 2 | 18.0695 | 17.9595 | 17.9195 | 17.8095 | 17.7095 | 17.6195 | 17.5995 | 17.6091 | 17.3651 | 17.002 | 16.8773 | 16.7713 | 16.6784 | 16.637 | 16.5994 | 16.5484 | 16.0116 | 15.8363 | 15.8051 | 15.7891 | 15.6335 | 15.5807 | 15.5306 | 15.3923 | 15.3324 | 15.2466 | 15.0644 | 14.9873 | 14.9492 | 14.8898 | 14.8398 | 0 | 0 | 0 | 0 | 0 | 0 | 0 | 0 | 0 | 0 | 0 | 0 | 0 | 0 | 0 | 0 | 0 | 0 | 0 | 0 | 0 | 0 | 0 | 0 | 0 | 0 | 0 | 0 | 0 | 0 | 0 | 0 | 0 | 0 | 0 | 0 | 0 | 0 | 0 | 0 | 0 | 0 | 0 | 0 | 0 | 0 | 0 | 0 | 0 | 0
DYCP Baseline |  |  |  |  | 2019-20 | 2020-21 | 2021-22 | 2022-23 | 2023-24 | 2024-25 | 2025-26 | 2026-27 | 2027-28 | 2028-29 | 2029-30 | 2030-31 | 2031-32 | 2032-33 | 2033-34 | 2034-35 | 2035-36 | 2036-37 | 2037-38 | 2038-39 | 2039-40 | 2040-41 | 2041-42 | 2042-43 | 2043-44 | 2044-45 | 2045-46 | 2046-47 | 2047-48 | 2048-49 | 2049-50 | 2050-51 | 2051-52 | 2052-53 | 2053-54 | 2054-55 | 2055-56 | 2056-57 | 2057-58 | 2058-59 | 2059-60 | 2060-61 | 2061-62 | 2062-63 | 2063-64 | 2064-65 | 2065-66 | 2066-67 | 2067-68 | 2068-69 | 2069-70 | 2070-71 | 2071-72 | 2072-73 | 2073-74 | 2074-75 | 2075-76 | 2076-77 | 2077-78 | 2078-79 | 2079-80 | 2080-81 | 2081-82 | 2082-83 | 2083-84 | 2084-85 | 2085-86 | 2086-87 | 2087-88 | 2088-89 | 2089-90 | 2090-91 | 2091-92 | 2092-93 | 2093-94 | 2094-95 | 2095-96 | 2096-97 | 2097-98 | 2098-99 | 2099-100
| Measured HH consumption |  | Ml/d | 2 | 10.64 | 10.8 | 10.97 | 11.14 | 11.3 | 11.45 | 11.65 | 11.89 | 12.11 | 12.3 | 12.48 | 12.66 | 12.84 | 13.01 | 13.18 | 13.36 | 13.54 | 13.72 | 13.94 | 14.17 | 14.4 | 14.58 | 14.76 | 14.93 | 15.09 | 15.26 | 15.36 | 15.45 | 15.55 | 15.65 | 15.73 | 0 | 0 | 0 | 0 | 0 | 0 | 0 | 0 | 0 | 0 | 0 | 0 | 0 | 0 | 0 | 0 | 0 | 0 | 0 | 0 | 0 | 0 | 0 | 0 | 0 | 0 | 0 | 0 | 0 | 0 | 0 | 0 | 0 | 0 | 0 | 0 | 0 | 0 | 0 | 0 | 0 | 0 | 0 | 0 | 0 | 0 | 0 | 0 | 0 | 0
| Unmeasured HH consumption |  | Ml/d | 2 | 3.77 | 3.52 | 3.31 | 3.05 | 2.8 | 2.58 | 2.39 | 2.22 | 2.05 | 1.89 | 1.74 | 1.6 | 1.46 | 1.33 | 1.21 | 1.09 | 0.98 | 0.87 | 0.76 | 0.66 | 0.57 | 0.47 | 0.38 | 0.3 | 0.21 | 0.14 | 0.13 | 0.12 | 0.11 | 0.1 | 0.1 | 0 | 0 | 0 | 0 | 0 | 0 | 0 | 0 | 0 | 0 | 0 | 0 | 0 | 0 | 0 | 0 | 0 | 0 | 0 | 0 | 0 | 0 | 0 | 0 | 0 | 0 | 0 | 0 | 0 | 0 | 0 | 0 | 0 | 0 | 0 | 0 | 0 | 0 | 0 | 0 | 0 | 0 | 0 | 0 | 0 | 0 | 0 | 0 | 0 | 0
| Non-HH consumption |  | Ml/d | 2 | 5.05 | 5.05 | 5.05 | 5.05 | 5.05 | 5.05 | 5.05 | 5.06 | 5.06 | 5.06 | 5.07 | 5.07 | 5.07 | 5.08 | 5.08 | 5.09 | 5.1 | 5.11 | 5.12 | 5.12 | 5.13 | 5.14 | 5.15 | 5.15 | 5.16 | 5.17 | 5.17 | 5.18 | 5.19 | 5.19 | 5.2 | 0 | 0 | 0 | 0 | 0 | 0 | 0 | 0 | 0 | 0 | 0 | 0 | 0 | 0 | 0 | 0 | 0 | 0 | 0 | 0 | 0 | 0 | 0 | 0 | 0 | 0 | 0 | 0 | 0 | 0 | 0 | 0 | 0 | 0 | 0 | 0 | 0 | 0 | 0 | 0 | 0 | 0 | 0 | 0 | 0 | 0 | 0 | 0 | 0 | 0
| Total Leakage |  | Ml/d | 2 | 2.97 | 2.91 | 2.88 | 2.83 | 2.79 | 2.73 | 2.73 | 2.74 | 2.74 | 2.74 | 2.73 | 2.73 | 2.73 | 2.74 | 2.74 | 2.74 | 2.74 | 2.74 | 2.75 | 2.74 | 2.74 | 2.75 | 2.74 | 2.74 | 2.75 | 2.74 | 2.74 | 2.75 | 2.75 | 2.75 | 2.76 | 0 | 0 | 0 | 0 | 0 | 0 | 0 | 0 | 0 | 0 | 0 | 0 | 0 | 0 | 0 | 0 | 0 | 0 | 0 | 0 | 0 | 0 | 0 | 0 | 0 | 0 | 0 | 0 | 0 | 0 | 0 | 0 | 0 | 0 | 0 | 0 | 0 | 0 | 0 | 0 | 0 | 0 | 0 | 0 | 0 | 0 | 0 | 0 | 0 | 0
| Other demand components |  | Ml/d | 2 | 0.54 | 0.54 | 0.55 | 0.54 | 0.53 | 0.54 | 0.54 | 0.56 | 0.54 | 0.54 | 0.54 | 0.56 | 0.54 | 0.54 | 0.54 | 0.55 | 0.54 | 0.53 | 0.53 | 0.52 | 0.53 | 0.54 | 0.54 | 0.53 | 0.53 | 0.56 | 0.53 | 0.53 | 0.54 | 0.56 | 0.55 | 0 | 0 | 0 | 0 | 0 | 0 | 0 | 0 | 0 | 0 | 0 | 0 | 0 | 0 | 0 | 0 | 0 | 0 | 0 | 0 | 0 | 0 | 0 | 0 | 0 | 0 | 0 | 0 | 0 | 0 | 0 | 0 | 0 | 0 | 0 | 0 | 0 | 0 | 0 | 0 | 0 | 0 | 0 | 0 | 0 | 0 | 0 | 0 | 0 | 0
| Total Water Available for use |  | Ml/d | 2 | 25.35 | 25.35 | 25.35 | 25.35 | 25.35 | 25.35 | 25.35 | 25.35 | 25.35 | 25.35 | 25.35 | 25.35 | 25.35 | 25.35 | 25.35 | 25.35 | 25.35 | 25.35 | 25.35 | 25.35 | 25.35 | 25.35 | 25.35 | 25.35 | 25.35 | 25.35 | 25.35 | 25.35 | 25.35 | 25.35 | 25.35 | 0 | 0 | 0 | 0 | 0 | 0 | 0 | 0 | 0 | 0 | 0 | 0 | 0 | 0 | 0 | 0 | 0 | 0 | 0 | 0 | 0 | 0 | 0 | 0 | 0 | 0 | 0 | 0 | 0 | 0 | 0 | 0 | 0 | 0 | 0 | 0 | 0 | 0 | 0 | 0 | 0 | 0 | 0 | 0 | 0 | 0 | 0 | 0 | 0 | 0
| Total Demand + Target Headroom |  | Ml/d | 2 | 23.9206 | 23.7706 | 23.7106 | 23.5606 | 23.4206 | 23.3006 | 23.3106 | 23.3936 | 23.537 | 23.7344 | 23.7978 | 23.9029 | 23.9855 | 24.0707 | 24.1368 | 24.2817 | 24.1098 | 24.0666 | 24.2494 | 24.4179 | 24.4384 | 24.5586 | 24.6752 | 24.786 | 24.9167 | 25.0542 | 24.9797 | 25.0721 | 25.1717 | 25.2973 | 25.3888 | 0 | 0 | 0 | 0 | 0 | 0 | 0 | 0 | 0 | 0 | 0 | 0 | 0 | 0 | 0 | 0 | 0 | 0 | 0 | 0 | 0 | 0 | 0 | 0 | 0 | 0 | 0 | 0 | 0 | 0 | 0 | 0 | 0 | 0 | 0 | 0 | 0 | 0 | 0 | 0 | 0 | 0 | 0 | 0 | 0 | 0 | 0 | 0 | 0 | 0
DYCP Final Plan |  |  |  |  | 2019-20 | 2020-21 | 2021-22 | 2022-23 | 2023-24 | 2024-25 | 2025-26 | 2026-27 | 2027-28 | 2028-29 | 2029-30 | 2030-31 | 2031-32 | 2032-33 | 2033-34 | 2034-35 | 2035-36 | 2036-37 | 2037-38 | 2038-39 | 2039-40 | 2040-41 | 2041-42 | 2042-43 | 2043-44 | 2044-45 | 2045-46 | 2046-47 | 2047-48 | 2048-49 | 2049-50 | 2050-51 | 2051-52 | 2052-53 | 2053-54 | 2054-55 | 2055-56 | 2056-57 | 2057-58 | 2058-59 | 2059-60 | 2060-61 | 2061-62 | 2062-63 | 2063-64 | 2064-65 | 2065-66 | 2066-67 | 2067-68 | 2068-69 | 2069-70 | 2070-71 | 2071-72 | 2072-73 | 2073-74 | 2074-75 | 2075-76 | 2076-77 | 2077-78 | 2078-79 | 2079-80 | 2080-81 | 2081-82 | 2082-83 | 2083-84 | 2084-85 | 2085-86 | 2086-87 | 2087-88 | 2088-89 | 2089-90 | 2090-91 | 2091-92 | 2092-93 | 2093-94 | 2094-95 | 2095-96 | 2096-97 | 2097-98 | 2098-99 | 2099-100
| Measured HH consumption |  | Ml/d | 2 | 10.64 | 10.8 | 10.97 | 11.14 | 11.3 | 11.45 | 11.61 | 11.81 | 11.66 | 11.37 | 11.41 | 11.45 | 11.49 | 11.62 | 11.73 | 11.78 | 11.82 | 11.88 | 11.96 | 12.06 | 12.15 | 12.24 | 12.32 | 12.37 | 12.38 | 12.49 | 12.54 | 12.57 | 12.62 | 12.66 | 12.68 | 0 | 0 | 0 | 0 | 0 | 0 | 0 | 0 | 0 | 0 | 0 | 0 | 0 | 0 | 0 | 0 | 0 | 0 | 0 | 0 | 0 | 0 | 0 | 0 | 0 | 0 | 0 | 0 | 0 | 0 | 0 | 0 | 0 | 0 | 0 | 0 | 0 | 0 | 0 | 0 | 0 | 0 | 0 | 0 | 0 | 0 | 0 | 0 | 0 | 0
| Unmeasured HH consumption |  | Ml/d | 2 | 3.77 | 3.52 | 3.31 | 3.05 | 2.8 | 2.58 | 2.39 | 2.22 | 2.05 | 1.89 | 1.74 | 1.6 | 1.46 | 1.33 | 1.21 | 1.09 | 0.98 | 0.87 | 0.76 | 0.66 | 0.57 | 0.47 | 0.38 | 0.3 | 0.21 | 0.14 | 0.13 | 0.12 | 0.11 | 0.1 | 0.1 | 0 | 0 | 0 | 0 | 0 | 0 | 0 | 0 | 0 | 0 | 0 | 0 | 0 | 0 | 0 | 0 | 0 | 0 | 0 | 0 | 0 | 0 | 0 | 0 | 0 | 0 | 0 | 0 | 0 | 0 | 0 | 0 | 0 | 0 | 0 | 0 | 0 | 0 | 0 | 0 | 0 | 0 | 0 | 0 | 0 | 0 | 0 | 0 | 0 | 0
| Non-HH consumption |  | Ml/d | 2 | 5.05 | 5.05 | 5.05 | 5.05 | 5.05 | 5.05 | 5.05 | 5.06 | 4.99 | 4.92 | 4.86 | 4.8 | 4.74 | 4.68 | 4.62 | 4.57 | 4.52 | 4.47 | 4.41 | 4.35 | 4.29 | 4.24 | 4.18 | 4.12 | 4.07 | 4.01 | 3.95 | 3.89 | 3.84 | 3.79 | 3.73 | 0 | 0 | 0 | 0 | 0 | 0 | 0 | 0 | 0 | 0 | 0 | 0 | 0 | 0 | 0 | 0 | 0 | 0 | 0 | 0 | 0 | 0 | 0 | 0 | 0 | 0 | 0 | 0 | 0 | 0 | 0 | 0 | 0 | 0 | 0 | 0 | 0 | 0 | 0 | 0 | 0 | 0 | 0 | 0 | 0 | 0 | 0 | 0 | 0 | 0
| Total Leakage |  | Ml/d | 2 | 2.97 | 2.91 | 2.88 | 2.83 | 2.79 | 2.73 | 2.73 | 2.73 | 2.68 | 2.55 | 2.52 | 2.49 | 2.47 | 2.47 | 2.47 | 2.45 | 2.2 | 2.19 | 2.2 | 2.19 | 2.18 | 2.18 | 2.16 | 2.08 | 2.08 | 2.02 | 1.96 | 1.94 | 1.93 | 1.88 | 1.88 | 0 | 0 | 0 | 0 | 0 | 0 | 0 | 0 | 0 | 0 | 0 | 0 | 0 | 0 | 0 | 0 | 0 | 0 | 0 | 0 | 0 | 0 | 0 | 0 | 0 | 0 | 0 | 0 | 0 | 0 | 0 | 0 | 0 | 0 | 0 | 0 | 0 | 0 | 0 | 0 | 0 | 0 | 0 | 0 | 0 | 0 | 0 | 0 | 0 | 0
| Other demand components |  | Ml/d | 2 | 0.54 | 0.54 | 0.55 | 0.54 | 0.53 | 0.54 | 0.54 | 0.56 | 0.54 | 0.54 | 0.54 | 0.56 | 0.54 | 0.54 | 0.54 | 0.55 | 0.54 | 0.53 | 0.53 | 0.52 | 0.53 | 0.54 | 0.54 | 0.53 | 0.53 | 0.56 | 0.53 | 0.53 | 0.54 | 0.56 | 0.55 | 0 | 0 | 0 | 0 | 0 | 0 | 0 | 0 | 0 | 0 | 0 | 0 | 0 | 0 | 0 | 0 | 0 | 0 | 0 | 0 | 0 | 0 | 0 | 0 | 0 | 0 | 0 | 0 | 0 | 0 | 0 | 0 | 0 | 0 | 0 | 0 | 0 | 0 | 0 | 0 | 0 | 0 | 0 | 0 | 0 | 0 | 0 | 0 | 0 | 0
| Total Water Available for use |  | Ml/d | 2 | 25.35 | 25.35 | 25.35 | 25.35 | 25.35 | 25.35 | 25.35 | 25.35 | 25.35 | 25.35 | 25.35 | 25.73 | 25.73 | 25.73 | 25.73 | 25.73 | 26.38 | 26.38 | 26.38 | 26.38 | 26.38 | 26.38 | 26.38 | 26.38 | 26.38 | 26.38 | 26.38 | 26.38 | 26.38 | 26.38 | 26.38 | 0 | 0 | 0 | 0 | 0 | 0 | 0 | 0 | 0 | 0 | 0 | 0 | 0 | 0 | 0 | 0 | 0 | 0 | 0 | 0 | 0 | 0 | 0 | 0 | 0 | 0 | 0 | 0 | 0 | 0 | 0 | 0 | 0 | 0 | 0 | 0 | 0 | 0 | 0 | 0 | 0 | 0 | 0 | 0 | 0 | 0 | 0 | 0 | 0 | 0
| Total Demand + Target Headroom |  | Ml/d | 2 | 23.9206 | 23.7706 | 23.7106 | 23.5606 | 23.4206 | 23.3006 | 23.2706 | 23.3036 | 22.957 | 22.4744 | 22.3078 | 22.1829 | 22.0455 | 22.0107 | 21.9568 | 21.8917 | 21.2698 | 21.0366 | 21.0094 | 20.9879 | 20.7884 | 20.7486 | 20.6852 | 20.536 | 20.4467 | 20.4042 | 20.1597 | 20.0921 | 20.0717 | 20.0373 | 19.9888 | 0 | 0 | 0 | 0 | 0 | 0 | 0 | 0 | 0 | 0 | 0 | 0 | 0 | 0 | 0 | 0 | 0 | 0 | 0 | 0 | 0 | 0 | 0 | 0 | 0 | 0 | 0 | 0 | 0 | 0 | 0 | 0 | 0 | 0 | 0 | 0 | 0 | 0 | 0 | 0 | 0 | 0 | 0 | 0 | 0 | 0 | 0 | 0 | 0 | 0

## AWSNTB
Back to title page
Table 3a: DYAA - Baseline
Table 3b: DYAA - Final plan Options
Table 3c: DYAA - Final plan
Table 3d: DYCP - Baseline
Table 3e: DYCP - Final plan Options
Table 3f: DYCP - Final plan
Water Company | Anglian Water | Version | V3.1
WRZ | AWSNTB | Planning Scenario | DYAA
Table 3a: DYAA - Baseline | Back to top of sheet
WRMP24 reference | Component | Derivation | Unit | Decimal places | 2019-20 | 2020-21 | 2021-22 | 2022-23 | 2023-24 | 2024-25 | 2025-26 | 2026-27 | 2027-28 | 2028-29 | 2029-30 | 2030-31 | 2031-32 | 2032-33 | 2033-34 | 2034-35 | 2035-36 | 2036-37 | 2037-38 | 2038-39 | 2039-40 | 2040-41 | 2041-42 | 2042-43 | 2043-44 | 2044-45 | 2045-46 | 2046-47 | 2047-48 | 2048-49 | 2049-50 | 2050-51 | 2051-52 | 2052-53 | 2053-54 | 2054-55 | 2055-56 | 2056-57 | 2057-58 | 2058-59 | 2059-60 | 2060-61 | 2061-62 | 2062-63 | 2063-64 | 2064-65 | 2065-66 | 2066-67 | 2067-68 | 2068-69 | 2069-70 | 2070-71 | 2071-72 | 2072-73 | 2073-74 | 2074-75 | 2075-76 | 2076-77 | 2077-78 | 2078-79 | 2079-80 | 2080-81 | 2081-82 | 2082-83 | 2083-84 | 2084-85 | 2085-86 | 2086-87 | 2087-88 | 2088-89 | 2089-90 | 2090-91 | 2091-92 | 2092-93 | 2093-94 | 2094-95 | 2095-96 | 2096-97 | 2097-98 | 2098-99 | 2099-100
1BL | Raw water abstracted | Input | Ml/d | 2 | 2019-20: 0; 2020-21: 0; 2021-22: 0; 2022-23: 0; 2023-24: 0; 2024-25: 0; 2025-26: 0; 2026-27: 0; 2027-28: 0; 2028-29: 0; 2029-30: 0; 2030-31: 0; 2031-32: 0; 2032-33: 0; 2033-34: 0; 2034-35: 0; 2035-36: 0; 2036-37: 0; 2037-38: 0; 2038-39: 0; 2039-40: 0; 2040-41: 0; 2041-42: 0; 2042-43: 0; 2043-44: 0; 2044-45: 0; 2045-46: 0; 2046-47: 0; 2047-48: 0; 2048-49: 0; 2049-50: 0
1.1BL | Non-potable water supplies (if applicable) | Input | Ml/d | 2 | 2019-20: 0; 2020-21: 0; 2021-22: 0; 2022-23: 0; 2023-24: 0; 2024-25: 0; 2025-26: 0; 2026-27: 0; 2027-28: 0; 2028-29: 0; 2029-30: 0; 2030-31: 0; 2031-32: 0; 2032-33: 0; 2033-34: 0; 2034-35: 0; 2035-36: 0; 2036-37: 0; 2037-38: 0; 2038-39: 0; 2039-40: 0; 2040-41: 0; 2041-42: 0; 2042-43: 0; 2043-44: 0; 2044-45: 0; 2045-46: 0; 2046-47: 0; 2047-48: 0; 2048-49: 0; 2049-50: 0
2BL | Raw water imported | Input | Ml/d | 2 | 2019-20: 0; 2020-21: 0; 2021-22: 0; 2022-23: 0; 2023-24: 0; 2024-25: 0; 2025-26: 0; 2026-27: 0; 2027-28: 0; 2028-29: 0; 2029-30: 0; 2030-31: 0; 2031-32: 0; 2032-33: 0; 2033-34: 0; 2034-35: 0; 2035-36: 0; 2036-37: 0; 2037-38: 0.001; 2038-39: 0; 2039-40: 0; 2040-41: 0.0001; 2041-42: 0; 2042-43: 0; 2043-44: 0; 2044-45: 0; 2045-46: 0; 2046-47: 0; 2047-48: 0; 2048-49: 0; 2049-50: 0
3BL | Potable water imported | Input | Ml/d | 2 | 2019-20: 0; 2020-21: 0; 2021-22: 0; 2022-23: 0; 2023-24: 0; 2024-25: 0; 2025-26: 0.001; 2026-27: 0.001; 2027-28: 0.001; 2028-29: 0.001; 2029-30: 0.001; 2030-31: 0.001; 2031-32: 0.001; 2032-33: 0.001; 2033-34: 0.001; 2034-35: 0.001; 2035-36: 0.001; 2036-37: 0.001; 2037-38: 0.001; 2038-39: 0.001; 2039-40: 0.001; 2040-41: 0.001; 2041-42: 0.001; 2042-43: 0.001; 2043-44: 0.001; 2044-45: 0.001; 2045-46: 0.001; 2046-47: 0.001; 2047-48: 0.001; 2048-49: 0.001; 2049-50: 0.001
4BL | Raw water exported enter as -ve | Input | Ml/d | 2 | 2019-20: 0; 2020-21: 0; 2021-22: 0; 2022-23: 0; 2023-24: 0; 2024-25: 0; 2025-26: 0; 2026-27: 0; 2027-28: 0; 2028-29: 0; 2029-30: 0; 2030-31: 0; 2031-32: 0; 2032-33: 0; 2033-34: 0; 2034-35: 0; 2035-36: 0; 2036-37: 0; 2037-38: 0; 2038-39: 0; 2039-40: 0; 2040-41: 0; 2041-42: 0; 2042-43: 0; 2043-44: 0; 2044-45: 0; 2045-46: 0; 2046-47: 0; 2047-48: 0; 2048-49: 0; 2049-50: 0
5BL | Potable water exported enter as -ve | Input | Ml/d | 2 | 2019-20: -4.25; 2020-21: -4.25; 2021-22: -4.25; 2022-23: -4.25; 2023-24: -4.25; 2024-25: -4.25; 2025-26: -5.121; 2026-27: -5.141; 2027-28: -5.141; 2028-29: -5.22; 2029-30: -5.34; 2030-31: -5.92; 2031-32: -5.99; 2032-33: -6.06; 2033-34: -6.14; 2034-35: -6.26; 2035-36: -6.25; 2036-37: -6.26; 2037-38: -6.4; 2038-39: -6.54; 2039-40: -6.5; 2040-41: -10.03; 2041-42: -10.1; 2042-43: -10.15; 2043-44: -10.23; 2044-45: -10.28; 2045-46: -10.33; 2046-47: -10.41; 2047-48: -10.48; 2048-49: -10.56; 2049-50: -10.65
6BL | Deployable Output before forecast changes | Input | Ml/d | 2 | 2019-20: 84.59; 2020-21: 84.59; 2021-22: 84.59; 2022-23: 84.59; 2023-24: 84.59; 2024-25: 84.59; 2025-26: 83.44; 2026-27: 83.44; 2027-28: 83.44; 2028-29: 83.44; 2029-30: 83.44; 2030-31: 83.44; 2031-32: 83.44; 2032-33: 83.44; 2033-34: 83.44; 2034-35: 83.44; 2035-36: 83.44; 2036-37: 83.44; 2037-38: 83.44; 2038-39: 83.44; 2039-40: 83.44; 2040-41: 83.44; 2041-42: 83.44; 2042-43: 83.44; 2043-44: 83.44; 2044-45: 83.44; 2045-46: 83.44; 2046-47: 83.44; 2047-48: 83.44; 2048-49: 83.44; 2049-50: 83.44
6.1BL | Deployable Output post forecast changes | 6BL + 7BL | Ml/d | 2 | 2019-20: 84.59; 2020-21: 84.59; 2021-22: 84.59; 2022-23: 84.59; 2023-24: 84.59; 2024-25: 84.59; 2025-26: 66.69; 2026-27: 66.69; 2027-28: 66.69; 2028-29: 66.69; 2029-30: 66.69; 2030-31: 66.69; 2031-32: 66.69; 2032-33: 66.69; 2033-34: 66.69; 2034-35: 66.69; 2035-36: 66.69; 2036-37: 66.69; 2037-38: 66.69; 2038-39: 66.69; 2039-40: 66.69; 2040-41: 42.99; 2041-42: 42.99; 2042-43: 42.99; 2043-44: 42.99; 2044-45: 42.99; 2045-46: 42.99; 2046-47: 42.99; 2047-48: 42.99; 2048-49: 42.99; 2049-50: 42.99
7BL | Baseline forecast changes to Deployable Output | sum (7.1BL:7.6BL) | Ml/d | 2 | 2019-20: 0; 2020-21: 0; 2021-22: 0; 2022-23: 0; 2023-24: 0; 2024-25: 0; 2025-26: -16.75; 2026-27: -16.75; 2027-28: -16.75; 2028-29: -16.75; 2029-30: -16.75; 2030-31: -16.75; 2031-32: -16.75; 2032-33: -16.75; 2033-34: -16.75; 2034-35: -16.75; 2035-36: -16.75; 2036-37: -16.75; 2037-38: -16.75; 2038-39: -16.75; 2039-40: -16.75; 2040-41: -40.45; 2041-42: -40.45; 2042-43: -40.45; 2043-44: -40.45; 2044-45: -40.45; 2045-46: -40.45; 2046-47: -40.45; 2047-48: -40.45; 2048-49: -40.45; 2049-50: -40.45
7.1BL | Change in DO due to climate change | Input | Ml/d | 2 | 2019-20: 0; 2020-21: 0; 2021-22: 0; 2022-23: 0; 2023-24: 0; 2024-25: 0; 2025-26: 0; 2026-27: 0; 2027-28: 0; 2028-29: 0; 2029-30: 0; 2030-31: 0; 2031-32: 0; 2032-33: 0; 2033-34: 0; 2034-35: 0; 2035-36: 0; 2036-37: 0; 2037-38: 0; 2038-39: 0; 2039-40: 0; 2040-41: 0; 2041-42: 0; 2042-43: 0; 2043-44: 0; 2044-45: 0; 2045-46: 0; 2046-47: 0; 2047-48: 0; 2048-49: 0; 2049-50: 0
7.2BL | Total confirmed DO reductions to restore sustainable abstraction enter as -ve | Input | Ml/d | 2 | 2019-20: 0; 2020-21: 0; 2021-22: 0; 2022-23: 0; 2023-24: 0; 2024-25: 0; 2025-26: -16.75; 2026-27: -16.75; 2027-28: -16.75; 2028-29: -16.75; 2029-30: -16.75; 2030-31: -16.75; 2031-32: -16.75; 2032-33: -16.75; 2033-34: -16.75; 2034-35: -16.75; 2035-36: -16.75; 2036-37: -16.75; 2037-38: -16.75; 2038-39: -16.75; 2039-40: -16.75; 2040-41: -16.75; 2041-42: -16.75; 2042-43: -16.75; 2043-44: -16.75; 2044-45: -16.75; 2045-46: -16.75; 2046-47: -16.75; 2047-48: -16.75; 2048-49: -16.75; 2049-50: -16.75
7.3BL | Total additional DO reductions for Environmental Destination (excl. any confirmed reductions) enter as -ve | Input | Ml/d | 2 | 2019-20: 0; 2020-21: 0; 2021-22: 0; 2022-23: 0; 2023-24: 0; 2024-25: 0; 2025-26: 0; 2026-27: 0; 2027-28: 0; 2028-29: 0; 2029-30: 0; 2030-31: 0; 2031-32: 0; 2032-33: 0; 2033-34: 0; 2034-35: 0; 2035-36: 0; 2036-37: 0; 2037-38: 0; 2038-39: 0; 2039-40: 0; 2040-41: -23.7; 2041-42: -23.7; 2042-43: -23.7; 2043-44: -23.7; 2044-45: -23.7; 2045-46: -23.7; 2046-47: -23.7; 2047-48: -23.7; 2048-49: -23.7; 2049-50: -23.7
7.4BL | Change in DO from prolonged Outage reduction enter as -ve | Input | Ml/d | 2 | 2019-20: 0; 2020-21: 0; 2021-22: 0; 2022-23: 0; 2023-24: 0; 2024-25: 0; 2025-26: 0; 2026-27: 0; 2027-28: 0; 2028-29: 0; 2029-30: 0; 2030-31: 0; 2031-32: 0; 2032-33: 0; 2033-34: 0; 2034-35: 0; 2035-36: 0; 2036-37: 0; 2037-38: 0; 2038-39: 0; 2039-40: 0; 2040-41: 0; 2041-42: 0; 2042-43: 0; 2043-44: 0; 2044-45: 0; 2045-46: 0; 2046-47: 0; 2047-48: 0; 2048-49: 0; 2049-50: 0
7.5BL | Change in DO from drought measures | Zero for baseline | Ml/d | 2 | 2019-20: 0; 2020-21: 0; 2021-22: 0; 2022-23: 0; 2023-24: 0; 2024-25: 0; 2025-26: 0; 2026-27: 0; 2027-28: 0; 2028-29: 0; 2029-30: 0; 2030-31: 0; 2031-32: 0; 2032-33: 0; 2033-34: 0; 2034-35: 0; 2035-36: 0; 2036-37: 0; 2037-38: 0; 2038-39: 0; 2039-40: 0; 2040-41: 0; 2041-42: 0; 2042-43: 0; 2043-44: 0; 2044-45: 0; 2045-46: 0; 2046-47: 0; 2047-48: 0; 2048-49: 0; 2049-50: 0
7.6BL | Total other changes to DO (e.g. nitrates/operational decline) | Input | Ml/d | 2 | 2019-20: 0; 2020-21: 0; 2021-22: 0; 2022-23: 0; 2023-24: 0; 2024-25: 0; 2025-26: 0; 2026-27: 0; 2027-28: 0; 2028-29: 0; 2029-30: 0; 2030-31: 0; 2031-32: 0; 2032-33: 0; 2033-34: 0; 2034-35: 0; 2035-36: 0; 2036-37: 0; 2037-38: 0; 2038-39: 0; 2039-40: 0; 2040-41: 0; 2041-42: 0; 2042-43: 0; 2043-44: 0; 2044-45: 0; 2045-46: 0; 2046-47: 0; 2047-48: 0; 2048-49: 0; 2049-50: 0
8BL | Raw water losses, treatment works losses and operational use | Input | Ml/d | 2 | 2019-20: 4.99; 2020-21: 4.99; 2021-22: 4.99; 2022-23: 4.99; 2023-24: 4.99; 2024-25: 4.99; 2025-26: 4.99; 2026-27: 4.99; 2027-28: 4.99; 2028-29: 4.99; 2029-30: 4.99; 2030-31: 4.99; 2031-32: 4.99; 2032-33: 4.99; 2033-34: 4.99; 2034-35: 4.99; 2035-36: 4.99; 2036-37: 4.99; 2037-38: 4.99; 2038-39: 4.99; 2039-40: 4.99; 2040-41: 4.99; 2041-42: 4.99; 2042-43: 4.99; 2043-44: 4.99; 2044-45: 4.99; 2045-46: 4.99; 2046-47: 4.99; 2047-48: 4.99; 2048-49: 4.99; 2049-50: 4.99
9BL | Total Outage Allowance | Input | Ml/d | 2 | 2019-20: 0.63; 2020-21: 0.63; 2021-22: 0.63; 2022-23: 0.63; 2023-24: 0.63; 2024-25: 0.63; 2025-26: 0.63; 2026-27: 0.63; 2027-28: 0.63; 2028-29: 0.63; 2029-30: 0.63; 2030-31: 0.54; 2031-32: 0.54; 2032-33: 0.54; 2033-34: 0.54; 2034-35: 0.54; 2035-36: 0.54; 2036-37: 0.54; 2037-38: 0.54; 2038-39: 0.54; 2039-40: 0.54; 2040-41: 0.54; 2041-42: 0.54; 2042-43: 0.54; 2043-44: 0.54; 2044-45: 0.54; 2045-46: 0.54; 2046-47: 0.54; 2047-48: 0.54; 2048-49: 0.54; 2049-50: 0.54
10BL | Water Available For Use (own sources) | (6BL + 7BL) - (8BL + 9BL) | Ml/d | 2 | 2019-20: 78.97; 2020-21: 78.97; 2021-22: 78.97; 2022-23: 78.97; 2023-24: 78.97; 2024-25: 78.97; 2025-26: 61.07; 2026-27: 61.07; 2027-28: 61.07; 2028-29: 61.07; 2029-30: 61.07; 2030-31: 61.16; 2031-32: 61.16; 2032-33: 61.16; 2033-34: 61.16; 2034-35: 61.16; 2035-36: 61.16; 2036-37: 61.16; 2037-38: 61.16; 2038-39: 61.16; 2039-40: 61.16; 2040-41: 37.46; 2041-42: 37.46; 2042-43: 37.46; 2043-44: 37.46; 2044-45: 37.46; 2045-46: 37.46; 2046-47: 37.46; 2047-48: 37.46; 2048-49: 37.46; 2049-50: 37.46
11BL | Total Water Available For Use | 10BL + sum (2BL:5BL) | Ml/d | 2 | 2019-20: 74.72; 2020-21: 74.72; 2021-22: 74.72; 2022-23: 74.72; 2023-24: 74.72; 2024-25: 74.72; 2025-26: 55.95; 2026-27: 55.93; 2027-28: 55.93; 2028-29: 55.851; 2029-30: 55.731; 2030-31: 55.241; 2031-32: 55.171; 2032-33: 55.101; 2033-34: 55.021; 2034-35: 54.901; 2035-36: 54.911; 2036-37: 54.901; 2037-38: 54.762; 2038-39: 54.621; 2039-40: 54.661; 2040-41: 27.4311; 2041-42: 27.361; 2042-43: 27.311; 2043-44: 27.231; 2044-45: 27.181; 2045-46: 27.131; 2046-47: 27.051; 2047-48: 26.981; 2048-49: 26.901; 2049-50: 26.811
12BL | Water delivered measured non-household | Input | Ml/d | 2 | 2019-20: 13.45; 2020-21: 13.73; 2021-22: 14.22; 2022-23: 14.17; 2023-24: 14.11; 2024-25: 15.16; 2025-26: 15.1; 2026-27: 15.05; 2027-28: 15; 2028-29: 14.96; 2029-30: 14.91; 2030-31: 14.87; 2031-32: 14.82; 2032-33: 14.78; 2033-34: 14.74; 2034-35: 14.7; 2035-36: 14.67; 2036-37: 14.63; 2037-38: 14.6; 2038-39: 14.57; 2039-40: 14.53; 2040-41: 14.5; 2041-42: 14.48; 2042-43: 14.45; 2043-44: 14.42; 2044-45: 14.4; 2045-46: 14.38; 2046-47: 14.36; 2047-48: 14.34; 2048-49: 14.32; 2049-50: 14.3
12.1BL | Non-potable water consumption (if applicable) | Input | Ml/d | 2 | 2019-20: 0; 2020-21: 0; 2021-22: 0; 2022-23: 0; 2023-24: 0; 2024-25: 0; 2025-26: 0; 2026-27: 0; 2027-28: 0; 2028-29: 0; 2029-30: 0; 2030-31: 0; 2031-32: 0; 2032-33: 0; 2033-34: 0; 2034-35: 0; 2035-36: 0; 2036-37: 0; 2037-38: 0; 2038-39: 0; 2039-40: 0; 2040-41: 0; 2041-42: 0; 2042-43: 0; 2043-44: 0; 2044-45: 0; 2045-46: 0; 2046-47: 0; 2047-48: 0; 2048-49: 0; 2049-50: 0
13BL | Water delivered unmeasured non-household | Input | Ml/d | 2 | 2019-20: 0.06; 2020-21: 0.06; 2021-22: 0.06; 2022-23: 0.06; 2023-24: 0.06; 2024-25: 0.06; 2025-26: 0.06; 2026-27: 0.06; 2027-28: 0.06; 2028-29: 0.06; 2029-30: 0.06; 2030-31: 0.06; 2031-32: 0.06; 2032-33: 0.06; 2033-34: 0.06; 2034-35: 0.06; 2035-36: 0.06; 2036-37: 0.06; 2037-38: 0.06; 2038-39: 0.06; 2039-40: 0.06; 2040-41: 0.06; 2041-42: 0.06; 2042-43: 0.06; 2043-44: 0.06; 2044-45: 0.06; 2045-46: 0.06; 2046-47: 0.06; 2047-48: 0.06; 2048-49: 0.06; 2049-50: 0.06
14BL | Water delivered measured household | Input | Ml/d | 2 | 2019-20: 36.62; 2020-21: 37.24; 2021-22: 37.78; 2022-23: 38.46; 2023-24: 39.09; 2024-25: 39.62; 2025-26: 40.17; 2026-27: 40.85; 2027-28: 41.35; 2028-29: 41.95; 2029-30: 42.52; 2030-31: 43.04; 2031-32: 43.54; 2032-33: 44.03; 2033-34: 44.53; 2034-35: 44.94; 2035-36: 45.38; 2036-37: 45.79; 2037-38: 46.24; 2038-39: 46.71; 2039-40: 47.24; 2040-41: 47.71; 2041-42: 48.18; 2042-43: 48.64; 2043-44: 49.09; 2044-45: 49.54; 2045-46: 49.88; 2046-47: 50.21; 2047-48: 50.54; 2048-49: 50.85; 2049-50: 51.11
15BL | Water delivered unmeasured household | Input | Ml/d | 2 | 2019-20: 14.5; 2020-21: 14.01; 2021-22: 13.57; 2022-23: 13.08; 2023-24: 12.59; 2024-25: 12.13; 2025-26: 11.74; 2026-27: 11.36; 2027-28: 11; 2028-29: 10.65; 2029-30: 10.32; 2030-31: 10.02; 2031-32: 9.74; 2032-33: 9.46; 2033-34: 9.2; 2034-35: 8.94; 2035-36: 8.7; 2036-37: 8.46; 2037-38: 8.23; 2038-39: 8.02; 2039-40: 7.83; 2040-41: 7.64; 2041-42: 7.46; 2042-43: 7.28; 2043-44: 7.12; 2044-45: 6.96; 2045-46: 6.89; 2046-47: 6.83; 2047-48: 6.77; 2048-49: 6.71; 2049-50: 6.71
16BL | Percentage of consumption driven by climate change | Input | % | 1 | 2019-20: 0%; 2020-21: 0%; 2021-22: 0%; 2022-23: 0.1%; 2023-24: 0.1%; 2024-25: 0.1%; 2025-26: 0.1%; 2026-27: 0.1%; 2027-28: 0.1%; 2028-29: 0.2%; 2029-30: 0.2%; 2030-31: 0.2%; 2031-32: 0.2%; 2032-33: 0.3%; 2033-34: 0.3%; 2034-35: 0.3%; 2035-36: 0.4%; 2036-37: 0.4%; 2037-38: 0.4%; 2038-39: 0.5%; 2039-40: 0.5%; 2040-41: 0.6%; 2041-42: 0.6%; 2042-43: 0.6%; 2043-44: 0.7%; 2044-45: 0.7%; 2045-46: 0.8%; 2046-47: 0.8%; 2047-48: 0.8%; 2048-49: 0.8%; 2049-50: 0.9%
17BL | Volume of consumption driven by climate change | 16BL * (12BL + sum(13BL:15BL) - sum (23BL:26BL)) | Ml/d | 2 | 2019-20: 0; 2020-21: 0; 2021-22: 0; 2022-23: 0.0629; 2023-24: 0.06304; 2024-25: 0.06421; 2025-26: 0.06437; 2026-27: 0.06467; 2027-28: 0.06482; 2028-29: 0.13014; 2029-30: 0.13064; 2030-31: 0.1311; 2031-32: 0.13154; 2032-33: 0.19785; 2033-34: 0.19842; 2034-35: 0.19875; 2035-36: 0.26564; 2036-37: 0.26612; 2037-38: 0.26684; 2038-39: 0.33465; 2039-40: 0.33615; 2040-41: 0.40488; 2041-42: 0.40644; 2042-43: 0.40794; 2043-44: 0.47768; 2044-45: 0.47957; 2045-46: 0.54992; 2046-47: 0.55192; 2047-48: 0.55376; 2048-49: 0.5556; 2049-50: 0.62712
18BL | Measured Household - PCC | ((14BL - 25BL) * 1,000,000) / (39BL *1,000) | l/h/d | 1 | 2019-20: 129.2634; 2020-21: 128.3163; 2021-22: 127.8198; 2022-23: 126.7101; 2023-24: 126.0878; 2024-25: 125.4287; 2025-26: 125.1664; 2026-27: 124.9228; 2027-28: 124.7095; 2028-29: 124.4991; 2029-30: 124.2976; 2030-31: 124.2723; 2031-32: 124.3427; 2032-33: 124.5488; 2033-34: 124.7025; 2034-35: 124.8741; 2035-36: 125.0268; 2036-37: 125.2036; 2037-38: 125.422; 2038-39: 125.6951; 2039-40: 125.9621; 2040-41: 126.113; 2041-42: 126.2803; 2042-43: 126.422; 2043-44: 126.5447; 2044-45: 126.6917; 2045-46: 126.7424; 2046-47: 126.825; 2047-48: 126.8852; 2048-49: 126.9418; 2049-50: 126.9841
19BL | Unmeasured Household - PCC | ((15BL - 26BL) * 1,000,000) / (40BL *1,000) | l/h/d | 1 | 2019-20: 197.2551; 2020-21: 196.8758; 2021-22: 196.4195; 2022-23: 195.9982; 2023-24: 195.4663; 2024-25: 195.013; 2025-26: 194.6132; 2026-27: 194.0477; 2027-28: 193.776; 2028-29: 193.0793; 2029-30: 192.7839; 2030-31: 192.7294; 2031-32: 192.9889; 2032-33: 193.2897; 2033-34: 193.5097; 2034-35: 193.5407; 2035-36: 193.8259; 2036-37: 194.0062; 2037-38: 194.1898; 2038-39: 194.3298; 2039-40: 194.7502; 2040-41: 195.0509; 2041-42: 195.171; 2042-43: 195.3793; 2043-44: 195.6994; 2044-45: 196.1876; 2045-46: 196.0171; 2046-47: 196.4252; 2047-48: 196.4348; 2048-49: 196.7034; 2049-50: 196.8174
20BL | Average Household - PCC | (((14BL - 25BL) + (15BL - 26BL)) * 1,000,000) / ((39BL + 40BL) *1,000) | l/h/d | 1 | 2019-20: 142.8461; 2020-21: 141.3869; 2021-22: 140.3801; 2022-23: 138.7596; 2023-24: 137.5853; 2024-25: 136.4357; 2025-26: 135.7132; 2026-27: 134.9815; 2027-28: 134.3708; 2028-29: 133.7115; 2029-30: 133.1358; 2030-31: 132.7779; 2031-32: 132.5608; 2032-33: 132.4958; 2033-34: 132.3862; 2034-35: 132.2948; 2035-36: 132.2198; 2036-37: 132.1652; 2037-38: 132.1565; 2038-39: 132.2037; 2039-40: 132.2823; 2040-41: 132.2525; 2041-42: 132.2296; 2042-43: 132.1987; 2043-44: 132.1669; 2044-45: 132.1767; 2045-46: 132.1273; 2046-47: 132.1556; 2047-48: 132.1355; 2048-49: 132.1345; 2049-50: 132.1566
21BL | Water taken unbilled | Input | Ml/d | 2 | 2019-20: 1.38; 2020-21: 1.38; 2021-22: 1.37; 2022-23: 1.36; 2023-24: 1.38; 2024-25: 1.38; 2025-26: 1.38; 2026-27: 1.39; 2027-28: 1.38; 2028-29: 1.39; 2029-30: 1.39; 2030-31: 1.39; 2031-32: 1.38; 2032-33: 1.39; 2033-34: 1.38; 2034-35: 1.38; 2035-36: 1.38; 2036-37: 1.38; 2037-38: 1.39; 2038-39: 1.38; 2039-40: 1.4; 2040-41: 1.39; 2041-42: 1.37; 2042-43: 1.37; 2043-44: 1.39; 2044-45: 1.38; 2045-46: 1.38; 2046-47: 1.38; 2047-48: 1.37; 2048-49: 1.39; 2049-50: 1.39
22BL | Distribution system operational use | Input | Ml/d | 2 | 2019-20: 0.3; 2020-21: 0.3; 2021-22: 0.3; 2022-23: 0.3; 2023-24: 0.3; 2024-25: 0.3; 2025-26: 0.3; 2026-27: 0.3; 2027-28: 0.3; 2028-29: 0.3; 2029-30: 0.3; 2030-31: 0.3; 2031-32: 0.3; 2032-33: 0.3; 2033-34: 0.3; 2034-35: 0.3; 2035-36: 0.3; 2036-37: 0.3; 2037-38: 0.3; 2038-39: 0.3; 2039-40: 0.3; 2040-41: 0.3; 2041-42: 0.3; 2042-43: 0.3; 2043-44: 0.3; 2044-45: 0.3; 2045-46: 0.3; 2046-47: 0.3; 2047-48: 0.3; 2048-49: 0.3; 2049-50: 0.3
23BL | Measured Non Household - USPL | Input | Ml/d | 2 | 2019-20: 0.06; 2020-21: 0.06; 2021-22: 0.06; 2022-23: 0.06; 2023-24: 0.06; 2024-25: 0.06; 2025-26: 0.06; 2026-27: 0.06; 2027-28: 0.06; 2028-29: 0.06; 2029-30: 0.06; 2030-31: 0.06; 2031-32: 0.06; 2032-33: 0.06; 2033-34: 0.06; 2034-35: 0.06; 2035-36: 0.06; 2036-37: 0.07; 2037-38: 0.07; 2038-39: 0.07; 2039-40: 0.07; 2040-41: 0.07; 2041-42: 0.07; 2042-43: 0.07; 2043-44: 0.07; 2044-45: 0.07; 2045-46: 0.07; 2046-47: 0.07; 2047-48: 0.07; 2048-49: 0.07; 2049-50: 0.07
24BL | Unmeasured Non Household - USPL | Input | Ml/d | 2 | 2019-20: 0; 2020-21: 0; 2021-22: 0; 2022-23: 0; 2023-24: 0; 2024-25: 0; 2025-26: 0; 2026-27: 0; 2027-28: 0; 2028-29: 0; 2029-30: 0; 2030-31: 0; 2031-32: 0; 2032-33: 0; 2033-34: 0; 2034-35: 0; 2035-36: 0; 2036-37: 0; 2037-38: 0; 2038-39: 0; 2039-40: 0; 2040-41: 0; 2041-42: 0; 2042-43: 0; 2043-44: 0; 2044-45: 0; 2045-46: 0; 2046-47: 0; 2047-48: 0; 2048-49: 0; 2049-50: 0
25BL | Measured Household - USPL | Input | Ml/d | 2 | 2019-20: 1.76; 2020-21: 1.74; 2021-22: 1.72; 2022-23: 1.7; 2023-24: 1.68; 2024-25: 1.66; 2025-26: 1.63; 2026-27: 1.61; 2027-28: 1.58; 2028-29: 1.56; 2029-30: 1.53; 2030-31: 1.5; 2031-32: 1.47; 2032-33: 1.49; 2033-34: 1.52; 2034-35: 1.54; 2035-36: 1.57; 2036-37: 1.59; 2037-38: 1.62; 2038-39: 1.64; 2039-40: 1.66; 2040-41: 1.68; 2041-42: 1.7; 2042-43: 1.72; 2043-44: 1.74; 2044-45: 1.76; 2045-46: 1.78; 2046-47: 1.79; 2047-48: 1.81; 2048-49: 1.82; 2049-50: 1.83
26BL | Unmeasured Household - USPL | Input | Ml/d | 2 | 2019-20: 1.22; 2020-21: 1.18; 2021-22: 1.15; 2022-23: 1.11; 2023-24: 1.07; 2024-25: 1.04; 2025-26: 1.01; 2026-27: 0.98; 2027-28: 0.95; 2028-29: 0.93; 2029-30: 0.9; 2030-31: 0.88; 2031-32: 0.86; 2032-33: 0.83; 2033-34: 0.81; 2034-35: 0.79; 2035-36: 0.77; 2036-37: 0.75; 2037-38: 0.73; 2038-39: 0.72; 2039-40: 0.7; 2040-41: 0.68; 2041-42: 0.67; 2042-43: 0.65; 2043-44: 0.64; 2044-45: 0.62; 2045-46: 0.62; 2046-47: 0.61; 2047-48: 0.61; 2048-49: 0.6; 2049-50: 0.6
27BL | Void Properties - USPL | Input | Ml/d | 2 | 2019-20: 0.15; 2020-21: 0.15; 2021-22: 0.15; 2022-23: 0.15; 2023-24: 0.15; 2024-25: 0.15; 2025-26: 0.15; 2026-27: 0.16; 2027-28: 0.16; 2028-29: 0.16; 2029-30: 0.16; 2030-31: 0.16; 2031-32: 0.16; 2032-33: 0.16; 2033-34: 0.17; 2034-35: 0.17; 2035-36: 0.17; 2036-37: 0.17; 2037-38: 0.17; 2038-39: 0.17; 2039-40: 0.17; 2040-41: 0.17; 2041-42: 0.18; 2042-43: 0.18; 2043-44: 0.18; 2044-45: 0.18; 2045-46: 0.18; 2046-47: 0.18; 2047-48: 0.18; 2048-49: 0.18; 2049-50: 0.18
28BL | Distribution losses | Input | Ml/d | 2 | 2019-20: 3.5; 2020-21: 3.42; 2021-22: 3.38; 2022-23: 3.31; 2023-24: 3.24; 2024-25: 3.17; 2025-26: 3.17; 2026-27: 3.17; 2027-28: 3.17; 2028-29: 3.17; 2029-30: 3.17; 2030-31: 3.17; 2031-32: 3.17; 2032-33: 3.17; 2033-34: 3.17; 2034-35: 3.17; 2035-36: 3.17; 2036-37: 3.17; 2037-38: 3.17; 2038-39: 3.17; 2039-40: 3.17; 2040-41: 3.17; 2041-42: 3.17; 2042-43: 3.17; 2043-44: 3.17; 2044-45: 3.17; 2045-46: 3.17; 2046-47: 3.17; 2047-48: 3.17; 2048-49: 3.17; 2049-50: 3.17
29BL | Total Leakage | sum (23BL:28BL) | Ml/d | 2 | 2019-20: 6.69; 2020-21: 6.55; 2021-22: 6.46; 2022-23: 6.33; 2023-24: 6.2; 2024-25: 6.08; 2025-26: 6.02; 2026-27: 5.98; 2027-28: 5.92; 2028-29: 5.88; 2029-30: 5.82; 2030-31: 5.77; 2031-32: 5.72; 2032-33: 5.71; 2033-34: 5.73; 2034-35: 5.73; 2035-36: 5.74; 2036-37: 5.75; 2037-38: 5.76; 2038-39: 5.77; 2039-40: 5.77; 2040-41: 5.77; 2041-42: 5.79; 2042-43: 5.79; 2043-44: 5.8; 2044-45: 5.8; 2045-46: 5.82; 2046-47: 5.82; 2047-48: 5.84; 2048-49: 5.84; 2049-50: 5.85
30BL | Leakage/property | (29BL * 1,000,000) / (36BL * 1,000) | l/prop/d | 2 | 2019-20: 40.5575; 2020-21: 38.9591; 2021-22: 37.7656; 2022-23: 36.3948; 2023-24: 35.1691; 2024-25: 34.0609; 2025-26: 33.325; 2026-27: 32.643; 2027-28: 31.957; 2028-29: 31.3505; 2029-30: 30.653; 2030-31: 30.0746; 2031-32: 29.5217; 2032-33: 29.2371; 2033-34: 29.108; 2034-35: 28.9229; 2035-36: 28.7748; 2036-37: 28.6302; 2037-38: 28.4834; 2038-39: 28.3429; 2039-40: 28.1593; 2040-41: 27.9825; 2041-42: 27.9085; 2042-43: 27.7433; 2043-44: 27.6313; 2044-45: 27.477; 2045-46: 27.4226; 2046-47: 27.2785; 2047-48: 27.2333; 2048-49: 27.0999; 2049-50: 27.0182
31BL | Measured Non Household - properties | Input | 000's | 2 | 2019-20: 8.398; 2020-21: 8.451; 2021-22: 8.498; 2022-23: 8.558; 2023-24: 8.607; 2024-25: 8.657; 2025-26: 8.705; 2026-27: 8.756; 2027-28: 8.807; 2028-29: 8.853; 2029-30: 8.899; 2030-31: 8.944; 2031-32: 8.987; 2032-33: 9.031; 2033-34: 9.075; 2034-35: 9.118; 2035-36: 9.162; 2036-37: 9.206; 2037-38: 9.248; 2038-39: 9.288; 2039-40: 9.327; 2040-41: 9.363; 2041-42: 9.397; 2042-43: 9.43; 2043-44: 9.462; 2044-45: 9.492; 2045-46: 9.521; 2046-47: 9.548; 2047-48: 9.575; 2048-49: 9.601; 2049-50: 9.627
32BL | Unmeasured Non Household - properties | Input | 000's | 2 | 2019-20: 0.034; 2020-21: 0.034; 2021-22: 0.034; 2022-23: 0.034; 2023-24: 0.035; 2024-25: 0.035; 2025-26: 0.035; 2026-27: 0.035; 2027-28: 0.035; 2028-29: 0.036; 2029-30: 0.036; 2030-31: 0.036; 2031-32: 0.036; 2032-33: 0.036; 2033-34: 0.036; 2034-35: 0.037; 2035-36: 0.037; 2036-37: 0.037; 2037-38: 0.037; 2038-39: 0.037; 2039-40: 0.037; 2040-41: 0.038; 2041-42: 0.038; 2042-43: 0.038; 2043-44: 0.038; 2044-45: 0.038; 2045-46: 0.038; 2046-47: 0.038; 2047-48: 0.038; 2048-49: 0.039; 2049-50: 0.039
33BL | All void non-households - properties | Input | 000's | 2 | 2019-20: 0; 2020-21: 0; 2021-22: 0; 2022-23: 0; 2023-24: 0; 2024-25: 0; 2025-26: 0; 2026-27: 0; 2027-28: 0; 2028-29: 0; 2029-30: 0; 2030-31: 0; 2031-32: 0; 2032-33: 0; 2033-34: 0; 2034-35: 0; 2035-36: 0; 2036-37: 0; 2037-38: 0; 2038-39: 0; 2039-40: 0; 2040-41: 0; 2041-42: 0; 2042-43: 0; 2043-44: 0; 2044-45: 0; 2045-46: 0; 2046-47: 0; 2047-48: 0; 2048-49: 0; 2049-50: 0
34BL | Measured households - properties (excl. void) | Year before + sum (34.1BL:34.6BL) | 000's | 2 | 2019-20: 122.95; 2020-21: 126.974; 2021-22: 130.628; 2022-23: 134.364; 2023-24: 137.569; 2024-25: 140.568; 2025-26: 143.338; 2026-27: 146.49; 2027-28: 149.126; 2028-29: 151.997; 2029-30: 154.851; 2030-31: 157.366; 2031-32: 159.773; 2032-33: 161.802; 2033-34: 163.821; 2034-35: 165.527; 2035-36: 167.323; 2036-37: 169.091; 2037-38: 170.873; 2038-39: 172.611; 2039-40: 174.304; 2040-41: 175.953; 2041-42: 177.56; 2042-43: 179.125; 2043-44: 180.65; 2044-45: 182.135; 2045-46: 183.371; 2046-47: 184.575; 2047-48: 185.743; 2048-49: 186.873; 2049-50: 187.851
34.1BL | New build properties - properties | Input (new builds in each year) | 000's | 2 | 2019-20: 3.093; 2020-21: 2.893; 2021-22: 2.599; 2022-23: 2.776; 2023-24: 2.285; 2024-25: 2.119; 2025-26: 2.049; 2026-27: 2.457; 2027-28: 1.967; 2028-29: 2.225; 2029-30: 2.232; 2030-31: 1.915; 2031-32: 1.83; 2032-33: 1.472; 2033-34: 1.483; 2034-35: 1.189; 2035-36: 1.298; 2036-37: 1.288; 2037-38: 1.32; 2038-39: 1.291; 2039-40: 1.264; 2040-41: 1.235; 2041-42: 1.207; 2042-43: 1.181; 2043-44: 1.154; 2044-45: 1.127; 2045-46: 1.1; 2046-47: 1.073; 2047-48: 1.042; 2048-49: 1.01; 2049-50: 0.978
34.2BL | Meter optants - properties | Input (meter optants in each year) | 000's | 2 | 2019-20: 0.766; 2020-21: 0.732; 2021-22: 0.67; 2022-23: 0.589; 2023-24: 0.564; 2024-25: 0.539; 2025-26: 0.393; 2026-27: 0.38; 2027-28: 0.367; 2028-29: 0.355; 2029-30: 0.343; 2030-31: 0.332; 2031-32: 0.32; 2032-33: 0.31; 2033-34: 0.299; 2034-35: 0.289; 2035-36: 0.28; 2036-37: 0.27; 2037-38: 0.261; 2038-39: 0.253; 2039-40: 0.244; 2040-41: 0.236; 2041-42: 0.228; 2042-43: 0.22; 2043-44: 0.213; 2044-45: 0.206; 2045-46: 0; 2046-47: 0; 2047-48: 0; 2048-49: 0; 2049-50: 0
34.3BL | Compulsory metering - properties | Input (compulsory meters in each year) | 000's | 2 | 2019-20: 0; 2020-21: 0; 2021-22: 0; 2022-23: 0; 2023-24: 0; 2024-25: 0; 2025-26: 0; 2026-27: 0; 2027-28: 0; 2028-29: 0; 2029-30: 0; 2030-31: 0; 2031-32: 0; 2032-33: 0; 2033-34: 0; 2034-35: 0; 2035-36: 0; 2036-37: 0; 2037-38: 0; 2038-39: 0; 2039-40: 0; 2040-41: 0; 2041-42: 0; 2042-43: 0; 2043-44: 0; 2044-45: 0; 2045-46: 0; 2046-47: 0; 2047-48: 0; 2048-49: 0; 2049-50: 0
34.4BL | Metering on change of occupancy - properties | Input (change of occupancy meters in each year) | 000's | 2 | 2019-20: 0.39; 2020-21: 0.376; 2021-22: 0.363; 2022-23: 0.35; 2023-24: 0.336; 2024-25: 0.322; 2025-26: 0.31; 2026-27: 0.297; 2027-28: 0.285; 2028-29: 0.274; 2029-30: 0.263; 2030-31: 0.252; 2031-32: 0.242; 2032-33: 0.232; 2033-34: 0.223; 2034-35: 0.214; 2035-36: 0.205; 2036-37: 0.197; 2037-38: 0.189; 2038-39: 0.182; 2039-40: 0.174; 2040-41: 0.167; 2041-42: 0.161; 2042-43: 0.154; 2043-44: 0.148; 2044-45: 0.142; 2045-46: 0.136; 2046-47: 0.131; 2047-48: 0.126; 2048-49: 0.12; 2049-50: 0
34.5BL | Selective metering - properties | Input (selective meters in each year) | 000's | 2 | 2019-20: 0.024; 2020-21: 0.023; 2021-22: 0.022; 2022-23: 0.021; 2023-24: 0.02; 2024-25: 0.019; 2025-26: 0.018; 2026-27: 0.018; 2027-28: 0.017; 2028-29: 0.017; 2029-30: 0.016; 2030-31: 0.016; 2031-32: 0.015; 2032-33: 0.015; 2033-34: 0.014; 2034-35: 0.014; 2035-36: 0.013; 2036-37: 0.013; 2037-38: 0.012; 2038-39: 0.012; 2039-40: 0.011; 2040-41: 0.011; 2041-42: 0.011; 2042-43: 0.01; 2043-44: 0.01; 2044-45: 0.01; 2045-46: 0; 2046-47: 0; 2047-48: 0; 2048-49: 0; 2049-50: 0
34.6BL | Other changes to existing metering - properties | Input (other changes to meters in each year) | 000's | 2 | 2019-20: 0; 2020-21: 0; 2021-22: 0; 2022-23: 0; 2023-24: 0; 2024-25: 0; 2025-26: 0; 2026-27: 0; 2027-28: 0; 2028-29: 0; 2029-30: 0; 2030-31: 0; 2031-32: 0; 2032-33: 0; 2033-34: 0; 2034-35: 0; 2035-36: 0; 2036-37: 0; 2037-38: 0; 2038-39: 0; 2039-40: 0; 2040-41: 0; 2041-42: 0; 2042-43: 0; 2043-44: 0; 2044-45: 0; 2045-46: 0; 2046-47: 0; 2047-48: 0; 2048-49: 0; 2049-50: 0
34.7BL | Measured household void properties | Input | 000's | 2 | 2019-20: 2.236; 2020-21: 2.29; 2021-22: 2.346; 2022-23: 2.402; 2023-24: 2.451; 2024-25: 2.511; 2025-26: 2.567; 2026-27: 2.621; 2027-28: 2.671; 2028-29: 2.719; 2029-30: 2.763; 2030-31: 2.803; 2031-32: 2.843; 2032-33: 2.88; 2033-34: 2.917; 2034-35: 2.952; 2035-36: 2.986; 2036-37: 3.02; 2037-38: 3.053; 2038-39: 3.085; 2039-40: 3.117; 2040-41: 3.148; 2041-42: 3.177; 2042-43: 3.206; 2043-44: 3.235; 2044-45: 3.262; 2045-46: 3.285; 2046-47: 3.307; 2047-48: 3.328; 2048-49: 3.349; 2049-50: 3.367
35BL | Unmeasured households - properties (excl. void) | Input | 000's | 2 | 2019-20: 30.762; 2020-21: 29.824; 2021-22: 29.011; 2022-23: 28.05; 2023-24: 27.13; 2024-25: 26.249; 2025-26: 25.528; 2026-27: 24.833; 2027-28: 24.163; 2028-29: 23.518; 2029-30: 22.896; 2030-31: 22.297; 2031-32: 21.719; 2032-33: 21.163; 2033-34: 20.626; 2034-35: 20.11; 2035-36: 19.611; 2036-37: 19.131; 2037-38: 18.668; 2038-39: 18.222; 2039-40: 17.793; 2040-41: 17.378; 2041-42: 16.979; 2042-43: 16.594; 2043-44: 16.223; 2044-45: 15.866; 2045-46: 15.729; 2046-47: 15.599; 2047-48: 15.473; 2048-49: 15.353; 2049-50: 15.353
35.1BL | Unmeasured household void properties | Input | 000's | 2 | 2019-20: 0.571; 2020-21: 0.552; 2021-22: 0.538; 2022-23: 0.518; 2023-24: 0.499; 2024-25: 0.484; 2025-26: 0.472; 2026-27: 0.459; 2027-28: 0.447; 2028-29: 0.434; 2029-30: 0.422; 2030-31: 0.41; 2031-32: 0.398; 2032-33: 0.388; 2033-34: 0.378; 2034-35: 0.369; 2035-36: 0.361; 2036-37: 0.352; 2037-38: 0.344; 2038-39: 0.335; 2039-40: 0.328; 2040-41: 0.32; 2041-42: 0.313; 2042-43: 0.306; 2043-44: 0.299; 2044-45: 0.293; 2045-46: 0.29; 2046-47: 0.288; 2047-48: 0.286; 2048-49: 0.284; 2049-50: 0.284
36BL | Total Resource Zone Properties (incl. voids) | sum (31BL:34BL) + 34.7BL + 35BL + 35.1BL | 000's | 2 | 2019-20: 164.951; 2020-21: 168.125; 2021-22: 171.055; 2022-23: 173.926; 2023-24: 176.291; 2024-25: 178.504; 2025-26: 180.645; 2026-27: 183.194; 2027-28: 185.249; 2028-29: 187.557; 2029-30: 189.867; 2030-31: 191.856; 2031-32: 193.756; 2032-33: 195.3; 2033-34: 196.853; 2034-35: 198.113; 2035-36: 199.48; 2036-37: 200.837; 2037-38: 202.223; 2038-39: 203.578; 2039-40: 204.906; 2040-41: 206.2; 2041-42: 207.464; 2042-43: 208.699; 2043-44: 209.907; 2044-45: 211.086; 2045-46: 212.234; 2046-47: 213.355; 2047-48: 214.443; 2048-49: 215.499; 2049-50: 216.521
37BL | Measured Non Household - Population | Input | 000's | 2 | 2019-20: 7.435; 2020-21: 7.496; 2021-22: 7.553; 2022-23: 7.617; 2023-24: 7.674; 2024-25: 7.735; 2025-26: 7.79; 2026-27: 7.866; 2027-28: 7.951; 2028-29: 8.039; 2029-30: 8.122; 2030-31: 8.196; 2031-32: 8.337; 2032-33: 8.439; 2033-34: 8.513; 2034-35: 8.577; 2035-36: 8.639; 2036-37: 8.687; 2037-38: 8.739; 2038-39: 8.799; 2039-40: 8.851; 2040-41: 8.915; 2041-42: 8.982; 2042-43: 9.056; 2043-44: 9.138; 2044-45: 9.222; 2045-46: 9.32; 2046-47: 9.419; 2047-48: 9.516; 2048-49: 9.615; 2049-50: 9.709
38BL | Unmeasured Non Household - Population | Input | 000's | 2 | 2019-20: 0.03; 2020-21: 0.03; 2021-22: 0.03; 2022-23: 0.031; 2023-24: 0.031; 2024-25: 0.031; 2025-26: 0.031; 2026-27: 0.032; 2027-28: 0.032; 2028-29: 0.032; 2029-30: 0.033; 2030-31: 0.033; 2031-32: 0.033; 2032-33: 0.034; 2033-34: 0.034; 2034-35: 0.034; 2035-36: 0.035; 2036-37: 0.035; 2037-38: 0.035; 2038-39: 0.035; 2039-40: 0.036; 2040-41: 0.036; 2041-42: 0.036; 2042-43: 0.036; 2043-44: 0.037; 2044-45: 0.037; 2045-46: 0.037; 2046-47: 0.038; 2047-48: 0.038; 2048-49: 0.039; 2049-50: 0.039
39BL | Measured Household - Population | Input | 000's | 2 | 2019-20: 269.682; 2020-21: 276.66; 2021-22: 282.116; 2022-23: 290.111; 2023-24: 296.698; 2024-25: 302.642; 2025-26: 307.91; 2026-27: 314.114; 2027-28: 318.901; 2028-29: 324.42; 2029-30: 329.773; 2030-31: 334.266; 2031-32: 338.339; 2032-33: 341.553; 2033-34: 344.901; 2034-35: 347.55; 2035-36: 350.405; 2036-37: 353.025; 2037-38: 355.759; 2038-39: 358.566; 2039-40: 361.855; 2040-41: 364.99; 2041-42: 368.07; 2042-43: 371.138; 2043-44: 374.176; 2044-45: 377.136; 2045-46: 379.51; 2046-47: 381.786; 2047-48: 384.048; 2048-49: 386.24; 2049-50: 388.08
40BL | Unmeasured Household - Population | Input | 000's | 2 | 2019-20: 67.324; 2020-21: 65.168; 2021-22: 63.232; 2022-23: 61.072; 2023-24: 58.936; 2024-25: 56.868; 2025-26: 55.135; 2026-27: 53.492; 2027-28: 51.864; 2028-29: 50.342; 2029-30: 48.863; 2030-31: 47.424; 2031-32: 46.013; 2032-33: 44.648; 2033-34: 43.357; 2034-35: 42.11; 2035-36: 40.913; 2036-37: 39.741; 2037-38: 38.622; 2038-39: 37.565; 2039-40: 36.611; 2040-41: 35.683; 2041-42: 34.79; 2042-43: 33.934; 2043-44: 33.112; 2044-45: 32.316; 2045-46: 31.987; 2046-47: 31.666; 2047-48: 31.359; 2048-49: 31.062; 2049-50: 31.044
41BL | Total Resource Zone Population | sum (37BL:40BL) | 000's | 2 | 2019-20: 344.471; 2020-21: 349.354; 2021-22: 352.931; 2022-23: 358.831; 2023-24: 363.339; 2024-25: 367.276; 2025-26: 370.866; 2026-27: 375.504; 2027-28: 378.748; 2028-29: 382.833; 2029-30: 386.791; 2030-31: 389.919; 2031-32: 392.722; 2032-33: 394.674; 2033-34: 396.805; 2034-35: 398.271; 2035-36: 399.992; 2036-37: 401.488; 2037-38: 403.155; 2038-39: 404.965; 2039-40: 407.353; 2040-41: 409.624; 2041-42: 411.878; 2042-43: 414.164; 2043-44: 416.463; 2044-45: 418.711; 2045-46: 420.854; 2046-47: 422.909; 2047-48: 424.961; 2048-49: 426.956; 2049-50: 428.872
42BL | Average household occupancy rate (excl. voids) | (39BL + 40BL) / (34BL + 35BL) | h/prop | 1 | 2019-20: 2.1925; 2020-21: 2.1801; 2021-22: 2.1633; 2022-23: 2.1623; 2023-24: 2.1593; 2024-25: 2.1551; 2025-26: 2.1499; 2026-27: 2.1457; 2027-28: 2.1396; 2028-29: 2.1352; 2029-30: 2.1302; 2030-31: 2.1245; 2031-32: 2.1177; 2032-33: 2.1108; 2033-34: 2.105; 2034-35: 2.099; 2035-36: 2.0933; 2036-37: 2.0867; 2037-38: 2.0807; 2038-39: 2.0758; 2039-40: 2.0743; 2040-41: 2.0725; 2041-42: 2.0708; 2042-43: 2.0697; 2043-44: 2.0688; 2044-45: 2.0679; 2045-46: 2.0668; 2046-47: 2.0655; 2047-48: 2.0645; 2048-49: 2.0635; 2049-50: 2.0626
43BL | Total Household Metering penetration (excl. voids) | 34BL / (34BL + 35BL) | % | 1 | 2019-20: 79.99%; 2020-21: 80.98%; 2021-22: 81.83%; 2022-23: 82.73%; 2023-24: 83.53%; 2024-25: 84.26%; 2025-26: 84.88%; 2026-27: 85.51%; 2027-28: 86.06%; 2028-29: 86.6%; 2029-30: 87.12%; 2030-31: 87.59%; 2031-32: 88.03%; 2032-33: 88.43%; 2033-34: 88.82%; 2034-35: 89.17%; 2035-36: 89.51%; 2036-37: 89.84%; 2037-38: 90.15%; 2038-39: 90.45%; 2039-40: 90.74%; 2040-41: 91.01%; 2041-42: 91.27%; 2042-43: 91.52%; 2043-44: 91.76%; 2044-45: 91.99%; 2045-46: 92.1%; 2046-47: 92.21%; 2047-48: 92.31%; 2048-49: 92.41%; 2049-50: 92.44%
44BL | Total Household Metering penetration (incl. voids) | (34BL) / (34BL + 34.7BL + 35BL + 35.1BL) | % | 1 | 2019-20: 78.55%; 2020-21: 79.54%; 2021-22: 80.38%; 2022-23: 81.27%; 2023-24: 82.06%; 2024-25: 82.78%; 2025-26: 83.38%; 2026-27: 84%; 2027-28: 84.54%; 2028-29: 85.07%; 2029-30: 85.59%; 2030-31: 86.05%; 2031-32: 86.49%; 2032-33: 86.88%; 2033-34: 87.26%; 2034-35: 87.6%; 2035-36: 87.93%; 2036-37: 88.25%; 2037-38: 88.56%; 2038-39: 88.86%; 2039-40: 89.14%; 2040-41: 89.41%; 2041-42: 89.66%; 2042-43: 89.91%; 2043-44: 90.14%; 2044-45: 90.36%; 2045-46: 90.48%; 2046-47: 90.58%; 2047-48: 90.68%; 2048-49: 90.78%; 2049-50: 90.81%
45BL | Distribution input | sum (12BL:15BL) +21BL + 22BL + 27BL + 28BL | Ml/d | 2 | 2019-20: 69.96; 2020-21: 70.29; 2021-22: 70.83; 2022-23: 70.89; 2023-24: 70.92; 2024-25: 71.97; 2025-26: 72.07; 2026-27: 72.34; 2027-28: 72.42; 2028-29: 72.64; 2029-30: 72.83; 2030-31: 73.01; 2031-32: 73.17; 2032-33: 73.35; 2033-34: 73.55; 2034-35: 73.66; 2035-36: 73.83; 2036-37: 73.96; 2037-38: 74.16; 2038-39: 74.38; 2039-40: 74.7; 2040-41: 74.94; 2041-42: 75.2; 2042-43: 75.45; 2043-44: 75.73; 2044-45: 75.99; 2045-46: 76.24; 2046-47: 76.49; 2047-48: 76.73; 2048-49: 76.98; 2049-50: 77.22
46BL | Target headroom (climate change component) | Input | Ml/d | 2 | 2019-20: 0.00088805; 2020-21: 0.00088805; 2021-22: 0.00088805; 2022-23: 0.00088805; 2023-24: 0.00088805; 2024-25: 0.00088805; 2025-26: 0.00088805; 2026-27: 0.0064954; 2027-28: 0.0078528; 2028-29: 0.0031922; 2029-30: 0.0077443; 2030-31: 0.0097978; 2031-32: 0.014608; 2032-33: 0.011803; 2033-34: 0.015346; 2034-35: 0.017413; 2035-36: 0.012885; 2036-37: 0.013764; 2037-38: 0.011722; 2038-39: 0.012705; 2039-40: 0; 2040-41: 0; 2041-42: 0; 2042-43: 0; 2043-44: 0; 2044-45: 0; 2045-46: 0; 2046-47: 0; 2047-48: 0; 2048-49: 0; 2049-50: 0
47BL | Target headroom (All other components) | Input | Ml/d | 2 | 2019-20: 2.9662; 2020-21: 2.9662; 2021-22: 2.9662; 2022-23: 2.9662; 2023-24: 2.9662; 2024-25: 2.9662; 2025-26: 2.9662; 2026-27: 2.9787; 2027-28: 2.9352; 2028-29: 2.9785; 2029-30: 3.0278; 2030-31: 2.7324; 2031-32: 2.8192; 2032-33: 2.9068; 2033-34: 2.9165; 2034-35: 3.1883; 2035-36: 2.786; 2036-37: 2.4817; 2037-38: 2.6726; 2038-39: 2.8678; 2039-40: 2.1834; 2040-41: 2.3547; 2041-42: 2.4556; 2042-43: 2.582; 2043-44: 2.7624; 2044-45: 2.7346; 2045-46: 2.3539; 2046-47: 2.4259; 2047-48: 2.4099; 2048-49: 2.3665; 2049-50: 2.4487
48BL | Target Headroom | 46BL + 47BL | Ml/d | 2 | 2019-20: 2.9671; 2020-21: 2.9671; 2021-22: 2.9671; 2022-23: 2.9671; 2023-24: 2.9671; 2024-25: 2.9671; 2025-26: 2.9671; 2026-27: 2.9852; 2027-28: 2.943; 2028-29: 2.9817; 2029-30: 3.0356; 2030-31: 2.7422; 2031-32: 2.8338; 2032-33: 2.9186; 2033-34: 2.9319; 2034-35: 3.2057; 2035-36: 2.7989; 2036-37: 2.4955; 2037-38: 2.6843; 2038-39: 2.8805; 2039-40: 2.1834; 2040-41: 2.3547; 2041-42: 2.4556; 2042-43: 2.582; 2043-44: 2.7624; 2044-45: 2.7346; 2045-46: 2.3539; 2046-47: 2.4259; 2047-48: 2.4099; 2048-49: 2.3665; 2049-50: 2.4487
49BL | Available Headroom | 11BL - 45BL | Ml/d | 2 | 2019-20: 4.76; 2020-21: 4.43; 2021-22: 3.89; 2022-23: 3.83; 2023-24: 3.8; 2024-25: 2.75; 2025-26: -16.12; 2026-27: -16.41; 2027-28: -16.49; 2028-29: -16.789; 2029-30: -17.099; 2030-31: -17.769; 2031-32: -17.999; 2032-33: -18.249; 2033-34: -18.529; 2034-35: -18.759; 2035-36: -18.919; 2036-37: -19.059; 2037-38: -19.398; 2038-39: -19.759; 2039-40: -20.039; 2040-41: -47.5089; 2041-42: -47.839; 2042-43: -48.139; 2043-44: -48.499; 2044-45: -48.809; 2045-46: -49.109; 2046-47: -49.439; 2047-48: -49.749; 2048-49: -50.079; 2049-50: -50.409
49.1BL | Available non-potable balance (if applicable) | 1.1BL -12.1BL | Ml/d | 2 | 2019-20: 0; 2020-21: 0; 2021-22: 0; 2022-23: 0; 2023-24: 0; 2024-25: 0; 2025-26: 0; 2026-27: 0; 2027-28: 0; 2028-29: 0; 2029-30: 0; 2030-31: 0; 2031-32: 0; 2032-33: 0; 2033-34: 0; 2034-35: 0; 2035-36: 0; 2036-37: 0; 2037-38: 0; 2038-39: 0; 2039-40: 0; 2040-41: 0; 2041-42: 0; 2042-43: 0; 2043-44: 0; 2044-45: 0; 2045-46: 0; 2046-47: 0; 2047-48: 0; 2048-49: 0; 2049-50: 0
50BL | Supply Demand Balance | 49BL - 48BL | Ml/d | 2 | 2019-20: 1.7929; 2020-21: 1.4629; 2021-22: 0.92287; 2022-23: 0.86287; 2023-24: 0.83287; 2024-25: -0.21713; 2025-26: -19.0871; 2026-27: -19.3952; 2027-28: -19.433; 2028-29: -19.7707; 2029-30: -20.1346; 2030-31: -20.5112; 2031-32: -20.8328; 2032-33: -21.1676; 2033-34: -21.4609; 2034-35: -21.9647; 2035-36: -21.7179; 2036-37: -21.5545; 2037-38: -22.0823; 2038-39: -22.6395; 2039-40: -22.2224; 2040-41: -49.8636; 2041-42: -50.2946; 2042-43: -50.721; 2043-44: -51.2614; 2044-45: -51.5436; 2045-46: -51.4629; 2046-47: -51.8649; 2047-48: -52.1589; 2048-49: -52.4455; 2049-50: -52.8577
Table 3b: DYAA - Final plan Options | Back to top of sheet |  |  |  | 2019-20: 0.1
WRMP24 reference | Option type | Cat ID | Unit | Decimal places | 2019-20 | 2020-21 | 2021-22 | 2022-23 | 2023-24 | 2024-25 | 2025-26 | 2026-27 | 2027-28 | 2028-29 | 2029-30 | 2030-31 | 2031-32 | 2032-33 | 2033-34 | 2034-35 | 2035-36 | 2036-37 | 2037-38 | 2038-39 | 2039-40 | 2040-41 | 2041-42 | 2042-43 | 2043-44 | 2044-45 | 2045-46 | 2046-47 | 2047-48 | 2048-49 | 2049-50 | 2050-51 | 2051-52 | 2052-53 | 2053-54 | 2054-55 | 2055-56 | 2056-57 | 2057-58 | 2058-59 | 2059-60 | 2060-61 | 2061-62 | 2062-63 | 2063-64 | 2064-65 | 2065-66 | 2066-67 | 2067-68 | 2068-69 | 2069-70 | 2070-71 | 2071-72 | 2072-73 | 2073-74 | 2074-75 | 2075-76 | 2076-77 | 2077-78 | 2078-79 | 2079-80 | 2080-81 | 2081-82 | 2082-83 | 2083-84 | 2084-85 | 2085-86 | 2086-87 | 2087-88 | 2088-89 | 2089-90 | 2090-91 | 2091-92 | 2092-93 | 2093-94 | 2094-95 | 2095-96 | 2096-97 | 2097-98 | 2098-99 | 2099-100
1.11FP | Non potable supplies input reductions as -ve and increases as +ve | RSNPS | Ml/d | 2 | 0.1 2019-20: 0; 0.1 2020-21: 0; 0.1 2021-22: 0; 0.1 2022-23: 0; 0.1 2023-24: 0; 0.1 2024-25: 0; 0.1 2025-26: 0; 0.1 2026-27: 0; 0.1 2027-28: 0; 0.1 2028-29: 0; 0.1 2029-30: 0; 0.1 2030-31: 0; 0.1 2031-32: 0; 0.1 2032-33: 0; 0.1 2033-34: 0; 0.1 2034-35: 0; 0.1 2035-36: 0; 0.1 2036-37: 0; 0.1 2037-38: 0; 0.1 2038-39: 0; 0.1 2039-40: 0; 0.1 2040-41: 0; 0.1 2041-42: 0; 0.1 2042-43: 0; 0.1 2043-44: 0; 0.1 2044-45: 0; 0.1 2045-46: 0; 0.1 2046-47: 0; 0.1 2047-48: 0; 0.1 2048-49: 0; 0.1 2049-50: 0
2.1FP | Raw water imports input reductions as -ve | RSRWI | Ml/d | 2 | 0.1 2019-20: 0; 0.1 2020-21: 0; 0.1 2021-22: 0; 0.1 2022-23: 0; 0.1 2023-24: 0; 0.1 2024-25: 0; 0.1 2025-26: -0.001; 0.1 2026-27: -0.001; 0.1 2027-28: -0.001; 0.1 2028-29: 0.269; 0.1 2029-30: 0.069; 0.1 2030-31: -0.001; 0.1 2031-32: -0.001; 0.1 2032-33: -0.001; 0.1 2033-34: -0.001; 0.1 2034-35: -0.001; 0.1 2035-36: -0.001; 0.1 2036-37: -0.001; 0.1 2037-38: -0.001; 0.1 2038-39: -0.001; 0.1 2039-40: -0.001; 0.1 2040-41: -0.001; 0.1 2041-42: -0.001; 0.1 2042-43: -0.001; 0.1 2043-44: -0.001; 0.1 2044-45: -0.001; 0.1 2045-46: -0.001; 0.1 2046-47: -0.001; 0.1 2047-48: -0.001; 0.1 2048-49: -0.001; 0.1 2049-50: -0.001
3.1FP | Potable water imports input reductions as -ve | RSPWI | Ml/d | 2 | 0.1 2019-20: 0; 0.1 2020-21: 0; 0.1 2021-22: 0; 0.1 2022-23: 0; 0.1 2023-24: 0; 0.1 2024-25: 0; 0.1 2025-26: -0.001; 0.1 2026-27: -0.001; 0.1 2027-28: -0.001; 0.1 2028-29: 0.269; 0.1 2029-30: 0.069; 0.1 2030-31: 16.679; 0.1 2031-32: 16.41; 0.1 2032-33: 16.769; 0.1 2033-34: 16.569; 0.1 2034-35: 16.349; 0.1 2035-36: 15.369; 0.1 2036-37: 14.459; 0.1 2037-38: 14.23; 0.1 2038-39: 14.02; 0.1 2039-40: 12.85; 0.1 2040-41: 19.76; 0.1 2041-42: 19.53; 0.1 2042-43: 19.3; 0.1 2043-44: 19.13; 0.1 2044-45: 19.04; 0.1 2045-46: 18.5; 0.1 2046-47: 18.51; 0.1 2047-48: 18.41; 0.1 2048-49: 18.26; 0.1 2049-50: 18.3
4.1FP | Raw water exports input reductions as +ve and increases as -ve | RSRWE | Ml/d | 2 | 0.1 2019-20: 0; 0.1 2020-21: 0; 0.1 2021-22: 0; 0.1 2022-23: 0; 0.1 2023-24: 0; 0.1 2024-25: 0; 0.1 2025-26: 0; 0.1 2026-27: 0; 0.1 2027-28: 0; 0.1 2028-29: 0; 0.1 2029-30: 0; 0.1 2030-31: 0; 0.1 2031-32: 0; 0.1 2032-33: 0; 0.1 2033-34: 0; 0.1 2034-35: 0; 0.1 2035-36: 0; 0.1 2036-37: 0; 0.1 2037-38: 0; 0.1 2038-39: 0; 0.1 2039-40: 0; 0.1 2040-41: 0; 0.1 2041-42: 0; 0.1 2042-43: 0; 0.1 2043-44: 0; 0.1 2044-45: 0; 0.1 2045-46: 0; 0.1 2046-47: 0; 0.1 2047-48: 0; 0.1 2048-49: 0; 0.1 2049-50: 0
5.1FP | Potable water exports input reductions as +ve and increases as -ve | RSPWE | Ml/d | 2 | 0.1 2019-20: 0; 0.1 2020-21: 0; 0.1 2021-22: 0; 0.1 2022-23: 0; 0.1 2023-24: 0; 0.1 2024-25: 0; 0.1 2025-26: 0.421; 0.1 2026-27: 0.471; 0.1 2027-28: 0.521; 0.1 2028-29: 0.85; 0.1 2029-30: 1; 0.1 2030-31: 1.1; 0.1 2031-32: 1.23; 0.1 2032-33: 0.88; 0.1 2033-34: 0.95; 0.1 2034-35: 1.07; 0.1 2035-36: 1.19; 0.1 2036-37: 1.32; 0.1 2037-38: 1.44; 0.1 2038-39: 1.58; 0.1 2039-40: 1.7; 0.1 2040-41: -3.36; 0.1 2041-42: -3.32; 0.1 2042-43: -3.28; 0.1 2043-44: -3.22; 0.1 2044-45: -3.19; 0.1 2045-46: -3.13; 0.1 2046-47: -3.11; 0.1 2047-48: -3.11; 0.1 2048-49: -3.08; 0.1 2049-50: -3.06
6.2FP | DO benefit from increase raw water abstractions | RSRWA | Ml/d | 2 | 0.1 2019-20: 0; 0.1 2020-21: 0; 0.1 2021-22: 0; 0.1 2022-23: 0; 0.1 2023-24: 0; 0.1 2024-25: 0; 0.1 2025-26: 0; 0.1 2026-27: 0; 0.1 2027-28: 0; 0.1 2028-29: 0; 0.1 2029-30: 0; 0.1 2030-31: 0; 0.1 2031-32: 0; 0.1 2032-33: 0; 0.1 2033-34: 0; 0.1 2034-35: 0; 0.1 2035-36: 0; 0.1 2036-37: 0; 0.1 2037-38: 0; 0.1 2038-39: 0; 0.1 2039-40: 0; 0.1 2040-41: 0; 0.1 2041-42: 0; 0.1 2042-43: 0; 0.1 2043-44: 0; 0.1 2044-45: 0; 0.1 2045-46: 0; 0.1 2046-47: 0; 0.1 2047-48: 0; 0.1 2048-49: 0; 0.1 2049-50: 0
6.3FP | Other options to increase deployable output | RSIPO | Ml/d | 2 | 0.1 2019-20: 0; 0.1 2020-21: 0; 0.1 2021-22: 0; 0.1 2022-23: 0; 0.1 2023-24: 0; 0.1 2024-25: 0; 0.1 2025-26: 17.9; 0.1 2026-27: 17.9; 0.1 2027-28: 17.9; 0.1 2028-29: 16.75; 0.1 2029-30: 16.75; 0.1 2030-31: 0; 0.1 2031-32: 0; 0.1 2032-33: 0; 0.1 2033-34: 0; 0.1 2034-35: 0; 0.1 2035-36: 0; 0.1 2036-37: 0; 0.1 2037-38: 0; 0.1 2038-39: 0; 0.1 2039-40: 0; 0.1 2040-41: 25; 0.1 2041-42: 25; 0.1 2042-43: 25; 0.1 2043-44: 25; 0.1 2044-45: 25; 0.1 2045-46: 25; 0.1 2046-47: 25; 0.1 2047-48: 25; 0.1 2048-49: 25; 0.1 2049-50: 25
7.01FP | DO benefit from supply side drought measures | RSDPS | Ml/d | 2 | 0.1 2019-20: 0; 0.1 2020-21: 0; 0.1 2021-22: 0; 0.1 2022-23: 0; 0.1 2023-24: 0; 0.1 2024-25: 0; 0.1 2025-26: 0; 0.1 2026-27: 0; 0.1 2027-28: 0; 0.1 2028-29: 0; 0.1 2029-30: 0; 0.1 2030-31: 0; 0.1 2031-32: 0; 0.1 2032-33: 0; 0.1 2033-34: 0; 0.1 2034-35: 0; 0.1 2035-36: 0; 0.1 2036-37: 0; 0.1 2037-38: 0; 0.1 2038-39: 0; 0.1 2039-40: 0; 0.1 2040-41: 0; 0.1 2041-42: 0; 0.1 2042-43: 0; 0.1 2043-44: 0; 0.1 2044-45: 0; 0.1 2045-46: 0; 0.1 2046-47: 0; 0.1 2047-48: 0; 0.1 2048-49: 0; 0.1 2049-50: 0
7.02FP | Benefit from demand side drought measures | RSDPD | Ml/d | 2 | 0.1 2019-20: 0; 0.1 2020-21: 0; 0.1 2021-22: 0; 0.1 2022-23: 0; 0.1 2023-24: 0; 0.1 2024-25: 0; 0.1 2025-26: 0; 0.1 2026-27: 0; 0.1 2027-28: 0; 0.1 2028-29: 0; 0.1 2029-30: 0; 0.1 2030-31: 0; 0.1 2031-32: 0; 0.1 2032-33: 0; 0.1 2033-34: 0; 0.1 2034-35: 0; 0.1 2035-36: 0; 0.1 2036-37: 0; 0.1 2037-38: 0; 0.1 2038-39: 0; 0.1 2039-40: 0; 0.1 2040-41: 0; 0.1 2041-42: 0; 0.1 2042-43: 0; 0.1 2043-44: 0; 0.1 2044-45: 0; 0.1 2045-46: 0; 0.1 2046-47: 0; 0.1 2047-48: 0; 0.1 2048-49: 0; 0.1 2049-50: 0
8.1FP | Reduce raw water losses and operational use input as -ve | RSLOU | Ml/d | 2 | 0.1 2019-20: 0; 0.1 2020-21: 0; 0.1 2021-22: 0; 0.1 2022-23: 0; 0.1 2023-24: 0; 0.1 2024-25: 0; 0.1 2025-26: 0; 0.1 2026-27: 0; 0.1 2027-28: 0; 0.1 2028-29: 0; 0.1 2029-30: 0; 0.1 2030-31: 0; 0.1 2031-32: 0; 0.1 2032-33: 0; 0.1 2033-34: 0; 0.1 2034-35: 0; 0.1 2035-36: 0; 0.1 2036-37: 0; 0.1 2037-38: 0; 0.1 2038-39: 0; 0.1 2039-40: 0; 0.1 2040-41: 0; 0.1 2041-42: 0; 0.1 2042-43: 0; 0.1 2043-44: 0; 0.1 2044-45: 0; 0.1 2045-46: 0; 0.1 2046-47: 0; 0.1 2047-48: 0; 0.1 2048-49: 0; 0.1 2049-50: 0
8.2FP | Reduce treatment works losses input as -ve | PSTWL | Ml/d | 2 | 0.1 2019-20: 0; 0.1 2020-21: 0; 0.1 2021-22: 0; 0.1 2022-23: 0; 0.1 2023-24: 0; 0.1 2024-25: 0; 0.1 2025-26: 0; 0.1 2026-27: 0; 0.1 2027-28: 0; 0.1 2028-29: 0; 0.1 2029-30: 0; 0.1 2030-31: 0; 0.1 2031-32: 0; 0.1 2032-33: 0; 0.1 2033-34: 0; 0.1 2034-35: 0; 0.1 2035-36: 0; 0.1 2036-37: 0; 0.1 2037-38: 0; 0.1 2038-39: 0; 0.1 2039-40: 0; 0.1 2040-41: 0; 0.1 2041-42: 0; 0.1 2042-43: 0; 0.1 2043-44: 0; 0.1 2044-45: 0; 0.1 2045-46: 0; 0.1 2046-47: 0; 0.1 2047-48: 0; 0.1 2048-49: 0; 0.1 2049-50: 0
9.1FP | Reduce outages input as -ve | PSROU | Ml/d | 2 | 0.1 2019-20: 0; 0.1 2020-21: 0; 0.1 2021-22: 0; 0.1 2022-23: 0; 0.1 2023-24: 0; 0.1 2024-25: 0; 0.1 2025-26: 0; 0.1 2026-27: 0; 0.1 2027-28: 0; 0.1 2028-29: 0; 0.1 2029-30: 0; 0.1 2030-31: 0; 0.1 2031-32: 0; 0.1 2032-33: 0; 0.1 2033-34: 0; 0.1 2034-35: 0; 0.1 2035-36: 0; 0.1 2036-37: 0; 0.1 2037-38: 0; 0.1 2038-39: 0; 0.1 2039-40: 0; 0.1 2040-41: 0; 0.1 2041-42: 0; 0.1 2042-43: 0; 0.1 2043-44: 0; 0.1 2044-45: 0; 0.1 2045-46: 0; 0.1 2046-47: 0; 0.1 2047-48: 0; 0.1 2048-49: 0; 0.1 2049-50: 0
12.2FP | Change volume delivered to measured non households input reductions as -ve, line to include both measured non-household consumption and USPL options | CVMNH | Ml/d | 2 | 0.1 2019-20: 0; 0.1 2020-21: 0; 0.1 2021-22: 0; 0.1 2022-23: 0; 0.1 2023-24: 0; 0.1 2024-25: 0; 0.1 2025-26: -0.17; 0.1 2026-27: -0.32; 0.1 2027-28: -0.45; 0.1 2028-29: -0.58; 0.1 2029-30: -0.7; 0.1 2030-31: -0.82; 0.1 2031-32: -0.94; 0.1 2032-33: -1.06; 0.1 2033-34: -1.18; 0.1 2034-35: -1.3; 0.1 2035-36: -1.42; 0.1 2036-37: -1.54; 0.1 2037-38: -1.66; 0.1 2038-39: -1.79; 0.1 2039-40: -1.91; 0.1 2040-41: -2.03; 0.1 2041-42: -2.15; 0.1 2042-43: -2.27; 0.1 2043-44: -2.4; 0.1 2044-45: -2.52; 0.1 2045-46: -2.64; 0.1 2046-47: -2.76; 0.1 2047-48: -2.88; 0.1 2048-49: -3.01; 0.1 2049-50: -3.13
13.1FP | Change volume delivered to unmeasured non households input reductions as -ve, line to include both unmeasured non-household consumption and USPL options | CVUNH | Ml/d | 2 | 0.1 2019-20: 0; 0.1 2020-21: 0; 0.1 2021-22: 0; 0.1 2022-23: 0; 0.1 2023-24: 0; 0.1 2024-25: 0; 0.1 2025-26: 0; 0.1 2026-27: 0; 0.1 2027-28: 0; 0.1 2028-29: 0; 0.1 2029-30: 0; 0.1 2030-31: 0; 0.1 2031-32: 0; 0.1 2032-33: 0; 0.1 2033-34: 0; 0.1 2034-35: 0; 0.1 2035-36: 0; 0.1 2036-37: 0; 0.1 2037-38: 0; 0.1 2038-39: 0; 0.1 2039-40: 0; 0.1 2040-41: 0; 0.1 2041-42: 0; 0.1 2042-43: 0; 0.1 2043-44: 0; 0.1 2044-45: 0; 0.1 2045-46: 0; 0.1 2046-47: 0; 0.1 2047-48: 0; 0.1 2048-49: 0; 0.1 2049-50: 0
14.1FP | Change volume delivered to measured households input reductions as -ve, line to include both measured household consumption and USPL options | CVMHH | Ml/d | 2 | 0.1 2019-20: 0; 0.1 2020-21: 0; 0.1 2021-22: 0; 0.1 2022-23: 0; 0.1 2023-24: 0; 0.1 2024-25: 0; 0.1 2025-26: -0.64; 0.1 2026-27: -0.79; 0.1 2027-28: -0.94; 0.1 2028-29: -1.23; 0.1 2029-30: -1.53; 0.1 2030-31: -1.81; 0.1 2031-32: -2.1; 0.1 2032-33: -2.3; 0.1 2033-34: -2.5; 0.1 2034-35: -2.97; 0.1 2035-36: -3.45; 0.1 2036-37: -3.93; 0.1 2037-38: -4.42; 0.1 2038-39: -4.9; 0.1 2039-40: -5.4; 0.1 2040-41: -5.88; 0.1 2041-42: -6.37; 0.1 2042-43: -6.86; 0.1 2043-44: -7.35; 0.1 2044-45: -7.56; 0.1 2045-46: -7.76; 0.1 2046-47: -7.97; 0.1 2047-48: -8.17; 0.1 2048-49: -8.38; 0.1 2049-50: -8.58
15.1FP | Change volume delivered to unmeasured households input reductions as -ve, line to include both unmeasured household consumption and USPL options | CVUHH | Ml/d | 2 | 0.1 2019-20: 0; 0.1 2020-21: 0; 0.1 2021-22: 0; 0.1 2022-23: 0; 0.1 2023-24: 0; 0.1 2024-25: 0; 0.1 2025-26: 0; 0.1 2026-27: 0; 0.1 2027-28: 0; 0.1 2028-29: 0; 0.1 2029-30: 0; 0.1 2030-31: 0; 0.1 2031-32: 0; 0.1 2032-33: 0; 0.1 2033-34: 0; 0.1 2034-35: 0; 0.1 2035-36: 0; 0.1 2036-37: 0; 0.1 2037-38: 0; 0.1 2038-39: 0; 0.1 2039-40: 0; 0.1 2040-41: 0; 0.1 2041-42: 0; 0.1 2042-43: 0; 0.1 2043-44: 0; 0.1 2044-45: 0; 0.1 2045-46: 0; 0.1 2046-47: 0; 0.1 2047-48: 0; 0.1 2048-49: 0; 0.1 2049-50: 0
21.1FP | Options to reduce water taken unbilled input as -ve | CSWTU | Ml/d | 2 | 0.1 2019-20: 0; 0.1 2020-21: 0; 0.1 2021-22: 0; 0.1 2022-23: 0; 0.1 2023-24: 0; 0.1 2024-25: 0; 0.1 2025-26: 0; 0.1 2026-27: 0; 0.1 2027-28: 0; 0.1 2028-29: 0; 0.1 2029-30: 0; 0.1 2030-31: 0; 0.1 2031-32: 0; 0.1 2032-33: 0; 0.1 2033-34: 0; 0.1 2034-35: 0; 0.1 2035-36: 0; 0.1 2036-37: 0; 0.1 2037-38: 0; 0.1 2038-39: 0; 0.1 2039-40: 0; 0.1 2040-41: 0; 0.1 2041-42: 0; 0.1 2042-43: 0; 0.1 2043-44: 0; 0.1 2044-45: 0; 0.1 2045-46: 0; 0.1 2046-47: 0; 0.1 2047-48: 0; 0.1 2048-49: 0; 0.1 2049-50: 0
22.1FP | Reduce distribution system operational use (DSOU) input as -ve | DSDOU | Ml/d | 2 | 0.1 2019-20: 0; 0.1 2020-21: 0; 0.1 2021-22: 0; 0.1 2022-23: 0; 0.1 2023-24: 0; 0.1 2024-25: 0; 0.1 2025-26: 0; 0.1 2026-27: 0; 0.1 2027-28: 0; 0.1 2028-29: 0; 0.1 2029-30: 0; 0.1 2030-31: 0; 0.1 2031-32: 0; 0.1 2032-33: 0; 0.1 2033-34: 0; 0.1 2034-35: 0; 0.1 2035-36: 0; 0.1 2036-37: 0; 0.1 2037-38: 0; 0.1 2038-39: 0; 0.1 2039-40: 0; 0.1 2040-41: 0; 0.1 2041-42: 0; 0.1 2042-43: 0; 0.1 2043-44: 0; 0.1 2044-45: 0; 0.1 2045-46: 0; 0.1 2046-47: 0; 0.1 2047-48: 0; 0.1 2048-49: 0; 0.1 2049-50: 0
23.1FP | Options impacting on measured Non Household - USPL input reductions as -ve | CUMNH | Ml/d | 2 | 0.1 2019-20: 0; 0.1 2020-21: 0; 0.1 2021-22: 0; 0.1 2022-23: 0; 0.1 2023-24: 0; 0.1 2024-25: 0; 0.1 2025-26: 0; 0.1 2026-27: 0; 0.1 2027-28: -0.01; 0.1 2028-29: -0.01; 0.1 2029-30: -0.01; 0.1 2030-31: -0.01; 0.1 2031-32: -0.01; 0.1 2032-33: -0.01; 0.1 2033-34: -0.01; 0.1 2034-35: -0.02; 0.1 2035-36: -0.02; 0.1 2036-37: -0.02; 0.1 2037-38: -0.02; 0.1 2038-39: -0.02; 0.1 2039-40: -0.02; 0.1 2040-41: -0.03; 0.1 2041-42: -0.03; 0.1 2042-43: -0.03; 0.1 2043-44: -0.03; 0.1 2044-45: -0.03; 0.1 2045-46: -0.03; 0.1 2046-47: -0.03; 0.1 2047-48: -0.04; 0.1 2048-49: -0.04; 0.1 2049-50: -0.04
24.1FP | Options impacting on unmeasured Non Household - USPL input reductions as -ve | CUUNH | Ml/d | 2 | 0.1 2019-20: 0; 0.1 2020-21: 0; 0.1 2021-22: 0; 0.1 2022-23: 0; 0.1 2023-24: 0; 0.1 2024-25: 0; 0.1 2025-26: 0; 0.1 2026-27: 0; 0.1 2027-28: 0; 0.1 2028-29: 0; 0.1 2029-30: 0; 0.1 2030-31: 0; 0.1 2031-32: 0; 0.1 2032-33: 0; 0.1 2033-34: 0; 0.1 2034-35: 0; 0.1 2035-36: 0; 0.1 2036-37: 0; 0.1 2037-38: 0; 0.1 2038-39: 0; 0.1 2039-40: 0; 0.1 2040-41: 0; 0.1 2041-42: 0; 0.1 2042-43: 0; 0.1 2043-44: 0; 0.1 2044-45: 0; 0.1 2045-46: 0; 0.1 2046-47: 0; 0.1 2047-48: 0; 0.1 2048-49: 0; 0.1 2049-50: 0
25.1FP | Options impacting on measured Household - USPL input reductions as -ve | CUMHH | Ml/d | 2 | 0.1 2019-20: 0; 0.1 2020-21: 0; 0.1 2021-22: 0; 0.1 2022-23: 0; 0.1 2023-24: 0; 0.1 2024-25: 0; 0.1 2025-26: -0.37; 0.1 2026-27: -0.38; 0.1 2027-28: -0.39; 0.1 2028-29: -0.4; 0.1 2029-30: -0.42; 0.1 2030-31: -0.44; 0.1 2031-32: -0.46; 0.1 2032-33: -0.47; 0.1 2033-34: -0.48; 0.1 2034-35: -0.49; 0.1 2035-36: -0.49; 0.1 2036-37: -0.5; 0.1 2037-38: -0.51; 0.1 2038-39: -0.52; 0.1 2039-40: -0.53; 0.1 2040-41: -0.54; 0.1 2041-42: -0.54; 0.1 2042-43: -0.55; 0.1 2043-44: -0.56; 0.1 2044-45: -0.57; 0.1 2045-46: -0.57; 0.1 2046-47: -0.58; 0.1 2047-48: -0.59; 0.1 2048-49: -0.59; 0.1 2049-50: -0.6
26.1FP | Options impacting on unmeasured Household - USPL input reductions as -ve | CUUHH | Ml/d | 2 | 0.1 2019-20: 0; 0.1 2020-21: 0; 0.1 2021-22: 0; 0.1 2022-23: 0; 0.1 2023-24: 0; 0.1 2024-25: 0; 0.1 2025-26: 0; 0.1 2026-27: 0; 0.1 2027-28: 0; 0.1 2028-29: 0; 0.1 2029-30: 0; 0.1 2030-31: 0; 0.1 2031-32: 0; 0.1 2032-33: 0; 0.1 2033-34: 0; 0.1 2034-35: 0; 0.1 2035-36: 0; 0.1 2036-37: 0; 0.1 2037-38: 0; 0.1 2038-39: 0; 0.1 2039-40: 0; 0.1 2040-41: 0; 0.1 2041-42: 0; 0.1 2042-43: 0; 0.1 2043-44: 0; 0.1 2044-45: 0; 0.1 2045-46: 0; 0.1 2046-47: 0; 0.1 2047-48: 0; 0.1 2048-49: 0; 0.1 2049-50: 0
27.1FP | Options impacting on Void properties - USPL input reductions as -ve | CUVPP | Ml/d | 2 | 0.1 2019-20: 0; 0.1 2020-21: 0; 0.1 2021-22: 0; 0.1 2022-23: 0; 0.1 2023-24: 0; 0.1 2024-25: 0; 0.1 2025-26: 0; 0.1 2026-27: 0; 0.1 2027-28: 0; 0.1 2028-29: 0; 0.1 2029-30: 0; 0.1 2030-31: 0; 0.1 2031-32: 0; 0.1 2032-33: 0; 0.1 2033-34: 0; 0.1 2034-35: 0; 0.1 2035-36: 0; 0.1 2036-37: 0; 0.1 2037-38: 0; 0.1 2038-39: 0; 0.1 2039-40: 0; 0.1 2040-41: 0; 0.1 2041-42: 0; 0.1 2042-43: 0; 0.1 2043-44: 0; 0.1 2044-45: 0; 0.1 2045-46: 0; 0.1 2046-47: 0; 0.1 2047-48: 0; 0.1 2048-49: 0; 0.1 2049-50: 0
28.1FP | Reduce distribution losses input as -ve | DSRDL | Ml/d | 2 | 0.1 2019-20: 0; 0.1 2020-21: 0; 0.1 2021-22: 0; 0.1 2022-23: 0; 0.1 2023-24: 0; 0.1 2024-25: 0; 0.1 2025-26: 0; 0.1 2026-27: -0.01; 0.1 2027-28: -0.05; 0.1 2028-29: -0.09; 0.1 2029-30: -0.09; 0.1 2030-31: -0.1; 0.1 2031-32: -0.15; 0.1 2032-33: -0.16; 0.1 2033-34: -0.26; 0.1 2034-35: -0.28; 0.1 2035-36: -0.29; 0.1 2036-37: -0.31; 0.1 2037-38: -0.33; 0.1 2038-39: -0.35; 0.1 2039-40: -0.36; 0.1 2040-41: -0.55; 0.1 2041-42: -0.57; 0.1 2042-43: -0.57; 0.1 2043-44: -0.6; 0.1 2044-45: -0.61; 0.1 2045-46: -0.69; 0.1 2046-47: -0.74; 0.1 2047-48: -0.81; 0.1 2048-49: -0.88; 0.1 2049-50: -0.91
Table 3c: DYAA - Final plan | Back to top of sheet
WRMP24 reference | Component | Derivation | Unit | Decimal places | 2019-20 | 2020-21 | 2021-22 | 2022-23 | 2023-24 | 2024-25 | 2025-26 | 2026-27 | 2027-28 | 2028-29 | 2029-30 | 2030-31 | 2031-32 | 2032-33 | 2033-34 | 2034-35 | 2035-36 | 2036-37 | 2037-38 | 2038-39 | 2039-40 | 2040-41 | 2041-42 | 2042-43 | 2043-44 | 2044-45 | 2045-46 | 2046-47 | 2047-48 | 2048-49 | 2049-50 | 2050-51 | 2051-52 | 2052-53 | 2053-54 | 2054-55 | 2055-56 | 2056-57 | 2057-58 | 2058-59 | 2059-60 | 2060-61 | 2061-62 | 2062-63 | 2063-64 | 2064-65 | 2065-66 | 2066-67 | 2067-68 | 2068-69 | 2069-70 | 2070-71 | 2071-72 | 2072-73 | 2073-74 | 2074-75 | 2075-76 | 2076-77 | 2077-78 | 2078-79 | 2079-80 | 2080-81 | 2081-82 | 2082-83 | 2083-84 | 2084-85 | 2085-86 | 2086-87 | 2087-88 | 2088-89 | 2089-90 | 2090-91 | 2091-92 | 2092-93 | 2093-94 | 2094-95 | 2095-96 | 2096-97 | 2097-98 | 2098-99 | 2099-100
1FP | Raw water abstracted | Input | Ml/d | 2 | 2019-20: 0; 2020-21: 0; 2021-22: 0; 2022-23: 0; 2023-24: 0; 2024-25: 0; 2025-26: 0; 2026-27: 0; 2027-28: 0; 2028-29: 0; 2029-30: 0; 2030-31: 0; 2031-32: 0; 2032-33: 0; 2033-34: 0; 2034-35: 0; 2035-36: 0; 2036-37: 0; 2037-38: 0; 2038-39: 0; 2039-40: 0; 2040-41: 0; 2041-42: 0; 2042-43: 0; 2043-44: 0; 2044-45: 0; 2045-46: 0; 2046-47: 0; 2047-48: 0; 2048-49: 0; 2049-50: 0
1.1FP | Non-potable water supplies | 1.1BL + 1.11FP | Ml/d | 2 | 2019-20: 0; 2020-21: 0; 2021-22: 0; 2022-23: 0; 2023-24: 0; 2024-25: 0; 2025-26: 0; 2026-27: 0; 2027-28: 0; 2028-29: 0; 2029-30: 0; 2030-31: 0; 2031-32: 0; 2032-33: 0; 2033-34: 0; 2034-35: 0; 2035-36: 0; 2036-37: 0; 2037-38: 0; 2038-39: 0; 2039-40: 0; 2040-41: 0; 2041-42: 0; 2042-43: 0; 2043-44: 0; 2044-45: 0; 2045-46: 0; 2046-47: 0; 2047-48: 0; 2048-49: 0; 2049-50: 0
2FP | Raw water imported | 2BL + 2.1FP | Ml/d | 2 | 2019-20: 0; 2020-21: 0; 2021-22: 0; 2022-23: 0; 2023-24: 0; 2024-25: 0; 2025-26: -0.001; 2026-27: -0.001; 2027-28: -0.001; 2028-29: 0.269; 2029-30: 0.069; 2030-31: -0.001; 2031-32: -0.001; 2032-33: -0.001; 2033-34: -0.001; 2034-35: -0.001; 2035-36: -0.001; 2036-37: -0.001; 2037-38: 0; 2038-39: -0.001; 2039-40: -0.001; 2040-41: -0.0009; 2041-42: -0.001; 2042-43: -0.001; 2043-44: -0.001; 2044-45: -0.001; 2045-46: -0.001; 2046-47: -0.001; 2047-48: -0.001; 2048-49: -0.001; 2049-50: -0.001
3FP | Potable water imported | 3BL + 3.1FP | Ml/d | 2 | 2019-20: 0; 2020-21: 0; 2021-22: 0; 2022-23: 0; 2023-24: 0; 2024-25: 0; 2025-26: 0; 2026-27: 0; 2027-28: 0; 2028-29: 0.27; 2029-30: 0.07; 2030-31: 16.68; 2031-32: 16.411; 2032-33: 16.77; 2033-34: 16.57; 2034-35: 16.35; 2035-36: 15.37; 2036-37: 14.46; 2037-38: 14.231; 2038-39: 14.021; 2039-40: 12.851; 2040-41: 19.761; 2041-42: 19.531; 2042-43: 19.301; 2043-44: 19.131; 2044-45: 19.041; 2045-46: 18.501; 2046-47: 18.511; 2047-48: 18.411; 2048-49: 18.261; 2049-50: 18.301
4FP | Raw water exported enter as -ve | 4BL + 4.1FP | Ml/d | 2 | 2019-20: 0; 2020-21: 0; 2021-22: 0; 2022-23: 0; 2023-24: 0; 2024-25: 0; 2025-26: 0; 2026-27: 0; 2027-28: 0; 2028-29: 0; 2029-30: 0; 2030-31: 0; 2031-32: 0; 2032-33: 0; 2033-34: 0; 2034-35: 0; 2035-36: 0; 2036-37: 0; 2037-38: 0; 2038-39: 0; 2039-40: 0; 2040-41: 0; 2041-42: 0; 2042-43: 0; 2043-44: 0; 2044-45: 0; 2045-46: 0; 2046-47: 0; 2047-48: 0; 2048-49: 0; 2049-50: 0
5FP | Potable water exported enter as -ve | 5BL + 5.1FP | Ml/d | 2 | 2019-20: -4.25; 2020-21: -4.25; 2021-22: -4.25; 2022-23: -4.25; 2023-24: -4.25; 2024-25: -4.25; 2025-26: -4.7; 2026-27: -4.67; 2027-28: -4.62; 2028-29: -4.37; 2029-30: -4.34; 2030-31: -4.82; 2031-32: -4.76; 2032-33: -5.18; 2033-34: -5.19; 2034-35: -5.19; 2035-36: -5.06; 2036-37: -4.94; 2037-38: -4.96; 2038-39: -4.96; 2039-40: -4.8; 2040-41: -13.39; 2041-42: -13.42; 2042-43: -13.43; 2043-44: -13.45; 2044-45: -13.47; 2045-46: -13.46; 2046-47: -13.52; 2047-48: -13.59; 2048-49: -13.64; 2049-50: -13.71
6.1FP | Deployable Output post forecast changes | 6.1BL + 6.2FP + 6.3FP +7.01FP +7.02FP | Ml/d | 2 | 2019-20: 84.59; 2020-21: 84.59; 2021-22: 84.59; 2022-23: 84.59; 2023-24: 84.59; 2024-25: 84.59; 2025-26: 84.59; 2026-27: 84.59; 2027-28: 84.59; 2028-29: 83.44; 2029-30: 83.44; 2030-31: 66.69; 2031-32: 66.69; 2032-33: 66.69; 2033-34: 66.69; 2034-35: 66.69; 2035-36: 66.69; 2036-37: 66.69; 2037-38: 66.69; 2038-39: 66.69; 2039-40: 66.69; 2040-41: 67.99; 2041-42: 67.99; 2042-43: 67.99; 2043-44: 67.99; 2044-45: 67.99; 2045-46: 67.99; 2046-47: 67.99; 2047-48: 67.99; 2048-49: 67.99; 2049-50: 67.99
8FP | Raw water losses, treatment works losses and operational use | 8BL + 8.1FP + 8.2FP | Ml/d | 2 | 2019-20: 4.99; 2020-21: 4.99; 2021-22: 4.99; 2022-23: 4.99; 2023-24: 4.99; 2024-25: 4.99; 2025-26: 4.99; 2026-27: 4.99; 2027-28: 4.99; 2028-29: 4.99; 2029-30: 4.99; 2030-31: 4.99; 2031-32: 4.99; 2032-33: 4.99; 2033-34: 4.99; 2034-35: 4.99; 2035-36: 4.99; 2036-37: 4.99; 2037-38: 4.99; 2038-39: 4.99; 2039-40: 4.99; 2040-41: 4.99; 2041-42: 4.99; 2042-43: 4.99; 2043-44: 4.99; 2044-45: 4.99; 2045-46: 4.99; 2046-47: 4.99; 2047-48: 4.99; 2048-49: 4.99; 2049-50: 4.99
9FP | Total Outage Allowance | 9BL + 9.1FP | Ml/d | 2 | 2019-20: 0.63; 2020-21: 0.63; 2021-22: 0.63; 2022-23: 0.63; 2023-24: 0.63; 2024-25: 0.63; 2025-26: 0.63; 2026-27: 0.63; 2027-28: 0.63; 2028-29: 0.63; 2029-30: 0.63; 2030-31: 0.54; 2031-32: 0.54; 2032-33: 0.54; 2033-34: 0.54; 2034-35: 0.54; 2035-36: 0.54; 2036-37: 0.54; 2037-38: 0.54; 2038-39: 0.54; 2039-40: 0.54; 2040-41: 0.54; 2041-42: 0.54; 2042-43: 0.54; 2043-44: 0.54; 2044-45: 0.54; 2045-46: 0.54; 2046-47: 0.54; 2047-48: 0.54; 2048-49: 0.54; 2049-50: 0.54
10FP | Water Available For Use (own sources) | (6.1FP) - (8FP + 9FP) | Ml/d | 2 | 2019-20: 78.97; 2020-21: 78.97; 2021-22: 78.97; 2022-23: 78.97; 2023-24: 78.97; 2024-25: 78.97; 2025-26: 78.97; 2026-27: 78.97; 2027-28: 78.97; 2028-29: 77.82; 2029-30: 77.82; 2030-31: 61.16; 2031-32: 61.16; 2032-33: 61.16; 2033-34: 61.16; 2034-35: 61.16; 2035-36: 61.16; 2036-37: 61.16; 2037-38: 61.16; 2038-39: 61.16; 2039-40: 61.16; 2040-41: 62.46; 2041-42: 62.46; 2042-43: 62.46; 2043-44: 62.46; 2044-45: 62.46; 2045-46: 62.46; 2046-47: 62.46; 2047-48: 62.46; 2048-49: 62.46; 2049-50: 62.46
11FP | Total Water Available For Use | 10FP + sum (2FP:5FP) | Ml/d | 2 | 2019-20: 74.72; 2020-21: 74.72; 2021-22: 74.72; 2022-23: 74.72; 2023-24: 74.72; 2024-25: 74.72; 2025-26: 74.269; 2026-27: 74.299; 2027-28: 74.349; 2028-29: 73.989; 2029-30: 73.619; 2030-31: 73.019; 2031-32: 72.81; 2032-33: 72.749; 2033-34: 72.539; 2034-35: 72.319; 2035-36: 71.469; 2036-37: 70.679; 2037-38: 70.431; 2038-39: 70.22; 2039-40: 69.21; 2040-41: 68.8301; 2041-42: 68.57; 2042-43: 68.33; 2043-44: 68.14; 2044-45: 68.03; 2045-46: 67.5; 2046-47: 67.45; 2047-48: 67.28; 2048-49: 67.08; 2049-50: 67.05
12FP | Water delivered measured non-household | 12BL + 12.2FP | Ml/d | 2 | 2019-20: 13.45; 2020-21: 13.73; 2021-22: 14.22; 2022-23: 14.17; 2023-24: 14.11; 2024-25: 15.16; 2025-26: 14.93; 2026-27: 14.73; 2027-28: 14.55; 2028-29: 14.38; 2029-30: 14.21; 2030-31: 14.05; 2031-32: 13.88; 2032-33: 13.72; 2033-34: 13.56; 2034-35: 13.4; 2035-36: 13.25; 2036-37: 13.09; 2037-38: 12.94; 2038-39: 12.78; 2039-40: 12.62; 2040-41: 12.47; 2041-42: 12.33; 2042-43: 12.18; 2043-44: 12.02; 2044-45: 11.88; 2045-46: 11.74; 2046-47: 11.6; 2047-48: 11.46; 2048-49: 11.31; 2049-50: 11.17
12.1FP | Non-potable water consumption | Input | Ml/d | 2 | 2019-20: 0; 2020-21: 0; 2021-22: 0; 2022-23: 0; 2023-24: 0; 2024-25: 0; 2025-26: 0; 2026-27: 0; 2027-28: 0; 2028-29: 0; 2029-30: 0; 2030-31: 0; 2031-32: 0; 2032-33: 0; 2033-34: 0; 2034-35: 0; 2035-36: 0; 2036-37: 0; 2037-38: 0; 2038-39: 0; 2039-40: 0; 2040-41: 0; 2041-42: 0; 2042-43: 0; 2043-44: 0; 2044-45: 0; 2045-46: 0; 2046-47: 0; 2047-48: 0; 2048-49: 0; 2049-50: 0
13FP | Water delivered unmeasured non-household | 13BL + 13.1FP | Ml/d | 2 | 2019-20: 0.06; 2020-21: 0.06; 2021-22: 0.06; 2022-23: 0.06; 2023-24: 0.06; 2024-25: 0.06; 2025-26: 0.06; 2026-27: 0.06; 2027-28: 0.06; 2028-29: 0.06; 2029-30: 0.06; 2030-31: 0.06; 2031-32: 0.06; 2032-33: 0.06; 2033-34: 0.06; 2034-35: 0.06; 2035-36: 0.06; 2036-37: 0.06; 2037-38: 0.06; 2038-39: 0.06; 2039-40: 0.06; 2040-41: 0.06; 2041-42: 0.06; 2042-43: 0.06; 2043-44: 0.06; 2044-45: 0.06; 2045-46: 0.06; 2046-47: 0.06; 2047-48: 0.06; 2048-49: 0.06; 2049-50: 0.06
14FP | Water delivered measured household | 14BL + 14.1FP | Ml/d | 2 | 2019-20: 36.62; 2020-21: 37.24; 2021-22: 37.78; 2022-23: 38.46; 2023-24: 39.09; 2024-25: 39.62; 2025-26: 39.53; 2026-27: 40.06; 2027-28: 40.41; 2028-29: 40.72; 2029-30: 40.99; 2030-31: 41.23; 2031-32: 41.44; 2032-33: 41.73; 2033-34: 42.03; 2034-35: 41.97; 2035-36: 41.93; 2036-37: 41.86; 2037-38: 41.82; 2038-39: 41.81; 2039-40: 41.84; 2040-41: 41.83; 2041-42: 41.81; 2042-43: 41.78; 2043-44: 41.74; 2044-45: 41.98; 2045-46: 42.12; 2046-47: 42.24; 2047-48: 42.37; 2048-49: 42.47; 2049-50: 42.53
15FP | Water delivered unmeasured household | 15BL + 15.1FP | Ml/d | 2 | 2019-20: 14.5; 2020-21: 14.01; 2021-22: 13.57; 2022-23: 13.08; 2023-24: 12.59; 2024-25: 12.13; 2025-26: 11.74; 2026-27: 11.36; 2027-28: 11; 2028-29: 10.65; 2029-30: 10.32; 2030-31: 10.02; 2031-32: 9.74; 2032-33: 9.46; 2033-34: 9.2; 2034-35: 8.94; 2035-36: 8.7; 2036-37: 8.46; 2037-38: 8.23; 2038-39: 8.02; 2039-40: 7.83; 2040-41: 7.64; 2041-42: 7.46; 2042-43: 7.28; 2043-44: 7.12; 2044-45: 6.96; 2045-46: 6.89; 2046-47: 6.83; 2047-48: 6.77; 2048-49: 6.71; 2049-50: 6.71
16FP | Percentage of consumption driven by climate change | 16BL | % | 1 | 2019-20: 0%; 2020-21: 0%; 2021-22: 0%; 2022-23: 0.1%; 2023-24: 0.1%; 2024-25: 0.1%; 2025-26: 0.1%; 2026-27: 0.1%; 2027-28: 0.1%; 2028-29: 0.2%; 2029-30: 0.2%; 2030-31: 0.2%; 2031-32: 0.2%; 2032-33: 0.3%; 2033-34: 0.3%; 2034-35: 0.3%; 2035-36: 0.4%; 2036-37: 0.4%; 2037-38: 0.4%; 2038-39: 0.5%; 2039-40: 0.5%; 2040-41: 0.6%; 2041-42: 0.6%; 2042-43: 0.6%; 2043-44: 0.7%; 2044-45: 0.7%; 2045-46: 0.8%; 2046-47: 0.8%; 2047-48: 0.8%; 2048-49: 0.8%; 2049-50: 0.9%
17FP | Volume of consumption driven by climate change | 16FP * (12FP + sum(13FP:15FP) - sum (23FP:26FP)) | Ml/d | 2 | 2019-20: 0; 2020-21: 0; 2021-22: 0; 2022-23: 0.0629; 2023-24: 0.06304; 2024-25: 0.06421; 2025-26: 0.06393; 2026-27: 0.06394; 2027-28: 0.06383; 2028-29: 0.12734; 2029-30: 0.12704; 2030-31: 0.12674; 2031-32: 0.1264; 2032-33: 0.18921; 2033-34: 0.18885; 2034-35: 0.18747; 2035-36: 0.2482; 2036-37: 0.24632; 2037-38: 0.24464; 2038-39: 0.3039; 2039-40: 0.30235; 2040-41: 0.36084; 2041-42: 0.35874; 2042-43: 0.35664; 2043-44: 0.41356; 2044-45: 0.41321; 2045-46: 0.47152; 2046-47: 0.47096; 2047-48: 0.4704; 2048-49: 0.46952; 2049-50: 0.52749
18FP | Measured Household - PCC | ((14FP - 25FP) * 1,000,000) / (39FP * 1000) | l/h/d | 1 | 2019-20: 129.2634; 2020-21: 128.3163; 2021-22: 127.8198; 2022-23: 126.7101; 2023-24: 126.0878; 2024-25: 125.4287; 2025-26: 124.2896; 2026-27: 123.6175; 2027-28: 122.9849; 2028-29: 121.9407; 2029-30: 120.9317; 2030-31: 120.1738; 2031-32: 119.4955; 2032-33: 119.1909; 2033-34: 118.8457; 2034-35: 117.7385; 2035-36: 116.5794; 2036-37: 115.4876; 2037-38: 114.4314; 2038-39: 113.4798; 2039-40: 112.5036; 2040-41: 111.4825; 2041-42: 110.4409; 2042-43: 109.4202; 2043-44: 108.3982; 2044-45: 108.1573; 2045-46: 107.7969; 2046-47: 107.4686; 2047-48: 107.1481; 2048-49: 106.773; 2049-50: 106.4214
19FP | Unmeasured Household - PCC | ((15FP - 26FP) * 1,000,000) / (40FP * 1000) | l/h/d | 1 | 2019-20: 197.2551; 2020-21: 196.8758; 2021-22: 196.4195; 2022-23: 195.9982; 2023-24: 195.4663; 2024-25: 195.013; 2025-26: 194.6132; 2026-27: 194.0477; 2027-28: 193.776; 2028-29: 193.0793; 2029-30: 192.7839; 2030-31: 192.7294; 2031-32: 192.9889; 2032-33: 193.2897; 2033-34: 193.5097; 2034-35: 193.5407; 2035-36: 193.8259; 2036-37: 194.0062; 2037-38: 194.1898; 2038-39: 194.3298; 2039-40: 194.7502; 2040-41: 195.0509; 2041-42: 195.171; 2042-43: 195.3793; 2043-44: 195.6994; 2044-45: 196.1876; 2045-46: 196.0171; 2046-47: 196.4252; 2047-48: 196.4348; 2048-49: 196.7034; 2049-50: 196.8174
20FP | Average Household - PCC | (((14FP - 25FP) + (15FP - 26FP)) * 1,000,000)/ ((39FP + 40FP) * 1,000) | l/h/d | 1 | 2019-20: 142.8461; 2020-21: 141.3869; 2021-22: 140.3801; 2022-23: 138.7596; 2023-24: 137.5853; 2024-25: 136.4357; 2025-26: 134.9695; 2026-27: 133.8662; 2027-28: 132.8874; 2028-29: 131.4968; 2029-30: 130.2042; 2030-31: 129.1886; 2031-32: 128.2939; 2032-33: 127.7573; 2033-34: 127.1835; 2034-35: 125.9303; 2035-36: 124.6557; 2036-37: 123.4323; 2037-38: 122.2422; 2038-39: 121.1468; 2039-40: 120.0604; 2040-41: 118.9249; 2041-42: 117.758; 2042-43: 116.6212; 2043-44: 115.4957; 2044-45: 115.1051; 2045-46: 114.6545; 2046-47: 114.2817; 2047-48: 113.8883; 2048-49: 113.467; 2049-50: 113.1169
21FP | Water taken unbilled | 21BL + 21.1FP | Ml/d | 2 | 2019-20: 1.38; 2020-21: 1.38; 2021-22: 1.37; 2022-23: 1.36; 2023-24: 1.38; 2024-25: 1.38; 2025-26: 1.38; 2026-27: 1.39; 2027-28: 1.38; 2028-29: 1.39; 2029-30: 1.39; 2030-31: 1.39; 2031-32: 1.38; 2032-33: 1.39; 2033-34: 1.38; 2034-35: 1.38; 2035-36: 1.38; 2036-37: 1.38; 2037-38: 1.39; 2038-39: 1.38; 2039-40: 1.4; 2040-41: 1.39; 2041-42: 1.37; 2042-43: 1.37; 2043-44: 1.39; 2044-45: 1.38; 2045-46: 1.38; 2046-47: 1.38; 2047-48: 1.37; 2048-49: 1.39; 2049-50: 1.39
22FP | Distribution system operational use | 22BL + 22.1FP | Ml/d | 2 | 2019-20: 0.3; 2020-21: 0.3; 2021-22: 0.3; 2022-23: 0.3; 2023-24: 0.3; 2024-25: 0.3; 2025-26: 0.3; 2026-27: 0.3; 2027-28: 0.3; 2028-29: 0.3; 2029-30: 0.3; 2030-31: 0.3; 2031-32: 0.3; 2032-33: 0.3; 2033-34: 0.3; 2034-35: 0.3; 2035-36: 0.3; 2036-37: 0.3; 2037-38: 0.3; 2038-39: 0.3; 2039-40: 0.3; 2040-41: 0.3; 2041-42: 0.3; 2042-43: 0.3; 2043-44: 0.3; 2044-45: 0.3; 2045-46: 0.3; 2046-47: 0.3; 2047-48: 0.3; 2048-49: 0.3; 2049-50: 0.3
23FP | Measured Non Household - USPL | 23BL + 23.1FP | Ml/d | 2 | 2019-20: 0.06; 2020-21: 0.06; 2021-22: 0.06; 2022-23: 0.06; 2023-24: 0.06; 2024-25: 0.06; 2025-26: 0.06; 2026-27: 0.06; 2027-28: 0.05; 2028-29: 0.05; 2029-30: 0.05; 2030-31: 0.05; 2031-32: 0.05; 2032-33: 0.05; 2033-34: 0.05; 2034-35: 0.04; 2035-36: 0.04; 2036-37: 0.05; 2037-38: 0.05; 2038-39: 0.05; 2039-40: 0.05; 2040-41: 0.04; 2041-42: 0.04; 2042-43: 0.04; 2043-44: 0.04; 2044-45: 0.04; 2045-46: 0.04; 2046-47: 0.04; 2047-48: 0.03; 2048-49: 0.03; 2049-50: 0.03
24FP | Unmeasured Non Household - USPL | 24BL + 24.1FP | Ml/d | 2 | 2019-20: 0; 2020-21: 0; 2021-22: 0; 2022-23: 0; 2023-24: 0; 2024-25: 0; 2025-26: 0; 2026-27: 0; 2027-28: 0; 2028-29: 0; 2029-30: 0; 2030-31: 0; 2031-32: 0; 2032-33: 0; 2033-34: 0; 2034-35: 0; 2035-36: 0; 2036-37: 0; 2037-38: 0; 2038-39: 0; 2039-40: 0; 2040-41: 0; 2041-42: 0; 2042-43: 0; 2043-44: 0; 2044-45: 0; 2045-46: 0; 2046-47: 0; 2047-48: 0; 2048-49: 0; 2049-50: 0
25FP | Measured Household - USPL | 25BL + 25.1FP | Ml/d | 2 | 2019-20: 1.76; 2020-21: 1.74; 2021-22: 1.72; 2022-23: 1.7; 2023-24: 1.68; 2024-25: 1.66; 2025-26: 1.26; 2026-27: 1.23; 2027-28: 1.19; 2028-29: 1.16; 2029-30: 1.11; 2030-31: 1.06; 2031-32: 1.01; 2032-33: 1.02; 2033-34: 1.04; 2034-35: 1.05; 2035-36: 1.08; 2036-37: 1.09; 2037-38: 1.11; 2038-39: 1.12; 2039-40: 1.13; 2040-41: 1.14; 2041-42: 1.16; 2042-43: 1.17; 2043-44: 1.18; 2044-45: 1.19; 2045-46: 1.21; 2046-47: 1.21; 2047-48: 1.22; 2048-49: 1.23; 2049-50: 1.23
26FP | Unmeasured Household - USPL | 26BL + 26.1BL | Ml/d | 2 | 2019-20: 1.22; 2020-21: 1.18; 2021-22: 1.15; 2022-23: 1.11; 2023-24: 1.07; 2024-25: 1.04; 2025-26: 1.01; 2026-27: 0.98; 2027-28: 0.95; 2028-29: 0.93; 2029-30: 0.9; 2030-31: 0.88; 2031-32: 0.86; 2032-33: 0.83; 2033-34: 0.81; 2034-35: 0.79; 2035-36: 0.77; 2036-37: 0.75; 2037-38: 0.73; 2038-39: 0.72; 2039-40: 0.7; 2040-41: 0.68; 2041-42: 0.67; 2042-43: 0.65; 2043-44: 0.64; 2044-45: 0.62; 2045-46: 0.62; 2046-47: 0.61; 2047-48: 0.61; 2048-49: 0.6; 2049-50: 0.6
27FP | Void Properties - USPL | 27BL + 27.1FP | Ml/d | 2 | 2019-20: 0.15; 2020-21: 0.15; 2021-22: 0.15; 2022-23: 0.15; 2023-24: 0.15; 2024-25: 0.15; 2025-26: 0.15; 2026-27: 0.16; 2027-28: 0.16; 2028-29: 0.16; 2029-30: 0.16; 2030-31: 0.16; 2031-32: 0.16; 2032-33: 0.16; 2033-34: 0.17; 2034-35: 0.17; 2035-36: 0.17; 2036-37: 0.17; 2037-38: 0.17; 2038-39: 0.17; 2039-40: 0.17; 2040-41: 0.17; 2041-42: 0.18; 2042-43: 0.18; 2043-44: 0.18; 2044-45: 0.18; 2045-46: 0.18; 2046-47: 0.18; 2047-48: 0.18; 2048-49: 0.18; 2049-50: 0.18
28FP | Distribution losses | 28BL + 28.1FP | Ml/d | 2 | 2019-20: 3.5; 2020-21: 3.42; 2021-22: 3.38; 2022-23: 3.31; 2023-24: 3.24; 2024-25: 3.17; 2025-26: 3.17; 2026-27: 3.16; 2027-28: 3.12; 2028-29: 3.08; 2029-30: 3.08; 2030-31: 3.07; 2031-32: 3.02; 2032-33: 3.01; 2033-34: 2.91; 2034-35: 2.89; 2035-36: 2.88; 2036-37: 2.86; 2037-38: 2.84; 2038-39: 2.82; 2039-40: 2.81; 2040-41: 2.62; 2041-42: 2.6; 2042-43: 2.6; 2043-44: 2.57; 2044-45: 2.56; 2045-46: 2.48; 2046-47: 2.43; 2047-48: 2.36; 2048-49: 2.29; 2049-50: 2.26
29FP | Total Leakage | sum (23FP:28FP) | Ml/d | 2 | 2019-20: 6.69; 2020-21: 6.55; 2021-22: 6.46; 2022-23: 6.33; 2023-24: 6.2; 2024-25: 6.08; 2025-26: 5.65; 2026-27: 5.59; 2027-28: 5.47; 2028-29: 5.38; 2029-30: 5.3; 2030-31: 5.22; 2031-32: 5.1; 2032-33: 5.07; 2033-34: 4.98; 2034-35: 4.94; 2035-36: 4.94; 2036-37: 4.92; 2037-38: 4.9; 2038-39: 4.88; 2039-40: 4.86; 2040-41: 4.65; 2041-42: 4.65; 2042-43: 4.64; 2043-44: 4.61; 2044-45: 4.59; 2045-46: 4.53; 2046-47: 4.47; 2047-48: 4.4; 2048-49: 4.33; 2049-50: 4.3
30FP | Leakage/property | (29FP * 1,000,000) / (36FP * 1,000) | l/prop/d | 2 | 2019-20: 40.5575; 2020-21: 38.9591; 2021-22: 37.7656; 2022-23: 36.3948; 2023-24: 35.1691; 2024-25: 34.0609; 2025-26: 31.2768; 2026-27: 30.5141; 2027-28: 29.5278; 2028-29: 28.6846; 2029-30: 27.9143; 2030-31: 27.2079; 2031-32: 26.3218; 2032-33: 25.9601; 2033-34: 25.2981; 2034-35: 24.9353; 2035-36: 24.7644; 2036-37: 24.4975; 2037-38: 24.2307; 2038-39: 23.9712; 2039-40: 23.7182; 2040-41: 22.5509; 2041-42: 22.4135; 2042-43: 22.233; 2043-44: 21.9621; 2044-45: 21.7447; 2045-46: 21.3444; 2046-47: 20.951; 2047-48: 20.5183; 2048-49: 20.0929; 2049-50: 19.8595
31FP | Measured Non Household - properties | Input | 000's | 2 | 2019-20: 8.398; 2020-21: 8.451; 2021-22: 8.498; 2022-23: 8.558; 2023-24: 8.607; 2024-25: 8.657; 2025-26: 8.705; 2026-27: 8.756; 2027-28: 8.807; 2028-29: 8.853; 2029-30: 8.899; 2030-31: 8.944; 2031-32: 8.987; 2032-33: 9.031; 2033-34: 9.075; 2034-35: 9.118; 2035-36: 9.162; 2036-37: 9.206; 2037-38: 9.248; 2038-39: 9.288; 2039-40: 9.327; 2040-41: 9.363; 2041-42: 9.397; 2042-43: 9.43; 2043-44: 9.462; 2044-45: 9.492; 2045-46: 9.521; 2046-47: 9.548; 2047-48: 9.575; 2048-49: 9.601; 2049-50: 9.627
32FP | Unmeasured Non Household - properties | Input | 000's | 2 | 2019-20: 0.034; 2020-21: 0.034; 2021-22: 0.034; 2022-23: 0.034; 2023-24: 0.035; 2024-25: 0.035; 2025-26: 0.035; 2026-27: 0.035; 2027-28: 0.035; 2028-29: 0.036; 2029-30: 0.036; 2030-31: 0.036; 2031-32: 0.036; 2032-33: 0.036; 2033-34: 0.036; 2034-35: 0.037; 2035-36: 0.037; 2036-37: 0.037; 2037-38: 0.037; 2038-39: 0.037; 2039-40: 0.037; 2040-41: 0.038; 2041-42: 0.038; 2042-43: 0.038; 2043-44: 0.038; 2044-45: 0.038; 2045-46: 0.038; 2046-47: 0.038; 2047-48: 0.038; 2048-49: 0.039; 2049-50: 0.039
33FP | All void non-households - properties | Input | 000's | 2 | 2019-20: 0; 2020-21: 0; 2021-22: 0; 2022-23: 0; 2023-24: 0; 2024-25: 0; 2025-26: 0; 2026-27: 0; 2027-28: 0; 2028-29: 0; 2029-30: 0; 2030-31: 0; 2031-32: 0; 2032-33: 0; 2033-34: 0; 2034-35: 0; 2035-36: 0; 2036-37: 0; 2037-38: 0; 2038-39: 0; 2039-40: 0; 2040-41: 0; 2041-42: 0; 2042-43: 0; 2043-44: 0; 2044-45: 0; 2045-46: 0; 2046-47: 0; 2047-48: 0; 2048-49: 0; 2049-50: 0
34FP | Measured households - properties (excl. void) | Year before + sum (34.1BL:34.6BL) | 000's | 2 | 2019-20: 122.95; 2020-21: 126.974; 2021-22: 130.628; 2022-23: 134.364; 2023-24: 137.569; 2024-25: 140.568; 2025-26: 143.338; 2026-27: 146.49; 2027-28: 149.126; 2028-29: 151.997; 2029-30: 154.851; 2030-31: 157.366; 2031-32: 159.773; 2032-33: 161.802; 2033-34: 163.821; 2034-35: 165.527; 2035-36: 167.323; 2036-37: 169.091; 2037-38: 170.873; 2038-39: 172.611; 2039-40: 174.304; 2040-41: 175.953; 2041-42: 177.56; 2042-43: 179.125; 2043-44: 180.65; 2044-45: 182.135; 2045-46: 183.371; 2046-47: 184.575; 2047-48: 185.743; 2048-49: 186.873; 2049-50: 187.851
34.1FP | New build properties - properties | Input (new builds in each year) | 000's | 2 | 2019-20: 3.093; 2020-21: 2.893; 2021-22: 2.599; 2022-23: 2.776; 2023-24: 2.285; 2024-25: 2.119; 2025-26: 2.049; 2026-27: 2.457; 2027-28: 1.967; 2028-29: 2.225; 2029-30: 2.232; 2030-31: 1.915; 2031-32: 1.83; 2032-33: 1.472; 2033-34: 1.483; 2034-35: 1.189; 2035-36: 1.298; 2036-37: 1.288; 2037-38: 1.32; 2038-39: 1.291; 2039-40: 1.264; 2040-41: 1.235; 2041-42: 1.207; 2042-43: 1.181; 2043-44: 1.154; 2044-45: 1.127; 2045-46: 1.1; 2046-47: 1.073; 2047-48: 1.042; 2048-49: 1.01; 2049-50: 0.978
34.2FP | Meter optants - properties | Input (meter optants in each year) | 000's | 2 | 2019-20: 0.766; 2020-21: 0.732; 2021-22: 0.67; 2022-23: 0.589; 2023-24: 0.564; 2024-25: 0.539; 2025-26: 0.393; 2026-27: 0.38; 2027-28: 0.367; 2028-29: 0.355; 2029-30: 0.343; 2030-31: 0.332; 2031-32: 0.32; 2032-33: 0.31; 2033-34: 0.299; 2034-35: 0.289; 2035-36: 0.28; 2036-37: 0.27; 2037-38: 0.261; 2038-39: 0.253; 2039-40: 0.244; 2040-41: 0.236; 2041-42: 0.228; 2042-43: 0.22; 2043-44: 0.213; 2044-45: 0.206; 2045-46: 0; 2046-47: 0; 2047-48: 0; 2048-49: 0; 2049-50: 0
34.3FP | Compulsory metering - properties | Input (compulsory meters in each year) | 000's | 2 | 2019-20: 0; 2020-21: 0; 2021-22: 0; 2022-23: 0; 2023-24: 0; 2024-25: 0; 2025-26: 0; 2026-27: 0; 2027-28: 0; 2028-29: 0; 2029-30: 0; 2030-31: 0; 2031-32: 0; 2032-33: 0; 2033-34: 0; 2034-35: 0; 2035-36: 0; 2036-37: 0; 2037-38: 0; 2038-39: 0; 2039-40: 0; 2040-41: 0; 2041-42: 0; 2042-43: 0; 2043-44: 0; 2044-45: 0; 2045-46: 0; 2046-47: 0; 2047-48: 0; 2048-49: 0; 2049-50: 0
34.4FP | Metering on change of occupancy - properties | Input (change of occupancy meters in each year) | 000's | 2 | 2019-20: 0.39; 2020-21: 0.376; 2021-22: 0.363; 2022-23: 0.35; 2023-24: 0.336; 2024-25: 0.322; 2025-26: 0.31; 2026-27: 0.297; 2027-28: 0.285; 2028-29: 0.274; 2029-30: 0.263; 2030-31: 0.252; 2031-32: 0.242; 2032-33: 0.232; 2033-34: 0.223; 2034-35: 0.214; 2035-36: 0.205; 2036-37: 0.197; 2037-38: 0.189; 2038-39: 0.182; 2039-40: 0.174; 2040-41: 0.167; 2041-42: 0.161; 2042-43: 0.154; 2043-44: 0.148; 2044-45: 0.142; 2045-46: 0.136; 2046-47: 0.131; 2047-48: 0.126; 2048-49: 0.12; 2049-50: 0
34.5FP | Selective metering - properties | Input (selective meters in each year) | 000's | 2 | 2019-20: 0.024; 2020-21: 0.023; 2021-22: 0.022; 2022-23: 0.021; 2023-24: 0.02; 2024-25: 0.019; 2025-26: 0.018; 2026-27: 0.018; 2027-28: 0.017; 2028-29: 0.017; 2029-30: 0.016; 2030-31: 0.016; 2031-32: 0.015; 2032-33: 0.015; 2033-34: 0.014; 2034-35: 0.014; 2035-36: 0.013; 2036-37: 0.013; 2037-38: 0.012; 2038-39: 0.012; 2039-40: 0.011; 2040-41: 0.011; 2041-42: 0.011; 2042-43: 0.01; 2043-44: 0.01; 2044-45: 0.01; 2045-46: 0; 2046-47: 0; 2047-48: 0; 2048-49: 0; 2049-50: 0
34.6FP | Other changes to existing metering - properties | Input (other changes to meters in each year) | 000's | 2 | 2019-20: 0; 2020-21: 0; 2021-22: 0; 2022-23: 0; 2023-24: 0; 2024-25: 0; 2025-26: 0; 2026-27: 0; 2027-28: 0; 2028-29: 0; 2029-30: 0; 2030-31: 0; 2031-32: 0; 2032-33: 0; 2033-34: 0; 2034-35: 0; 2035-36: 0; 2036-37: 0; 2037-38: 0; 2038-39: 0; 2039-40: 0; 2040-41: 0; 2041-42: 0; 2042-43: 0; 2043-44: 0; 2044-45: 0; 2045-46: 0; 2046-47: 0; 2047-48: 0; 2048-49: 0; 2049-50: 0
34.7FP | Measured household void properties | Input | 000's | 2 | 2019-20: 2.236; 2020-21: 2.29; 2021-22: 2.346; 2022-23: 2.402; 2023-24: 2.451; 2024-25: 2.511; 2025-26: 2.567; 2026-27: 2.621; 2027-28: 2.671; 2028-29: 2.719; 2029-30: 2.763; 2030-31: 2.803; 2031-32: 2.843; 2032-33: 2.88; 2033-34: 2.917; 2034-35: 2.952; 2035-36: 2.986; 2036-37: 3.02; 2037-38: 3.053; 2038-39: 3.085; 2039-40: 3.117; 2040-41: 3.148; 2041-42: 3.177; 2042-43: 3.206; 2043-44: 3.235; 2044-45: 3.262; 2045-46: 3.285; 2046-47: 3.307; 2047-48: 3.328; 2048-49: 3.349; 2049-50: 3.367
35FP | Unmeasured households - properties (excl. void) | Input | 000's | 2 | 2019-20: 30.762; 2020-21: 29.824; 2021-22: 29.011; 2022-23: 28.05; 2023-24: 27.13; 2024-25: 26.249; 2025-26: 25.528; 2026-27: 24.833; 2027-28: 24.163; 2028-29: 23.518; 2029-30: 22.896; 2030-31: 22.297; 2031-32: 21.719; 2032-33: 21.163; 2033-34: 20.626; 2034-35: 20.11; 2035-36: 19.611; 2036-37: 19.131; 2037-38: 18.668; 2038-39: 18.222; 2039-40: 17.793; 2040-41: 17.378; 2041-42: 16.979; 2042-43: 16.594; 2043-44: 16.223; 2044-45: 15.866; 2045-46: 15.729; 2046-47: 15.599; 2047-48: 15.473; 2048-49: 15.353; 2049-50: 15.353
35.1FP | Unmeasured household void properties | Input | 000's | 2 | 2019-20: 0.571; 2020-21: 0.552; 2021-22: 0.538; 2022-23: 0.518; 2023-24: 0.499; 2024-25: 0.484; 2025-26: 0.472; 2026-27: 0.459; 2027-28: 0.447; 2028-29: 0.434; 2029-30: 0.422; 2030-31: 0.41; 2031-32: 0.398; 2032-33: 0.388; 2033-34: 0.378; 2034-35: 0.369; 2035-36: 0.361; 2036-37: 0.352; 2037-38: 0.344; 2038-39: 0.335; 2039-40: 0.328; 2040-41: 0.32; 2041-42: 0.313; 2042-43: 0.306; 2043-44: 0.299; 2044-45: 0.293; 2045-46: 0.29; 2046-47: 0.288; 2047-48: 0.286; 2048-49: 0.284; 2049-50: 0.284
36FP | Total Resource Zone Properties (incl. voids) | sum (31FP:34FP) + 34.7FP + 35BL + 35.1BL | 000's | 2 | 2019-20: 164.951; 2020-21: 168.125; 2021-22: 171.055; 2022-23: 173.926; 2023-24: 176.291; 2024-25: 178.504; 2025-26: 180.645; 2026-27: 183.194; 2027-28: 185.249; 2028-29: 187.557; 2029-30: 189.867; 2030-31: 191.856; 2031-32: 193.756; 2032-33: 195.3; 2033-34: 196.853; 2034-35: 198.113; 2035-36: 199.48; 2036-37: 200.837; 2037-38: 202.223; 2038-39: 203.578; 2039-40: 204.906; 2040-41: 206.2; 2041-42: 207.464; 2042-43: 208.699; 2043-44: 209.907; 2044-45: 211.086; 2045-46: 212.234; 2046-47: 213.355; 2047-48: 214.443; 2048-49: 215.499; 2049-50: 216.521
37FP | Measured Non Household - Population | Input | 000's | 2 | 2019-20: 7.435; 2020-21: 7.496; 2021-22: 7.553; 2022-23: 7.617; 2023-24: 7.674; 2024-25: 7.735; 2025-26: 7.79; 2026-27: 7.866; 2027-28: 7.951; 2028-29: 8.039; 2029-30: 8.122; 2030-31: 8.196; 2031-32: 8.337; 2032-33: 8.439; 2033-34: 8.513; 2034-35: 8.577; 2035-36: 8.639; 2036-37: 8.687; 2037-38: 8.739; 2038-39: 8.799; 2039-40: 8.851; 2040-41: 8.915; 2041-42: 8.982; 2042-43: 9.056; 2043-44: 9.138; 2044-45: 9.222; 2045-46: 9.32; 2046-47: 9.419; 2047-48: 9.516; 2048-49: 9.615; 2049-50: 9.709
38FP | Unmeasured Non Household - Population | Input | 000's | 2 | 2019-20: 0.03; 2020-21: 0.03; 2021-22: 0.03; 2022-23: 0.031; 2023-24: 0.031; 2024-25: 0.031; 2025-26: 0.031; 2026-27: 0.032; 2027-28: 0.032; 2028-29: 0.032; 2029-30: 0.033; 2030-31: 0.033; 2031-32: 0.033; 2032-33: 0.034; 2033-34: 0.034; 2034-35: 0.034; 2035-36: 0.035; 2036-37: 0.035; 2037-38: 0.035; 2038-39: 0.035; 2039-40: 0.036; 2040-41: 0.036; 2041-42: 0.036; 2042-43: 0.036; 2043-44: 0.037; 2044-45: 0.037; 2045-46: 0.037; 2046-47: 0.038; 2047-48: 0.038; 2048-49: 0.039; 2049-50: 0.039
39FP | Measured Household - Population | Input | 000's | 2 | 2019-20: 269.682; 2020-21: 276.66; 2021-22: 282.116; 2022-23: 290.111; 2023-24: 296.698; 2024-25: 302.642; 2025-26: 307.91; 2026-27: 314.114; 2027-28: 318.901; 2028-29: 324.42; 2029-30: 329.773; 2030-31: 334.266; 2031-32: 338.339; 2032-33: 341.553; 2033-34: 344.901; 2034-35: 347.55; 2035-36: 350.405; 2036-37: 353.025; 2037-38: 355.759; 2038-39: 358.566; 2039-40: 361.855; 2040-41: 364.99; 2041-42: 368.07; 2042-43: 371.138; 2043-44: 374.176; 2044-45: 377.136; 2045-46: 379.51; 2046-47: 381.786; 2047-48: 384.048; 2048-49: 386.24; 2049-50: 388.08
40FP | Unmeasured Household - Population | Input | 000's | 2 | 2019-20: 67.324; 2020-21: 65.168; 2021-22: 63.232; 2022-23: 61.072; 2023-24: 58.936; 2024-25: 56.868; 2025-26: 55.135; 2026-27: 53.492; 2027-28: 51.864; 2028-29: 50.342; 2029-30: 48.863; 2030-31: 47.424; 2031-32: 46.013; 2032-33: 44.648; 2033-34: 43.357; 2034-35: 42.11; 2035-36: 40.913; 2036-37: 39.741; 2037-38: 38.622; 2038-39: 37.565; 2039-40: 36.611; 2040-41: 35.683; 2041-42: 34.79; 2042-43: 33.934; 2043-44: 33.112; 2044-45: 32.316; 2045-46: 31.987; 2046-47: 31.666; 2047-48: 31.359; 2048-49: 31.062; 2049-50: 31.044
41FP | Total Resource Zone Population | sum (37FP:40FP) | 000's | 2 | 2019-20: 344.471; 2020-21: 349.354; 2021-22: 352.931; 2022-23: 358.831; 2023-24: 363.339; 2024-25: 367.276; 2025-26: 370.866; 2026-27: 375.504; 2027-28: 378.748; 2028-29: 382.833; 2029-30: 386.791; 2030-31: 389.919; 2031-32: 392.722; 2032-33: 394.674; 2033-34: 396.805; 2034-35: 398.271; 2035-36: 399.992; 2036-37: 401.488; 2037-38: 403.155; 2038-39: 404.965; 2039-40: 407.353; 2040-41: 409.624; 2041-42: 411.878; 2042-43: 414.164; 2043-44: 416.463; 2044-45: 418.711; 2045-46: 420.854; 2046-47: 422.909; 2047-48: 424.961; 2048-49: 426.956; 2049-50: 428.872
42FP | Average household occupancy rate (excl. voids) | (39FP + 40FP) / (34FP + 35FP) | h/prop | 1 | 2019-20: 2.1925; 2020-21: 2.1801; 2021-22: 2.1633; 2022-23: 2.1623; 2023-24: 2.1593; 2024-25: 2.1551; 2025-26: 2.1499; 2026-27: 2.1457; 2027-28: 2.1396; 2028-29: 2.1352; 2029-30: 2.1302; 2030-31: 2.1245; 2031-32: 2.1177; 2032-33: 2.1108; 2033-34: 2.105; 2034-35: 2.099; 2035-36: 2.0933; 2036-37: 2.0867; 2037-38: 2.0807; 2038-39: 2.0758; 2039-40: 2.0743; 2040-41: 2.0725; 2041-42: 2.0708; 2042-43: 2.0697; 2043-44: 2.0688; 2044-45: 2.0679; 2045-46: 2.0668; 2046-47: 2.0655; 2047-48: 2.0645; 2048-49: 2.0635; 2049-50: 2.0626
43FP | Total Household Metering penetration (excl. voids) | 34FP / (34FP + 35FP) | % | 1 | 2019-20: 79.99%; 2020-21: 80.98%; 2021-22: 81.83%; 2022-23: 82.73%; 2023-24: 83.53%; 2024-25: 84.26%; 2025-26: 84.88%; 2026-27: 85.51%; 2027-28: 86.06%; 2028-29: 86.6%; 2029-30: 87.12%; 2030-31: 87.59%; 2031-32: 88.03%; 2032-33: 88.43%; 2033-34: 88.82%; 2034-35: 89.17%; 2035-36: 89.51%; 2036-37: 89.84%; 2037-38: 90.15%; 2038-39: 90.45%; 2039-40: 90.74%; 2040-41: 91.01%; 2041-42: 91.27%; 2042-43: 91.52%; 2043-44: 91.76%; 2044-45: 91.99%; 2045-46: 92.1%; 2046-47: 92.21%; 2047-48: 92.31%; 2048-49: 92.41%; 2049-50: 92.44%
44FP | Total Household Metering penetration (incl. voids) | (34FP) / (34FP + 34.7FP + 35FP + 35.1FP) | % | 1 | 2019-20: 78.55%; 2020-21: 79.54%; 2021-22: 80.38%; 2022-23: 81.27%; 2023-24: 82.06%; 2024-25: 82.78%; 2025-26: 83.38%; 2026-27: 84%; 2027-28: 84.54%; 2028-29: 85.07%; 2029-30: 85.59%; 2030-31: 86.05%; 2031-32: 86.49%; 2032-33: 86.88%; 2033-34: 87.26%; 2034-35: 87.6%; 2035-36: 87.93%; 2036-37: 88.25%; 2037-38: 88.56%; 2038-39: 88.86%; 2039-40: 89.14%; 2040-41: 89.41%; 2041-42: 89.66%; 2042-43: 89.91%; 2043-44: 90.14%; 2044-45: 90.36%; 2045-46: 90.48%; 2046-47: 90.58%; 2047-48: 90.68%; 2048-49: 90.78%; 2049-50: 90.81%
45FP | Distribution input | sum (12FP:15FP) + 21FP + 22FP + 27FP + 28FP | Ml/d | 2 | 2019-20: 69.96; 2020-21: 70.29; 2021-22: 70.83; 2022-23: 70.89; 2023-24: 70.92; 2024-25: 71.97; 2025-26: 71.26; 2026-27: 71.22; 2027-28: 70.98; 2028-29: 70.74; 2029-30: 70.51; 2030-31: 70.28; 2031-32: 69.98; 2032-33: 69.83; 2033-34: 69.61; 2034-35: 69.11; 2035-36: 68.67; 2036-37: 68.18; 2037-38: 67.75; 2038-39: 67.34; 2039-40: 67.03; 2040-41: 66.48; 2041-42: 66.11; 2042-43: 65.75; 2043-44: 65.38; 2044-45: 65.3; 2045-46: 65.15; 2046-47: 65.02; 2047-48: 64.87; 2048-49: 64.71; 2049-50: 64.6
46FP | Target headroom (climate change component) | Input | Ml/d | 2 | 2019-20: 0.00088805; 2020-21: 0.00088805; 2021-22: 0.00088805; 2022-23: 0.00088805; 2023-24: 0.00088805; 2024-25: 0.00088805; 2025-26: 0.00088805; 2026-27: 0.0064954; 2027-28: 0.0078528; 2028-29: 0.0031922; 2029-30: 0.0077443; 2030-31: 0.0097978; 2031-32: 0.014608; 2032-33: 0.011803; 2033-34: 0.015346; 2034-35: 0.017413; 2035-36: 0.012885; 2036-37: 0.013764; 2037-38: 0.011722; 2038-39: 0.012705; 2039-40: 0; 2040-41: 0; 2041-42: 0; 2042-43: 0; 2043-44: 0; 2044-45: 0; 2045-46: 0; 2046-47: 0; 2047-48: 0; 2048-49: 0; 2049-50: 0
47FP | Target headroom (All other components) | Input | Ml/d | 2 | 2019-20: 2.9662; 2020-21: 2.9662; 2021-22: 2.9662; 2022-23: 2.9662; 2023-24: 2.9662; 2024-25: 2.9662; 2025-26: 2.9662; 2026-27: 2.9787; 2027-28: 2.9352; 2028-29: 2.9785; 2029-30: 3.0278; 2030-31: 2.7324; 2031-32: 2.8192; 2032-33: 2.9068; 2033-34: 2.9165; 2034-35: 3.1883; 2035-36: 2.786; 2036-37: 2.4817; 2037-38: 2.6726; 2038-39: 2.8678; 2039-40: 2.1834; 2040-41: 2.3547; 2041-42: 2.4556; 2042-43: 2.582; 2043-44: 2.7624; 2044-45: 2.7346; 2045-46: 2.3539; 2046-47: 2.4259; 2047-48: 2.4099; 2048-49: 2.3665; 2049-50: 2.4487
48FP | Target Headroom | 46FP + 47FP | Ml/d | 2 | 2019-20: 2.9671; 2020-21: 2.9671; 2021-22: 2.9671; 2022-23: 2.9671; 2023-24: 2.9671; 2024-25: 2.9671; 2025-26: 2.9671; 2026-27: 2.9852; 2027-28: 2.943; 2028-29: 2.9817; 2029-30: 3.0356; 2030-31: 2.7422; 2031-32: 2.8338; 2032-33: 2.9186; 2033-34: 2.9319; 2034-35: 3.2057; 2035-36: 2.7989; 2036-37: 2.4955; 2037-38: 2.6843; 2038-39: 2.8805; 2039-40: 2.1834; 2040-41: 2.3547; 2041-42: 2.4556; 2042-43: 2.582; 2043-44: 2.7624; 2044-45: 2.7346; 2045-46: 2.3539; 2046-47: 2.4259; 2047-48: 2.4099; 2048-49: 2.3665; 2049-50: 2.4487
49FP | Available Headroom | 11FP - 45FP | Ml/d | 2 | 2019-20: 4.76; 2020-21: 4.43; 2021-22: 3.89; 2022-23: 3.83; 2023-24: 3.8; 2024-25: 2.75; 2025-26: 3.009; 2026-27: 3.079; 2027-28: 3.369; 2028-29: 3.249; 2029-30: 3.109; 2030-31: 2.739; 2031-32: 2.83; 2032-33: 2.919; 2033-34: 2.929; 2034-35: 3.209; 2035-36: 2.799; 2036-37: 2.499; 2037-38: 2.681; 2038-39: 2.88; 2039-40: 2.18; 2040-41: 2.3501; 2041-42: 2.46; 2042-43: 2.58; 2043-44: 2.76; 2044-45: 2.73; 2045-46: 2.35; 2046-47: 2.43; 2047-48: 2.41; 2048-49: 2.37; 2049-50: 2.45
49.1FP | Available non-potable balance (if applicable) | 1.1FP - 12.1FP | Ml/d | 2 | 2019-20: 0; 2020-21: 0; 2021-22: 0; 2022-23: 0; 2023-24: 0; 2024-25: 0; 2025-26: 0; 2026-27: 0; 2027-28: 0; 2028-29: 0; 2029-30: 0; 2030-31: 0; 2031-32: 0; 2032-33: 0; 2033-34: 0; 2034-35: 0; 2035-36: 0; 2036-37: 0; 2037-38: 0; 2038-39: 0; 2039-40: 0; 2040-41: 0; 2041-42: 0; 2042-43: 0; 2043-44: 0; 2044-45: 0; 2045-46: 0; 2046-47: 0; 2047-48: 0; 2048-49: 0; 2049-50: 0
50FP | Supply Demand Balance | 49FP - 48FP | Ml/d | 2 | 2019-20: 1.7929; 2020-21: 1.4629; 2021-22: 0.92287; 2022-23: 0.86287; 2023-24: 0.83287; 2024-25: -0.21713; 2025-26: 0.041873; 2026-27: 0.093829; 2027-28: 0.42595; 2028-29: 0.26727; 2029-30: 0.073436; 2030-31: -0.0031978; 2031-32: -0.003838; 2032-33: 0.0004391; 2033-34: -0.0028636; 2034-35: 0.0032812; 2035-36: 9.5344e-05; 2036-37: 0.0034936; 2037-38: -0.0033291; 2038-39: -0.00050539; 2039-40: -0.0034307; 2040-41: -0.0045743; 2041-42: 0.0044393; 2042-43: -0.0020128; 2043-44: -0.002433; 2044-45: -0.0045831; 2045-46: -0.0038998; 2046-47: 0.0041371; 2047-48: 7.4897e-05; 2048-49: 0.0034706; 2049-50: 0.0013315
Water Company | Anglian Water | Version | V3.1
WRZ | AWSNTB | Planning Scenario | DYCP
Table 3d: DYCP - Baseline | Back to top of sheet
WRMP24 reference | Component | Derivation | Unit | Decimal places | 2019-20 | 2020-21 | 2021-22 | 2022-23 | 2023-24 | 2024-25 | 2025-26 | 2026-27 | 2027-28 | 2028-29 | 2029-30 | 2030-31 | 2031-32 | 2032-33 | 2033-34 | 2034-35 | 2035-36 | 2036-37 | 2037-38 | 2038-39 | 2039-40 | 2040-41 | 2041-42 | 2042-43 | 2043-44 | 2044-45 | 2045-46 | 2046-47 | 2047-48 | 2048-49 | 2049-50 | 2050-51 | 2051-52 | 2052-53 | 2053-54 | 2054-55 | 2055-56 | 2056-57 | 2057-58 | 2058-59 | 2059-60 | 2060-61 | 2061-62 | 2062-63 | 2063-64 | 2064-65 | 2065-66 | 2066-67 | 2067-68 | 2068-69 | 2069-70 | 2070-71 | 2071-72 | 2072-73 | 2073-74 | 2074-75 | 2075-76 | 2076-77 | 2077-78 | 2078-79 | 2079-80 | 2080-81 | 2081-82 | 2082-83 | 2083-84 | 2084-85 | 2085-86 | 2086-87 | 2087-88 | 2088-89 | 2089-90 | 2090-91 | 2091-92 | 2092-93 | 2093-94 | 2094-95 | 2095-96 | 2096-97 | 2097-98 | 2098-99 | 2099-100
1BL | Raw water abstracted | Input | Ml/d | 2 | 2019-20: 0; 2020-21: 0; 2021-22: 0; 2022-23: 0; 2023-24: 0; 2024-25: 0; 2025-26: 0; 2026-27: 0; 2027-28: 0; 2028-29: 0; 2029-30: 0; 2030-31: 0; 2031-32: 0; 2032-33: 0; 2033-34: 0; 2034-35: 0; 2035-36: 0; 2036-37: 0; 2037-38: 0; 2038-39: 0; 2039-40: 0; 2040-41: 0; 2041-42: 0; 2042-43: 0; 2043-44: 0; 2044-45: 0; 2045-46: 0; 2046-47: 0; 2047-48: 0; 2048-49: 0; 2049-50: 0
1.1BL | Non-potable water supplies | Input | Ml/d | 2 | 2019-20: 0; 2020-21: 0; 2021-22: 0; 2022-23: 0; 2023-24: 0; 2024-25: 0; 2025-26: 0; 2026-27: 0; 2027-28: 0; 2028-29: 0; 2029-30: 0; 2030-31: 0; 2031-32: 0; 2032-33: 0; 2033-34: 0; 2034-35: 0; 2035-36: 0; 2036-37: 0; 2037-38: 0; 2038-39: 0; 2039-40: 0; 2040-41: 0; 2041-42: 0; 2042-43: 0; 2043-44: 0; 2044-45: 0; 2045-46: 0; 2046-47: 0; 2047-48: 0; 2048-49: 0; 2049-50: 0
2BL | Raw water imported | Input | Ml/d | 2 | 2019-20: 0; 2020-21: 0; 2021-22: 0; 2022-23: 0; 2023-24: 0; 2024-25: 0; 2025-26: 0; 2026-27: 0; 2027-28: 0; 2028-29: 0; 2029-30: 0; 2030-31: 0; 2031-32: 0; 2032-33: 0; 2033-34: 0; 2034-35: 0; 2035-36: 0; 2036-37: 0; 2037-38: 0; 2038-39: 0; 2039-40: 0; 2040-41: 0; 2041-42: 0; 2042-43: 0; 2043-44: 0; 2044-45: 0; 2045-46: 0; 2046-47: 0; 2047-48: 0; 2048-49: 0; 2049-50: 0
3BL | Potable water imported | Input | Ml/d | 2 | 2019-20: 0; 2020-21: 0; 2021-22: 0; 2022-23: 0; 2023-24: 0; 2024-25: 0; 2025-26: 0.001; 2026-27: 0.001; 2027-28: 0.001; 2028-29: 0.001; 2029-30: 0.001; 2030-31: 0.001; 2031-32: 0.001; 2032-33: 0.001; 2033-34: 0.001; 2034-35: 0.001; 2035-36: 0.001; 2036-37: 0.001; 2037-38: 0.001; 2038-39: 0.001; 2039-40: 0.001; 2040-41: 0.001; 2041-42: 0.001; 2042-43: 0.001; 2043-44: 0.001; 2044-45: 0.001; 2045-46: 1; 2046-47: 1; 2047-48: 1; 2048-49: 1; 2049-50: 1
4BL | Raw water exported enter as -ve | Input | Ml/d | 2 | 2019-20: 0; 2020-21: 0; 2021-22: 0; 2022-23: 0; 2023-24: 0; 2024-25: 0; 2025-26: 0; 2026-27: 0; 2027-28: 0; 2028-29: 0; 2029-30: 0; 2030-31: 0; 2031-32: 0; 2032-33: 0; 2033-34: 0; 2034-35: 0; 2035-36: 0; 2036-37: 0; 2037-38: 0; 2038-39: 0; 2039-40: 0; 2040-41: 0; 2041-42: 0; 2042-43: 0; 2043-44: 0; 2044-45: 0; 2045-46: 0; 2046-47: 0; 2047-48: 0; 2048-49: 0; 2049-50: 0
5BL | Potable water exported enter as -ve | Input | Ml/d | 2 | 2019-20: -5.6; 2020-21: -5.6; 2021-22: -5.6; 2022-23: -5.6; 2023-24: -5.6; 2024-25: -5.6; 2025-26: -10.77; 2026-27: -10.81; 2027-28: -10.87; 2028-29: -10.93; 2029-30: -11.02; 2030-31: -11.05; 2031-32: -11.1; 2032-33: -11.14; 2033-34: -11.18; 2034-35: -11.22; 2035-36: -11.24; 2036-37: -11.27; 2037-38: -11.34; 2038-39: -11.42; 2039-40: -11.43; 2040-41: -11.5; 2041-42: -11.5; 2042-43: -11.5; 2043-44: -11.5; 2044-45: -11.5; 2045-46: -11.5; 2046-47: -11.5; 2047-48: -11.5; 2048-49: -11.5; 2049-50: -11.5
6BL | Deployable Output before forecast changes | Input | Ml/d | 2 | 2019-20: 121.34; 2020-21: 121.34; 2021-22: 121.34; 2022-23: 121.34; 2023-24: 121.34; 2024-25: 121.34; 2025-26: 121.34; 2026-27: 121.34; 2027-28: 121.34; 2028-29: 121.34; 2029-30: 121.34; 2030-31: 121.34; 2031-32: 121.34; 2032-33: 121.34; 2033-34: 121.34; 2034-35: 121.34; 2035-36: 121.34; 2036-37: 121.34; 2037-38: 121.34; 2038-39: 121.34; 2039-40: 121.34; 2040-41: 121.34; 2041-42: 121.34; 2042-43: 121.34; 2043-44: 121.34; 2044-45: 121.34; 2045-46: 121.34; 2046-47: 121.34; 2047-48: 121.34; 2048-49: 121.34; 2049-50: 121.34
6.1BL | Deployable Output post forecast changes | 6BL + 7BL | Ml/d | 2 | 2019-20: 121.34; 2020-21: 121.34; 2021-22: 121.34; 2022-23: 121.34; 2023-24: 121.34; 2024-25: 121.34; 2025-26: 121.34; 2026-27: 121.34; 2027-28: 121.34; 2028-29: 121.34; 2029-30: 121.34; 2030-31: 121.34; 2031-32: 121.34; 2032-33: 121.34; 2033-34: 121.34; 2034-35: 121.34; 2035-36: 121.34; 2036-37: 121.34; 2037-38: 121.34; 2038-39: 121.34; 2039-40: 121.34; 2040-41: 121.34; 2041-42: 121.34; 2042-43: 121.34; 2043-44: 121.34; 2044-45: 121.34; 2045-46: 96.11; 2046-47: 96.11; 2047-48: 96.11; 2048-49: 96.11; 2049-50: 96.11
7BL | Baseline forecast changes to Deployable Output | sum (7.1BL:7.6BL) | Ml/d | 2 | 2019-20: 0; 2020-21: 0; 2021-22: 0; 2022-23: 0; 2023-24: 0; 2024-25: 0; 2025-26: 0; 2026-27: 0; 2027-28: 0; 2028-29: 0; 2029-30: 0; 2030-31: 0; 2031-32: 0; 2032-33: 0; 2033-34: 0; 2034-35: 0; 2035-36: 0; 2036-37: 0; 2037-38: 0; 2038-39: 0; 2039-40: 0; 2040-41: 0; 2041-42: 0; 2042-43: 0; 2043-44: 0; 2044-45: 0; 2045-46: -25.23; 2046-47: -25.23; 2047-48: -25.23; 2048-49: -25.23; 2049-50: -25.23
7.1BL | Change in DO due to climate change | Input | Ml/d | 2 | 2019-20: 0; 2020-21: 0; 2021-22: 0; 2022-23: 0; 2023-24: 0; 2024-25: 0; 2025-26: 0; 2026-27: 0; 2027-28: 0; 2028-29: 0; 2029-30: 0; 2030-31: 0; 2031-32: 0; 2032-33: 0; 2033-34: 0; 2034-35: 0; 2035-36: 0; 2036-37: 0; 2037-38: 0; 2038-39: 0; 2039-40: 0; 2040-41: 0; 2041-42: 0; 2042-43: 0; 2043-44: 0; 2044-45: 0; 2045-46: 0; 2046-47: 0; 2047-48: 0; 2048-49: 0; 2049-50: 0
7.2BL | Total confirmed DO reductions to restore sustainable abstraction enter as -ve | Input | Ml/d | 2 | 2019-20: 0; 2020-21: 0; 2021-22: 0; 2022-23: 0; 2023-24: 0; 2024-25: 0; 2025-26: 0; 2026-27: 0; 2027-28: 0; 2028-29: 0; 2029-30: 0; 2030-31: 0; 2031-32: 0; 2032-33: 0; 2033-34: 0; 2034-35: 0; 2035-36: 0; 2036-37: 0; 2037-38: 0; 2038-39: 0; 2039-40: 0; 2040-41: 0; 2041-42: 0; 2042-43: 0; 2043-44: 0; 2044-45: 0; 2045-46: 0; 2046-47: 0; 2047-48: 0; 2048-49: 0; 2049-50: 0
7.3BL | Total expected DO reductions to restore sustainable abstraction (Environmental Destination) (excl. any confirmed reductions) enter as -ve | Input | Ml/d | 2 | 2019-20: 0; 2020-21: 0; 2021-22: 0; 2022-23: 0; 2023-24: 0; 2024-25: 0; 2025-26: 0; 2026-27: 0; 2027-28: 0; 2028-29: 0; 2029-30: 0; 2030-31: 0; 2031-32: 0; 2032-33: 0; 2033-34: 0; 2034-35: 0; 2035-36: 0; 2036-37: 0; 2037-38: 0; 2038-39: 0; 2039-40: 0; 2040-41: 0; 2041-42: 0; 2042-43: 0; 2043-44: 0; 2044-45: 0; 2045-46: -25.23; 2046-47: -25.23; 2047-48: -25.23; 2048-49: -25.23; 2049-50: -25.23
7.4BL | Change in DO from prolonged Outage reduction enter as -ve | Input | Ml/d | 2 | 2019-20: 0; 2020-21: 0; 2021-22: 0; 2022-23: 0; 2023-24: 0; 2024-25: 0; 2025-26: 0; 2026-27: 0; 2027-28: 0; 2028-29: 0; 2029-30: 0; 2030-31: 0; 2031-32: 0; 2032-33: 0; 2033-34: 0; 2034-35: 0; 2035-36: 0; 2036-37: 0; 2037-38: 0; 2038-39: 0; 2039-40: 0; 2040-41: 0; 2041-42: 0; 2042-43: 0; 2043-44: 0; 2044-45: 0; 2045-46: 0; 2046-47: 0; 2047-48: 0; 2048-49: 0; 2049-50: 0
7.5BL | Change in DO from drought measures | Zero for baseline | Ml/d | 2 | 2019-20: 0; 2020-21: 0; 2021-22: 0; 2022-23: 0; 2023-24: 0; 2024-25: 0; 2025-26: 0; 2026-27: 0; 2027-28: 0; 2028-29: 0; 2029-30: 0; 2030-31: 0; 2031-32: 0; 2032-33: 0; 2033-34: 0; 2034-35: 0; 2035-36: 0; 2036-37: 0; 2037-38: 0; 2038-39: 0; 2039-40: 0; 2040-41: 0; 2041-42: 0; 2042-43: 0; 2043-44: 0; 2044-45: 0; 2045-46: 0; 2046-47: 0; 2047-48: 0; 2048-49: 0; 2049-50: 0
7.6BL | Total other changes to DO (specify e.g. Nitrates) | Input | Ml/d | 2 | 2019-20: 0; 2020-21: 0; 2021-22: 0; 2022-23: 0; 2023-24: 0; 2024-25: 0; 2025-26: 0; 2026-27: 0; 2027-28: 0; 2028-29: 0; 2029-30: 0; 2030-31: 0; 2031-32: 0; 2032-33: 0; 2033-34: 0; 2034-35: 0; 2035-36: 0; 2036-37: 0; 2037-38: 0; 2038-39: 0; 2039-40: 0; 2040-41: 0; 2041-42: 0; 2042-43: 0; 2043-44: 0; 2044-45: 0; 2045-46: 0; 2046-47: 0; 2047-48: 0; 2048-49: 0; 2049-50: 0
8BL | Raw water losses, treatment works losses and operational use | Input | Ml/d | 2 | 2019-20: 7.16; 2020-21: 7.16; 2021-22: 7.16; 2022-23: 7.16; 2023-24: 7.16; 2024-25: 7.16; 2025-26: 7.16; 2026-27: 7.16; 2027-28: 7.16; 2028-29: 7.16; 2029-30: 7.16; 2030-31: 7.16; 2031-32: 7.16; 2032-33: 7.16; 2033-34: 7.16; 2034-35: 7.16; 2035-36: 7.16; 2036-37: 7.16; 2037-38: 7.16; 2038-39: 7.16; 2039-40: 7.16; 2040-41: 7.16; 2041-42: 7.16; 2042-43: 7.16; 2043-44: 7.16; 2044-45: 7.16; 2045-46: 7.16; 2046-47: 7.16; 2047-48: 7.16; 2048-49: 7.16; 2049-50: 7.16
9BL | Total Outage Allowance | Input | Ml/d | 2 | 2019-20: 0.94; 2020-21: 0.94; 2021-22: 0.94; 2022-23: 0.94; 2023-24: 0.94; 2024-25: 0.94; 2025-26: 0.94; 2026-27: 0.94; 2027-28: 0.94; 2028-29: 0.94; 2029-30: 0.94; 2030-31: 0.94; 2031-32: 0.94; 2032-33: 0.94; 2033-34: 0.94; 2034-35: 0.94; 2035-36: 0.94; 2036-37: 0.94; 2037-38: 0.94; 2038-39: 0.94; 2039-40: 0.94; 2040-41: 0.94; 2041-42: 0.94; 2042-43: 0.94; 2043-44: 0.94; 2044-45: 0.94; 2045-46: 0.94; 2046-47: 0.94; 2047-48: 0.94; 2048-49: 0.94; 2049-50: 0.94
10BL | Water Available For Use (own sources) | (6BL + 7BL) - (8BL + 9BL) | Ml/d | 2 | 2019-20: 113.24; 2020-21: 113.24; 2021-22: 113.24; 2022-23: 113.24; 2023-24: 113.24; 2024-25: 113.24; 2025-26: 113.24; 2026-27: 113.24; 2027-28: 113.24; 2028-29: 113.24; 2029-30: 113.24; 2030-31: 113.24; 2031-32: 113.24; 2032-33: 113.24; 2033-34: 113.24; 2034-35: 113.24; 2035-36: 113.24; 2036-37: 113.24; 2037-38: 113.24; 2038-39: 113.24; 2039-40: 113.24; 2040-41: 113.24; 2041-42: 113.24; 2042-43: 113.24; 2043-44: 113.24; 2044-45: 113.24; 2045-46: 88.01; 2046-47: 88.01; 2047-48: 88.01; 2048-49: 88.01; 2049-50: 88.01
11BL | Total Water Available For Use | 10BL + sum (2BL:5BL) | Ml/d | 2 | 2019-20: 107.64; 2020-21: 107.64; 2021-22: 107.64; 2022-23: 107.64; 2023-24: 107.64; 2024-25: 107.64; 2025-26: 102.471; 2026-27: 102.431; 2027-28: 102.371; 2028-29: 102.311; 2029-30: 102.221; 2030-31: 102.191; 2031-32: 102.141; 2032-33: 102.101; 2033-34: 102.061; 2034-35: 102.021; 2035-36: 102.001; 2036-37: 101.971; 2037-38: 101.901; 2038-39: 101.821; 2039-40: 101.811; 2040-41: 101.741; 2041-42: 101.741; 2042-43: 101.741; 2043-44: 101.741; 2044-45: 101.741; 2045-46: 77.51; 2046-47: 77.51; 2047-48: 77.51; 2048-49: 77.51; 2049-50: 77.51
12BL | Water delivered measured non-household | Input Note - consumption & uspl | Ml/d | 2 | 2019-20: 15.49; 2020-21: 15.81; 2021-22: 16.39; 2022-23: 16.32; 2023-24: 16.26; 2024-25: 17.47; 2025-26: 17.41; 2026-27: 17.35; 2027-28: 17.29; 2028-29: 17.24; 2029-30: 17.18; 2030-31: 17.13; 2031-32: 17.08; 2032-33: 17.03; 2033-34: 16.99; 2034-35: 16.94; 2035-36: 16.9; 2036-37: 16.86; 2037-38: 16.82; 2038-39: 16.78; 2039-40: 16.75; 2040-41: 16.71; 2041-42: 16.68; 2042-43: 16.65; 2043-44: 16.62; 2044-45: 16.59; 2045-46: 16.57; 2046-47: 16.54; 2047-48: 16.52; 2048-49: 16.5; 2049-50: 16.48
12.1BL | Non-potable water consumption | Input | Ml/d | 2 | 2019-20: 0; 2020-21: 0; 2021-22: 0; 2022-23: 0; 2023-24: 0; 2024-25: 0; 2025-26: 0; 2026-27: 0; 2027-28: 0; 2028-29: 0; 2029-30: 0; 2030-31: 0; 2031-32: 0; 2032-33: 0; 2033-34: 0; 2034-35: 0; 2035-36: 0; 2036-37: 0; 2037-38: 0; 2038-39: 0; 2039-40: 0; 2040-41: 0; 2041-42: 0; 2042-43: 0; 2043-44: 0; 2044-45: 0; 2045-46: 0; 2046-47: 0; 2047-48: 0; 2048-49: 0; 2049-50: 0
13BL | Water delivered unmeasured non-household | Input Note - consumption & uspl | Ml/d | 2 | 2019-20: 0.06; 2020-21: 0.06; 2021-22: 0.06; 2022-23: 0.06; 2023-24: 0.06; 2024-25: 0.06; 2025-26: 0.06; 2026-27: 0.06; 2027-28: 0.06; 2028-29: 0.06; 2029-30: 0.06; 2030-31: 0.06; 2031-32: 0.06; 2032-33: 0.06; 2033-34: 0.06; 2034-35: 0.06; 2035-36: 0.06; 2036-37: 0.06; 2037-38: 0.06; 2038-39: 0.06; 2039-40: 0.06; 2040-41: 0.06; 2041-42: 0.06; 2042-43: 0.06; 2043-44: 0.06; 2044-45: 0.06; 2045-46: 0.06; 2046-47: 0.06; 2047-48: 0.06; 2048-49: 0.06; 2049-50: 0.06
14BL | Water delivered measured household | Input Note - consumption & uspl | Ml/d | 2 | 2019-20: 47.38; 2020-21: 48.22; 2021-22: 48.95; 2022-23: 49.85; 2023-24: 50.7; 2024-25: 51.42; 2025-26: 52.16; 2026-27: 53.08; 2027-28: 53.77; 2028-29: 54.59; 2029-30: 55.37; 2030-31: 56.09; 2031-32: 56.78; 2032-33: 57.45; 2033-34: 58.13; 2034-35: 58.7; 2035-36: 59.31; 2036-37: 59.87; 2037-38: 60.51; 2038-39: 61.17; 2039-40: 61.91; 2040-41: 62.57; 2041-42: 63.23; 2042-43: 63.88; 2043-44: 64.54; 2044-45: 65.18; 2045-46: 65.69; 2046-47: 66.18; 2047-48: 66.65; 2048-49: 67.11; 2049-50: 67.51
15BL | Water delivered unmeasured household | Input Note - consumption & uspl | Ml/d | 2 | 2019-20: 19.52; 2020-21: 18.86; 2021-22: 18.27; 2022-23: 17.61; 2023-24: 16.96; 2024-25: 16.33; 2025-26: 15.81; 2026-27: 15.31; 2027-28: 14.82; 2028-29: 14.36; 2029-30: 13.92; 2030-31: 13.52; 2031-32: 13.14; 2032-33: 12.77; 2033-34: 12.42; 2034-35: 12.09; 2035-36: 11.77; 2036-37: 11.45; 2037-38: 11.15; 2038-39: 10.87; 2039-40: 10.61; 2040-41: 10.36; 2041-42: 10.13; 2042-43: 9.9; 2043-44: 9.68; 2044-45: 9.47; 2045-46: 9.39; 2046-47: 9.31; 2047-48: 9.23; 2048-49: 9.16; 2049-50: 9.17
16BL | Percentage of consumption driven by climate change | Input | % | 1 | 2019-20: 0%; 2020-21: 0%; 2021-22: 0%; 2022-23: 0.1%; 2023-24: 0.1%; 2024-25: 0.1%; 2025-26: 0.1%; 2026-27: 0.1%; 2027-28: 0.1%; 2028-29: 0.2%; 2029-30: 0.2%; 2030-31: 0.2%; 2031-32: 0.2%; 2032-33: 0.3%; 2033-34: 0.3%; 2034-35: 0.3%; 2035-36: 0.4%; 2036-37: 0.4%; 2037-38: 0.4%; 2038-39: 0.5%; 2039-40: 0.5%; 2040-41: 0.6%; 2041-42: 0.6%; 2042-43: 0.6%; 2043-44: 0.7%; 2044-45: 0.7%; 2045-46: 0.8%; 2046-47: 0.8%; 2047-48: 0.8%; 2048-49: 0.8%; 2049-50: 0.9%
17BL | Volume of consumption driven by climate change | 16BL * (12BL + sum(13BL:15BL) - sum (23BL:26BL)) | Ml/d | 2 | 2019-20: 0; 2020-21: 0; 2021-22: 0; 2022-23: 0.08097; 2023-24: 0.08117; 2024-25: 0.08252; 2025-26: 0.08274; 2026-27: 0.08315; 2027-28: 0.08335; 2028-29: 0.1674; 2029-30: 0.16808; 2030-31: 0.16872; 2031-32: 0.16934; 2032-33: 0.25479; 2033-34: 0.25563; 2034-35: 0.2562; 2035-36: 0.34256; 2036-37: 0.34332; 2037-38: 0.34448; 2038-39: 0.43225; 2039-40: 0.4345; 2040-41: 0.52362; 2041-42: 0.52596; 2042-43: 0.5283; 2043-44: 0.61915; 2044-45: 0.62195; 2045-46: 0.71392; 2046-47: 0.71696; 2047-48: 0.71976; 2048-49: 0.72272; 2049-50: 0.81648
18BL | Measured Household - PCC | ((14BL - 25BL) * 1,000,000) / (39BL *1,000) | l/h/d | 1 | 2019-20: 169.1622; 2020-21: 168.004; 2021-22: 167.4134; 2022-23: 165.971; 2023-24: 165.2185; 2024-25: 164.4187; 2025-26: 164.1064; 2026-27: 163.8577; 2027-28: 163.6558; 2028-29: 163.4609; 2029-30: 163.2638; 2030-31: 163.3131; 2031-32: 163.4751; 2032-33: 163.8399; 2033-34: 164.1341; 2034-35: 164.4655; 2035-36: 164.7808; 2036-37: 165.0875; 2037-38: 165.5334; 2038-39: 166.0224; 2039-40: 166.5032; 2040-41: 166.8265; 2041-42: 167.1693; 2042-43: 167.4849; 2043-44: 167.8355; 2044-45: 168.1621; 2045-46: 168.4014; 2046-47: 168.6547; 2047-48: 168.8331; 2048-49: 169.04; 2049-50: 169.2435
19BL | Unmeasured Household - PCC | ((15BL - 26BL) * 1,000,000) / (40BL *1,000) | l/h/d | 1 | 2019-20: 271.8199; 2020-21: 271.2988; 2021-22: 270.749; 2022-23: 270.1729; 2023-24: 269.6145; 2024-25: 268.8683; 2025-26: 268.432; 2026-27: 267.8905; 2027-28: 267.4302; 2028-29: 266.7753; 2029-30: 266.4593; 2030-31: 266.5317; 2031-32: 266.8811; 2032-33: 267.4252; 2033-34: 267.7768; 2034-35: 268.3448; 2035-36: 268.8632; 2036-37: 269.2434; 2037-38: 269.7944; 2038-39: 270.1983; 2039-40: 270.6837; 2040-41: 271.2776; 2041-42: 271.9172; 2042-43: 272.588; 2043-44: 273.0128; 2044-45: 273.8582; 2045-46: 274.1739; 2046-47: 274.7426; 2047-48: 274.8812; 2048-49: 275.5779; 2049-50: 276.0598
20BL | Average Household - PCC | (((14BL - 25BL) + (15BL - 26BL)) * 1,000,000) / ((39BL + 40BL) *1,000) | l/h/d | 1 | 2019-20: 189.6702; 2020-21: 187.6967; 2021-22: 186.3338; 2022-23: 184.0921; 2023-24: 182.5191; 2024-25: 180.9407; 2025-26: 179.9501; 2026-27: 178.996; 2027-28: 178.1722; 2028-29: 177.3392; 2029-30: 176.5812; 2030-31: 176.1377; 2031-32: 175.8544; 2032-33: 175.8152; 2033-34: 175.7079; 2034-35: 175.6916; 2035-36: 175.6628; 2036-37: 175.6262; 2037-38: 175.7438; 2038-39: 175.9014; 2039-40: 176.0752; 2040-41: 176.1287; 2041-42: 176.2151; 2042-43: 176.2896; 2043-44: 176.3862; 2044-45: 176.5042; 2045-46: 176.6234; 2046-47: 176.7799; 2047-48: 176.8386; 2048-49: 176.9702; 2049-50: 177.1552
21BL | Water taken unbilled | Input | Ml/d | 2 | 2019-20: 1.38; 2020-21: 1.38; 2021-22: 1.37; 2022-23: 1.36; 2023-24: 1.38; 2024-25: 1.38; 2025-26: 1.38; 2026-27: 1.39; 2027-28: 1.38; 2028-29: 1.39; 2029-30: 1.39; 2030-31: 1.39; 2031-32: 1.38; 2032-33: 1.39; 2033-34: 1.38; 2034-35: 1.38; 2035-36: 1.38; 2036-37: 1.38; 2037-38: 1.39; 2038-39: 1.38; 2039-40: 1.4; 2040-41: 1.39; 2041-42: 1.37; 2042-43: 1.37; 2043-44: 1.39; 2044-45: 1.38; 2045-46: 1.38; 2046-47: 1.38; 2047-48: 1.37; 2048-49: 1.39; 2049-50: 1.39
22BL | Distribution system operational use | Input | Ml/d | 2 | 2019-20: 0.3; 2020-21: 0.3; 2021-22: 0.3; 2022-23: 0.3; 2023-24: 0.3; 2024-25: 0.3; 2025-26: 0.3; 2026-27: 0.3; 2027-28: 0.3; 2028-29: 0.3; 2029-30: 0.3; 2030-31: 0.3; 2031-32: 0.3; 2032-33: 0.3; 2033-34: 0.3; 2034-35: 0.3; 2035-36: 0.3; 2036-37: 0.3; 2037-38: 0.3; 2038-39: 0.3; 2039-40: 0.3; 2040-41: 0.3; 2041-42: 0.3; 2042-43: 0.3; 2043-44: 0.3; 2044-45: 0.3; 2045-46: 0.3; 2046-47: 0.3; 2047-48: 0.3; 2048-49: 0.3; 2049-50: 0.3
23BL | Measured Non Household - USPL | Input | Ml/d | 2 | 2019-20: 0.06; 2020-21: 0.06; 2021-22: 0.06; 2022-23: 0.06; 2023-24: 0.06; 2024-25: 0.06; 2025-26: 0.06; 2026-27: 0.06; 2027-28: 0.06; 2028-29: 0.06; 2029-30: 0.06; 2030-31: 0.06; 2031-32: 0.06; 2032-33: 0.06; 2033-34: 0.06; 2034-35: 0.06; 2035-36: 0.06; 2036-37: 0.07; 2037-38: 0.07; 2038-39: 0.07; 2039-40: 0.07; 2040-41: 0.07; 2041-42: 0.07; 2042-43: 0.07; 2043-44: 0.07; 2044-45: 0.07; 2045-46: 0.07; 2046-47: 0.07; 2047-48: 0.07; 2048-49: 0.07; 2049-50: 0.07
24BL | Unmeasured Non Household - USPL | Input | Ml/d | 2 | 2019-20: 0; 2020-21: 0; 2021-22: 0; 2022-23: 0; 2023-24: 0; 2024-25: 0; 2025-26: 0; 2026-27: 0; 2027-28: 0; 2028-29: 0; 2029-30: 0; 2030-31: 0; 2031-32: 0; 2032-33: 0; 2033-34: 0; 2034-35: 0; 2035-36: 0; 2036-37: 0; 2037-38: 0; 2038-39: 0; 2039-40: 0; 2040-41: 0; 2041-42: 0; 2042-43: 0; 2043-44: 0; 2044-45: 0; 2045-46: 0; 2046-47: 0; 2047-48: 0; 2048-49: 0; 2049-50: 0
25BL | Measured Household - USPL | Input | Ml/d | 2 | 2019-20: 1.76; 2020-21: 1.74; 2021-22: 1.72; 2022-23: 1.7; 2023-24: 1.68; 2024-25: 1.66; 2025-26: 1.63; 2026-27: 1.61; 2027-28: 1.58; 2028-29: 1.56; 2029-30: 1.53; 2030-31: 1.5; 2031-32: 1.47; 2032-33: 1.49; 2033-34: 1.52; 2034-35: 1.54; 2035-36: 1.57; 2036-37: 1.59; 2037-38: 1.62; 2038-39: 1.64; 2039-40: 1.66; 2040-41: 1.68; 2041-42: 1.7; 2042-43: 1.72; 2043-44: 1.74; 2044-45: 1.76; 2045-46: 1.78; 2046-47: 1.79; 2047-48: 1.81; 2048-49: 1.82; 2049-50: 1.83
26BL | Unmeasured Household - USPL | Input | Ml/d | 2 | 2019-20: 1.22; 2020-21: 1.18; 2021-22: 1.15; 2022-23: 1.11; 2023-24: 1.07; 2024-25: 1.04; 2025-26: 1.01; 2026-27: 0.98; 2027-28: 0.95; 2028-29: 0.93; 2029-30: 0.9; 2030-31: 0.88; 2031-32: 0.86; 2032-33: 0.83; 2033-34: 0.81; 2034-35: 0.79; 2035-36: 0.77; 2036-37: 0.75; 2037-38: 0.73; 2038-39: 0.72; 2039-40: 0.7; 2040-41: 0.68; 2041-42: 0.67; 2042-43: 0.65; 2043-44: 0.64; 2044-45: 0.62; 2045-46: 0.62; 2046-47: 0.61; 2047-48: 0.61; 2048-49: 0.6; 2049-50: 0.6
27BL | Void Properties - USPL | Input | Ml/d | 2 | 2019-20: 0.15; 2020-21: 0.15; 2021-22: 0.15; 2022-23: 0.15; 2023-24: 0.15; 2024-25: 0.15; 2025-26: 0.15; 2026-27: 0.16; 2027-28: 0.16; 2028-29: 0.16; 2029-30: 0.16; 2030-31: 0.16; 2031-32: 0.16; 2032-33: 0.16; 2033-34: 0.17; 2034-35: 0.17; 2035-36: 0.17; 2036-37: 0.17; 2037-38: 0.17; 2038-39: 0.17; 2039-40: 0.17; 2040-41: 0.17; 2041-42: 0.18; 2042-43: 0.18; 2043-44: 0.18; 2044-45: 0.18; 2045-46: 0.18; 2046-47: 0.18; 2047-48: 0.18; 2048-49: 0.18; 2049-50: 0.18
28BL | Distribution losses | Input | Ml/d | 2 | 2019-20: 3.5; 2020-21: 3.42; 2021-22: 3.38; 2022-23: 3.31; 2023-24: 3.24; 2024-25: 3.17; 2025-26: 3.17; 2026-27: 3.17; 2027-28: 3.17; 2028-29: 3.17; 2029-30: 3.17; 2030-31: 3.17; 2031-32: 3.17; 2032-33: 3.17; 2033-34: 3.17; 2034-35: 3.17; 2035-36: 3.17; 2036-37: 3.17; 2037-38: 3.17; 2038-39: 3.17; 2039-40: 3.17; 2040-41: 3.17; 2041-42: 3.17; 2042-43: 3.17; 2043-44: 3.17; 2044-45: 3.17; 2045-46: 3.17; 2046-47: 3.17; 2047-48: 3.17; 2048-49: 3.17; 2049-50: 3.17
29BL | Total Leakage | sum (23BL:28BL) | Ml/d | 2 | 2019-20: 6.69; 2020-21: 6.55; 2021-22: 6.46; 2022-23: 6.33; 2023-24: 6.2; 2024-25: 6.08; 2025-26: 6.02; 2026-27: 5.98; 2027-28: 5.92; 2028-29: 5.88; 2029-30: 5.82; 2030-31: 5.77; 2031-32: 5.72; 2032-33: 5.71; 2033-34: 5.73; 2034-35: 5.73; 2035-36: 5.74; 2036-37: 5.75; 2037-38: 5.76; 2038-39: 5.77; 2039-40: 5.77; 2040-41: 5.77; 2041-42: 5.79; 2042-43: 5.79; 2043-44: 5.8; 2044-45: 5.8; 2045-46: 5.82; 2046-47: 5.82; 2047-48: 5.84; 2048-49: 5.84; 2049-50: 5.85
30BL | Leakage/property | (29BL * 1,000,000) / (36BL * 1,000) | l/prop/d | 2 | 2019-20: 40.5575; 2020-21: 38.9591; 2021-22: 37.7656; 2022-23: 36.3948; 2023-24: 35.1691; 2024-25: 34.0609; 2025-26: 33.325; 2026-27: 32.643; 2027-28: 31.957; 2028-29: 31.3505; 2029-30: 30.653; 2030-31: 30.0746; 2031-32: 29.5217; 2032-33: 29.2371; 2033-34: 29.108; 2034-35: 28.9229; 2035-36: 28.7748; 2036-37: 28.6302; 2037-38: 28.4834; 2038-39: 28.3429; 2039-40: 28.1593; 2040-41: 27.9825; 2041-42: 27.9085; 2042-43: 27.7433; 2043-44: 27.6313; 2044-45: 27.477; 2045-46: 27.4226; 2046-47: 27.2785; 2047-48: 27.2333; 2048-49: 27.0999; 2049-50: 27.0182
31BL | Measured Non Household - properties | Input | 000's | 2 | 2019-20: 8.398; 2020-21: 8.451; 2021-22: 8.498; 2022-23: 8.558; 2023-24: 8.607; 2024-25: 8.657; 2025-26: 8.705; 2026-27: 8.756; 2027-28: 8.807; 2028-29: 8.853; 2029-30: 8.899; 2030-31: 8.944; 2031-32: 8.987; 2032-33: 9.031; 2033-34: 9.075; 2034-35: 9.118; 2035-36: 9.162; 2036-37: 9.206; 2037-38: 9.248; 2038-39: 9.288; 2039-40: 9.327; 2040-41: 9.363; 2041-42: 9.397; 2042-43: 9.43; 2043-44: 9.462; 2044-45: 9.492; 2045-46: 9.521; 2046-47: 9.548; 2047-48: 9.575; 2048-49: 9.601; 2049-50: 9.627
32BL | Unmeasured Non Household - properties | Input | 000's | 2 | 2019-20: 0.034; 2020-21: 0.034; 2021-22: 0.034; 2022-23: 0.034; 2023-24: 0.035; 2024-25: 0.035; 2025-26: 0.035; 2026-27: 0.035; 2027-28: 0.035; 2028-29: 0.036; 2029-30: 0.036; 2030-31: 0.036; 2031-32: 0.036; 2032-33: 0.036; 2033-34: 0.036; 2034-35: 0.037; 2035-36: 0.037; 2036-37: 0.037; 2037-38: 0.037; 2038-39: 0.037; 2039-40: 0.037; 2040-41: 0.038; 2041-42: 0.038; 2042-43: 0.038; 2043-44: 0.038; 2044-45: 0.038; 2045-46: 0.038; 2046-47: 0.038; 2047-48: 0.038; 2048-49: 0.039; 2049-50: 0.039
33BL | All void non-households - properties | Input | 000's | 2 | 2019-20: 0; 2020-21: 0; 2021-22: 0; 2022-23: 0; 2023-24: 0; 2024-25: 0; 2025-26: 0; 2026-27: 0; 2027-28: 0; 2028-29: 0; 2029-30: 0; 2030-31: 0; 2031-32: 0; 2032-33: 0; 2033-34: 0; 2034-35: 0; 2035-36: 0; 2036-37: 0; 2037-38: 0; 2038-39: 0; 2039-40: 0; 2040-41: 0; 2041-42: 0; 2042-43: 0; 2043-44: 0; 2044-45: 0; 2045-46: 0; 2046-47: 0; 2047-48: 0; 2048-49: 0; 2049-50: 0
34BL | Measured households - properties (excl. void) | Year before + sum (34.1BL:34.6BL) | 000's | 2 | 2019-20: 122.95; 2020-21: 126.974; 2021-22: 130.628; 2022-23: 134.364; 2023-24: 137.569; 2024-25: 140.568; 2025-26: 143.338; 2026-27: 146.49; 2027-28: 149.126; 2028-29: 151.997; 2029-30: 154.851; 2030-31: 157.366; 2031-32: 159.773; 2032-33: 161.802; 2033-34: 163.821; 2034-35: 165.527; 2035-36: 167.323; 2036-37: 169.091; 2037-38: 170.873; 2038-39: 172.611; 2039-40: 174.304; 2040-41: 175.953; 2041-42: 177.56; 2042-43: 179.125; 2043-44: 180.65; 2044-45: 182.135; 2045-46: 183.371; 2046-47: 184.575; 2047-48: 185.743; 2048-49: 186.873; 2049-50: 187.851
34.1BL | New build properties - properties | Input (new builds in each year) | 000's | 2 | 2019-20: 3.093; 2020-21: 2.893; 2021-22: 2.599; 2022-23: 2.776; 2023-24: 2.285; 2024-25: 2.119; 2025-26: 2.049; 2026-27: 2.457; 2027-28: 1.967; 2028-29: 2.225; 2029-30: 2.232; 2030-31: 1.915; 2031-32: 1.83; 2032-33: 1.472; 2033-34: 1.483; 2034-35: 1.189; 2035-36: 1.298; 2036-37: 1.288; 2037-38: 1.32; 2038-39: 1.291; 2039-40: 1.264; 2040-41: 1.235; 2041-42: 1.207; 2042-43: 1.181; 2043-44: 1.154; 2044-45: 1.127; 2045-46: 1.1; 2046-47: 1.073; 2047-48: 1.042; 2048-49: 1.01; 2049-50: 0.978
34.2BL | Meter optants - properties | Input (meter optants in each year) | 000's | 2 | 2019-20: 0.766; 2020-21: 0.732; 2021-22: 0.67; 2022-23: 0.589; 2023-24: 0.564; 2024-25: 0.539; 2025-26: 0.393; 2026-27: 0.38; 2027-28: 0.367; 2028-29: 0.355; 2029-30: 0.343; 2030-31: 0.332; 2031-32: 0.32; 2032-33: 0.31; 2033-34: 0.299; 2034-35: 0.289; 2035-36: 0.28; 2036-37: 0.27; 2037-38: 0.261; 2038-39: 0.253; 2039-40: 0.244; 2040-41: 0.236; 2041-42: 0.228; 2042-43: 0.22; 2043-44: 0.213; 2044-45: 0.206; 2045-46: 0; 2046-47: 0; 2047-48: 0; 2048-49: 0; 2049-50: 0
34.3BL | Compulsory metering - properties | Input (compulsory meters in each year) | 000's | 2 | 2019-20: 0; 2020-21: 0; 2021-22: 0; 2022-23: 0; 2023-24: 0; 2024-25: 0; 2025-26: 0; 2026-27: 0; 2027-28: 0; 2028-29: 0; 2029-30: 0; 2030-31: 0; 2031-32: 0; 2032-33: 0; 2033-34: 0; 2034-35: 0; 2035-36: 0; 2036-37: 0; 2037-38: 0; 2038-39: 0; 2039-40: 0; 2040-41: 0; 2041-42: 0; 2042-43: 0; 2043-44: 0; 2044-45: 0; 2045-46: 0; 2046-47: 0; 2047-48: 0; 2048-49: 0; 2049-50: 0
34.4BL | Metering on change of occupancy - properties | Input (change of occupancy meters in each year) | 000's | 2 | 2019-20: 0.39; 2020-21: 0.376; 2021-22: 0.363; 2022-23: 0.35; 2023-24: 0.336; 2024-25: 0.322; 2025-26: 0.31; 2026-27: 0.297; 2027-28: 0.285; 2028-29: 0.274; 2029-30: 0.263; 2030-31: 0.252; 2031-32: 0.242; 2032-33: 0.232; 2033-34: 0.223; 2034-35: 0.214; 2035-36: 0.205; 2036-37: 0.197; 2037-38: 0.189; 2038-39: 0.182; 2039-40: 0.174; 2040-41: 0.167; 2041-42: 0.161; 2042-43: 0.154; 2043-44: 0.148; 2044-45: 0.142; 2045-46: 0.136; 2046-47: 0.131; 2047-48: 0.126; 2048-49: 0.12; 2049-50: 0
34.5BL | Selective metering - properties | Input (selective meters in each year) | 000's | 2 | 2019-20: 0.024; 2020-21: 0.023; 2021-22: 0.022; 2022-23: 0.021; 2023-24: 0.02; 2024-25: 0.019; 2025-26: 0.018; 2026-27: 0.018; 2027-28: 0.017; 2028-29: 0.017; 2029-30: 0.016; 2030-31: 0.016; 2031-32: 0.015; 2032-33: 0.015; 2033-34: 0.014; 2034-35: 0.014; 2035-36: 0.013; 2036-37: 0.013; 2037-38: 0.012; 2038-39: 0.012; 2039-40: 0.011; 2040-41: 0.011; 2041-42: 0.011; 2042-43: 0.01; 2043-44: 0.01; 2044-45: 0.01; 2045-46: 0; 2046-47: 0; 2047-48: 0; 2048-49: 0; 2049-50: 0
34.6BL | Other changes to existing metering - properties | Input (other changes to meters in each year) | 000's | 2 | 2019-20: 0; 2020-21: 0; 2021-22: 0; 2022-23: 0; 2023-24: 0; 2024-25: 0; 2025-26: 0; 2026-27: 0; 2027-28: 0; 2028-29: 0; 2029-30: 0; 2030-31: 0; 2031-32: 0; 2032-33: 0; 2033-34: 0; 2034-35: 0; 2035-36: 0; 2036-37: 0; 2037-38: 0; 2038-39: 0; 2039-40: 0; 2040-41: 0; 2041-42: 0; 2042-43: 0; 2043-44: 0; 2044-45: 0; 2045-46: 0; 2046-47: 0; 2047-48: 0; 2048-49: 0; 2049-50: 0
34.7BL | Measured household void properties | Input | 000's | 2 | 2019-20: 2.236; 2020-21: 2.29; 2021-22: 2.346; 2022-23: 2.402; 2023-24: 2.451; 2024-25: 2.511; 2025-26: 2.567; 2026-27: 2.621; 2027-28: 2.671; 2028-29: 2.719; 2029-30: 2.763; 2030-31: 2.803; 2031-32: 2.843; 2032-33: 2.88; 2033-34: 2.917; 2034-35: 2.952; 2035-36: 2.986; 2036-37: 3.02; 2037-38: 3.053; 2038-39: 3.085; 2039-40: 3.117; 2040-41: 3.148; 2041-42: 3.177; 2042-43: 3.206; 2043-44: 3.235; 2044-45: 3.262; 2045-46: 3.285; 2046-47: 3.307; 2047-48: 3.328; 2048-49: 3.349; 2049-50: 3.367
35BL | Unmeasured households - properties (excl. void) | Input | 000's | 2 | 2019-20: 30.762; 2020-21: 29.824; 2021-22: 29.011; 2022-23: 28.05; 2023-24: 27.13; 2024-25: 26.249; 2025-26: 25.528; 2026-27: 24.833; 2027-28: 24.163; 2028-29: 23.518; 2029-30: 22.896; 2030-31: 22.297; 2031-32: 21.719; 2032-33: 21.163; 2033-34: 20.626; 2034-35: 20.11; 2035-36: 19.611; 2036-37: 19.131; 2037-38: 18.668; 2038-39: 18.222; 2039-40: 17.793; 2040-41: 17.378; 2041-42: 16.979; 2042-43: 16.594; 2043-44: 16.223; 2044-45: 15.866; 2045-46: 15.729; 2046-47: 15.599; 2047-48: 15.473; 2048-49: 15.353; 2049-50: 15.353
35.1BL | Unmeasured household void properties | Input | 000's | 2 | 2019-20: 0.571; 2020-21: 0.552; 2021-22: 0.538; 2022-23: 0.518; 2023-24: 0.499; 2024-25: 0.484; 2025-26: 0.472; 2026-27: 0.459; 2027-28: 0.447; 2028-29: 0.434; 2029-30: 0.422; 2030-31: 0.41; 2031-32: 0.398; 2032-33: 0.388; 2033-34: 0.378; 2034-35: 0.369; 2035-36: 0.361; 2036-37: 0.352; 2037-38: 0.344; 2038-39: 0.335; 2039-40: 0.328; 2040-41: 0.32; 2041-42: 0.313; 2042-43: 0.306; 2043-44: 0.299; 2044-45: 0.293; 2045-46: 0.29; 2046-47: 0.288; 2047-48: 0.286; 2048-49: 0.284; 2049-50: 0.284
36BL | Total Resource Zone Properties (incl. voids) | sum (31BL:34BL) + 34.7BL + 35BL + 35.1BL | 000's | 2 | 2019-20: 164.951; 2020-21: 168.125; 2021-22: 171.055; 2022-23: 173.926; 2023-24: 176.291; 2024-25: 178.504; 2025-26: 180.645; 2026-27: 183.194; 2027-28: 185.249; 2028-29: 187.557; 2029-30: 189.867; 2030-31: 191.856; 2031-32: 193.756; 2032-33: 195.3; 2033-34: 196.853; 2034-35: 198.113; 2035-36: 199.48; 2036-37: 200.837; 2037-38: 202.223; 2038-39: 203.578; 2039-40: 204.906; 2040-41: 206.2; 2041-42: 207.464; 2042-43: 208.699; 2043-44: 209.907; 2044-45: 211.086; 2045-46: 212.234; 2046-47: 213.355; 2047-48: 214.443; 2048-49: 215.499; 2049-50: 216.521
37BL | Measured Non Household - Population | Input | 000's | 2 | 2019-20: 7.435; 2020-21: 7.496; 2021-22: 7.553; 2022-23: 7.617; 2023-24: 7.674; 2024-25: 7.735; 2025-26: 7.79; 2026-27: 7.866; 2027-28: 7.951; 2028-29: 8.039; 2029-30: 8.122; 2030-31: 8.196; 2031-32: 8.337; 2032-33: 8.439; 2033-34: 8.513; 2034-35: 8.577; 2035-36: 8.639; 2036-37: 8.687; 2037-38: 8.739; 2038-39: 8.799; 2039-40: 8.851; 2040-41: 8.915; 2041-42: 8.982; 2042-43: 9.056; 2043-44: 9.138; 2044-45: 9.222; 2045-46: 9.32; 2046-47: 9.419; 2047-48: 9.516; 2048-49: 9.615; 2049-50: 9.709
38BL | Unmeasured Non Household - Population | Input | 000's | 2 | 2019-20: 0.03; 2020-21: 0.03; 2021-22: 0.03; 2022-23: 0.031; 2023-24: 0.031; 2024-25: 0.031; 2025-26: 0.031; 2026-27: 0.032; 2027-28: 0.032; 2028-29: 0.032; 2029-30: 0.033; 2030-31: 0.033; 2031-32: 0.033; 2032-33: 0.034; 2033-34: 0.034; 2034-35: 0.034; 2035-36: 0.035; 2036-37: 0.035; 2037-38: 0.035; 2038-39: 0.035; 2039-40: 0.036; 2040-41: 0.036; 2041-42: 0.036; 2042-43: 0.036; 2043-44: 0.037; 2044-45: 0.037; 2045-46: 0.037; 2046-47: 0.038; 2047-48: 0.038; 2048-49: 0.039; 2049-50: 0.039
39BL | Measured Household - Population | Input | 000's | 2 | 2019-20: 269.682; 2020-21: 276.66; 2021-22: 282.116; 2022-23: 290.111; 2023-24: 296.698; 2024-25: 302.642; 2025-26: 307.91; 2026-27: 314.114; 2027-28: 318.901; 2028-29: 324.42; 2029-30: 329.773; 2030-31: 334.266; 2031-32: 338.339; 2032-33: 341.553; 2033-34: 344.901; 2034-35: 347.55; 2035-36: 350.405; 2036-37: 353.025; 2037-38: 355.759; 2038-39: 358.566; 2039-40: 361.855; 2040-41: 364.99; 2041-42: 368.07; 2042-43: 371.138; 2043-44: 374.176; 2044-45: 377.136; 2045-46: 379.51; 2046-47: 381.786; 2047-48: 384.048; 2048-49: 386.24; 2049-50: 388.08
40BL | Unmeasured Household - Population | Input | 000's | 2 | 2019-20: 67.324; 2020-21: 65.168; 2021-22: 63.232; 2022-23: 61.072; 2023-24: 58.936; 2024-25: 56.868; 2025-26: 55.135; 2026-27: 53.492; 2027-28: 51.864; 2028-29: 50.342; 2029-30: 48.863; 2030-31: 47.424; 2031-32: 46.013; 2032-33: 44.648; 2033-34: 43.357; 2034-35: 42.11; 2035-36: 40.913; 2036-37: 39.741; 2037-38: 38.622; 2038-39: 37.565; 2039-40: 36.611; 2040-41: 35.683; 2041-42: 34.79; 2042-43: 33.934; 2043-44: 33.112; 2044-45: 32.316; 2045-46: 31.987; 2046-47: 31.666; 2047-48: 31.359; 2048-49: 31.062; 2049-50: 31.044
41BL | Total Resource Zone Population | sum (37BL:40BL) | 000's | 2 | 2019-20: 344.471; 2020-21: 349.354; 2021-22: 352.931; 2022-23: 358.831; 2023-24: 363.339; 2024-25: 367.276; 2025-26: 370.866; 2026-27: 375.504; 2027-28: 378.748; 2028-29: 382.833; 2029-30: 386.791; 2030-31: 389.919; 2031-32: 392.722; 2032-33: 394.674; 2033-34: 396.805; 2034-35: 398.271; 2035-36: 399.992; 2036-37: 401.488; 2037-38: 403.155; 2038-39: 404.965; 2039-40: 407.353; 2040-41: 409.624; 2041-42: 411.878; 2042-43: 414.164; 2043-44: 416.463; 2044-45: 418.711; 2045-46: 420.854; 2046-47: 422.909; 2047-48: 424.961; 2048-49: 426.956; 2049-50: 428.872
42BL | Average household occupancy rate (excl. voids) | (39BL + 40BL) / (34BL + 35BL) | h/prop | 1 | 2019-20: 2.1925; 2020-21: 2.1801; 2021-22: 2.1633; 2022-23: 2.1623; 2023-24: 2.1593; 2024-25: 2.1551; 2025-26: 2.1499; 2026-27: 2.1457; 2027-28: 2.1396; 2028-29: 2.1352; 2029-30: 2.1302; 2030-31: 2.1245; 2031-32: 2.1177; 2032-33: 2.1108; 2033-34: 2.105; 2034-35: 2.099; 2035-36: 2.0933; 2036-37: 2.0867; 2037-38: 2.0807; 2038-39: 2.0758; 2039-40: 2.0743; 2040-41: 2.0725; 2041-42: 2.0708; 2042-43: 2.0697; 2043-44: 2.0688; 2044-45: 2.0679; 2045-46: 2.0668; 2046-47: 2.0655; 2047-48: 2.0645; 2048-49: 2.0635; 2049-50: 2.0626
43BL | Total Household Metering penetration (excl. voids) | 34BL / (34BL + 35BL) | % | 1 | 2019-20: 79.99%; 2020-21: 80.98%; 2021-22: 81.83%; 2022-23: 82.73%; 2023-24: 83.53%; 2024-25: 84.26%; 2025-26: 84.88%; 2026-27: 85.51%; 2027-28: 86.06%; 2028-29: 86.6%; 2029-30: 87.12%; 2030-31: 87.59%; 2031-32: 88.03%; 2032-33: 88.43%; 2033-34: 88.82%; 2034-35: 89.17%; 2035-36: 89.51%; 2036-37: 89.84%; 2037-38: 90.15%; 2038-39: 90.45%; 2039-40: 90.74%; 2040-41: 91.01%; 2041-42: 91.27%; 2042-43: 91.52%; 2043-44: 91.76%; 2044-45: 91.99%; 2045-46: 92.1%; 2046-47: 92.21%; 2047-48: 92.31%; 2048-49: 92.41%; 2049-50: 92.44%
44BL | Total Household Metering penetration (incl. voids) | (34BL) / (34BL + 34.7BL + 35BL + 35.1BL) | % | 1 | 2019-20: 78.55%; 2020-21: 79.54%; 2021-22: 80.38%; 2022-23: 81.27%; 2023-24: 82.06%; 2024-25: 82.78%; 2025-26: 83.38%; 2026-27: 84%; 2027-28: 84.54%; 2028-29: 85.07%; 2029-30: 85.59%; 2030-31: 86.05%; 2031-32: 86.49%; 2032-33: 86.88%; 2033-34: 87.26%; 2034-35: 87.6%; 2035-36: 87.93%; 2036-37: 88.25%; 2037-38: 88.56%; 2038-39: 88.86%; 2039-40: 89.14%; 2040-41: 89.41%; 2041-42: 89.66%; 2042-43: 89.91%; 2043-44: 90.14%; 2044-45: 90.36%; 2045-46: 90.48%; 2046-47: 90.58%; 2047-48: 90.68%; 2048-49: 90.78%; 2049-50: 90.81%
45BL | Distribution input | sum (12BL:15BL) +21BL + 22BL + 27BL + 28BL | Ml/d | 2 | 2019-20: 87.78; 2020-21: 88.2; 2021-22: 88.87; 2022-23: 88.96; 2023-24: 89.05; 2024-25: 90.28; 2025-26: 90.44; 2026-27: 90.82; 2027-28: 90.95; 2028-29: 91.27; 2029-30: 91.55; 2030-31: 91.82; 2031-32: 92.07; 2032-33: 92.33; 2033-34: 92.62; 2034-35: 92.81; 2035-36: 93.06; 2036-37: 93.26; 2037-38: 93.57; 2038-39: 93.9; 2039-40: 94.37; 2040-41: 94.73; 2041-42: 95.12; 2042-43: 95.51; 2043-44: 95.94; 2044-45: 96.33; 2045-46: 96.74; 2046-47: 97.12; 2047-48: 97.48; 2048-49: 97.87; 2049-50: 98.26
46BL | Target headroom (climate change component) | Input | Ml/d | 2 | 2019-20: 0.0011154; 2020-21: 0.0011154; 2021-22: 0.0011154; 2022-23: 0.0011154; 2023-24: 0.0011154; 2024-25: 0.0011154; 2025-26: 0.0011154; 2026-27: 0.0081616; 2027-28: 0.0098752; 2028-29: 0.0040167; 2029-30: 0.0097488; 2030-31: 0.012341; 2031-32: 0.018413; 2032-33: 0.014884; 2033-34: 0.019367; 2034-35: 0.021983; 2035-36: 0.016272; 2036-37: 0.01739; 2037-38: 0.014818; 2038-39: 0.016069; 2039-40: 0; 2040-41: 0; 2041-42: 0; 2042-43: 0; 2043-44: 0; 2044-45: 0; 2045-46: 0; 2046-47: 0; 2047-48: 0; 2048-49: 0; 2049-50: 0
47BL | Target headroom (All other components) | Input | Ml/d | 2 | 2019-20: 3.7255; 2020-21: 3.7255; 2021-22: 3.7255; 2022-23: 3.7255; 2023-24: 3.7255; 2024-25: 3.7255; 2025-26: 3.7255; 2026-27: 3.7428; 2027-28: 3.6911; 2028-29: 3.7478; 2029-30: 3.8115; 2030-31: 3.4415; 2031-32: 3.5536; 2032-33: 3.6656; 2033-34: 3.6807; 2034-35: 4.0252; 2035-36: 3.5183; 2036-37: 3.1355; 2037-38: 3.3783; 2038-39: 3.6271; 2039-40: 2.7629; 2040-41: 2.9834; 2041-42: 3.113; 2042-43: 3.2755; 2043-44: 3.5065; 2044-45: 3.4741; 2045-46: 2.9941; 2046-47: 3.0885; 2047-48: 3.0712; 2048-49: 3.019; 2049-50: 3.1268
48BL | Target Headroom | 46BL + 47BL | Ml/d | 2 | 2019-20: 3.7266; 2020-21: 3.7266; 2021-22: 3.7266; 2022-23: 3.7266; 2023-24: 3.7266; 2024-25: 3.7266; 2025-26: 3.7266; 2026-27: 3.751; 2027-28: 3.701; 2028-29: 3.7518; 2029-30: 3.8213; 2030-31: 3.4539; 2031-32: 3.5721; 2032-33: 3.6805; 2033-34: 3.7001; 2034-35: 4.0472; 2035-36: 3.5346; 2036-37: 3.1529; 2037-38: 3.3932; 2038-39: 3.6432; 2039-40: 2.7629; 2040-41: 2.9834; 2041-42: 3.113; 2042-43: 3.2755; 2043-44: 3.5065; 2044-45: 3.4741; 2045-46: 2.9941; 2046-47: 3.0885; 2047-48: 3.0712; 2048-49: 3.019; 2049-50: 3.1268
49BL | Available Headroom | 11BL - 45BL | Ml/d | 2 | 2019-20: 19.86; 2020-21: 19.44; 2021-22: 18.77; 2022-23: 18.68; 2023-24: 18.59; 2024-25: 17.36; 2025-26: 12.031; 2026-27: 11.611; 2027-28: 11.421; 2028-29: 11.041; 2029-30: 10.671; 2030-31: 10.371; 2031-32: 10.071; 2032-33: 9.771; 2033-34: 9.441; 2034-35: 9.211; 2035-36: 8.941; 2036-37: 8.711; 2037-38: 8.331; 2038-39: 7.921; 2039-40: 7.441; 2040-41: 7.011; 2041-42: 6.621; 2042-43: 6.231; 2043-44: 5.801; 2044-45: 5.411; 2045-46: -19.23; 2046-47: -19.61; 2047-48: -19.97; 2048-49: -20.36; 2049-50: -20.75
49.1BL | Available non-potable balance (if applicable) | 1.1BL -12.1BL | Ml/d | 2 | 2019-20: 0; 2020-21: 0; 2021-22: 0; 2022-23: 0; 2023-24: 0; 2024-25: 0; 2025-26: 0; 2026-27: 0; 2027-28: 0; 2028-29: 0; 2029-30: 0; 2030-31: 0; 2031-32: 0; 2032-33: 0; 2033-34: 0; 2034-35: 0; 2035-36: 0; 2036-37: 0; 2037-38: 0; 2038-39: 0; 2039-40: 0; 2040-41: 0; 2041-42: 0; 2042-43: 0; 2043-44: 0; 2044-45: 0; 2045-46: 0; 2046-47: 0; 2047-48: 0; 2048-49: 0; 2049-50: 0
50BL | Supply Demand Balance |  | Ml/d | 2 | 2019-20: 16.1334; 2020-21: 15.7134; 2021-22: 15.0434; 2022-23: 14.9534; 2023-24: 14.8634; 2024-25: 13.6334; 2025-26: 8.3044; 2026-27: 7.86; 2027-28: 7.72; 2028-29: 7.2892; 2029-30: 6.8497; 2030-31: 6.9171; 2031-32: 6.4989; 2032-33: 6.0905; 2033-34: 5.7409; 2034-35: 5.1638; 2035-36: 5.4064; 2036-37: 5.5581; 2037-38: 4.9378; 2038-39: 4.2778; 2039-40: 4.6781; 2040-41: 4.0276; 2041-42: 3.508; 2042-43: 2.9555; 2043-44: 2.2945; 2044-45: 1.9369; 2045-46: -22.2241; 2046-47: -22.6985; 2047-48: -23.0412; 2048-49: -23.379; 2049-50: -23.8768
Table 3e: DYCP - Final plan Options | Back to top of sheet
WRMP24 reference | Option type | Cat ID | Unit | Decimal places | 2019-20 | 2020-21 | 2021-22 | 2022-23 | 2023-24 | 2024-25 | 2025-26 | 2026-27 | 2027-28 | 2028-29 | 2029-30 | 2030-31 | 2031-32 | 2032-33 | 2033-34 | 2034-35 | 2035-36 | 2036-37 | 2037-38 | 2038-39 | 2039-40 | 2040-41 | 2041-42 | 2042-43 | 2043-44 | 2044-45 | 2045-46 | 2046-47 | 2047-48 | 2048-49 | 2049-50 | 2050-51 | 2051-52 | 2052-53 | 2053-54 | 2054-55 | 2055-56 | 2056-57 | 2057-58 | 2058-59 | 2059-60 | 2060-61 | 2061-62 | 2062-63 | 2063-64 | 2064-65 | 2065-66 | 2066-67 | 2067-68 | 2068-69 | 2069-70 | 2070-71 | 2071-72 | 2072-73 | 2073-74 | 2074-75 | 2075-76 | 2076-77 | 2077-78 | 2078-79 | 2079-80 | 2080-81 | 2081-82 | 2082-83 | 2083-84 | 2084-85 | 2085-86 | 2086-87 | 2087-88 | 2088-89 | 2089-90 | 2090-91 | 2091-92 | 2092-93 | 2093-94 | 2094-95 | 2095-96 | 2096-97 | 2097-98 | 2098-99 | 2099-100
1.11FP | Non potable supplies input reductions as -ve and increases as +ve | RSNPS | Ml/d | 2 | 2019-20: 0; 2020-21: 0; 2021-22: 0; 2022-23: 0; 2023-24: 0; 2024-25: 0; 2025-26: 0; 2026-27: 0; 2027-28: 0; 2028-29: 0; 2029-30: 0; 2030-31: 0; 2031-32: 0; 2032-33: 0; 2033-34: 0; 2034-35: 0; 2035-36: 0; 2036-37: 0; 2037-38: 0; 2038-39: 0; 2039-40: 0; 2040-41: 0; 2041-42: 0; 2042-43: 0; 2043-44: 0; 2044-45: 0; 2045-46: 0; 2046-47: 0; 2047-48: 0; 2048-49: 0; 2049-50: 0
2.1FP | Raw water imports | RSRWI | Ml/d | 2 | 2019-20: 0; 2020-21: 0; 2021-22: 0; 2022-23: 0; 2023-24: 0; 2024-25: 0; 2025-26: 0; 2026-27: 0; 2027-28: 0; 2028-29: 0; 2029-30: 0; 2030-31: 0; 2031-32: 0; 2032-33: 0; 2033-34: 0; 2034-35: 0; 2035-36: 0; 2036-37: 0; 2037-38: 0; 2038-39: 0; 2039-40: 0; 2040-41: 0; 2041-42: 0; 2042-43: 0; 2043-44: 0; 2044-45: 0; 2045-46: 0; 2046-47: 0; 2047-48: 0; 2048-49: 0; 2049-50: 0
3.1FP | Potable water imports input reductions as -ve | RSPWI | Ml/d | 2 | 2019-20: 0; 2020-21: 0; 2021-22: 0; 2022-23: 0; 2023-24: 0; 2024-25: 0; 2025-26: 0; 2026-27: 0; 2027-28: 0; 2028-29: 0; 2029-30: 0; 2030-31: 3.01; 2031-32: 3.01; 2032-33: 3.01; 2033-34: 3.01; 2034-35: 3.01; 2035-36: 3.01; 2036-37: 3.01; 2037-38: 3.01; 2038-39: 3.01; 2039-40: 3.01; 2040-41: 3.01; 2041-42: 3.01; 2042-43: 3.01; 2043-44: 3.01; 2044-45: 3.01; 2045-46: 4.58; 2046-47: 4.57; 2047-48: 4.56; 2048-49: 4.57; 2049-50: 6.06
4.1FP | Raw water exports input reductions as +ve and increases as -ve | RSRWE | Ml/d | 2 | 2019-20: 0; 2020-21: 0; 2021-22: 0; 2022-23: 0; 2023-24: 0; 2024-25: 0; 2025-26: 0; 2026-27: 0; 2027-28: 0; 2028-29: 0; 2029-30: 0; 2030-31: 0; 2031-32: 0; 2032-33: 0; 2033-34: 0; 2034-35: 0; 2035-36: 0; 2036-37: 0; 2037-38: 0; 2038-39: 0; 2039-40: 0; 2040-41: 0; 2041-42: 0; 2042-43: 0; 2043-44: 0; 2044-45: 0; 2045-46: 0; 2046-47: 0; 2047-48: 0; 2048-49: 0; 2049-50: 0
5.1FP | Potable water exports input reductions as +ve and increases as -ve | RSPWE | Ml/d | 2 | 2019-20: 0; 2020-21: 0; 2021-22: 0; 2022-23: 0; 2023-24: 0; 2024-25: 0; 2025-26: 0.02; 2026-27: 0.04; 2027-28: 0.29; 2028-29: 0.52; 2029-30: 0.57; 2030-31: 0.41; 2031-32: 0.46; 2032-33: 0.48; 2033-34: 0.51; 2034-35: 0.55; 2035-36: 0.59; 2036-37: 0.65; 2037-38: 0.68; 2038-39: 0.75; 2039-40: 0.79; 2040-41: 0.68; 2041-42: 0.65; 2042-43: 0.6; 2043-44: 0.56; 2044-45: 0.51; 2045-46: -2.56; 2046-47: -2.66; 2047-48: -2.74; 2048-49: -2.83; 2049-50: -2.94
6.2FP | DO benefit from increase raw water abstractions | RSRWA | Ml/d | 2 | 2019-20: 0; 2020-21: 0; 2021-22: 0; 2022-23: 0; 2023-24: 0; 2024-25: 0; 2025-26: 0; 2026-27: 0; 2027-28: 0; 2028-29: 0; 2029-30: 0; 2030-31: 0; 2031-32: 0; 2032-33: 0; 2033-34: 0; 2034-35: 0; 2035-36: 0; 2036-37: 0; 2037-38: 0; 2038-39: 0; 2039-40: 0; 2040-41: 0; 2041-42: 0; 2042-43: 0; 2043-44: 0; 2044-45: 0; 2045-46: 0; 2046-47: 0; 2047-48: 0; 2048-49: 0; 2049-50: 0
6.3FP | Other options to increase deployable output | RSIPO | Ml/d | 2 | 2019-20: 0; 2020-21: 0; 2021-22: 0; 2022-23: 0; 2023-24: 0; 2024-25: 0; 2025-26: 0; 2026-27: 0; 2027-28: 0; 2028-29: 0; 2029-30: 0; 2030-31: 0; 2031-32: 0; 2032-33: 0; 2033-34: 0; 2034-35: 0; 2035-36: 0; 2036-37: 0; 2037-38: 0; 2038-39: 0; 2039-40: 0; 2040-41: 25; 2041-42: 25; 2042-43: 25; 2043-44: 25; 2044-45: 25; 2045-46: 25; 2046-47: 25; 2047-48: 25; 2048-49: 25; 2049-50: 25
7.01FP | DO benefit from supply side drought measures | RSDPS | Ml/d | 2 | 2019-20: 0; 2020-21: 0; 2021-22: 0; 2022-23: 0; 2023-24: 0; 2024-25: 0; 2025-26: 0; 2026-27: 0; 2027-28: 0; 2028-29: 0; 2029-30: 0; 2030-31: 0; 2031-32: 0; 2032-33: 0; 2033-34: 0; 2034-35: 0; 2035-36: 0; 2036-37: 0; 2037-38: 0; 2038-39: 0; 2039-40: 0; 2040-41: 0; 2041-42: 0; 2042-43: 0; 2043-44: 0; 2044-45: 0; 2045-46: 0; 2046-47: 0; 2047-48: 0; 2048-49: 0; 2049-50: 0
7.02FP | DO benefit from demand side drought measures | RSDPD | Ml/d | 2 | 2019-20: 0; 2020-21: 0; 2021-22: 0; 2022-23: 0; 2023-24: 0; 2024-25: 0; 2025-26: 0; 2026-27: 0; 2027-28: 0; 2028-29: 0; 2029-30: 0; 2030-31: 0; 2031-32: 0; 2032-33: 0; 2033-34: 0; 2034-35: 0; 2035-36: 0; 2036-37: 0; 2037-38: 0; 2038-39: 0; 2039-40: 0; 2040-41: 0; 2041-42: 0; 2042-43: 0; 2043-44: 0; 2044-45: 0; 2045-46: 0; 2046-47: 0; 2047-48: 0; 2048-49: 0; 2049-50: 0
8.1FP | Reduce raw water losses and operational use input as -ve | RSLOU | Ml/d | 2 | 2019-20: 0; 2020-21: 0; 2021-22: 0; 2022-23: 0; 2023-24: 0; 2024-25: 0; 2025-26: 0; 2026-27: 0; 2027-28: 0; 2028-29: 0; 2029-30: 0; 2030-31: 0; 2031-32: 0; 2032-33: 0; 2033-34: 0; 2034-35: 0; 2035-36: 0; 2036-37: 0; 2037-38: 0; 2038-39: 0; 2039-40: 0; 2040-41: 0; 2041-42: 0; 2042-43: 0; 2043-44: 0; 2044-45: 0; 2045-46: 0; 2046-47: 0; 2047-48: 0; 2048-49: 0; 2049-50: 0
8.2FP | Reduce treatment works losses input as -ve | PSTWL | Ml/d | 2 | 2019-20: 0; 2020-21: 0; 2021-22: 0; 2022-23: 0; 2023-24: 0; 2024-25: 0; 2025-26: 0; 2026-27: 0; 2027-28: 0; 2028-29: 0; 2029-30: 0; 2030-31: 0; 2031-32: 0; 2032-33: 0; 2033-34: 0; 2034-35: 0; 2035-36: 0; 2036-37: 0; 2037-38: 0; 2038-39: 0; 2039-40: 0; 2040-41: 0; 2041-42: 0; 2042-43: 0; 2043-44: 0; 2044-45: 0; 2045-46: 0; 2046-47: 0; 2047-48: 0; 2048-49: 0; 2049-50: 0
9.1FP | Reduce outages input as -ve | PSROU | Ml/d | 2 | 2019-20: 0; 2020-21: 0; 2021-22: 0; 2022-23: 0; 2023-24: 0; 2024-25: 0; 2025-26: 0; 2026-27: 0; 2027-28: 0; 2028-29: 0; 2029-30: 0; 2030-31: 0; 2031-32: 0; 2032-33: 0; 2033-34: 0; 2034-35: 0; 2035-36: 0; 2036-37: 0; 2037-38: 0; 2038-39: 0; 2039-40: 0; 2040-41: 0; 2041-42: 0; 2042-43: 0; 2043-44: 0; 2044-45: 0; 2045-46: 0; 2046-47: 0; 2047-48: 0; 2048-49: 0; 2049-50: 0
12.2FP | Change volume delivered to measured non households input reductions as -ve, line to include both measured non-household consumption and USPL options | CVMNH | Ml/d | 2 | 2019-20: 0; 2020-21: 0; 2021-22: 0; 2022-23: 0; 2023-24: 0; 2024-25: 0; 2025-26: -0.19; 2026-27: -0.36; 2027-28: -0.52; 2028-29: -0.66; 2029-30: -0.8; 2030-31: -0.94; 2031-32: -1.08; 2032-33: -1.22; 2033-34: -1.36; 2034-35: -1.5; 2035-36: -1.64; 2036-37: -1.78; 2037-38: -1.92; 2038-39: -2.06; 2039-40: -2.2; 2040-41: -2.34; 2041-42: -2.48; 2042-43: -2.62; 2043-44: -2.76; 2044-45: -2.9; 2045-46: -3.04; 2046-47: -3.18; 2047-48: -3.32; 2048-49: -3.46; 2049-50: -3.6
13.1FP | Change volume delivered to unmeasured non households input reductions as -ve, line to include both unmeasured non-household consumption and USPL options | CVUNH | Ml/d | 2 | 2019-20: 0; 2020-21: 0; 2021-22: 0; 2022-23: 0; 2023-24: 0; 2024-25: 0; 2025-26: 0; 2026-27: 0; 2027-28: 0; 2028-29: 0; 2029-30: 0; 2030-31: 0; 2031-32: 0; 2032-33: 0; 2033-34: 0; 2034-35: 0; 2035-36: 0; 2036-37: 0; 2037-38: 0; 2038-39: 0; 2039-40: 0; 2040-41: 0; 2041-42: 0; 2042-43: 0; 2043-44: 0; 2044-45: 0; 2045-46: 0; 2046-47: 0; 2047-48: 0; 2048-49: 0; 2049-50: 0
14.1FP | Change volume delivered to measured households input reductions as -ve, line to include both measured household consumption and USPL options | CVMHH | Ml/d | 2 | 2019-20: 0; 2020-21: 0; 2021-22: 0; 2022-23: 0; 2023-24: 0; 2024-25: 0; 2025-26: -0.73; 2026-27: -0.92; 2027-28: -1.11; 2028-29: -1.49; 2029-30: -1.88; 2030-31: -2.24; 2031-32: -2.62; 2032-33: -2.88; 2033-34: -3.14; 2034-35: -3.76; 2035-36: -4.39; 2036-37: -5.03; 2037-38: -5.66; 2038-39: -6.31; 2039-40: -6.96; 2040-41: -7.61; 2041-42: -8.25; 2042-43: -8.91; 2043-44: -9.57; 2044-45: -9.85; 2045-46: -10.12; 2046-47: -10.4; 2047-48: -10.68; 2048-49: -10.96; 2049-50: -11.23
15.1FP | Change volume delivered to unmeasured households input reductions as -ve, line to include both unmeasured household consumption and USPL options | CVUHH | Ml/d | 2 | 2019-20: 0; 2020-21: 0; 2021-22: 0; 2022-23: 0; 2023-24: 0; 2024-25: 0; 2025-26: 0; 2026-27: 0; 2027-28: 0; 2028-29: 0; 2029-30: 0; 2030-31: 0; 2031-32: 0; 2032-33: 0; 2033-34: 0; 2034-35: 0; 2035-36: 0; 2036-37: 0; 2037-38: 0; 2038-39: 0; 2039-40: 0; 2040-41: 0; 2041-42: 0; 2042-43: 0; 2043-44: 0; 2044-45: 0; 2045-46: 0; 2046-47: 0; 2047-48: 0; 2048-49: 0; 2049-50: 0
21.1FP | Options to reduce water taken unbilled input as -ve | CSWTU | Ml/d | 2 | 2019-20: 0; 2020-21: 0; 2021-22: 0; 2022-23: 0; 2023-24: 0; 2024-25: 0; 2025-26: 0; 2026-27: 0; 2027-28: 0; 2028-29: 0; 2029-30: 0; 2030-31: 0; 2031-32: 0; 2032-33: 0; 2033-34: 0; 2034-35: 0; 2035-36: 0; 2036-37: 0; 2037-38: 0; 2038-39: 0; 2039-40: 0; 2040-41: 0; 2041-42: 0; 2042-43: 0; 2043-44: 0; 2044-45: 0; 2045-46: 0; 2046-47: 0; 2047-48: 0; 2048-49: 0; 2049-50: 0
22.1FP | Reduce distribution system operational use (DSOU) input as -ve | DSDOU | Ml/d | 2 | 2019-20: 0; 2020-21: 0; 2021-22: 0; 2022-23: 0; 2023-24: 0; 2024-25: 0; 2025-26: 0; 2026-27: 0; 2027-28: 0; 2028-29: 0; 2029-30: 0; 2030-31: 0; 2031-32: 0; 2032-33: 0; 2033-34: 0; 2034-35: 0; 2035-36: 0; 2036-37: 0; 2037-38: 0; 2038-39: 0; 2039-40: 0; 2040-41: 0; 2041-42: 0; 2042-43: 0; 2043-44: 0; 2044-45: 0; 2045-46: 0; 2046-47: 0; 2047-48: 0; 2048-49: 0; 2049-50: 0
23.1FP | Options impacting on measured Non Household - USPL input reductions as -ve | CUMNH | Ml/d | 2 | 2019-20: 0; 2020-21: 0; 2021-22: 0; 2022-23: 0; 2023-24: 0; 2024-25: 0; 2025-26: 0; 2026-27: 0; 2027-28: -0.01; 2028-29: -0.01; 2029-30: -0.01; 2030-31: -0.01; 2031-32: -0.01; 2032-33: -0.01; 2033-34: -0.01; 2034-35: -0.02; 2035-36: -0.02; 2036-37: -0.02; 2037-38: -0.02; 2038-39: -0.02; 2039-40: -0.02; 2040-41: -0.03; 2041-42: -0.03; 2042-43: -0.03; 2043-44: -0.03; 2044-45: -0.03; 2045-46: -0.03; 2046-47: -0.03; 2047-48: -0.04; 2048-49: -0.04; 2049-50: -0.04
24.1FP | Options impacting on unmeasured Non Household - USPL input reductions as -ve | CUUNH | Ml/d | 2 | 2019-20: 0; 2020-21: 0; 2021-22: 0; 2022-23: 0; 2023-24: 0; 2024-25: 0; 2025-26: 0; 2026-27: 0; 2027-28: 0; 2028-29: 0; 2029-30: 0; 2030-31: 0; 2031-32: 0; 2032-33: 0; 2033-34: 0; 2034-35: 0; 2035-36: 0; 2036-37: 0; 2037-38: 0; 2038-39: 0; 2039-40: 0; 2040-41: 0; 2041-42: 0; 2042-43: 0; 2043-44: 0; 2044-45: 0; 2045-46: 0; 2046-47: 0; 2047-48: 0; 2048-49: 0; 2049-50: 0
25.1FP | Options impacting on measured Household - USPL input reductions as -ve | CUMHH | Ml/d | 2 | 2019-20: 0; 2020-21: 0; 2021-22: 0; 2022-23: 0; 2023-24: 0; 2024-25: 0; 2025-26: -0.37; 2026-27: -0.38; 2027-28: -0.39; 2028-29: -0.4; 2029-30: -0.42; 2030-31: -0.44; 2031-32: -0.46; 2032-33: -0.47; 2033-34: -0.48; 2034-35: -0.49; 2035-36: -0.49; 2036-37: -0.5; 2037-38: -0.51; 2038-39: -0.52; 2039-40: -0.53; 2040-41: -0.54; 2041-42: -0.54; 2042-43: -0.55; 2043-44: -0.56; 2044-45: -0.57; 2045-46: -0.57; 2046-47: -0.58; 2047-48: -0.59; 2048-49: -0.59; 2049-50: -0.6
26.1FP | Options impacting on unmeasured Household - USPL input reductions as -ve | CUUHH | Ml/d | 2 | 2019-20: 0; 2020-21: 0; 2021-22: 0; 2022-23: 0; 2023-24: 0; 2024-25: 0; 2025-26: 0; 2026-27: 0; 2027-28: 0; 2028-29: 0; 2029-30: 0; 2030-31: 0; 2031-32: 0; 2032-33: 0; 2033-34: 0; 2034-35: 0; 2035-36: 0; 2036-37: 0; 2037-38: 0; 2038-39: 0; 2039-40: 0; 2040-41: 0; 2041-42: 0; 2042-43: 0; 2043-44: 0; 2044-45: 0; 2045-46: 0; 2046-47: 0; 2047-48: 0; 2048-49: 0; 2049-50: 0
27.1FP | Options impacting on Void properties - USPL input reductions as -ve | CUVPP | Ml/d | 2 | 2019-20: 0; 2020-21: 0; 2021-22: 0; 2022-23: 0; 2023-24: 0; 2024-25: 0; 2025-26: 0; 2026-27: 0; 2027-28: 0; 2028-29: 0; 2029-30: 0; 2030-31: 0; 2031-32: 0; 2032-33: 0; 2033-34: 0; 2034-35: 0; 2035-36: 0; 2036-37: 0; 2037-38: 0; 2038-39: 0; 2039-40: 0; 2040-41: 0; 2041-42: 0; 2042-43: 0; 2043-44: 0; 2044-45: 0; 2045-46: 0; 2046-47: 0; 2047-48: 0; 2048-49: 0; 2049-50: 0
28.1FP | Reduce distribution losses input as -ve | DSRDL | Ml/d | 2 | 2019-20: 0; 2020-21: 0; 2021-22: 0; 2022-23: 0; 2023-24: 0; 2024-25: 0; 2025-26: 0; 2026-27: -0.01; 2027-28: -0.05; 2028-29: -0.09; 2029-30: -0.09; 2030-31: -0.1; 2031-32: -0.15; 2032-33: -0.16; 2033-34: -0.26; 2034-35: -0.28; 2035-36: -0.29; 2036-37: -0.31; 2037-38: -0.33; 2038-39: -0.35; 2039-40: -0.36; 2040-41: -0.55; 2041-42: -0.57; 2042-43: -0.57; 2043-44: -0.6; 2044-45: -0.61; 2045-46: -0.69; 2046-47: -0.74; 2047-48: -0.81; 2048-49: -0.88; 2049-50: -0.91
Table 3f: DYCP - Final plan | Back to top of sheet
WRMP24 reference | Component | Derivation | Unit | Decimal places | 2019-20 | 2020-21 | 2021-22 | 2022-23 | 2023-24 | 2024-25 | 2025-26 | 2026-27 | 2027-28 | 2028-29 | 2029-30 | 2030-31 | 2031-32 | 2032-33 | 2033-34 | 2034-35 | 2035-36 | 2036-37 | 2037-38 | 2038-39 | 2039-40 | 2040-41 | 2041-42 | 2042-43 | 2043-44 | 2044-45 | 2045-46 | 2046-47 | 2047-48 | 2048-49 | 2049-50 | 2050-51 | 2051-52 | 2052-53 | 2053-54 | 2054-55 | 2055-56 | 2056-57 | 2057-58 | 2058-59 | 2059-60 | 2060-61 | 2061-62 | 2062-63 | 2063-64 | 2064-65 | 2065-66 | 2066-67 | 2067-68 | 2068-69 | 2069-70 | 2070-71 | 2071-72 | 2072-73 | 2073-74 | 2074-75 | 2075-76 | 2076-77 | 2077-78 | 2078-79 | 2079-80 | 2080-81 | 2081-82 | 2082-83 | 2083-84 | 2084-85 | 2085-86 | 2086-87 | 2087-88 | 2088-89 | 2089-90 | 2090-91 | 2091-92 | 2092-93 | 2093-94 | 2094-95 | 2095-96 | 2096-97 | 2097-98 | 2098-99 | 2099-100
1FP | Raw water abstracted | Input | Ml/d | 2 | 2019-20: 0; 2020-21: 0; 2021-22: 0; 2022-23: 0; 2023-24: 0; 2024-25: 0; 2025-26: 0; 2026-27: 0; 2027-28: 0; 2028-29: 0; 2029-30: 0; 2030-31: 0; 2031-32: 0; 2032-33: 0; 2033-34: 0; 2034-35: 0; 2035-36: 0; 2036-37: 0; 2037-38: 0; 2038-39: 0; 2039-40: 0; 2040-41: 0; 2041-42: 0; 2042-43: 0; 2043-44: 0; 2044-45: 0; 2045-46: 0; 2046-47: 0; 2047-48: 0; 2048-49: 0; 2049-50: 0
1.1FP | Non-potable water supplies | 1.1BL + 1.11FP | Ml/d | 2 | 2019-20: 0; 2020-21: 0; 2021-22: 0; 2022-23: 0; 2023-24: 0; 2024-25: 0; 2025-26: 0; 2026-27: 0; 2027-28: 0; 2028-29: 0; 2029-30: 0; 2030-31: 0; 2031-32: 0; 2032-33: 0; 2033-34: 0; 2034-35: 0; 2035-36: 0; 2036-37: 0; 2037-38: 0; 2038-39: 0; 2039-40: 0; 2040-41: 0; 2041-42: 0; 2042-43: 0; 2043-44: 0; 2044-45: 0; 2045-46: 0; 2046-47: 0; 2047-48: 0; 2048-49: 0; 2049-50: 0
2FP | Raw water imported | 2BL + 2.1FP | Ml/d | 2 | 2019-20: 0; 2020-21: 0; 2021-22: 0; 2022-23: 0; 2023-24: 0; 2024-25: 0; 2025-26: 0; 2026-27: 0; 2027-28: 0; 2028-29: 0; 2029-30: 0; 2030-31: 0; 2031-32: 0; 2032-33: 0; 2033-34: 0; 2034-35: 0; 2035-36: 0; 2036-37: 0; 2037-38: 0; 2038-39: 0; 2039-40: 0; 2040-41: 0; 2041-42: 0; 2042-43: 0; 2043-44: 0; 2044-45: 0; 2045-46: 0; 2046-47: 0; 2047-48: 0; 2048-49: 0; 2049-50: 0
3FP | Potable water imported | 3BL + 3.1FP | Ml/d | 2 | 2019-20: 0; 2020-21: 0; 2021-22: 0; 2022-23: 0; 2023-24: 0; 2024-25: 0; 2025-26: 0.001; 2026-27: 0.001; 2027-28: 0.001; 2028-29: 0.001; 2029-30: 0.001; 2030-31: 3.011; 2031-32: 3.011; 2032-33: 3.011; 2033-34: 3.011; 2034-35: 3.011; 2035-36: 3.011; 2036-37: 3.011; 2037-38: 3.011; 2038-39: 3.011; 2039-40: 3.011; 2040-41: 3.011; 2041-42: 3.011; 2042-43: 3.011; 2043-44: 3.011; 2044-45: 3.011; 2045-46: 5.58; 2046-47: 5.57; 2047-48: 5.56; 2048-49: 5.57; 2049-50: 7.06
4FP | Raw water exported enter as -ve | 4BL + 4.1FP | Ml/d | 2 | 2019-20: 0; 2020-21: 0; 2021-22: 0; 2022-23: 0; 2023-24: 0; 2024-25: 0; 2025-26: 0; 2026-27: 0; 2027-28: 0; 2028-29: 0; 2029-30: 0; 2030-31: 0; 2031-32: 0; 2032-33: 0; 2033-34: 0; 2034-35: 0; 2035-36: 0; 2036-37: 0; 2037-38: 0; 2038-39: 0; 2039-40: 0; 2040-41: 0; 2041-42: 0; 2042-43: 0; 2043-44: 0; 2044-45: 0; 2045-46: 0; 2046-47: 0; 2047-48: 0; 2048-49: 0; 2049-50: 0
5FP | Potable water exported enter as -ve | 5BL + 5.1FP | Ml/d | 2 | 2019-20: -5.6; 2020-21: -5.6; 2021-22: -5.6; 2022-23: -5.6; 2023-24: -5.6; 2024-25: -5.6; 2025-26: -10.75; 2026-27: -10.77; 2027-28: -10.58; 2028-29: -10.41; 2029-30: -10.45; 2030-31: -10.64; 2031-32: -10.64; 2032-33: -10.66; 2033-34: -10.67; 2034-35: -10.67; 2035-36: -10.65; 2036-37: -10.62; 2037-38: -10.66; 2038-39: -10.67; 2039-40: -10.64; 2040-41: -10.82; 2041-42: -10.85; 2042-43: -10.9; 2043-44: -10.94; 2044-45: -10.99; 2045-46: -14.06; 2046-47: -14.16; 2047-48: -14.24; 2048-49: -14.33; 2049-50: -14.44
6.1FP | Deployable Output post forecast changes | 6.1BL + 6.2FP + 6.3FP +7.01FP +7.02FP | Ml/d | 2 | 2019-20: 121.34; 2020-21: 121.34; 2021-22: 121.34; 2022-23: 121.34; 2023-24: 121.34; 2024-25: 121.34; 2025-26: 121.34; 2026-27: 121.34; 2027-28: 121.34; 2028-29: 121.34; 2029-30: 121.34; 2030-31: 121.34; 2031-32: 121.34; 2032-33: 121.34; 2033-34: 121.34; 2034-35: 121.34; 2035-36: 121.34; 2036-37: 121.34; 2037-38: 121.34; 2038-39: 121.34; 2039-40: 121.34; 2040-41: 146.34; 2041-42: 146.34; 2042-43: 146.34; 2043-44: 146.34; 2044-45: 146.34; 2045-46: 121.11; 2046-47: 121.11; 2047-48: 121.11; 2048-49: 121.11; 2049-50: 121.11
8FP | Raw water losses, treatment works losses and operational use | 8BL + 8.1FP + 8.2FP | Ml/d | 2 | 2019-20: 7.16; 2020-21: 7.16; 2021-22: 7.16; 2022-23: 7.16; 2023-24: 7.16; 2024-25: 7.16; 2025-26: 7.16; 2026-27: 7.16; 2027-28: 7.16; 2028-29: 7.16; 2029-30: 7.16; 2030-31: 7.16; 2031-32: 7.16; 2032-33: 7.16; 2033-34: 7.16; 2034-35: 7.16; 2035-36: 7.16; 2036-37: 7.16; 2037-38: 7.16; 2038-39: 7.16; 2039-40: 7.16; 2040-41: 7.16; 2041-42: 7.16; 2042-43: 7.16; 2043-44: 7.16; 2044-45: 7.16; 2045-46: 7.16; 2046-47: 7.16; 2047-48: 7.16; 2048-49: 7.16; 2049-50: 7.16
9FP | Total Outage Allowance | 9BL + 9.1FP | Ml/d | 2 | 2019-20: 0.94; 2020-21: 0.94; 2021-22: 0.94; 2022-23: 0.94; 2023-24: 0.94; 2024-25: 0.94; 2025-26: 0.94; 2026-27: 0.94; 2027-28: 0.94; 2028-29: 0.94; 2029-30: 0.94; 2030-31: 0.94; 2031-32: 0.94; 2032-33: 0.94; 2033-34: 0.94; 2034-35: 0.94; 2035-36: 0.94; 2036-37: 0.94; 2037-38: 0.94; 2038-39: 0.94; 2039-40: 0.94; 2040-41: 0.94; 2041-42: 0.94; 2042-43: 0.94; 2043-44: 0.94; 2044-45: 0.94; 2045-46: 0.94; 2046-47: 0.94; 2047-48: 0.94; 2048-49: 0.94; 2049-50: 0.94
10FP | Water Available For Use (own sources) | (6.1FP) - (8FP + 9FP) | Ml/d | 2 | 2019-20: 113.24; 2020-21: 113.24; 2021-22: 113.24; 2022-23: 113.24; 2023-24: 113.24; 2024-25: 113.24; 2025-26: 113.24; 2026-27: 113.24; 2027-28: 113.24; 2028-29: 113.24; 2029-30: 113.24; 2030-31: 113.24; 2031-32: 113.24; 2032-33: 113.24; 2033-34: 113.24; 2034-35: 113.24; 2035-36: 113.24; 2036-37: 113.24; 2037-38: 113.24; 2038-39: 113.24; 2039-40: 113.24; 2040-41: 138.24; 2041-42: 138.24; 2042-43: 138.24; 2043-44: 138.24; 2044-45: 138.24; 2045-46: 113.01; 2046-47: 113.01; 2047-48: 113.01; 2048-49: 113.01; 2049-50: 113.01
11FP | Total Water Available For Use | 10FP + sum (2FP:5FP) | Ml/d | 2 | 2019-20: 107.64; 2020-21: 107.64; 2021-22: 107.64; 2022-23: 107.64; 2023-24: 107.64; 2024-25: 107.64; 2025-26: 102.491; 2026-27: 102.471; 2027-28: 102.661; 2028-29: 102.831; 2029-30: 102.791; 2030-31: 105.611; 2031-32: 105.611; 2032-33: 105.591; 2033-34: 105.581; 2034-35: 105.581; 2035-36: 105.601; 2036-37: 105.631; 2037-38: 105.591; 2038-39: 105.581; 2039-40: 105.611; 2040-41: 130.431; 2041-42: 130.401; 2042-43: 130.351; 2043-44: 130.311; 2044-45: 130.261; 2045-46: 104.53; 2046-47: 104.42; 2047-48: 104.33; 2048-49: 104.25; 2049-50: 105.63
12FP | Water delivered measured non-household | 12BL + 12.2FP | Ml/d | 2 | 2019-20: 15.49; 2020-21: 15.81; 2021-22: 16.39; 2022-23: 16.32; 2023-24: 16.26; 2024-25: 17.47; 2025-26: 17.22; 2026-27: 16.99; 2027-28: 16.77; 2028-29: 16.58; 2029-30: 16.38; 2030-31: 16.19; 2031-32: 16; 2032-33: 15.81; 2033-34: 15.63; 2034-35: 15.44; 2035-36: 15.26; 2036-37: 15.08; 2037-38: 14.9; 2038-39: 14.72; 2039-40: 14.55; 2040-41: 14.37; 2041-42: 14.2; 2042-43: 14.03; 2043-44: 13.86; 2044-45: 13.69; 2045-46: 13.53; 2046-47: 13.36; 2047-48: 13.2; 2048-49: 13.04; 2049-50: 12.88
12.1FP | Non-potable water consumption | Input | Ml/d | 2 | 2019-20: 0; 2020-21: 0; 2021-22: 0; 2022-23: 0; 2023-24: 0; 2024-25: 0; 2025-26: 0; 2026-27: 0; 2027-28: 0; 2028-29: 0; 2029-30: 0; 2030-31: 0; 2031-32: 0; 2032-33: 0; 2033-34: 0; 2034-35: 0; 2035-36: 0; 2036-37: 0; 2037-38: 0; 2038-39: 0; 2039-40: 0; 2040-41: 0; 2041-42: 0; 2042-43: 0; 2043-44: 0; 2044-45: 0; 2045-46: 0; 2046-47: 0; 2047-48: 0; 2048-49: 0; 2049-50: 0
13FP | Water delivered unmeasured non-household | 13BL + 13.1FP | Ml/d | 2 | 2019-20: 0.06; 2020-21: 0.06; 2021-22: 0.06; 2022-23: 0.06; 2023-24: 0.06; 2024-25: 0.06; 2025-26: 0.06; 2026-27: 0.06; 2027-28: 0.06; 2028-29: 0.06; 2029-30: 0.06; 2030-31: 0.06; 2031-32: 0.06; 2032-33: 0.06; 2033-34: 0.06; 2034-35: 0.06; 2035-36: 0.06; 2036-37: 0.06; 2037-38: 0.06; 2038-39: 0.06; 2039-40: 0.06; 2040-41: 0.06; 2041-42: 0.06; 2042-43: 0.06; 2043-44: 0.06; 2044-45: 0.06; 2045-46: 0.06; 2046-47: 0.06; 2047-48: 0.06; 2048-49: 0.06; 2049-50: 0.06
14FP | Water delivered measured household | 14BL + 14.1FP | Ml/d | 2 | 2019-20: 47.38; 2020-21: 48.22; 2021-22: 48.95; 2022-23: 49.85; 2023-24: 50.7; 2024-25: 51.42; 2025-26: 51.43; 2026-27: 52.16; 2027-28: 52.66; 2028-29: 53.1; 2029-30: 53.49; 2030-31: 53.85; 2031-32: 54.16; 2032-33: 54.57; 2033-34: 54.99; 2034-35: 54.94; 2035-36: 54.92; 2036-37: 54.84; 2037-38: 54.85; 2038-39: 54.86; 2039-40: 54.95; 2040-41: 54.96; 2041-42: 54.98; 2042-43: 54.97; 2043-44: 54.97; 2044-45: 55.33; 2045-46: 55.57; 2046-47: 55.78; 2047-48: 55.97; 2048-49: 56.15; 2049-50: 56.28
15FP | Water delivered unmeasured household | 15BL + 15.1FP | Ml/d | 2 | 2019-20: 19.52; 2020-21: 18.86; 2021-22: 18.27; 2022-23: 17.61; 2023-24: 16.96; 2024-25: 16.33; 2025-26: 15.81; 2026-27: 15.31; 2027-28: 14.82; 2028-29: 14.36; 2029-30: 13.92; 2030-31: 13.52; 2031-32: 13.14; 2032-33: 12.77; 2033-34: 12.42; 2034-35: 12.09; 2035-36: 11.77; 2036-37: 11.45; 2037-38: 11.15; 2038-39: 10.87; 2039-40: 10.61; 2040-41: 10.36; 2041-42: 10.13; 2042-43: 9.9; 2043-44: 9.68; 2044-45: 9.47; 2045-46: 9.39; 2046-47: 9.31; 2047-48: 9.23; 2048-49: 9.16; 2049-50: 9.17
16FP | Percentage of consumption driven by climate change | 16BL | % | 1 | 2019-20: 0%; 2020-21: 0%; 2021-22: 0%; 2022-23: 0.1%; 2023-24: 0.1%; 2024-25: 0.1%; 2025-26: 0.1%; 2026-27: 0.1%; 2027-28: 0.1%; 2028-29: 0.2%; 2029-30: 0.2%; 2030-31: 0.2%; 2031-32: 0.2%; 2032-33: 0.3%; 2033-34: 0.3%; 2034-35: 0.3%; 2035-36: 0.4%; 2036-37: 0.4%; 2037-38: 0.4%; 2038-39: 0.5%; 2039-40: 0.5%; 2040-41: 0.6%; 2041-42: 0.6%; 2042-43: 0.6%; 2043-44: 0.7%; 2044-45: 0.7%; 2045-46: 0.8%; 2046-47: 0.8%; 2047-48: 0.8%; 2048-49: 0.8%; 2049-50: 0.9%
17FP | Volume of consumption driven by climate change | 16FP * (12FP + sum(13FP:15FP) - sum (23FP:26FP)) | Ml/d | 2 | 2019-20: 0; 2020-21: 0; 2021-22: 0; 2022-23: 0.08097; 2023-24: 0.08117; 2024-25: 0.08252; 2025-26: 0.08219; 2026-27: 0.08225; 2027-28: 0.08212; 2028-29: 0.16392; 2029-30: 0.16358; 2030-31: 0.16326; 2031-32: 0.16288; 2032-33: 0.24393; 2033-34: 0.2436; 2034-35: 0.24195; 2035-36: 0.32048; 2036-37: 0.31816; 2037-38: 0.31628; 2038-39: 0.3931; 2039-40: 0.39145; 2040-41: 0.46734; 2041-42: 0.465; 2042-43: 0.4626; 2043-44: 0.53697; 2044-45: 0.5369; 2045-46: 0.61344; 2046-47: 0.6132; 2047-48: 0.6128; 2048-49: 0.6124; 2049-50: 0.68877
18FP | Measured Household - PCC | ((14FP - 25FP) * 1,000,000) / (39FP * 1000) | l/h/d | 1 | 2019-20: 169.1622; 2020-21: 168.004; 2021-22: 167.4134; 2022-23: 165.971; 2023-24: 165.2185; 2024-25: 164.4187; 2025-26: 162.9372; 2026-27: 162.1386; 2027-28: 161.3981; 2028-29: 160.1011; 2029-30: 158.8365; 2030-31: 157.9281; 2031-32: 157.091; 2032-33: 156.7839; 2033-34: 156.4217; 2034-35: 155.0568; 2035-36: 153.6508; 2036-37: 152.2555; 2037-38: 151.0573; 2038-39: 149.8748; 2039-40: 148.7336; 2040-41: 147.4561; 2041-42: 146.2222; 2042-43: 144.9596; 2043-44: 143.7559; 2044-45: 143.5556; 2045-46: 143.2373; 2046-47: 142.9335; 2047-48: 142.5603; 2048-49: 142.1914; 2049-50: 141.8522
19FP | Unmeasured Household - PCC | ((15FP - 26FP) * 1,000,000) / (40FP * 1000) | l/h/d | 1 | 2019-20: 271.8199; 2020-21: 271.2988; 2021-22: 270.749; 2022-23: 270.1729; 2023-24: 269.6145; 2024-25: 268.8683; 2025-26: 268.432; 2026-27: 267.8905; 2027-28: 267.4302; 2028-29: 266.7753; 2029-30: 266.4593; 2030-31: 266.5317; 2031-32: 266.8811; 2032-33: 267.4252; 2033-34: 267.7768; 2034-35: 268.3448; 2035-36: 268.8632; 2036-37: 269.2434; 2037-38: 269.7944; 2038-39: 270.1983; 2039-40: 270.6837; 2040-41: 271.2776; 2041-42: 271.9172; 2042-43: 272.588; 2043-44: 273.0128; 2044-45: 273.8582; 2045-46: 274.1739; 2046-47: 274.7426; 2047-48: 274.8812; 2048-49: 275.5779; 2049-50: 276.0598
20FP | Average Household - PCC | (((14FP - 25FP) + (15FP - 26FP)) * 1,000,000)/ ((39FP + 40FP) * 1,000) | l/h/d | 1 | 2019-20: 189.6702; 2020-21: 187.6967; 2021-22: 186.3338; 2022-23: 184.0921; 2023-24: 182.5191; 2024-25: 180.9407; 2025-26: 178.9585; 2026-27: 177.527; 2027-28: 176.2302; 2028-29: 174.4307; 2029-30: 172.7253; 2030-31: 171.4218; 2031-32: 170.2346; 2032-33: 169.5749; 2033-34: 168.8568; 2034-35: 167.2997; 2035-36: 165.6964; 2036-37: 164.0926; 2037-38: 162.6853; 2038-39: 161.285; 2039-40: 159.9384; 2040-41: 158.4834; 2041-42: 157.0769; 2042-43: 155.6513; 2043-44: 154.2643; 2044-45: 153.8398; 2045-46: 153.4155; 2046-47: 153.0286; 2047-48: 152.5492; 2048-49: 152.12; 2049-50: 151.7928
21FP | Water taken unbilled | 21BL + 21.1FP | Ml/d | 2 | 2019-20: 1.38; 2020-21: 1.38; 2021-22: 1.37; 2022-23: 1.36; 2023-24: 1.38; 2024-25: 1.38; 2025-26: 1.38; 2026-27: 1.39; 2027-28: 1.38; 2028-29: 1.39; 2029-30: 1.39; 2030-31: 1.39; 2031-32: 1.38; 2032-33: 1.39; 2033-34: 1.38; 2034-35: 1.38; 2035-36: 1.38; 2036-37: 1.38; 2037-38: 1.39; 2038-39: 1.38; 2039-40: 1.4; 2040-41: 1.39; 2041-42: 1.37; 2042-43: 1.37; 2043-44: 1.39; 2044-45: 1.38; 2045-46: 1.38; 2046-47: 1.38; 2047-48: 1.37; 2048-49: 1.39; 2049-50: 1.39
22FP | Distribution system operational use | 22BL + 22.1FP | Ml/d | 2 | 2019-20: 0.3; 2020-21: 0.3; 2021-22: 0.3; 2022-23: 0.3; 2023-24: 0.3; 2024-25: 0.3; 2025-26: 0.3; 2026-27: 0.3; 2027-28: 0.3; 2028-29: 0.3; 2029-30: 0.3; 2030-31: 0.3; 2031-32: 0.3; 2032-33: 0.3; 2033-34: 0.3; 2034-35: 0.3; 2035-36: 0.3; 2036-37: 0.3; 2037-38: 0.3; 2038-39: 0.3; 2039-40: 0.3; 2040-41: 0.3; 2041-42: 0.3; 2042-43: 0.3; 2043-44: 0.3; 2044-45: 0.3; 2045-46: 0.3; 2046-47: 0.3; 2047-48: 0.3; 2048-49: 0.3; 2049-50: 0.3
23FP | Measured Non Household - USPL | 23BL + 23.1FP | Ml/d | 2 | 2019-20: 0.06; 2020-21: 0.06; 2021-22: 0.06; 2022-23: 0.06; 2023-24: 0.06; 2024-25: 0.06; 2025-26: 0.06; 2026-27: 0.06; 2027-28: 0.05; 2028-29: 0.05; 2029-30: 0.05; 2030-31: 0.05; 2031-32: 0.05; 2032-33: 0.05; 2033-34: 0.05; 2034-35: 0.04; 2035-36: 0.04; 2036-37: 0.05; 2037-38: 0.05; 2038-39: 0.05; 2039-40: 0.05; 2040-41: 0.04; 2041-42: 0.04; 2042-43: 0.04; 2043-44: 0.04; 2044-45: 0.04; 2045-46: 0.04; 2046-47: 0.04; 2047-48: 0.03; 2048-49: 0.03; 2049-50: 0.03
24FP | Unmeasured Non Household - USPL | 24BL + 24.1FP | Ml/d | 2 | 2019-20: 0; 2020-21: 0; 2021-22: 0; 2022-23: 0; 2023-24: 0; 2024-25: 0; 2025-26: 0; 2026-27: 0; 2027-28: 0; 2028-29: 0; 2029-30: 0; 2030-31: 0; 2031-32: 0; 2032-33: 0; 2033-34: 0; 2034-35: 0; 2035-36: 0; 2036-37: 0; 2037-38: 0; 2038-39: 0; 2039-40: 0; 2040-41: 0; 2041-42: 0; 2042-43: 0; 2043-44: 0; 2044-45: 0; 2045-46: 0; 2046-47: 0; 2047-48: 0; 2048-49: 0; 2049-50: 0
25FP | Measured Household - USPL | 25BL + 25.1FP | Ml/d | 2 | 2019-20: 1.76; 2020-21: 1.74; 2021-22: 1.72; 2022-23: 1.7; 2023-24: 1.68; 2024-25: 1.66; 2025-26: 1.26; 2026-27: 1.23; 2027-28: 1.19; 2028-29: 1.16; 2029-30: 1.11; 2030-31: 1.06; 2031-32: 1.01; 2032-33: 1.02; 2033-34: 1.04; 2034-35: 1.05; 2035-36: 1.08; 2036-37: 1.09; 2037-38: 1.11; 2038-39: 1.12; 2039-40: 1.13; 2040-41: 1.14; 2041-42: 1.16; 2042-43: 1.17; 2043-44: 1.18; 2044-45: 1.19; 2045-46: 1.21; 2046-47: 1.21; 2047-48: 1.22; 2048-49: 1.23; 2049-50: 1.23
26FP | Unmeasured Household - USPL | 26BL + 26.1BL | Ml/d | 2 | 2019-20: 1.22; 2020-21: 1.18; 2021-22: 1.15; 2022-23: 1.11; 2023-24: 1.07; 2024-25: 1.04; 2025-26: 1.01; 2026-27: 0.98; 2027-28: 0.95; 2028-29: 0.93; 2029-30: 0.9; 2030-31: 0.88; 2031-32: 0.86; 2032-33: 0.83; 2033-34: 0.81; 2034-35: 0.79; 2035-36: 0.77; 2036-37: 0.75; 2037-38: 0.73; 2038-39: 0.72; 2039-40: 0.7; 2040-41: 0.68; 2041-42: 0.67; 2042-43: 0.65; 2043-44: 0.64; 2044-45: 0.62; 2045-46: 0.62; 2046-47: 0.61; 2047-48: 0.61; 2048-49: 0.6; 2049-50: 0.6
27FP | Void Properties - USPL | 27BL + 27.1FP | Ml/d | 2 | 2019-20: 0.15; 2020-21: 0.15; 2021-22: 0.15; 2022-23: 0.15; 2023-24: 0.15; 2024-25: 0.15; 2025-26: 0.15; 2026-27: 0.16; 2027-28: 0.16; 2028-29: 0.16; 2029-30: 0.16; 2030-31: 0.16; 2031-32: 0.16; 2032-33: 0.16; 2033-34: 0.17; 2034-35: 0.17; 2035-36: 0.17; 2036-37: 0.17; 2037-38: 0.17; 2038-39: 0.17; 2039-40: 0.17; 2040-41: 0.17; 2041-42: 0.18; 2042-43: 0.18; 2043-44: 0.18; 2044-45: 0.18; 2045-46: 0.18; 2046-47: 0.18; 2047-48: 0.18; 2048-49: 0.18; 2049-50: 0.18
28FP | Distribution losses | 28BL + 28.1FP | Ml/d | 2 | 2019-20: 3.5; 2020-21: 3.42; 2021-22: 3.38; 2022-23: 3.31; 2023-24: 3.24; 2024-25: 3.17; 2025-26: 3.17; 2026-27: 3.16; 2027-28: 3.12; 2028-29: 3.08; 2029-30: 3.08; 2030-31: 3.07; 2031-32: 3.02; 2032-33: 3.01; 2033-34: 2.91; 2034-35: 2.89; 2035-36: 2.88; 2036-37: 2.86; 2037-38: 2.84; 2038-39: 2.82; 2039-40: 2.81; 2040-41: 2.62; 2041-42: 2.6; 2042-43: 2.6; 2043-44: 2.57; 2044-45: 2.56; 2045-46: 2.48; 2046-47: 2.43; 2047-48: 2.36; 2048-49: 2.29; 2049-50: 2.26
29FP | Total Leakage | sum (23FP:28FP) | Ml/d | 2 | 2019-20: 6.69; 2020-21: 6.55; 2021-22: 6.46; 2022-23: 6.33; 2023-24: 6.2; 2024-25: 6.08; 2025-26: 5.65; 2026-27: 5.59; 2027-28: 5.47; 2028-29: 5.38; 2029-30: 5.3; 2030-31: 5.22; 2031-32: 5.1; 2032-33: 5.07; 2033-34: 4.98; 2034-35: 4.94; 2035-36: 4.94; 2036-37: 4.92; 2037-38: 4.9; 2038-39: 4.88; 2039-40: 4.86; 2040-41: 4.65; 2041-42: 4.65; 2042-43: 4.64; 2043-44: 4.61; 2044-45: 4.59; 2045-46: 4.53; 2046-47: 4.47; 2047-48: 4.4; 2048-49: 4.33; 2049-50: 4.3
30FP | Leakage/property | (29FP * 1,000,000) / (36FP * 1,000) | l/prop/d | 2 | 2019-20: 40.5575; 2020-21: 38.9591; 2021-22: 37.7656; 2022-23: 36.3948; 2023-24: 35.1691; 2024-25: 34.0609; 2025-26: 31.2768; 2026-27: 30.5141; 2027-28: 29.5278; 2028-29: 28.6846; 2029-30: 27.9143; 2030-31: 27.2079; 2031-32: 26.3218; 2032-33: 25.9601; 2033-34: 25.2981; 2034-35: 24.9353; 2035-36: 24.7644; 2036-37: 24.4975; 2037-38: 24.2307; 2038-39: 23.9712; 2039-40: 23.7182; 2040-41: 22.5509; 2041-42: 22.4135; 2042-43: 22.233; 2043-44: 21.9621; 2044-45: 21.7447; 2045-46: 21.3444; 2046-47: 20.951; 2047-48: 20.5183; 2048-49: 20.0929; 2049-50: 19.8595
31FP | Measured Non Household - properties | Input | 000's | 2 | 2019-20: 8.398; 2020-21: 8.451; 2021-22: 8.498; 2022-23: 8.558; 2023-24: 8.607; 2024-25: 8.657; 2025-26: 8.705; 2026-27: 8.756; 2027-28: 8.807; 2028-29: 8.853; 2029-30: 8.899; 2030-31: 8.944; 2031-32: 8.987; 2032-33: 9.031; 2033-34: 9.075; 2034-35: 9.118; 2035-36: 9.162; 2036-37: 9.206; 2037-38: 9.248; 2038-39: 9.288; 2039-40: 9.327; 2040-41: 9.363; 2041-42: 9.397; 2042-43: 9.43; 2043-44: 9.462; 2044-45: 9.492; 2045-46: 9.521; 2046-47: 9.548; 2047-48: 9.575; 2048-49: 9.601; 2049-50: 9.627
32FP | Unmeasured Non Household - properties | Input | 000's | 2 | 2019-20: 0.034; 2020-21: 0.034; 2021-22: 0.034; 2022-23: 0.034; 2023-24: 0.035; 2024-25: 0.035; 2025-26: 0.035; 2026-27: 0.035; 2027-28: 0.035; 2028-29: 0.036; 2029-30: 0.036; 2030-31: 0.036; 2031-32: 0.036; 2032-33: 0.036; 2033-34: 0.036; 2034-35: 0.037; 2035-36: 0.037; 2036-37: 0.037; 2037-38: 0.037; 2038-39: 0.037; 2039-40: 0.037; 2040-41: 0.038; 2041-42: 0.038; 2042-43: 0.038; 2043-44: 0.038; 2044-45: 0.038; 2045-46: 0.038; 2046-47: 0.038; 2047-48: 0.038; 2048-49: 0.039; 2049-50: 0.039
33FP | All void non-households - properties | Input | 000's | 2 | 2019-20: 0; 2020-21: 0; 2021-22: 0; 2022-23: 0; 2023-24: 0; 2024-25: 0; 2025-26: 0; 2026-27: 0; 2027-28: 0; 2028-29: 0; 2029-30: 0; 2030-31: 0; 2031-32: 0; 2032-33: 0; 2033-34: 0; 2034-35: 0; 2035-36: 0; 2036-37: 0; 2037-38: 0; 2038-39: 0; 2039-40: 0; 2040-41: 0; 2041-42: 0; 2042-43: 0; 2043-44: 0; 2044-45: 0; 2045-46: 0; 2046-47: 0; 2047-48: 0; 2048-49: 0; 2049-50: 0
34FP | Measured households - properties (excl. void) | Year before + sum (34.1BL:34.6BL) | 000's | 2 | 2019-20: 122.95; 2020-21: 126.974; 2021-22: 130.628; 2022-23: 134.364; 2023-24: 137.569; 2024-25: 140.568; 2025-26: 143.338; 2026-27: 146.49; 2027-28: 149.126; 2028-29: 151.997; 2029-30: 154.851; 2030-31: 157.366; 2031-32: 159.773; 2032-33: 161.802; 2033-34: 163.821; 2034-35: 165.527; 2035-36: 167.323; 2036-37: 169.091; 2037-38: 170.873; 2038-39: 172.611; 2039-40: 174.304; 2040-41: 175.953; 2041-42: 177.56; 2042-43: 179.125; 2043-44: 180.65; 2044-45: 182.135; 2045-46: 183.371; 2046-47: 184.575; 2047-48: 185.743; 2048-49: 186.873; 2049-50: 187.851
34.1FP | New build properties - properties | Input (new builds in each year) | 000's | 2 | 2019-20: 3.093; 2020-21: 2.893; 2021-22: 2.599; 2022-23: 2.776; 2023-24: 2.285; 2024-25: 2.119; 2025-26: 2.049; 2026-27: 2.457; 2027-28: 1.967; 2028-29: 2.225; 2029-30: 2.232; 2030-31: 1.915; 2031-32: 1.83; 2032-33: 1.472; 2033-34: 1.483; 2034-35: 1.189; 2035-36: 1.298; 2036-37: 1.288; 2037-38: 1.32; 2038-39: 1.291; 2039-40: 1.264; 2040-41: 1.235; 2041-42: 1.207; 2042-43: 1.181; 2043-44: 1.154; 2044-45: 1.127; 2045-46: 1.1; 2046-47: 1.073; 2047-48: 1.042; 2048-49: 1.01; 2049-50: 0.978
34.2FP | Meter optants - properties | Input (meter optants in each year) | 000's | 2 | 2019-20: 0.766; 2020-21: 0.732; 2021-22: 0.67; 2022-23: 0.589; 2023-24: 0.564; 2024-25: 0.539; 2025-26: 0.393; 2026-27: 0.38; 2027-28: 0.367; 2028-29: 0.355; 2029-30: 0.343; 2030-31: 0.332; 2031-32: 0.32; 2032-33: 0.31; 2033-34: 0.299; 2034-35: 0.289; 2035-36: 0.28; 2036-37: 0.27; 2037-38: 0.261; 2038-39: 0.253; 2039-40: 0.244; 2040-41: 0.236; 2041-42: 0.228; 2042-43: 0.22; 2043-44: 0.213; 2044-45: 0.206; 2045-46: 0; 2046-47: 0; 2047-48: 0; 2048-49: 0; 2049-50: 0
34.3FP | Compulsory metering - properties | Input (compulsory meters in each year) | 000's | 2 | 2019-20: 0; 2020-21: 0; 2021-22: 0; 2022-23: 0; 2023-24: 0; 2024-25: 0; 2025-26: 0; 2026-27: 0; 2027-28: 0; 2028-29: 0; 2029-30: 0; 2030-31: 0; 2031-32: 0; 2032-33: 0; 2033-34: 0; 2034-35: 0; 2035-36: 0; 2036-37: 0; 2037-38: 0; 2038-39: 0; 2039-40: 0; 2040-41: 0; 2041-42: 0; 2042-43: 0; 2043-44: 0; 2044-45: 0; 2045-46: 0; 2046-47: 0; 2047-48: 0; 2048-49: 0; 2049-50: 0
34.4FP | Metering on change of occupancy - properties | Input (change of occupancy meters in each year) | 000's | 2 | 2019-20: 0.39; 2020-21: 0.376; 2021-22: 0.363; 2022-23: 0.35; 2023-24: 0.336; 2024-25: 0.322; 2025-26: 0.31; 2026-27: 0.297; 2027-28: 0.285; 2028-29: 0.274; 2029-30: 0.263; 2030-31: 0.252; 2031-32: 0.242; 2032-33: 0.232; 2033-34: 0.223; 2034-35: 0.214; 2035-36: 0.205; 2036-37: 0.197; 2037-38: 0.189; 2038-39: 0.182; 2039-40: 0.174; 2040-41: 0.167; 2041-42: 0.161; 2042-43: 0.154; 2043-44: 0.148; 2044-45: 0.142; 2045-46: 0.136; 2046-47: 0.131; 2047-48: 0.126; 2048-49: 0.12; 2049-50: 0
34.5FP | Selective metering - properties | Input (selective meters in each year) | 000's | 2 | 2019-20: 0.024; 2020-21: 0.023; 2021-22: 0.022; 2022-23: 0.021; 2023-24: 0.02; 2024-25: 0.019; 2025-26: 0.018; 2026-27: 0.018; 2027-28: 0.017; 2028-29: 0.017; 2029-30: 0.016; 2030-31: 0.016; 2031-32: 0.015; 2032-33: 0.015; 2033-34: 0.014; 2034-35: 0.014; 2035-36: 0.013; 2036-37: 0.013; 2037-38: 0.012; 2038-39: 0.012; 2039-40: 0.011; 2040-41: 0.011; 2041-42: 0.011; 2042-43: 0.01; 2043-44: 0.01; 2044-45: 0.01; 2045-46: 0; 2046-47: 0; 2047-48: 0; 2048-49: 0; 2049-50: 0
34.6FP | Other changes to existing metering - properties | Input (other changes to meters in each year) | 000's | 2 | 2019-20: 0; 2020-21: 0; 2021-22: 0; 2022-23: 0; 2023-24: 0; 2024-25: 0; 2025-26: 0; 2026-27: 0; 2027-28: 0; 2028-29: 0; 2029-30: 0; 2030-31: 0; 2031-32: 0; 2032-33: 0; 2033-34: 0; 2034-35: 0; 2035-36: 0; 2036-37: 0; 2037-38: 0; 2038-39: 0; 2039-40: 0; 2040-41: 0; 2041-42: 0; 2042-43: 0; 2043-44: 0; 2044-45: 0; 2045-46: 0; 2046-47: 0; 2047-48: 0; 2048-49: 0; 2049-50: 0
34.7FP | Measured household void properties | Input | 000's | 2 | 2019-20: 2.236; 2020-21: 2.29; 2021-22: 2.346; 2022-23: 2.402; 2023-24: 2.451; 2024-25: 2.511; 2025-26: 2.567; 2026-27: 2.621; 2027-28: 2.671; 2028-29: 2.719; 2029-30: 2.763; 2030-31: 2.803; 2031-32: 2.843; 2032-33: 2.88; 2033-34: 2.917; 2034-35: 2.952; 2035-36: 2.986; 2036-37: 3.02; 2037-38: 3.053; 2038-39: 3.085; 2039-40: 3.117; 2040-41: 3.148; 2041-42: 3.177; 2042-43: 3.206; 2043-44: 3.235; 2044-45: 3.262; 2045-46: 3.285; 2046-47: 3.307; 2047-48: 3.328; 2048-49: 3.349; 2049-50: 3.367
35FP | Unmeasured households - properties (excl. void) | Input | 000's | 2 | 2019-20: 30.762; 2020-21: 29.824; 2021-22: 29.011; 2022-23: 28.05; 2023-24: 27.13; 2024-25: 26.249; 2025-26: 25.528; 2026-27: 24.833; 2027-28: 24.163; 2028-29: 23.518; 2029-30: 22.896; 2030-31: 22.297; 2031-32: 21.719; 2032-33: 21.163; 2033-34: 20.626; 2034-35: 20.11; 2035-36: 19.611; 2036-37: 19.131; 2037-38: 18.668; 2038-39: 18.222; 2039-40: 17.793; 2040-41: 17.378; 2041-42: 16.979; 2042-43: 16.594; 2043-44: 16.223; 2044-45: 15.866; 2045-46: 15.729; 2046-47: 15.599; 2047-48: 15.473; 2048-49: 15.353; 2049-50: 15.353
35.1FP | Unmeasured household void properties | Input | 000's | 2 | 2019-20: 0.571; 2020-21: 0.552; 2021-22: 0.538; 2022-23: 0.518; 2023-24: 0.499; 2024-25: 0.484; 2025-26: 0.472; 2026-27: 0.459; 2027-28: 0.447; 2028-29: 0.434; 2029-30: 0.422; 2030-31: 0.41; 2031-32: 0.398; 2032-33: 0.388; 2033-34: 0.378; 2034-35: 0.369; 2035-36: 0.361; 2036-37: 0.352; 2037-38: 0.344; 2038-39: 0.335; 2039-40: 0.328; 2040-41: 0.32; 2041-42: 0.313; 2042-43: 0.306; 2043-44: 0.299; 2044-45: 0.293; 2045-46: 0.29; 2046-47: 0.288; 2047-48: 0.286; 2048-49: 0.284; 2049-50: 0.284
36FP | Total Resource Zone Properties (incl. voids) | sum (31FP:34FP) + 34.7FP + 35BL + 35.1BL | 000's | 2 | 2019-20: 164.951; 2020-21: 168.125; 2021-22: 171.055; 2022-23: 173.926; 2023-24: 176.291; 2024-25: 178.504; 2025-26: 180.645; 2026-27: 183.194; 2027-28: 185.249; 2028-29: 187.557; 2029-30: 189.867; 2030-31: 191.856; 2031-32: 193.756; 2032-33: 195.3; 2033-34: 196.853; 2034-35: 198.113; 2035-36: 199.48; 2036-37: 200.837; 2037-38: 202.223; 2038-39: 203.578; 2039-40: 204.906; 2040-41: 206.2; 2041-42: 207.464; 2042-43: 208.699; 2043-44: 209.907; 2044-45: 211.086; 2045-46: 212.234; 2046-47: 213.355; 2047-48: 214.443; 2048-49: 215.499; 2049-50: 216.521
37FP | Measured Non Household - Population | Input | 000's | 2 | 2019-20: 7.435; 2020-21: 7.496; 2021-22: 7.553; 2022-23: 7.617; 2023-24: 7.674; 2024-25: 7.735; 2025-26: 7.79; 2026-27: 7.866; 2027-28: 7.951; 2028-29: 8.039; 2029-30: 8.122; 2030-31: 8.196; 2031-32: 8.337; 2032-33: 8.439; 2033-34: 8.513; 2034-35: 8.577; 2035-36: 8.639; 2036-37: 8.687; 2037-38: 8.739; 2038-39: 8.799; 2039-40: 8.851; 2040-41: 8.915; 2041-42: 8.982; 2042-43: 9.056; 2043-44: 9.138; 2044-45: 9.222; 2045-46: 9.32; 2046-47: 9.419; 2047-48: 9.516; 2048-49: 9.615; 2049-50: 9.709
38FP | Unmeasured Non Household - Population | Input | 000's | 2 | 2019-20: 0.03; 2020-21: 0.03; 2021-22: 0.03; 2022-23: 0.031; 2023-24: 0.031; 2024-25: 0.031; 2025-26: 0.031; 2026-27: 0.032; 2027-28: 0.032; 2028-29: 0.032; 2029-30: 0.033; 2030-31: 0.033; 2031-32: 0.033; 2032-33: 0.034; 2033-34: 0.034; 2034-35: 0.034; 2035-36: 0.035; 2036-37: 0.035; 2037-38: 0.035; 2038-39: 0.035; 2039-40: 0.036; 2040-41: 0.036; 2041-42: 0.036; 2042-43: 0.036; 2043-44: 0.037; 2044-45: 0.037; 2045-46: 0.037; 2046-47: 0.038; 2047-48: 0.038; 2048-49: 0.039; 2049-50: 0.039
39FP | Measured Household - Population | Input | 000's | 2 | 2019-20: 269.682; 2020-21: 276.66; 2021-22: 282.116; 2022-23: 290.111; 2023-24: 296.698; 2024-25: 302.642; 2025-26: 307.91; 2026-27: 314.114; 2027-28: 318.901; 2028-29: 324.42; 2029-30: 329.773; 2030-31: 334.266; 2031-32: 338.339; 2032-33: 341.553; 2033-34: 344.901; 2034-35: 347.55; 2035-36: 350.405; 2036-37: 353.025; 2037-38: 355.759; 2038-39: 358.566; 2039-40: 361.855; 2040-41: 364.99; 2041-42: 368.07; 2042-43: 371.138; 2043-44: 374.176; 2044-45: 377.136; 2045-46: 379.51; 2046-47: 381.786; 2047-48: 384.048; 2048-49: 386.24; 2049-50: 388.08
40FP | Unmeasured Household - Population | Input | 000's | 2 | 2019-20: 67.324; 2020-21: 65.168; 2021-22: 63.232; 2022-23: 61.072; 2023-24: 58.936; 2024-25: 56.868; 2025-26: 55.135; 2026-27: 53.492; 2027-28: 51.864; 2028-29: 50.342; 2029-30: 48.863; 2030-31: 47.424; 2031-32: 46.013; 2032-33: 44.648; 2033-34: 43.357; 2034-35: 42.11; 2035-36: 40.913; 2036-37: 39.741; 2037-38: 38.622; 2038-39: 37.565; 2039-40: 36.611; 2040-41: 35.683; 2041-42: 34.79; 2042-43: 33.934; 2043-44: 33.112; 2044-45: 32.316; 2045-46: 31.987; 2046-47: 31.666; 2047-48: 31.359; 2048-49: 31.062; 2049-50: 31.044
41FP | Total Resource Zone Population | sum (37FP:40FP) | 000's | 2 | 2019-20: 344.471; 2020-21: 349.354; 2021-22: 352.931; 2022-23: 358.831; 2023-24: 363.339; 2024-25: 367.276; 2025-26: 370.866; 2026-27: 375.504; 2027-28: 378.748; 2028-29: 382.833; 2029-30: 386.791; 2030-31: 389.919; 2031-32: 392.722; 2032-33: 394.674; 2033-34: 396.805; 2034-35: 398.271; 2035-36: 399.992; 2036-37: 401.488; 2037-38: 403.155; 2038-39: 404.965; 2039-40: 407.353; 2040-41: 409.624; 2041-42: 411.878; 2042-43: 414.164; 2043-44: 416.463; 2044-45: 418.711; 2045-46: 420.854; 2046-47: 422.909; 2047-48: 424.961; 2048-49: 426.956; 2049-50: 428.872
42FP | Average household occupancy rate (excl. voids) | (39FP + 40FP) / (34FP + 35FP) | h/prop | 1 | 2019-20: 2.1925; 2020-21: 2.1801; 2021-22: 2.1633; 2022-23: 2.1623; 2023-24: 2.1593; 2024-25: 2.1551; 2025-26: 2.1499; 2026-27: 2.1457; 2027-28: 2.1396; 2028-29: 2.1352; 2029-30: 2.1302; 2030-31: 2.1245; 2031-32: 2.1177; 2032-33: 2.1108; 2033-34: 2.105; 2034-35: 2.099; 2035-36: 2.0933; 2036-37: 2.0867; 2037-38: 2.0807; 2038-39: 2.0758; 2039-40: 2.0743; 2040-41: 2.0725; 2041-42: 2.0708; 2042-43: 2.0697; 2043-44: 2.0688; 2044-45: 2.0679; 2045-46: 2.0668; 2046-47: 2.0655; 2047-48: 2.0645; 2048-49: 2.0635; 2049-50: 2.0626
43FP | Total Household Metering penetration (excl. voids) | 34FP / (34FP + 35FP) | % | 1 | 2019-20: 79.99%; 2020-21: 80.98%; 2021-22: 81.83%; 2022-23: 82.73%; 2023-24: 83.53%; 2024-25: 84.26%; 2025-26: 84.88%; 2026-27: 85.51%; 2027-28: 86.06%; 2028-29: 86.6%; 2029-30: 87.12%; 2030-31: 87.59%; 2031-32: 88.03%; 2032-33: 88.43%; 2033-34: 88.82%; 2034-35: 89.17%; 2035-36: 89.51%; 2036-37: 89.84%; 2037-38: 90.15%; 2038-39: 90.45%; 2039-40: 90.74%; 2040-41: 91.01%; 2041-42: 91.27%; 2042-43: 91.52%; 2043-44: 91.76%; 2044-45: 91.99%; 2045-46: 92.1%; 2046-47: 92.21%; 2047-48: 92.31%; 2048-49: 92.41%; 2049-50: 92.44%
44FP | Total Household Metering penetration (incl. voids) | (34FP) / (34FP + 34.7FP + 35FP + 35.1FP) | % | 1 | 2019-20: 78.55%; 2020-21: 79.54%; 2021-22: 80.38%; 2022-23: 81.27%; 2023-24: 82.06%; 2024-25: 82.78%; 2025-26: 83.38%; 2026-27: 84%; 2027-28: 84.54%; 2028-29: 85.07%; 2029-30: 85.59%; 2030-31: 86.05%; 2031-32: 86.49%; 2032-33: 86.88%; 2033-34: 87.26%; 2034-35: 87.6%; 2035-36: 87.93%; 2036-37: 88.25%; 2037-38: 88.56%; 2038-39: 88.86%; 2039-40: 89.14%; 2040-41: 89.41%; 2041-42: 89.66%; 2042-43: 89.91%; 2043-44: 90.14%; 2044-45: 90.36%; 2045-46: 90.48%; 2046-47: 90.58%; 2047-48: 90.68%; 2048-49: 90.78%; 2049-50: 90.81%
45FP | Distribution input | sum (12FP:15FP) + 21FP + 22FP + 27FP + 28FP | Ml/d | 2 | 2019-20: 87.78; 2020-21: 88.2; 2021-22: 88.87; 2022-23: 88.96; 2023-24: 89.05; 2024-25: 90.28; 2025-26: 89.52; 2026-27: 89.53; 2027-28: 89.27; 2028-29: 89.03; 2029-30: 88.78; 2030-31: 88.54; 2031-32: 88.22; 2032-33: 88.07; 2033-34: 87.86; 2034-35: 87.27; 2035-36: 86.74; 2036-37: 86.14; 2037-38: 85.66; 2038-39: 85.18; 2039-40: 84.85; 2040-41: 84.23; 2041-42: 83.82; 2042-43: 83.41; 2043-44: 83.01; 2044-45: 82.97; 2045-46: 82.89; 2046-47: 82.8; 2047-48: 82.67; 2048-49: 82.57; 2049-50: 82.52
46FP | Target headroom (climate change component) | Input | Ml/d | 2 | 2019-20: 0.0011154; 2020-21: 0.0011154; 2021-22: 0.0011154; 2022-23: 0.0011154; 2023-24: 0.0011154; 2024-25: 0.0011154; 2025-26: 0.0011154; 2026-27: 0.0081616; 2027-28: 0.0098752; 2028-29: 0.0040167; 2029-30: 0.0097488; 2030-31: 0.012341; 2031-32: 0.018413; 2032-33: 0.014884; 2033-34: 0.019367; 2034-35: 0.021983; 2035-36: 0.016272; 2036-37: 0.01739; 2037-38: 0.014818; 2038-39: 0.016069; 2039-40: 0; 2040-41: 0; 2041-42: 0; 2042-43: 0; 2043-44: 0; 2044-45: 0; 2045-46: 0; 2046-47: 0; 2047-48: 0; 2048-49: 0; 2049-50: 0
47FP | Target headroom (All other components) | Input | Ml/d | 2 | 2019-20: 3.7255; 2020-21: 3.7255; 2021-22: 3.7255; 2022-23: 3.7255; 2023-24: 3.7255; 2024-25: 3.7255; 2025-26: 3.7255; 2026-27: 3.7428; 2027-28: 3.6911; 2028-29: 3.7478; 2029-30: 3.8115; 2030-31: 3.4415; 2031-32: 3.5536; 2032-33: 3.6656; 2033-34: 3.6807; 2034-35: 4.0252; 2035-36: 3.5183; 2036-37: 3.1355; 2037-38: 3.3783; 2038-39: 3.6271; 2039-40: 2.7629; 2040-41: 2.9834; 2041-42: 3.113; 2042-43: 3.2755; 2043-44: 3.5065; 2044-45: 3.4741; 2045-46: 2.9941; 2046-47: 3.0885; 2047-48: 3.0712; 2048-49: 3.019; 2049-50: 3.1268
48FP | Target Headroom | 46FP + 47FP | Ml/d | 2 | 2019-20: 3.7266; 2020-21: 3.7266; 2021-22: 3.7266; 2022-23: 3.7266; 2023-24: 3.7266; 2024-25: 3.7266; 2025-26: 3.7266; 2026-27: 3.751; 2027-28: 3.701; 2028-29: 3.7518; 2029-30: 3.8213; 2030-31: 3.4539; 2031-32: 3.5721; 2032-33: 3.6805; 2033-34: 3.7001; 2034-35: 4.0472; 2035-36: 3.5346; 2036-37: 3.1529; 2037-38: 3.3932; 2038-39: 3.6432; 2039-40: 2.7629; 2040-41: 2.9834; 2041-42: 3.113; 2042-43: 3.2755; 2043-44: 3.5065; 2044-45: 3.4741; 2045-46: 2.9941; 2046-47: 3.0885; 2047-48: 3.0712; 2048-49: 3.019; 2049-50: 3.1268
49FP | Available Headroom | 11FP - 45FP | Ml/d | 2 | 2019-20: 19.86; 2020-21: 19.44; 2021-22: 18.77; 2022-23: 18.68; 2023-24: 18.59; 2024-25: 17.36; 2025-26: 12.971; 2026-27: 12.941; 2027-28: 13.391; 2028-29: 13.801; 2029-30: 14.011; 2030-31: 17.071; 2031-32: 17.391; 2032-33: 17.521; 2033-34: 17.721; 2034-35: 18.311; 2035-36: 18.861; 2036-37: 19.491; 2037-38: 19.931; 2038-39: 20.401; 2039-40: 20.761; 2040-41: 46.201; 2041-42: 46.581; 2042-43: 46.941; 2043-44: 47.301; 2044-45: 47.291; 2045-46: 21.64; 2046-47: 21.62; 2047-48: 21.66; 2048-49: 21.68; 2049-50: 23.11
49.1FP | Available non-potable balance (if applicable) | 1.1FP - 12.1FP | Ml/d | 2 | 2019-20: 0; 2020-21: 0; 2021-22: 0; 2022-23: 0; 2023-24: 0; 2024-25: 0; 2025-26: 0; 2026-27: 0; 2027-28: 0; 2028-29: 0; 2029-30: 0; 2030-31: 0; 2031-32: 0; 2032-33: 0; 2033-34: 0; 2034-35: 0; 2035-36: 0; 2036-37: 0; 2037-38: 0; 2038-39: 0; 2039-40: 0; 2040-41: 0; 2041-42: 0; 2042-43: 0; 2043-44: 0; 2044-45: 0; 2045-46: 0; 2046-47: 0; 2047-48: 0; 2048-49: 0; 2049-50: 0
50FP | Supply Demand Balance | 49FP - 48FP | Ml/d | 2 | 2019-20: 16.1334; 2020-21: 15.7134; 2021-22: 15.0434; 2022-23: 14.9534; 2023-24: 14.8634; 2024-25: 13.6334; 2025-26: 9.2444; 2026-27: 9.19; 2027-28: 9.69; 2028-29: 10.0492; 2029-30: 10.1897; 2030-31: 13.6171; 2031-32: 13.8189; 2032-33: 13.8405; 2033-34: 14.0209; 2034-35: 14.2638; 2035-36: 15.3264; 2036-37: 16.3381; 2037-38: 16.5378; 2038-39: 16.7578; 2039-40: 17.9981; 2040-41: 43.2176; 2041-42: 43.468; 2042-43: 43.6655; 2043-44: 43.7945; 2044-45: 43.8169; 2045-46: 18.6459; 2046-47: 18.5315; 2047-48: 18.5888; 2048-49: 18.661; 2049-50: 19.9832
Data for Charts
DYAA Baseline |  |  |  |  | 2019-20 | 2020-21 | 2021-22 | 2022-23 | 2023-24 | 2024-25 | 2025-26 | 2026-27 | 2027-28 | 2028-29 | 2029-30 | 2030-31 | 2031-32 | 2032-33 | 2033-34 | 2034-35 | 2035-36 | 2036-37 | 2037-38 | 2038-39 | 2039-40 | 2040-41 | 2041-42 | 2042-43 | 2043-44 | 2044-45 | 2045-46 | 2046-47 | 2047-48 | 2048-49 | 2049-50 | 2050-51 | 2051-52 | 2052-53 | 2053-54 | 2054-55 | 2055-56 | 2056-57 | 2057-58 | 2058-59 | 2059-60 | 2060-61 | 2061-62 | 2062-63 | 2063-64 | 2064-65 | 2065-66 | 2066-67 | 2067-68 | 2068-69 | 2069-70 | 2070-71 | 2071-72 | 2072-73 | 2073-74 | 2074-75 | 2075-76 | 2076-77 | 2077-78 | 2078-79 | 2079-80 | 2080-81 | 2081-82 | 2082-83 | 2083-84 | 2084-85 | 2085-86 | 2086-87 | 2087-88 | 2088-89 | 2089-90 | 2090-91 | 2091-92 | 2092-93 | 2093-94 | 2094-95 | 2095-96 | 2096-97 | 2097-98 | 2098-99 | 2099-100
| Measured HH consumption |  | Ml/d | 2 | 34.86 | 35.5 | 36.06 | 36.76 | 37.41 | 37.96 | 38.54 | 39.24 | 39.77 | 40.39 | 40.99 | 41.54 | 42.07 | 42.54 | 43.01 | 43.4 | 43.81 | 44.2 | 44.62 | 45.07 | 45.58 | 46.03 | 46.48 | 46.92 | 47.35 | 47.78 | 48.1 | 48.42 | 48.73 | 49.03 | 49.28 | 0 | 0 | 0 | 0 | 0 | 0 | 0 | 0 | 0 | 0 | 0 | 0 | 0 | 0 | 0 | 0 | 0 | 0 | 0 | 0 | 0 | 0 | 0 | 0 | 0 | 0 | 0 | 0 | 0 | 0 | 0 | 0 | 0 | 0 | 0 | 0 | 0 | 0 | 0 | 0 | 0 | 0 | 0 | 0 | 0 | 0 | 0 | 0 | 0 | 0
| Unmeasured HH consumption |  | Ml/d | 2 | 13.28 | 12.83 | 12.42 | 11.97 | 11.52 | 11.09 | 10.73 | 10.38 | 10.05 | 9.72 | 9.42 | 9.14 | 8.88 | 8.63 | 8.39 | 8.15 | 7.93 | 7.71 | 7.5 | 7.3 | 7.13 | 6.96 | 6.79 | 6.63 | 6.48 | 6.34 | 6.27 | 6.22 | 6.16 | 6.11 | 6.11 | 0 | 0 | 0 | 0 | 0 | 0 | 0 | 0 | 0 | 0 | 0 | 0 | 0 | 0 | 0 | 0 | 0 | 0 | 0 | 0 | 0 | 0 | 0 | 0 | 0 | 0 | 0 | 0 | 0 | 0 | 0 | 0 | 0 | 0 | 0 | 0 | 0 | 0 | 0 | 0 | 0 | 0 | 0 | 0 | 0 | 0 | 0 | 0 | 0 | 0
| Non-HH consumption |  | Ml/d | 2 | 13.45 | 13.73 | 14.22 | 14.17 | 14.11 | 15.16 | 15.1 | 15.05 | 15 | 14.96 | 14.91 | 14.87 | 14.82 | 14.78 | 14.74 | 14.7 | 14.67 | 14.62 | 14.59 | 14.56 | 14.52 | 14.49 | 14.47 | 14.44 | 14.41 | 14.39 | 14.37 | 14.35 | 14.33 | 14.31 | 14.29 | 0 | 0 | 0 | 0 | 0 | 0 | 0 | 0 | 0 | 0 | 0 | 0 | 0 | 0 | 0 | 0 | 0 | 0 | 0 | 0 | 0 | 0 | 0 | 0 | 0 | 0 | 0 | 0 | 0 | 0 | 0 | 0 | 0 | 0 | 0 | 0 | 0 | 0 | 0 | 0 | 0 | 0 | 0 | 0 | 0 | 0 | 0 | 0 | 0 | 0
| Total Leakage |  | Ml/d | 2 | 6.69 | 6.55 | 6.46 | 6.33 | 6.2 | 6.08 | 6.02 | 5.98 | 5.92 | 5.88 | 5.82 | 5.77 | 5.72 | 5.71 | 5.73 | 5.73 | 5.74 | 5.75 | 5.76 | 5.77 | 5.77 | 5.77 | 5.79 | 5.79 | 5.8 | 5.8 | 5.82 | 5.82 | 5.84 | 5.84 | 5.85 | 0 | 0 | 0 | 0 | 0 | 0 | 0 | 0 | 0 | 0 | 0 | 0 | 0 | 0 | 0 | 0 | 0 | 0 | 0 | 0 | 0 | 0 | 0 | 0 | 0 | 0 | 0 | 0 | 0 | 0 | 0 | 0 | 0 | 0 | 0 | 0 | 0 | 0 | 0 | 0 | 0 | 0 | 0 | 0 | 0 | 0 | 0 | 0 | 0 | 0
| Other demand components |  | Ml/d | 2 | 1.68 | 1.68 | 1.67 | 1.66 | 1.68 | 1.68 | 1.68 | 1.69 | 1.68 | 1.69 | 1.69 | 1.69 | 1.68 | 1.69 | 1.68 | 1.68 | 1.68 | 1.68 | 1.69 | 1.68 | 1.7 | 1.69 | 1.67 | 1.67 | 1.69 | 1.68 | 1.68 | 1.68 | 1.67 | 1.69 | 1.69 | 0 | 0 | 0 | 0 | 0 | 0 | 0 | 0 | 0 | 0 | 0 | 0 | 0 | 0 | 0 | 0 | 0 | 0 | 0 | 0 | 0 | 0 | 0 | 0 | 0 | 0 | 0 | 0 | 0 | 0 | 0 | 0 | 0 | 0 | 0 | 0 | 0 | 0 | 0 | 0 | 0 | 0 | 0 | 0 | 0 | 0 | 0 | 0 | 0 | 0
| Total Water Available for use |  | Ml/d | 2 | 74.72 | 74.72 | 74.72 | 74.72 | 74.72 | 74.72 | 55.95 | 55.93 | 55.93 | 55.851 | 55.731 | 55.241 | 55.171 | 55.101 | 55.021 | 54.901 | 54.911 | 54.901 | 54.762 | 54.621 | 54.661 | 27.4311 | 27.361 | 27.311 | 27.231 | 27.181 | 27.131 | 27.051 | 26.981 | 26.901 | 26.811 | 0 | 0 | 0 | 0 | 0 | 0 | 0 | 0 | 0 | 0 | 0 | 0 | 0 | 0 | 0 | 0 | 0 | 0 | 0 | 0 | 0 | 0 | 0 | 0 | 0 | 0 | 0 | 0 | 0 | 0 | 0 | 0 | 0 | 0 | 0 | 0 | 0 | 0 | 0 | 0 | 0 | 0 | 0 | 0 | 0 | 0 | 0 | 0 | 0 | 0
| Total Demand + Target Headroom |  | Ml/d | 2 | 72.9271 | 73.2571 | 73.7971 | 73.8571 | 73.8871 | 74.9371 | 75.0371 | 75.3252 | 75.363 | 75.6217 | 75.8656 | 75.7522 | 76.0038 | 76.2686 | 76.4819 | 76.8657 | 76.6289 | 76.4555 | 76.8443 | 77.2605 | 76.8834 | 77.2947 | 77.6556 | 78.032 | 78.4924 | 78.7246 | 78.5939 | 78.9159 | 79.1399 | 79.3465 | 79.6687 | 0 | 0 | 0 | 0 | 0 | 0 | 0 | 0 | 0 | 0 | 0 | 0 | 0 | 0 | 0 | 0 | 0 | 0 | 0 | 0 | 0 | 0 | 0 | 0 | 0 | 0 | 0 | 0 | 0 | 0 | 0 | 0 | 0 | 0 | 0 | 0 | 0 | 0 | 0 | 0 | 0 | 0 | 0 | 0 | 0 | 0 | 0 | 0 | 0 | 0
DYAA Final Plan |  |  |  |  | 2019-20 | 2020-21 | 2021-22 | 2022-23 | 2023-24 | 2024-25 | 2025-26 | 2026-27 | 2027-28 | 2028-29 | 2029-30 | 2030-31 | 2031-32 | 2032-33 | 2033-34 | 2034-35 | 2035-36 | 2036-37 | 2037-38 | 2038-39 | 2039-40 | 2040-41 | 2041-42 | 2042-43 | 2043-44 | 2044-45 | 2045-46 | 2046-47 | 2047-48 | 2048-49 | 2049-50 | 2050-51 | 2051-52 | 2052-53 | 2053-54 | 2054-55 | 2055-56 | 2056-57 | 2057-58 | 2058-59 | 2059-60 | 2060-61 | 2061-62 | 2062-63 | 2063-64 | 2064-65 | 2065-66 | 2066-67 | 2067-68 | 2068-69 | 2069-70 | 2070-71 | 2071-72 | 2072-73 | 2073-74 | 2074-75 | 2075-76 | 2076-77 | 2077-78 | 2078-79 | 2079-80 | 2080-81 | 2081-82 | 2082-83 | 2083-84 | 2084-85 | 2085-86 | 2086-87 | 2087-88 | 2088-89 | 2089-90 | 2090-91 | 2091-92 | 2092-93 | 2093-94 | 2094-95 | 2095-96 | 2096-97 | 2097-98 | 2098-99 | 2099-100
| Measured HH consumption |  | Ml/d | 2 | 34.86 | 35.5 | 36.06 | 36.76 | 37.41 | 37.96 | 38.27 | 38.83 | 39.22 | 39.56 | 39.88 | 40.17 | 40.43 | 40.71 | 40.99 | 40.92 | 40.85 | 40.77 | 40.71 | 40.69 | 40.71 | 40.69 | 40.65 | 40.61 | 40.56 | 40.79 | 40.91 | 41.03 | 41.15 | 41.24 | 41.3 | 0 | 0 | 0 | 0 | 0 | 0 | 0 | 0 | 0 | 0 | 0 | 0 | 0 | 0 | 0 | 0 | 0 | 0 | 0 | 0 | 0 | 0 | 0 | 0 | 0 | 0 | 0 | 0 | 0 | 0 | 0 | 0 | 0 | 0 | 0 | 0 | 0 | 0 | 0 | 0 | 0 | 0 | 0 | 0 | 0 | 0 | 0 | 0 | 0 | 0
| Unmeasured HH consumption |  | Ml/d | 2 | 13.28 | 12.83 | 12.42 | 11.97 | 11.52 | 11.09 | 10.73 | 10.38 | 10.05 | 9.72 | 9.42 | 9.14 | 8.88 | 8.63 | 8.39 | 8.15 | 7.93 | 7.71 | 7.5 | 7.3 | 7.13 | 6.96 | 6.79 | 6.63 | 6.48 | 6.34 | 6.27 | 6.22 | 6.16 | 6.11 | 6.11 | 0 | 0 | 0 | 0 | 0 | 0 | 0 | 0 | 0 | 0 | 0 | 0 | 0 | 0 | 0 | 0 | 0 | 0 | 0 | 0 | 0 | 0 | 0 | 0 | 0 | 0 | 0 | 0 | 0 | 0 | 0 | 0 | 0 | 0 | 0 | 0 | 0 | 0 | 0 | 0 | 0 | 0 | 0 | 0 | 0 | 0 | 0 | 0 | 0 | 0
| Non-HH consumption |  | Ml/d | 2 | 13.45 | 13.73 | 14.22 | 14.17 | 14.11 | 15.16 | 14.93 | 14.73 | 14.56 | 14.39 | 14.22 | 14.06 | 13.89 | 13.73 | 13.57 | 13.42 | 13.27 | 13.1 | 12.95 | 12.79 | 12.63 | 12.49 | 12.35 | 12.2 | 12.04 | 11.9 | 11.76 | 11.62 | 11.49 | 11.34 | 11.2 | 0 | 0 | 0 | 0 | 0 | 0 | 0 | 0 | 0 | 0 | 0 | 0 | 0 | 0 | 0 | 0 | 0 | 0 | 0 | 0 | 0 | 0 | 0 | 0 | 0 | 0 | 0 | 0 | 0 | 0 | 0 | 0 | 0 | 0 | 0 | 0 | 0 | 0 | 0 | 0 | 0 | 0 | 0 | 0 | 0 | 0 | 0 | 0 | 0 | 0
| Total Leakage |  | Ml/d | 2 | 6.69 | 6.55 | 6.46 | 6.33 | 6.2 | 6.08 | 5.65 | 5.59 | 5.47 | 5.38 | 5.3 | 5.22 | 5.1 | 5.07 | 4.98 | 4.94 | 4.94 | 4.92 | 4.9 | 4.88 | 4.86 | 4.65 | 4.65 | 4.64 | 4.61 | 4.59 | 4.53 | 4.47 | 4.4 | 4.33 | 4.3 | 0 | 0 | 0 | 0 | 0 | 0 | 0 | 0 | 0 | 0 | 0 | 0 | 0 | 0 | 0 | 0 | 0 | 0 | 0 | 0 | 0 | 0 | 0 | 0 | 0 | 0 | 0 | 0 | 0 | 0 | 0 | 0 | 0 | 0 | 0 | 0 | 0 | 0 | 0 | 0 | 0 | 0 | 0 | 0 | 0 | 0 | 0 | 0 | 0 | 0
| Other demand components |  | Ml/d | 2 | 1.68 | 1.68 | 1.67 | 1.66 | 1.68 | 1.68 | 1.68 | 1.69 | 1.68 | 1.69 | 1.69 | 1.69 | 1.68 | 1.69 | 1.68 | 1.68 | 1.68 | 1.68 | 1.69 | 1.68 | 1.7 | 1.69 | 1.67 | 1.67 | 1.69 | 1.68 | 1.68 | 1.68 | 1.67 | 1.69 | 1.69 | 0 | 0 | 0 | 0 | 0 | 0 | 0 | 0 | 0 | 0 | 0 | 0 | 0 | 0 | 0 | 0 | 0 | 0 | 0 | 0 | 0 | 0 | 0 | 0 | 0 | 0 | 0 | 0 | 0 | 0 | 0 | 0 | 0 | 0 | 0 | 0 | 0 | 0 | 0 | 0 | 0 | 0 | 0 | 0 | 0 | 0 | 0 | 0 | 0 | 0
| Total Water Available for use |  | Ml/d | 2 | 74.72 | 74.72 | 74.72 | 74.72 | 74.72 | 74.72 | 74.269 | 74.299 | 74.349 | 73.989 | 73.619 | 73.019 | 72.81 | 72.749 | 72.539 | 72.319 | 71.469 | 70.679 | 70.431 | 70.22 | 69.21 | 68.8301 | 68.57 | 68.33 | 68.14 | 68.03 | 67.5 | 67.45 | 67.28 | 67.08 | 67.05 | 0 | 0 | 0 | 0 | 0 | 0 | 0 | 0 | 0 | 0 | 0 | 0 | 0 | 0 | 0 | 0 | 0 | 0 | 0 | 0 | 0 | 0 | 0 | 0 | 0 | 0 | 0 | 0 | 0 | 0 | 0 | 0 | 0 | 0 | 0 | 0 | 0 | 0 | 0 | 0 | 0 | 0 | 0 | 0 | 0 | 0 | 0 | 0 | 0 | 0
| Total Demand + Target Headroom |  | Ml/d | 2 | 72.9271 | 73.2571 | 73.7971 | 73.8571 | 73.8871 | 74.9371 | 74.2271 | 74.2052 | 73.923 | 73.7217 | 73.5456 | 73.0222 | 72.8138 | 72.7486 | 72.5419 | 72.3157 | 71.4689 | 70.6755 | 70.4343 | 70.2205 | 69.2134 | 68.8347 | 68.5656 | 68.332 | 68.1424 | 68.0346 | 67.5039 | 67.4459 | 67.2799 | 67.0765 | 67.0487 | 0 | 0 | 0 | 0 | 0 | 0 | 0 | 0 | 0 | 0 | 0 | 0 | 0 | 0 | 0 | 0 | 0 | 0 | 0 | 0 | 0 | 0 | 0 | 0 | 0 | 0 | 0 | 0 | 0 | 0 | 0 | 0 | 0 | 0 | 0 | 0 | 0 | 0 | 0 | 0 | 0 | 0 | 0 | 0 | 0 | 0 | 0 | 0 | 0 | 0
DYCP Baseline |  |  |  |  | 2019-20 | 2020-21 | 2021-22 | 2022-23 | 2023-24 | 2024-25 | 2025-26 | 2026-27 | 2027-28 | 2028-29 | 2029-30 | 2030-31 | 2031-32 | 2032-33 | 2033-34 | 2034-35 | 2035-36 | 2036-37 | 2037-38 | 2038-39 | 2039-40 | 2040-41 | 2041-42 | 2042-43 | 2043-44 | 2044-45 | 2045-46 | 2046-47 | 2047-48 | 2048-49 | 2049-50 | 2050-51 | 2051-52 | 2052-53 | 2053-54 | 2054-55 | 2055-56 | 2056-57 | 2057-58 | 2058-59 | 2059-60 | 2060-61 | 2061-62 | 2062-63 | 2063-64 | 2064-65 | 2065-66 | 2066-67 | 2067-68 | 2068-69 | 2069-70 | 2070-71 | 2071-72 | 2072-73 | 2073-74 | 2074-75 | 2075-76 | 2076-77 | 2077-78 | 2078-79 | 2079-80 | 2080-81 | 2081-82 | 2082-83 | 2083-84 | 2084-85 | 2085-86 | 2086-87 | 2087-88 | 2088-89 | 2089-90 | 2090-91 | 2091-92 | 2092-93 | 2093-94 | 2094-95 | 2095-96 | 2096-97 | 2097-98 | 2098-99 | 2099-100
| Measured HH consumption |  | Ml/d | 2 | 45.62 | 46.48 | 47.23 | 48.15 | 49.02 | 49.76 | 50.53 | 51.47 | 52.19 | 53.03 | 53.84 | 54.59 | 55.31 | 55.96 | 56.61 | 57.16 | 57.74 | 58.28 | 58.89 | 59.53 | 60.25 | 60.89 | 61.53 | 62.16 | 62.8 | 63.42 | 63.91 | 64.39 | 64.84 | 65.29 | 65.68 | 0 | 0 | 0 | 0 | 0 | 0 | 0 | 0 | 0 | 0 | 0 | 0 | 0 | 0 | 0 | 0 | 0 | 0 | 0 | 0 | 0 | 0 | 0 | 0 | 0 | 0 | 0 | 0 | 0 | 0 | 0 | 0 | 0 | 0 | 0 | 0 | 0 | 0 | 0 | 0 | 0 | 0 | 0 | 0 | 0 | 0 | 0 | 0 | 0 | 0
| Unmeasured HH consumption |  | Ml/d | 2 | 18.3 | 17.68 | 17.12 | 16.5 | 15.89 | 15.29 | 14.8 | 14.33 | 13.87 | 13.43 | 13.02 | 12.64 | 12.28 | 11.94 | 11.61 | 11.3 | 11 | 10.7 | 10.42 | 10.15 | 9.91 | 9.68 | 9.46 | 9.25 | 9.04 | 8.85 | 8.77 | 8.7 | 8.62 | 8.56 | 8.57 | 0 | 0 | 0 | 0 | 0 | 0 | 0 | 0 | 0 | 0 | 0 | 0 | 0 | 0 | 0 | 0 | 0 | 0 | 0 | 0 | 0 | 0 | 0 | 0 | 0 | 0 | 0 | 0 | 0 | 0 | 0 | 0 | 0 | 0 | 0 | 0 | 0 | 0 | 0 | 0 | 0 | 0 | 0 | 0 | 0 | 0 | 0 | 0 | 0 | 0
| Non-HH consumption |  | Ml/d | 2 | 15.49 | 15.81 | 16.39 | 16.32 | 16.26 | 17.47 | 17.41 | 17.35 | 17.29 | 17.24 | 17.18 | 17.13 | 17.08 | 17.03 | 16.99 | 16.94 | 16.9 | 16.85 | 16.81 | 16.77 | 16.74 | 16.7 | 16.67 | 16.64 | 16.61 | 16.58 | 16.56 | 16.53 | 16.51 | 16.49 | 16.47 | 0 | 0 | 0 | 0 | 0 | 0 | 0 | 0 | 0 | 0 | 0 | 0 | 0 | 0 | 0 | 0 | 0 | 0 | 0 | 0 | 0 | 0 | 0 | 0 | 0 | 0 | 0 | 0 | 0 | 0 | 0 | 0 | 0 | 0 | 0 | 0 | 0 | 0 | 0 | 0 | 0 | 0 | 0 | 0 | 0 | 0 | 0 | 0 | 0 | 0
| Total Leakage |  | Ml/d | 2 | 6.69 | 6.55 | 6.46 | 6.33 | 6.2 | 6.08 | 6.02 | 5.98 | 5.92 | 5.88 | 5.82 | 5.77 | 5.72 | 5.71 | 5.73 | 5.73 | 5.74 | 5.75 | 5.76 | 5.77 | 5.77 | 5.77 | 5.79 | 5.79 | 5.8 | 5.8 | 5.82 | 5.82 | 5.84 | 5.84 | 5.85 | 0 | 0 | 0 | 0 | 0 | 0 | 0 | 0 | 0 | 0 | 0 | 0 | 0 | 0 | 0 | 0 | 0 | 0 | 0 | 0 | 0 | 0 | 0 | 0 | 0 | 0 | 0 | 0 | 0 | 0 | 0 | 0 | 0 | 0 | 0 | 0 | 0 | 0 | 0 | 0 | 0 | 0 | 0 | 0 | 0 | 0 | 0 | 0 | 0 | 0
| Other demand components |  | Ml/d | 2 | 1.68 | 1.68 | 1.67 | 1.66 | 1.68 | 1.68 | 1.68 | 1.69 | 1.68 | 1.69 | 1.69 | 1.69 | 1.68 | 1.69 | 1.68 | 1.68 | 1.68 | 1.68 | 1.69 | 1.68 | 1.7 | 1.69 | 1.67 | 1.67 | 1.69 | 1.68 | 1.68 | 1.68 | 1.67 | 1.69 | 1.69 | 0 | 0 | 0 | 0 | 0 | 0 | 0 | 0 | 0 | 0 | 0 | 0 | 0 | 0 | 0 | 0 | 0 | 0 | 0 | 0 | 0 | 0 | 0 | 0 | 0 | 0 | 0 | 0 | 0 | 0 | 0 | 0 | 0 | 0 | 0 | 0 | 0 | 0 | 0 | 0 | 0 | 0 | 0 | 0 | 0 | 0 | 0 | 0 | 0 | 0
| Total Water Available for use |  | Ml/d | 2 | 107.64 | 107.64 | 107.64 | 107.64 | 107.64 | 107.64 | 102.471 | 102.431 | 102.371 | 102.311 | 102.221 | 102.191 | 102.141 | 102.101 | 102.061 | 102.021 | 102.001 | 101.971 | 101.901 | 101.821 | 101.811 | 101.741 | 101.741 | 101.741 | 101.741 | 101.741 | 77.51 | 77.51 | 77.51 | 77.51 | 77.51 | 0 | 0 | 0 | 0 | 0 | 0 | 0 | 0 | 0 | 0 | 0 | 0 | 0 | 0 | 0 | 0 | 0 | 0 | 0 | 0 | 0 | 0 | 0 | 0 | 0 | 0 | 0 | 0 | 0 | 0 | 0 | 0 | 0 | 0 | 0 | 0 | 0 | 0 | 0 | 0 | 0 | 0 | 0 | 0 | 0 | 0 | 0 | 0 | 0 | 0
| Total Demand + Target Headroom |  | Ml/d | 2 | 91.5066 | 91.9266 | 92.5966 | 92.6866 | 92.7766 | 94.0066 | 94.1666 | 94.571 | 94.651 | 95.0218 | 95.3713 | 95.2739 | 95.6421 | 96.0105 | 96.3201 | 96.8572 | 96.5946 | 96.4129 | 96.9632 | 97.5432 | 97.1329 | 97.7134 | 98.233 | 98.7855 | 99.4465 | 99.8041 | 99.7341 | 100.2085 | 100.5512 | 100.889 | 101.3868 | 0 | 0 | 0 | 0 | 0 | 0 | 0 | 0 | 0 | 0 | 0 | 0 | 0 | 0 | 0 | 0 | 0 | 0 | 0 | 0 | 0 | 0 | 0 | 0 | 0 | 0 | 0 | 0 | 0 | 0 | 0 | 0 | 0 | 0 | 0 | 0 | 0 | 0 | 0 | 0 | 0 | 0 | 0 | 0 | 0 | 0 | 0 | 0 | 0 | 0
DYCP Final Plan |  |  |  |  | 2019-20 | 2020-21 | 2021-22 | 2022-23 | 2023-24 | 2024-25 | 2025-26 | 2026-27 | 2027-28 | 2028-29 | 2029-30 | 2030-31 | 2031-32 | 2032-33 | 2033-34 | 2034-35 | 2035-36 | 2036-37 | 2037-38 | 2038-39 | 2039-40 | 2040-41 | 2041-42 | 2042-43 | 2043-44 | 2044-45 | 2045-46 | 2046-47 | 2047-48 | 2048-49 | 2049-50 | 2050-51 | 2051-52 | 2052-53 | 2053-54 | 2054-55 | 2055-56 | 2056-57 | 2057-58 | 2058-59 | 2059-60 | 2060-61 | 2061-62 | 2062-63 | 2063-64 | 2064-65 | 2065-66 | 2066-67 | 2067-68 | 2068-69 | 2069-70 | 2070-71 | 2071-72 | 2072-73 | 2073-74 | 2074-75 | 2075-76 | 2076-77 | 2077-78 | 2078-79 | 2079-80 | 2080-81 | 2081-82 | 2082-83 | 2083-84 | 2084-85 | 2085-86 | 2086-87 | 2087-88 | 2088-89 | 2089-90 | 2090-91 | 2091-92 | 2092-93 | 2093-94 | 2094-95 | 2095-96 | 2096-97 | 2097-98 | 2098-99 | 2099-100
| Measured HH consumption |  | Ml/d | 2 | 45.62 | 46.48 | 47.23 | 48.15 | 49.02 | 49.76 | 50.17 | 50.93 | 51.47 | 51.94 | 52.38 | 52.79 | 53.15 | 53.55 | 53.95 | 53.89 | 53.84 | 53.75 | 53.74 | 53.74 | 53.82 | 53.82 | 53.82 | 53.8 | 53.79 | 54.14 | 54.36 | 54.57 | 54.75 | 54.92 | 55.05 | 0 | 0 | 0 | 0 | 0 | 0 | 0 | 0 | 0 | 0 | 0 | 0 | 0 | 0 | 0 | 0 | 0 | 0 | 0 | 0 | 0 | 0 | 0 | 0 | 0 | 0 | 0 | 0 | 0 | 0 | 0 | 0 | 0 | 0 | 0 | 0 | 0 | 0 | 0 | 0 | 0 | 0 | 0 | 0 | 0 | 0 | 0 | 0 | 0 | 0
| Unmeasured HH consumption |  | Ml/d | 2 | 18.3 | 17.68 | 17.12 | 16.5 | 15.89 | 15.29 | 14.8 | 14.33 | 13.87 | 13.43 | 13.02 | 12.64 | 12.28 | 11.94 | 11.61 | 11.3 | 11 | 10.7 | 10.42 | 10.15 | 9.91 | 9.68 | 9.46 | 9.25 | 9.04 | 8.85 | 8.77 | 8.7 | 8.62 | 8.56 | 8.57 | 0 | 0 | 0 | 0 | 0 | 0 | 0 | 0 | 0 | 0 | 0 | 0 | 0 | 0 | 0 | 0 | 0 | 0 | 0 | 0 | 0 | 0 | 0 | 0 | 0 | 0 | 0 | 0 | 0 | 0 | 0 | 0 | 0 | 0 | 0 | 0 | 0 | 0 | 0 | 0 | 0 | 0 | 0 | 0 | 0 | 0 | 0 | 0 | 0 | 0
| Non-HH consumption |  | Ml/d | 2 | 15.49 | 15.81 | 16.39 | 16.32 | 16.26 | 17.47 | 17.22 | 16.99 | 16.78 | 16.59 | 16.39 | 16.2 | 16.01 | 15.82 | 15.64 | 15.46 | 15.28 | 15.09 | 14.91 | 14.73 | 14.56 | 14.39 | 14.22 | 14.05 | 13.88 | 13.71 | 13.55 | 13.38 | 13.23 | 13.07 | 12.91 | 0 | 0 | 0 | 0 | 0 | 0 | 0 | 0 | 0 | 0 | 0 | 0 | 0 | 0 | 0 | 0 | 0 | 0 | 0 | 0 | 0 | 0 | 0 | 0 | 0 | 0 | 0 | 0 | 0 | 0 | 0 | 0 | 0 | 0 | 0 | 0 | 0 | 0 | 0 | 0 | 0 | 0 | 0 | 0 | 0 | 0 | 0 | 0 | 0 | 0
| Total Leakage |  | Ml/d | 2 | 6.69 | 6.55 | 6.46 | 6.33 | 6.2 | 6.08 | 5.65 | 5.59 | 5.47 | 5.38 | 5.3 | 5.22 | 5.1 | 5.07 | 4.98 | 4.94 | 4.94 | 4.92 | 4.9 | 4.88 | 4.86 | 4.65 | 4.65 | 4.64 | 4.61 | 4.59 | 4.53 | 4.47 | 4.4 | 4.33 | 4.3 | 0 | 0 | 0 | 0 | 0 | 0 | 0 | 0 | 0 | 0 | 0 | 0 | 0 | 0 | 0 | 0 | 0 | 0 | 0 | 0 | 0 | 0 | 0 | 0 | 0 | 0 | 0 | 0 | 0 | 0 | 0 | 0 | 0 | 0 | 0 | 0 | 0 | 0 | 0 | 0 | 0 | 0 | 0 | 0 | 0 | 0 | 0 | 0 | 0 | 0
| Other demand components |  | Ml/d | 2 | 1.68 | 1.68 | 1.67 | 1.66 | 1.68 | 1.68 | 1.68 | 1.69 | 1.68 | 1.69 | 1.69 | 1.69 | 1.68 | 1.69 | 1.68 | 1.68 | 1.68 | 1.68 | 1.69 | 1.68 | 1.7 | 1.69 | 1.67 | 1.67 | 1.69 | 1.68 | 1.68 | 1.68 | 1.67 | 1.69 | 1.69 | 0 | 0 | 0 | 0 | 0 | 0 | 0 | 0 | 0 | 0 | 0 | 0 | 0 | 0 | 0 | 0 | 0 | 0 | 0 | 0 | 0 | 0 | 0 | 0 | 0 | 0 | 0 | 0 | 0 | 0 | 0 | 0 | 0 | 0 | 0 | 0 | 0 | 0 | 0 | 0 | 0 | 0 | 0 | 0 | 0 | 0 | 0 | 0 | 0 | 0
| Total Water Available for use |  | Ml/d | 2 | 107.64 | 107.64 | 107.64 | 107.64 | 107.64 | 107.64 | 102.491 | 102.471 | 102.661 | 102.831 | 102.791 | 105.611 | 105.611 | 105.591 | 105.581 | 105.581 | 105.601 | 105.631 | 105.591 | 105.581 | 105.611 | 130.431 | 130.401 | 130.351 | 130.311 | 130.261 | 104.53 | 104.42 | 104.33 | 104.25 | 105.63 | 0 | 0 | 0 | 0 | 0 | 0 | 0 | 0 | 0 | 0 | 0 | 0 | 0 | 0 | 0 | 0 | 0 | 0 | 0 | 0 | 0 | 0 | 0 | 0 | 0 | 0 | 0 | 0 | 0 | 0 | 0 | 0 | 0 | 0 | 0 | 0 | 0 | 0 | 0 | 0 | 0 | 0 | 0 | 0 | 0 | 0 | 0 | 0 | 0 | 0
| Total Demand + Target Headroom |  | Ml/d | 2 | 91.5066 | 91.9266 | 92.5966 | 92.6866 | 92.7766 | 94.0066 | 93.2466 | 93.281 | 92.971 | 92.7818 | 92.6013 | 91.9939 | 91.7921 | 91.7505 | 91.5601 | 91.3172 | 90.2746 | 89.2929 | 89.0532 | 88.8232 | 87.6129 | 87.2134 | 86.933 | 86.6855 | 86.5165 | 86.4441 | 85.8841 | 85.8885 | 85.7412 | 85.589 | 85.6468 | 0 | 0 | 0 | 0 | 0 | 0 | 0 | 0 | 0 | 0 | 0 | 0 | 0 | 0 | 0 | 0 | 0 | 0 | 0 | 0 | 0 | 0 | 0 | 0 | 0 | 0 | 0 | 0 | 0 | 0 | 0 | 0 | 0 | 0 | 0 | 0 | 0 | 0 | 0 | 0 | 0 | 0 | 0 | 0 | 0 | 0 | 0 | 0 | 0 | 0

## AWSNWY
Back to title page
Table 3a: DYAA - Baseline
Table 3b: DYAA - Final plan Options
Table 3c: DYAA - Final plan
Table 3d: DYCP - Baseline
Table 3e: DYCP - Final plan Options
Table 3f: DYCP - Final plan
Water Company | Anglian Water | Version | V3.1
WRZ | AWSNWY | Planning Scenario | DYAA
Table 3a: DYAA - Baseline | Back to top of sheet
WRMP24 reference | Component | Derivation | Unit | Decimal places | 2019-20 | 2020-21 | 2021-22 | 2022-23 | 2023-24 | 2024-25 | 2025-26 | 2026-27 | 2027-28 | 2028-29 | 2029-30 | 2030-31 | 2031-32 | 2032-33 | 2033-34 | 2034-35 | 2035-36 | 2036-37 | 2037-38 | 2038-39 | 2039-40 | 2040-41 | 2041-42 | 2042-43 | 2043-44 | 2044-45 | 2045-46 | 2046-47 | 2047-48 | 2048-49 | 2049-50 | 2050-51 | 2051-52 | 2052-53 | 2053-54 | 2054-55 | 2055-56 | 2056-57 | 2057-58 | 2058-59 | 2059-60 | 2060-61 | 2061-62 | 2062-63 | 2063-64 | 2064-65 | 2065-66 | 2066-67 | 2067-68 | 2068-69 | 2069-70 | 2070-71 | 2071-72 | 2072-73 | 2073-74 | 2074-75 | 2075-76 | 2076-77 | 2077-78 | 2078-79 | 2079-80 | 2080-81 | 2081-82 | 2082-83 | 2083-84 | 2084-85 | 2085-86 | 2086-87 | 2087-88 | 2088-89 | 2089-90 | 2090-91 | 2091-92 | 2092-93 | 2093-94 | 2094-95 | 2095-96 | 2096-97 | 2097-98 | 2098-99 | 2099-100
1BL | Raw water abstracted | Input | Ml/d | 2 | 2019-20: 0; 2020-21: 0; 2021-22: 0; 2022-23: 0; 2023-24: 0; 2024-25: 0; 2025-26: 0; 2026-27: 0; 2027-28: 0; 2028-29: 0; 2029-30: 0; 2030-31: 0; 2031-32: 0; 2032-33: 0; 2033-34: 0; 2034-35: 0; 2035-36: 0; 2036-37: 0; 2037-38: 0; 2038-39: 0; 2039-40: 0; 2040-41: 0; 2041-42: 0; 2042-43: 0; 2043-44: 0; 2044-45: 0; 2045-46: 0; 2046-47: 0; 2047-48: 0; 2048-49: 0; 2049-50: 0
1.1BL | Non-potable water supplies (if applicable) | Input | Ml/d | 2 | 2019-20: 0; 2020-21: 0; 2021-22: 0; 2022-23: 0; 2023-24: 0; 2024-25: 0; 2025-26: 0; 2026-27: 0; 2027-28: 0; 2028-29: 0; 2029-30: 0; 2030-31: 0; 2031-32: 0; 2032-33: 0; 2033-34: 0; 2034-35: 0; 2035-36: 0; 2036-37: 0; 2037-38: 0; 2038-39: 0; 2039-40: 0; 2040-41: 0; 2041-42: 0; 2042-43: 0; 2043-44: 0; 2044-45: 0; 2045-46: 0; 2046-47: 0; 2047-48: 0; 2048-49: 0; 2049-50: 0
2BL | Raw water imported | Input | Ml/d | 2 | 2019-20: 0; 2020-21: 0; 2021-22: 0; 2022-23: 0; 2023-24: 0; 2024-25: 0; 2025-26: 0.86; 2026-27: 0.87; 2027-28: 0.87; 2028-29: 0.87; 2029-30: 0.86; 2030-31: 1.26; 2031-32: 1.27; 2032-33: 1.31; 2033-34: 1.36; 2034-35: 1.44; 2035-36: 1.41; 2036-37: 1.41; 2037-38: 1.5; 2038-39: 1.58; 2039-40: 1.52; 2040-41: 5; 2041-42: 5; 2042-43: 5; 2043-44: 5; 2044-45: 5; 2045-46: 5; 2046-47: 5; 2047-48: 5; 2048-49: 5; 2049-50: 5
3BL | Potable water imported | Input | Ml/d | 2 | 2019-20: 0; 2020-21: 0; 2021-22: 0; 2022-23: 0; 2023-24: 0; 2024-25: 0; 2025-26: 0; 2026-27: 0; 2027-28: 0; 2028-29: 0; 2029-30: 0; 2030-31: 0; 2031-32: 0; 2032-33: 0; 2033-34: 0; 2034-35: 0; 2035-36: 0; 2036-37: 0; 2037-38: 0; 2038-39: 0; 2039-40: 0; 2040-41: 0; 2041-42: 0; 2042-43: 0; 2043-44: 0; 2044-45: 0; 2045-46: 0; 2046-47: 0; 2047-48: 0; 2048-49: 0; 2049-50: 0
4BL | Raw water exported enter as -ve | Input | Ml/d | 2 | 2019-20: 0; 2020-21: 0; 2021-22: 0; 2022-23: 0; 2023-24: 0; 2024-25: 0; 2025-26: 0; 2026-27: 0; 2027-28: 0; 2028-29: 0; 2029-30: 0; 2030-31: 0; 2031-32: 0; 2032-33: 0; 2033-34: 0; 2034-35: 0; 2035-36: 0; 2036-37: 0; 2037-38: 0; 2038-39: 0; 2039-40: 0; 2040-41: 0; 2041-42: 0; 2042-43: 0; 2043-44: 0; 2044-45: 0; 2045-46: 0; 2046-47: 0; 2047-48: 0; 2048-49: 0; 2049-50: 0
5BL | Potable water exported enter as -ve | Input | Ml/d | 2 | 2019-20: 0; 2020-21: 0; 2021-22: 0; 2022-23: 0; 2023-24: 0; 2024-25: 0; 2025-26: 0; 2026-27: 0; 2027-28: 0; 2028-29: 0; 2029-30: 0; 2030-31: 0; 2031-32: 0; 2032-33: 0; 2033-34: 0; 2034-35: 0; 2035-36: 0; 2036-37: 0; 2037-38: 0; 2038-39: 0; 2039-40: 0; 2040-41: 0; 2041-42: 0; 2042-43: 0; 2043-44: 0; 2044-45: 0; 2045-46: 0; 2046-47: 0; 2047-48: 0; 2048-49: 0; 2049-50: 0
6BL | Deployable Output before forecast changes | Input | Ml/d | 2 | 2019-20: 11.93; 2020-21: 11.93; 2021-22: 11.93; 2022-23: 11.93; 2023-24: 11.93; 2024-25: 11.93; 2025-26: 11.18; 2026-27: 11.18; 2027-28: 11.18; 2028-29: 11.18; 2029-30: 11.18; 2030-31: 11.18; 2031-32: 11.18; 2032-33: 11.18; 2033-34: 11.18; 2034-35: 11.18; 2035-36: 11.18; 2036-37: 11.18; 2037-38: 11.18; 2038-39: 11.18; 2039-40: 11.18; 2040-41: 11.18; 2041-42: 11.18; 2042-43: 11.18; 2043-44: 11.18; 2044-45: 11.18; 2045-46: 11.18; 2046-47: 11.18; 2047-48: 11.18; 2048-49: 11.18; 2049-50: 11.18
6.1BL | Deployable Output post forecast changes | 6BL + 7BL | Ml/d | 2 | 2019-20: 11.93; 2020-21: 11.93; 2021-22: 11.93; 2022-23: 11.93; 2023-24: 11.93; 2024-25: 11.93; 2025-26: 10.87; 2026-27: 10.87; 2027-28: 10.87; 2028-29: 10.87; 2029-30: 10.87; 2030-31: 10.46; 2031-32: 10.46; 2032-33: 10.46; 2033-34: 10.46; 2034-35: 10.46; 2035-36: 10.46; 2036-37: 10.46; 2037-38: 10.46; 2038-39: 10.46; 2039-40: 10.46; 2040-41: 1.87; 2041-42: 1.87; 2042-43: 1.87; 2043-44: 1.87; 2044-45: 1.87; 2045-46: 1.87; 2046-47: 1.87; 2047-48: 1.87; 2048-49: 1.87; 2049-50: 1.87
7BL | Baseline forecast changes to Deployable Output | sum (7.1BL:7.6BL) | Ml/d | 2 | 2019-20: 0; 2020-21: 0; 2021-22: 0; 2022-23: 0; 2023-24: 0; 2024-25: 0; 2025-26: -0.31; 2026-27: -0.31; 2027-28: -0.31; 2028-29: -0.31; 2029-30: -0.31; 2030-31: -0.72; 2031-32: -0.72; 2032-33: -0.72; 2033-34: -0.72; 2034-35: -0.72; 2035-36: -0.72; 2036-37: -0.72; 2037-38: -0.72; 2038-39: -0.72; 2039-40: -0.72; 2040-41: -9.31; 2041-42: -9.31; 2042-43: -9.31; 2043-44: -9.31; 2044-45: -9.31; 2045-46: -9.31; 2046-47: -9.31; 2047-48: -9.31; 2048-49: -9.31; 2049-50: -9.31
7.1BL | Change in DO due to climate change | Input | Ml/d | 2 | 2019-20: 0; 2020-21: 0; 2021-22: 0; 2022-23: 0; 2023-24: 0; 2024-25: 0; 2025-26: 0; 2026-27: 0; 2027-28: 0; 2028-29: 0; 2029-30: 0; 2030-31: 0; 2031-32: 0; 2032-33: 0; 2033-34: 0; 2034-35: 0; 2035-36: 0; 2036-37: 0; 2037-38: 0; 2038-39: 0; 2039-40: 0; 2040-41: 0; 2041-42: 0; 2042-43: 0; 2043-44: 0; 2044-45: 0; 2045-46: 0; 2046-47: 0; 2047-48: 0; 2048-49: 0; 2049-50: 0
7.2BL | Total confirmed DO reductions to restore sustainable abstraction enter as -ve | Input | Ml/d | 2 | 2019-20: 0; 2020-21: 0; 2021-22: 0; 2022-23: 0; 2023-24: 0; 2024-25: 0; 2025-26: -0.31; 2026-27: -0.31; 2027-28: -0.31; 2028-29: -0.31; 2029-30: -0.31; 2030-31: -0.72; 2031-32: -0.72; 2032-33: -0.72; 2033-34: -0.72; 2034-35: -0.72; 2035-36: -0.72; 2036-37: -0.72; 2037-38: -0.72; 2038-39: -0.72; 2039-40: -0.72; 2040-41: -0.72; 2041-42: -0.72; 2042-43: -0.72; 2043-44: -0.72; 2044-45: -0.72; 2045-46: -0.72; 2046-47: -0.72; 2047-48: -0.72; 2048-49: -0.72; 2049-50: -0.72
7.3BL | Total additional DO reductions for Environmental Destination (excl. any confirmed reductions) enter as -ve | Input | Ml/d | 2 | 2019-20: 0; 2020-21: 0; 2021-22: 0; 2022-23: 0; 2023-24: 0; 2024-25: 0; 2025-26: 0; 2026-27: 0; 2027-28: 0; 2028-29: 0; 2029-30: 0; 2030-31: 0; 2031-32: 0; 2032-33: 0; 2033-34: 0; 2034-35: 0; 2035-36: 0; 2036-37: 0; 2037-38: 0; 2038-39: 0; 2039-40: 0; 2040-41: -8.59; 2041-42: -8.59; 2042-43: -8.59; 2043-44: -8.59; 2044-45: -8.59; 2045-46: -8.59; 2046-47: -8.59; 2047-48: -8.59; 2048-49: -8.59; 2049-50: -8.59
7.4BL | Change in DO from prolonged Outage reduction enter as -ve | Input | Ml/d | 2 | 2019-20: 0; 2020-21: 0; 2021-22: 0; 2022-23: 0; 2023-24: 0; 2024-25: 0; 2025-26: 0; 2026-27: 0; 2027-28: 0; 2028-29: 0; 2029-30: 0; 2030-31: 0; 2031-32: 0; 2032-33: 0; 2033-34: 0; 2034-35: 0; 2035-36: 0; 2036-37: 0; 2037-38: 0; 2038-39: 0; 2039-40: 0; 2040-41: 0; 2041-42: 0; 2042-43: 0; 2043-44: 0; 2044-45: 0; 2045-46: 0; 2046-47: 0; 2047-48: 0; 2048-49: 0; 2049-50: 0
7.5BL | Change in DO from drought measures | Zero for baseline | Ml/d | 2 | 2019-20: 0; 2020-21: 0; 2021-22: 0; 2022-23: 0; 2023-24: 0; 2024-25: 0; 2025-26: 0; 2026-27: 0; 2027-28: 0; 2028-29: 0; 2029-30: 0; 2030-31: 0; 2031-32: 0; 2032-33: 0; 2033-34: 0; 2034-35: 0; 2035-36: 0; 2036-37: 0; 2037-38: 0; 2038-39: 0; 2039-40: 0; 2040-41: 0; 2041-42: 0; 2042-43: 0; 2043-44: 0; 2044-45: 0; 2045-46: 0; 2046-47: 0; 2047-48: 0; 2048-49: 0; 2049-50: 0
7.6BL | Total other changes to DO (e.g. nitrates/operational decline) | Input | Ml/d | 2 | 2019-20: 0; 2020-21: 0; 2021-22: 0; 2022-23: 0; 2023-24: 0; 2024-25: 0; 2025-26: 0; 2026-27: 0; 2027-28: 0; 2028-29: 0; 2029-30: 0; 2030-31: 0; 2031-32: 0; 2032-33: 0; 2033-34: 0; 2034-35: 0; 2035-36: 0; 2036-37: 0; 2037-38: 0; 2038-39: 0; 2039-40: 0; 2040-41: 0; 2041-42: 0; 2042-43: 0; 2043-44: 0; 2044-45: 0; 2045-46: 0; 2046-47: 0; 2047-48: 0; 2048-49: 0; 2049-50: 0
8BL | Raw water losses, treatment works losses and operational use | Input | Ml/d | 2 | 2019-20: 0.29; 2020-21: 0.29; 2021-22: 0.29; 2022-23: 0.29; 2023-24: 0.29; 2024-25: 0.29; 2025-26: 0.29; 2026-27: 0.29; 2027-28: 0.29; 2028-29: 0.29; 2029-30: 0.29; 2030-31: 0.29; 2031-32: 0.29; 2032-33: 0.29; 2033-34: 0.29; 2034-35: 0.29; 2035-36: 0.29; 2036-37: 0.29; 2037-38: 0.29; 2038-39: 0.29; 2039-40: 0.29; 2040-41: 0.29; 2041-42: 0.29; 2042-43: 0.29; 2043-44: 0.29; 2044-45: 0.29; 2045-46: 0.29; 2046-47: 0.29; 2047-48: 0.29; 2048-49: 0.29; 2049-50: 0.29
9BL | Total Outage Allowance | Input | Ml/d | 2 | 2019-20: 0.07; 2020-21: 0.07; 2021-22: 0.07; 2022-23: 0.07; 2023-24: 0.07; 2024-25: 0.07; 2025-26: 0.07; 2026-27: 0.07; 2027-28: 0.07; 2028-29: 0.07; 2029-30: 0.07; 2030-31: 0.06; 2031-32: 0.06; 2032-33: 0.06; 2033-34: 0.06; 2034-35: 0.06; 2035-36: 0.06; 2036-37: 0.06; 2037-38: 0.06; 2038-39: 0.06; 2039-40: 0.06; 2040-41: 0.06; 2041-42: 0.06; 2042-43: 0.06; 2043-44: 0.06; 2044-45: 0.06; 2045-46: 0.06; 2046-47: 0.06; 2047-48: 0.06; 2048-49: 0.06; 2049-50: 0.06
10BL | Water Available For Use (own sources) | (6BL + 7BL) - (8BL + 9BL) | Ml/d | 2 | 2019-20: 11.57; 2020-21: 11.57; 2021-22: 11.57; 2022-23: 11.57; 2023-24: 11.57; 2024-25: 11.57; 2025-26: 10.51; 2026-27: 10.51; 2027-28: 10.51; 2028-29: 10.51; 2029-30: 10.51; 2030-31: 10.11; 2031-32: 10.11; 2032-33: 10.11; 2033-34: 10.11; 2034-35: 10.11; 2035-36: 10.11; 2036-37: 10.11; 2037-38: 10.11; 2038-39: 10.11; 2039-40: 10.11; 2040-41: 1.52; 2041-42: 1.52; 2042-43: 1.52; 2043-44: 1.52; 2044-45: 1.52; 2045-46: 1.52; 2046-47: 1.52; 2047-48: 1.52; 2048-49: 1.52; 2049-50: 1.52
11BL | Total Water Available For Use | 10BL + sum (2BL:5BL) | Ml/d | 2 | 2019-20: 11.57; 2020-21: 11.57; 2021-22: 11.57; 2022-23: 11.57; 2023-24: 11.57; 2024-25: 11.57; 2025-26: 11.37; 2026-27: 11.38; 2027-28: 11.38; 2028-29: 11.38; 2029-30: 11.37; 2030-31: 11.37; 2031-32: 11.38; 2032-33: 11.42; 2033-34: 11.47; 2034-35: 11.55; 2035-36: 11.52; 2036-37: 11.52; 2037-38: 11.61; 2038-39: 11.69; 2039-40: 11.63; 2040-41: 6.52; 2041-42: 6.52; 2042-43: 6.52; 2043-44: 6.52; 2044-45: 6.52; 2045-46: 6.52; 2046-47: 6.52; 2047-48: 6.52; 2048-49: 6.52; 2049-50: 6.52
12BL | Water delivered measured non-household | Input | Ml/d | 2 | 2019-20: 2.61; 2020-21: 2.62; 2021-22: 2.63; 2022-23: 2.64; 2023-24: 2.65; 2024-25: 2.67; 2025-26: 2.68; 2026-27: 2.7; 2027-28: 2.71; 2028-29: 2.73; 2029-30: 2.74; 2030-31: 2.75; 2031-32: 2.77; 2032-33: 2.78; 2033-34: 2.81; 2034-35: 2.83; 2035-36: 2.85; 2036-37: 2.87; 2037-38: 2.89; 2038-39: 2.91; 2039-40: 2.93; 2040-41: 2.95; 2041-42: 2.97; 2042-43: 2.99; 2043-44: 3.01; 2044-45: 3.03; 2045-46: 3.05; 2046-47: 3.08; 2047-48: 3.1; 2048-49: 3.12; 2049-50: 3.15
12.1BL | Non-potable water consumption (if applicable) | Input | Ml/d | 2 | 2019-20: 0; 2020-21: 0; 2021-22: 0; 2022-23: 0; 2023-24: 0; 2024-25: 0; 2025-26: 0; 2026-27: 0; 2027-28: 0; 2028-29: 0; 2029-30: 0; 2030-31: 0; 2031-32: 0; 2032-33: 0; 2033-34: 0; 2034-35: 0; 2035-36: 0; 2036-37: 0; 2037-38: 0; 2038-39: 0; 2039-40: 0; 2040-41: 0; 2041-42: 0; 2042-43: 0; 2043-44: 0; 2044-45: 0; 2045-46: 0; 2046-47: 0; 2047-48: 0; 2048-49: 0; 2049-50: 0
13BL | Water delivered unmeasured non-household | Input | Ml/d | 2 | 2019-20: 0.01; 2020-21: 0.01; 2021-22: 0.01; 2022-23: 0.01; 2023-24: 0.01; 2024-25: 0.01; 2025-26: 0.01; 2026-27: 0.01; 2027-28: 0.01; 2028-29: 0.01; 2029-30: 0.01; 2030-31: 0.01; 2031-32: 0.01; 2032-33: 0.01; 2033-34: 0.01; 2034-35: 0.01; 2035-36: 0.01; 2036-37: 0.01; 2037-38: 0.01; 2038-39: 0.01; 2039-40: 0.01; 2040-41: 0.01; 2041-42: 0.01; 2042-43: 0.01; 2043-44: 0.01; 2044-45: 0.01; 2045-46: 0.01; 2046-47: 0.01; 2047-48: 0.01; 2048-49: 0.01; 2049-50: 0.01
14BL | Water delivered measured household | Input | Ml/d | 2 | 2019-20: 5.39; 2020-21: 5.44; 2021-22: 5.49; 2022-23: 5.56; 2023-24: 5.57; 2024-25: 5.65; 2025-26: 5.71; 2026-27: 5.77; 2027-28: 5.81; 2028-29: 5.85; 2029-30: 5.87; 2030-31: 5.89; 2031-32: 5.91; 2032-33: 5.97; 2033-34: 6.04; 2034-35: 6.1; 2035-36: 6.16; 2036-37: 6.21; 2037-38: 6.29; 2038-39: 6.35; 2039-40: 6.42; 2040-41: 6.48; 2041-42: 6.55; 2042-43: 6.61; 2043-44: 6.68; 2044-45: 6.74; 2045-46: 6.79; 2046-47: 6.84; 2047-48: 6.9; 2048-49: 6.95; 2049-50: 7
15BL | Water delivered unmeasured household | Input | Ml/d | 2 | 2019-20: 1.63; 2020-21: 1.55; 2021-22: 1.48; 2022-23: 1.4; 2023-24: 1.32; 2024-25: 1.25; 2025-26: 1.19; 2026-27: 1.13; 2027-28: 1.08; 2028-29: 1.02; 2029-30: 0.97; 2030-31: 0.93; 2031-32: 0.88; 2032-33: 0.84; 2033-34: 0.8; 2034-35: 0.76; 2035-36: 0.72; 2036-37: 0.69; 2037-38: 0.65; 2038-39: 0.62; 2039-40: 0.59; 2040-41: 0.56; 2041-42: 0.53; 2042-43: 0.5; 2043-44: 0.47; 2044-45: 0.45; 2045-46: 0.44; 2046-47: 0.43; 2047-48: 0.42; 2048-49: 0.41; 2049-50: 0.41
16BL | Percentage of consumption driven by climate change | Input | % | 1 | 2019-20: 0%; 2020-21: 0%; 2021-22: 0%; 2022-23: 0.1%; 2023-24: 0.1%; 2024-25: 0.1%; 2025-26: 0.1%; 2026-27: 0.1%; 2027-28: 0.1%; 2028-29: 0.2%; 2029-30: 0.2%; 2030-31: 0.2%; 2031-32: 0.2%; 2032-33: 0.3%; 2033-34: 0.3%; 2034-35: 0.3%; 2035-36: 0.4%; 2036-37: 0.4%; 2037-38: 0.4%; 2038-39: 0.5%; 2039-40: 0.5%; 2040-41: 0.6%; 2041-42: 0.6%; 2042-43: 0.6%; 2043-44: 0.7%; 2044-45: 0.7%; 2045-46: 0.8%; 2046-47: 0.8%; 2047-48: 0.8%; 2048-49: 0.8%; 2049-50: 0.9%
17BL | Volume of consumption driven by climate change | 16BL * (12BL + sum(13BL:15BL) - sum (23BL:26BL)) | Ml/d | 2 | 2019-20: 0; 2020-21: 0; 2021-22: 0; 2022-23: 0.00923; 2023-24: 0.00919; 2024-25: 0.00923; 2025-26: 0.00925; 2026-27: 0.00928; 2027-28: 0.00928; 2028-29: 0.0186; 2029-30: 0.01858; 2030-31: 0.01856; 2031-32: 0.01858; 2032-33: 0.02796; 2033-34: 0.02811; 2034-35: 0.02826; 2035-36: 0.03784; 2036-37: 0.03796; 2037-38: 0.03824; 2038-39: 0.04805; 2039-40: 0.0483; 2040-41: 0.05826; 2041-42: 0.05862; 2042-43: 0.05892; 2043-44: 0.06916; 2044-45: 0.06958; 2045-46: 0.08; 2046-47: 0.08048; 2047-48: 0.08104; 2048-49: 0.08152; 2049-50: 0.09243
18BL | Measured Household - PCC | ((14BL - 25BL) * 1,000,000) / (39BL *1,000) | l/h/d | 1 | 2019-20: 124.4712; 2020-21: 122.5089; 2021-22: 121.3513; 2022-23: 119.6508; 2023-24: 117.3896; 2024-25: 116.7896; 2025-26: 116.1307; 2026-27: 115.763; 2027-28: 115.1731; 2028-29: 114.9825; 2029-30: 114.6068; 2030-31: 114.181; 2031-32: 113.9658; 2032-33: 114.3107; 2033-34: 114.6053; 2034-35: 114.9021; 2035-36: 115.2101; 2036-37: 115.1683; 2037-38: 115.8633; 2038-39: 116.1511; 2039-40: 116.3426; 2040-41: 116.5745; 2041-42: 116.9645; 2042-43: 116.9569; 2043-44: 117.3101; 2044-45: 117.4724; 2045-46: 117.6217; 2046-47: 117.5861; 2047-48: 117.8642; 2048-49: 117.9353; 2049-50: 118.0716
19BL | Unmeasured Household - PCC | ((15BL - 26BL) * 1,000,000) / (40BL *1,000) | l/h/d | 1 | 2019-20: 205.5443; 2020-21: 204.0238; 2021-22: 204.1118; 2022-23: 202.4922; 2023-24: 202.07; 2024-25: 201.1096; 2025-26: 201.6715; 2026-27: 199.8097; 2027-28: 199.362; 2028-29: 198.5371; 2029-30: 197.3251; 2030-31: 197.8831; 2031-32: 198.1155; 2032-33: 197.9193; 2033-34: 197.2281; 2034-35: 198.8239; 2035-36: 197.2909; 2036-37: 198.3266; 2037-38: 199.0212; 2038-39: 199.3127; 2039-40: 199.1311; 2040-41: 198.5491; 2041-42: 197.4214; 2042-43: 200.0851; 2043-44: 198.109; 2044-45: 200.2861; 2045-46: 200; 2046-47: 199.5012; 2047-48: 198.8781; 2048-49: 197.9167; 2049-50: 197.9167
20BL | Average Household - PCC | (((14BL - 25BL) + (15BL - 26BL)) * 1,000,000) / ((39BL + 40BL) *1,000) | l/h/d | 1 | 2019-20: 136.8254; 2020-21: 134.1887; 2021-22: 132.5739; 2022-23: 130.1548; 2023-24: 127.4332; 2024-25: 126.1417; 2025-26: 125.0952; 2026-27: 124.0924; 2027-28: 123.0844; 2028-29: 122.433; 2029-30: 121.6116; 2030-31: 120.917; 2031-32: 120.3974; 2032-33: 120.3755; 2033-34: 120.2897; 2034-35: 120.3763; 2035-36: 120.2824; 2036-37: 120.0341; 2037-38: 120.4667; 2038-39: 120.5036; 2039-40: 120.4345; 2040-41: 120.3982; 2041-42: 120.5033; 2042-43: 120.3991; 2043-44: 120.4566; 2044-45: 120.5008; 2045-46: 120.5509; 2046-47: 120.4196; 2047-48: 120.5894; 2048-49: 120.5538; 2049-50: 120.6698
21BL | Water taken unbilled | Input | Ml/d | 2 | 2019-20: 0.26; 2020-21: 0.26; 2021-22: 0.27; 2022-23: 0.27; 2023-24: 0.27; 2024-25: 0.26; 2025-26: 0.26; 2026-27: 0.27; 2027-28: 0.26; 2028-29: 0.26; 2029-30: 0.26; 2030-31: 0.26; 2031-32: 0.27; 2032-33: 0.28; 2033-34: 0.26; 2034-35: 0.26; 2035-36: 0.26; 2036-37: 0.27; 2037-38: 0.26; 2038-39: 0.27; 2039-40: 0.27; 2040-41: 0.27; 2041-42: 0.27; 2042-43: 0.27; 2043-44: 0.27; 2044-45: 0.26; 2045-46: 0.27; 2046-47: 0.26; 2047-48: 0.26; 2048-49: 0.28; 2049-50: 0.27
22BL | Distribution system operational use | Input | Ml/d | 2 | 2019-20: 0.06; 2020-21: 0.06; 2021-22: 0.06; 2022-23: 0.06; 2023-24: 0.06; 2024-25: 0.06; 2025-26: 0.06; 2026-27: 0.06; 2027-28: 0.06; 2028-29: 0.06; 2029-30: 0.06; 2030-31: 0.06; 2031-32: 0.06; 2032-33: 0.06; 2033-34: 0.06; 2034-35: 0.06; 2035-36: 0.06; 2036-37: 0.06; 2037-38: 0.06; 2038-39: 0.06; 2039-40: 0.06; 2040-41: 0.06; 2041-42: 0.06; 2042-43: 0.06; 2043-44: 0.06; 2044-45: 0.06; 2045-46: 0.06; 2046-47: 0.06; 2047-48: 0.06; 2048-49: 0.06; 2049-50: 0.06
23BL | Measured Non Household - USPL | Input | Ml/d | 2 | 2019-20: 0.01; 2020-21: 0.01; 2021-22: 0.01; 2022-23: 0.01; 2023-24: 0.01; 2024-25: 0.01; 2025-26: 0.01; 2026-27: 0.01; 2027-28: 0.01; 2028-29: 0.01; 2029-30: 0.01; 2030-31: 0.01; 2031-32: 0.01; 2032-33: 0.01; 2033-34: 0.01; 2034-35: 0.01; 2035-36: 0.01; 2036-37: 0.01; 2037-38: 0.01; 2038-39: 0.01; 2039-40: 0.01; 2040-41: 0.01; 2041-42: 0.01; 2042-43: 0.01; 2043-44: 0.01; 2044-45: 0.01; 2045-46: 0.01; 2046-47: 0.01; 2047-48: 0.01; 2048-49: 0.01; 2049-50: 0.01
24BL | Unmeasured Non Household - USPL | Input | Ml/d | 2 | 2019-20: 0; 2020-21: 0; 2021-22: 0; 2022-23: 0; 2023-24: 0; 2024-25: 0; 2025-26: 0; 2026-27: 0; 2027-28: 0; 2028-29: 0; 2029-30: 0; 2030-31: 0; 2031-32: 0; 2032-33: 0; 2033-34: 0; 2034-35: 0; 2035-36: 0; 2036-37: 0; 2037-38: 0; 2038-39: 0; 2039-40: 0; 2040-41: 0; 2041-42: 0; 2042-43: 0; 2043-44: 0; 2044-45: 0; 2045-46: 0; 2046-47: 0; 2047-48: 0; 2048-49: 0; 2049-50: 0
25BL | Measured Household - USPL | Input | Ml/d | 2 | 2019-20: 0.27; 2020-21: 0.27; 2021-22: 0.26; 2022-23: 0.27; 2023-24: 0.26; 2024-25: 0.25; 2025-26: 0.25; 2026-27: 0.24; 2027-28: 0.24; 2028-29: 0.23; 2029-30: 0.22; 2030-31: 0.22; 2031-32: 0.21; 2032-33: 0.21; 2033-34: 0.22; 2034-35: 0.22; 2035-36: 0.22; 2036-37: 0.23; 2037-38: 0.23; 2038-39: 0.23; 2039-40: 0.24; 2040-41: 0.24; 2041-42: 0.24; 2042-43: 0.25; 2043-44: 0.25; 2044-45: 0.25; 2045-46: 0.25; 2046-47: 0.26; 2047-48: 0.26; 2048-49: 0.26; 2049-50: 0.26
26BL | Unmeasured Household - USPL | Input | Ml/d | 2 | 2019-20: 0.11; 2020-21: 0.11; 2021-22: 0.1; 2022-23: 0.1; 2023-24: 0.09; 2024-25: 0.09; 2025-26: 0.08; 2026-27: 0.08; 2027-28: 0.08; 2028-29: 0.07; 2029-30: 0.07; 2030-31: 0.07; 2031-32: 0.06; 2032-33: 0.06; 2033-34: 0.06; 2034-35: 0.05; 2035-36: 0.05; 2036-37: 0.05; 2037-38: 0.04; 2038-39: 0.04; 2039-40: 0.04; 2040-41: 0.04; 2041-42: 0.04; 2042-43: 0.03; 2043-44: 0.03; 2044-45: 0.03; 2045-46: 0.03; 2046-47: 0.03; 2047-48: 0.03; 2048-49: 0.03; 2049-50: 0.03
27BL | Void Properties - USPL | Input | Ml/d | 2 | 2019-20: 0.02; 2020-21: 0.02; 2021-22: 0.02; 2022-23: 0.02; 2023-24: 0.02; 2024-25: 0.02; 2025-26: 0.02; 2026-27: 0.02; 2027-28: 0.03; 2028-29: 0.03; 2029-30: 0.03; 2030-31: 0.03; 2031-32: 0.03; 2032-33: 0.03; 2033-34: 0.03; 2034-35: 0.03; 2035-36: 0.03; 2036-37: 0.03; 2037-38: 0.03; 2038-39: 0.03; 2039-40: 0.03; 2040-41: 0.03; 2041-42: 0.03; 2042-43: 0.03; 2043-44: 0.03; 2044-45: 0.03; 2045-46: 0.03; 2046-47: 0.03; 2047-48: 0.03; 2048-49: 0.03; 2049-50: 0.03
28BL | Distribution losses | Input | Ml/d | 2 | 2019-20: 1.09; 2020-21: 1.07; 2021-22: 1.06; 2022-23: 1.04; 2023-24: 1.02; 2024-25: 1; 2025-26: 1; 2026-27: 1; 2027-28: 1; 2028-29: 1; 2029-30: 1; 2030-31: 1; 2031-32: 1; 2032-33: 1; 2033-34: 1; 2034-35: 1; 2035-36: 1; 2036-37: 1; 2037-38: 1; 2038-39: 1; 2039-40: 1; 2040-41: 1; 2041-42: 1; 2042-43: 1; 2043-44: 1; 2044-45: 1; 2045-46: 1; 2046-47: 1; 2047-48: 1; 2048-49: 1; 2049-50: 1
29BL | Total Leakage | sum (23BL:28BL) | Ml/d | 2 | 2019-20: 1.5; 2020-21: 1.48; 2021-22: 1.45; 2022-23: 1.44; 2023-24: 1.4; 2024-25: 1.37; 2025-26: 1.36; 2026-27: 1.35; 2027-28: 1.36; 2028-29: 1.34; 2029-30: 1.33; 2030-31: 1.33; 2031-32: 1.31; 2032-33: 1.31; 2033-34: 1.32; 2034-35: 1.31; 2035-36: 1.31; 2036-37: 1.32; 2037-38: 1.31; 2038-39: 1.31; 2039-40: 1.32; 2040-41: 1.32; 2041-42: 1.32; 2042-43: 1.32; 2043-44: 1.32; 2044-45: 1.32; 2045-46: 1.32; 2046-47: 1.33; 2047-48: 1.33; 2048-49: 1.33; 2049-50: 1.33
30BL | Leakage/property | (29BL * 1,000,000) / (36BL * 1,000) | l/prop/d | 2 | 2019-20: 66.6282; 2020-21: 64.2863; 2021-22: 61.6575; 2022-23: 60.1454; 2023-24: 57.4831; 2024-25: 55.3021; 2025-26: 54.1401; 2026-27: 53.0765; 2027-28: 52.9492; 2028-29: 51.7215; 2029-30: 50.9539; 2030-31: 50.6165; 2031-32: 49.5255; 2032-33: 49.1963; 2033-34: 49.2427; 2034-35: 48.5491; 2035-36: 48.2398; 2036-37: 48.2968; 2037-38: 47.6242; 2038-39: 47.3266; 2039-40: 47.3951; 2040-41: 47.1092; 2041-42: 46.8301; 2042-43: 46.5592; 2043-44: 46.2898; 2044-45: 46.0267; 2045-46: 45.7666; 2046-47: 45.851; 2047-48: 45.5901; 2048-49: 45.3244; 2049-50: 45.0603
31BL | Measured Non Household - properties | Input | 000's | 2 | 2019-20: 1.348; 2020-21: 1.36; 2021-22: 1.369; 2022-23: 1.382; 2023-24: 1.393; 2024-25: 1.404; 2025-26: 1.412; 2026-27: 1.417; 2027-28: 1.422; 2028-29: 1.426; 2029-30: 1.427; 2030-31: 1.429; 2031-32: 1.43; 2032-33: 1.43; 2033-34: 1.431; 2034-35: 1.432; 2035-36: 1.432; 2036-37: 1.432; 2037-38: 1.432; 2038-39: 1.432; 2039-40: 1.432; 2040-41: 1.432; 2041-42: 1.431; 2042-43: 1.43; 2043-44: 1.429; 2044-45: 1.428; 2045-46: 1.427; 2046-47: 1.426; 2047-48: 1.424; 2048-49: 1.423; 2049-50: 1.421
32BL | Unmeasured Non Household - properties | Input | 000's | 2 | 2019-20: 0.005; 2020-21: 0.005; 2021-22: 0.005; 2022-23: 0.006; 2023-24: 0.006; 2024-25: 0.006; 2025-26: 0.006; 2026-27: 0.006; 2027-28: 0.006; 2028-29: 0.006; 2029-30: 0.006; 2030-31: 0.006; 2031-32: 0.006; 2032-33: 0.006; 2033-34: 0.006; 2034-35: 0.006; 2035-36: 0.006; 2036-37: 0.006; 2037-38: 0.006; 2038-39: 0.006; 2039-40: 0.006; 2040-41: 0.006; 2041-42: 0.006; 2042-43: 0.006; 2043-44: 0.006; 2044-45: 0.006; 2045-46: 0.006; 2046-47: 0.006; 2047-48: 0.006; 2048-49: 0.006; 2049-50: 0.006
33BL | All void non-households - properties | Input | 000's | 2 | 2019-20: 0; 2020-21: 0; 2021-22: 0; 2022-23: 0; 2023-24: 0; 2024-25: 0; 2025-26: 0; 2026-27: 0; 2027-28: 0; 2028-29: 0; 2029-30: 0; 2030-31: 0; 2031-32: 0; 2032-33: 0; 2033-34: 0; 2034-35: 0; 2035-36: 0; 2036-37: 0; 2037-38: 0; 2038-39: 0; 2039-40: 0; 2040-41: 0; 2041-42: 0; 2042-43: 0; 2043-44: 0; 2044-45: 0; 2045-46: 0; 2046-47: 0; 2047-48: 0; 2048-49: 0; 2049-50: 0
34BL | Measured households - properties (excl. void) | Year before + sum (34.1BL:34.6BL) | 000's | 2 | 2019-20: 18.116; 2020-21: 18.73; 2021-22: 19.316; 2022-23: 19.846; 2023-24: 20.362; 2024-25: 20.879; 2025-26: 21.307; 2026-27: 21.702; 2027-28: 22.029; 2028-29: 22.329; 2029-30: 22.598; 2030-31: 22.845; 2031-32: 23.089; 2032-33: 23.335; 2033-34: 23.578; 2034-35: 23.817; 2035-36: 24.052; 2036-37: 24.286; 2037-38: 24.518; 2038-39: 24.746; 2039-40: 24.969; 2040-41: 25.188; 2041-42: 25.404; 2042-43: 25.617; 2043-44: 25.827; 2044-45: 26.035; 2045-46: 26.214; 2046-47: 26.393; 2047-48: 26.573; 2048-49: 26.757; 2049-50: 26.928
34.1BL | New build properties - properties | Input (new builds in each year) | 000's | 2 | 2019-20: 0.475; 2020-21: 0.464; 2021-22: 0.446; 2022-23: 0.404; 2023-24: 0.395; 2024-25: 0.401; 2025-26: 0.334; 2026-27: 0.305; 2027-28: 0.239; 2028-29: 0.216; 2029-30: 0.188; 2030-31: 0.168; 2031-32: 0.169; 2032-33: 0.173; 2033-34: 0.172; 2034-35: 0.171; 2035-36: 0.17; 2036-37: 0.171; 2037-38: 0.171; 2038-39: 0.17; 2039-40: 0.167; 2040-41: 0.165; 2041-42: 0.164; 2042-43: 0.163; 2043-44: 0.162; 2044-45: 0.162; 2045-46: 0.161; 2046-47: 0.162; 2047-48: 0.164; 2048-49: 0.168; 2049-50: 0.171
34.2BL | Meter optants - properties | Input (meter optants in each year) | 000's | 2 | 2019-20: 0.102; 2020-21: 0.097; 2021-22: 0.089; 2022-23: 0.078; 2023-24: 0.075; 2024-25: 0.071; 2025-26: 0.052; 2026-27: 0.05; 2027-28: 0.049; 2028-29: 0.047; 2029-30: 0.045; 2030-31: 0.044; 2031-32: 0.042; 2032-33: 0.041; 2033-34: 0.04; 2034-35: 0.038; 2035-36: 0.037; 2036-37: 0.036; 2037-38: 0.035; 2038-39: 0.033; 2039-40: 0.032; 2040-41: 0.031; 2041-42: 0.03; 2042-43: 0.029; 2043-44: 0.028; 2044-45: 0.027; 2045-46: 0; 2046-47: 0; 2047-48: 0; 2048-49: 0; 2049-50: 0
34.3BL | Compulsory metering - properties | Input (compulsory meters in each year) | 000's | 2 | 2019-20: 0; 2020-21: 0; 2021-22: 0; 2022-23: 0; 2023-24: 0; 2024-25: 0; 2025-26: 0; 2026-27: 0; 2027-28: 0; 2028-29: 0; 2029-30: 0; 2030-31: 0; 2031-32: 0; 2032-33: 0; 2033-34: 0; 2034-35: 0; 2035-36: 0; 2036-37: 0; 2037-38: 0; 2038-39: 0; 2039-40: 0; 2040-41: 0; 2041-42: 0; 2042-43: 0; 2043-44: 0; 2044-45: 0; 2045-46: 0; 2046-47: 0; 2047-48: 0; 2048-49: 0; 2049-50: 0
34.4BL | Metering on change of occupancy - properties | Input (change of occupancy meters in each year) | 000's | 2 | 2019-20: 0.051; 2020-21: 0.049; 2021-22: 0.047; 2022-23: 0.045; 2023-24: 0.043; 2024-25: 0.042; 2025-26: 0.04; 2026-27: 0.038; 2027-28: 0.037; 2028-29: 0.035; 2029-30: 0.034; 2030-31: 0.033; 2031-32: 0.031; 2032-33: 0.03; 2033-34: 0.029; 2034-35: 0.028; 2035-36: 0.026; 2036-37: 0.025; 2037-38: 0.024; 2038-39: 0.023; 2039-40: 0.022; 2040-41: 0.022; 2041-42: 0.021; 2042-43: 0.02; 2043-44: 0.019; 2044-45: 0.018; 2045-46: 0.018; 2046-47: 0.017; 2047-48: 0.016; 2048-49: 0.016; 2049-50: 0
34.5BL | Selective metering - properties | Input (selective meters in each year) | 000's | 2 | 2019-20: 0.004; 2020-21: 0.004; 2021-22: 0.004; 2022-23: 0.003; 2023-24: 0.003; 2024-25: 0.003; 2025-26: 0.002; 2026-27: 0.002; 2027-28: 0.002; 2028-29: 0.002; 2029-30: 0.002; 2030-31: 0.002; 2031-32: 0.002; 2032-33: 0.002; 2033-34: 0.002; 2034-35: 0.002; 2035-36: 0.002; 2036-37: 0.002; 2037-38: 0.002; 2038-39: 0.002; 2039-40: 0.002; 2040-41: 0.001; 2041-42: 0.001; 2042-43: 0.001; 2043-44: 0.001; 2044-45: 0.001; 2045-46: 0; 2046-47: 0; 2047-48: 0; 2048-49: 0; 2049-50: 0
34.6BL | Other changes to existing metering - properties | Input (other changes to meters in each year) | 000's | 2 | 2019-20: 0; 2020-21: 0; 2021-22: 0; 2022-23: 0; 2023-24: 0; 2024-25: 0; 2025-26: 0; 2026-27: 0; 2027-28: 0; 2028-29: 0; 2029-30: 0; 2030-31: 0; 2031-32: 0; 2032-33: 0; 2033-34: 0; 2034-35: 0; 2035-36: 0; 2036-37: 0; 2037-38: 0; 2038-39: 0; 2039-40: 0; 2040-41: 0; 2041-42: 0; 2042-43: 0; 2043-44: 0; 2044-45: 0; 2045-46: 0; 2046-47: 0; 2047-48: 0; 2048-49: 0; 2049-50: 0
34.7BL | Measured household void properties | Input | 000's | 2 | 2019-20: 0.367; 2020-21: 0.376; 2021-22: 0.384; 2022-23: 0.394; 2023-24: 0.402; 2024-25: 0.411; 2025-26: 0.418; 2026-27: 0.425; 2027-28: 0.432; 2028-29: 0.438; 2029-30: 0.444; 2030-31: 0.45; 2031-32: 0.456; 2032-33: 0.462; 2033-34: 0.467; 2034-35: 0.473; 2035-36: 0.478; 2036-37: 0.483; 2037-38: 0.488; 2038-39: 0.493; 2039-40: 0.498; 2040-41: 0.503; 2041-42: 0.508; 2042-43: 0.512; 2043-44: 0.517; 2044-45: 0.521; 2045-46: 0.525; 2046-47: 0.529; 2047-48: 0.533; 2048-49: 0.537; 2049-50: 0.54
35BL | Unmeasured households - properties (excl. void) | Input | 000's | 2 | 2019-20: 2.624; 2020-21: 2.501; 2021-22: 2.395; 2022-23: 2.269; 2023-24: 2.149; 2024-25: 2.033; 2025-26: 1.939; 2026-27: 1.848; 2027-28: 1.761; 2028-29: 1.676; 2029-30: 1.595; 2030-31: 1.516; 2031-32: 1.441; 2032-33: 1.368; 2033-34: 1.298; 2034-35: 1.23; 2035-36: 1.165; 2036-37: 1.102; 2037-38: 1.042; 2038-39: 0.983; 2039-40: 0.927; 2040-41: 0.873; 2041-42: 0.821; 2042-43: 0.77; 2043-44: 0.722; 2044-45: 0.675; 2045-46: 0.657; 2046-47: 0.64; 2047-48: 0.624; 2048-49: 0.609; 2049-50: 0.609
35.1BL | Unmeasured household void properties | Input | 000's | 2 | 2019-20: 0.053; 2020-21: 0.05; 2021-22: 0.048; 2022-23: 0.045; 2023-24: 0.043; 2024-25: 0.04; 2025-26: 0.038; 2026-27: 0.037; 2027-28: 0.035; 2028-29: 0.033; 2029-30: 0.032; 2030-31: 0.03; 2031-32: 0.029; 2032-33: 0.027; 2033-34: 0.026; 2034-35: 0.025; 2035-36: 0.023; 2036-37: 0.022; 2037-38: 0.021; 2038-39: 0.02; 2039-40: 0.019; 2040-41: 0.018; 2041-42: 0.017; 2042-43: 0.016; 2043-44: 0.015; 2044-45: 0.014; 2045-46: 0.013; 2046-47: 0.013; 2047-48: 0.013; 2048-49: 0.012; 2049-50: 0.012
36BL | Total Resource Zone Properties (incl. voids) | sum (31BL:34BL) + 34.7BL + 35BL + 35.1BL | 000's | 2 | 2019-20: 22.513; 2020-21: 23.022; 2021-22: 23.517; 2022-23: 23.942; 2023-24: 24.355; 2024-25: 24.773; 2025-26: 25.12; 2026-27: 25.435; 2027-28: 25.685; 2028-29: 25.908; 2029-30: 26.102; 2030-31: 26.276; 2031-32: 26.451; 2032-33: 26.628; 2033-34: 26.806; 2034-35: 26.983; 2035-36: 27.156; 2036-37: 27.331; 2037-38: 27.507; 2038-39: 27.68; 2039-40: 27.851; 2040-41: 28.02; 2041-42: 28.187; 2042-43: 28.351; 2043-44: 28.516; 2044-45: 28.679; 2045-46: 28.842; 2046-47: 29.007; 2047-48: 29.173; 2048-49: 29.344; 2049-50: 29.516
37BL | Measured Non Household - Population | Input | 000's | 2 | 2019-20: 1.649; 2020-21: 1.661; 2021-22: 1.669; 2022-23: 1.684; 2023-24: 1.695; 2024-25: 1.704; 2025-26: 1.712; 2026-27: 1.725; 2027-28: 1.738; 2028-29: 1.753; 2029-30: 1.767; 2030-31: 1.78; 2031-32: 1.806; 2032-33: 1.825; 2033-34: 1.839; 2034-35: 1.851; 2035-36: 1.861; 2036-37: 1.872; 2037-38: 1.882; 2038-39: 1.893; 2039-40: 1.903; 2040-41: 1.915; 2041-42: 1.929; 2042-43: 1.943; 2043-44: 1.96; 2044-45: 1.977; 2045-46: 1.996; 2046-47: 2.017; 2047-48: 2.037; 2048-49: 2.058; 2049-50: 2.078
38BL | Unmeasured Non Household - Population | Input | 000's | 2 | 2019-20: 0.007; 2020-21: 0.007; 2021-22: 0.007; 2022-23: 0.007; 2023-24: 0.007; 2024-25: 0.007; 2025-26: 0.007; 2026-27: 0.007; 2027-28: 0.007; 2028-29: 0.007; 2029-30: 0.007; 2030-31: 0.007; 2031-32: 0.007; 2032-33: 0.007; 2033-34: 0.007; 2034-35: 0.007; 2035-36: 0.007; 2036-37: 0.008; 2037-38: 0.008; 2038-39: 0.008; 2039-40: 0.008; 2040-41: 0.008; 2041-42: 0.008; 2042-43: 0.008; 2043-44: 0.008; 2044-45: 0.008; 2045-46: 0.008; 2046-47: 0.008; 2047-48: 0.008; 2048-49: 0.008; 2049-50: 0.008
39BL | Measured Household - Population | Input | 000's | 2 | 2019-20: 41.134; 2020-21: 42.201; 2021-22: 43.098; 2022-23: 44.212; 2023-24: 45.234; 2024-25: 46.237; 2025-26: 47.016; 2026-27: 47.77; 2027-28: 48.362; 2028-29: 48.877; 2029-30: 49.299; 2030-31: 49.658; 2031-32: 50.015; 2032-33: 50.389; 2033-34: 50.783; 2034-35: 51.174; 2035-36: 51.558; 2036-37: 51.924; 2037-38: 52.303; 2038-39: 52.69; 2039-40: 53.119; 2040-41: 53.528; 2041-42: 53.948; 2042-43: 54.379; 2043-44: 54.812; 2044-45: 55.247; 2045-46: 55.602; 2046-47: 55.959; 2047-48: 56.336; 2048-49: 56.726; 2049-50: 57.084
40BL | Unmeasured Household - Population | Input | 000's | 2 | 2019-20: 7.395; 2020-21: 7.058; 2021-22: 6.761; 2022-23: 6.42; 2023-24: 6.087; 2024-25: 5.768; 2025-26: 5.504; 2026-27: 5.255; 2027-28: 5.016; 2028-29: 4.785; 2029-30: 4.561; 2030-31: 4.346; 2031-32: 4.139; 2032-33: 3.941; 2033-34: 3.752; 2034-35: 3.571; 2035-36: 3.396; 2036-37: 3.227; 2037-38: 3.065; 2038-39: 2.91; 2039-40: 2.762; 2040-41: 2.619; 2041-42: 2.482; 2042-43: 2.349; 2043-44: 2.221; 2044-45: 2.097; 2045-46: 2.05; 2046-47: 2.005; 2047-48: 1.961; 2048-49: 1.92; 2049-50: 1.92
41BL | Total Resource Zone Population | sum (37BL:40BL) | 000's | 2 | 2019-20: 50.185; 2020-21: 50.927; 2021-22: 51.535; 2022-23: 52.323; 2023-24: 53.023; 2024-25: 53.716; 2025-26: 54.239; 2026-27: 54.757; 2027-28: 55.123; 2028-29: 55.422; 2029-30: 55.634; 2030-31: 55.791; 2031-32: 55.967; 2032-33: 56.162; 2033-34: 56.381; 2034-35: 56.603; 2035-36: 56.822; 2036-37: 57.031; 2037-38: 57.258; 2038-39: 57.501; 2039-40: 57.792; 2040-41: 58.07; 2041-42: 58.367; 2042-43: 58.679; 2043-44: 59.001; 2044-45: 59.329; 2045-46: 59.656; 2046-47: 59.989; 2047-48: 60.342; 2048-49: 60.712; 2049-50: 61.09
42BL | Average household occupancy rate (excl. voids) | (39BL + 40BL) / (34BL + 35BL) | h/prop | 1 | 2019-20: 2.3399; 2020-21: 2.3201; 2021-22: 2.2965; 2022-23: 2.2895; 2023-24: 2.2798; 2024-25: 2.2698; 2025-26: 2.2593; 2026-27: 2.2516; 2027-28: 2.2437; 2028-29: 2.2355; 2029-30: 2.2263; 2030-31: 2.2168; 2031-32: 2.2077; 2032-33: 2.1993; 2033-34: 2.1923; 2034-35: 2.1857; 2035-36: 2.1792; 2036-37: 2.1723; 2037-38: 2.1662; 2038-39: 2.161; 2039-40: 2.1579; 2040-41: 2.1544; 2041-42: 2.1518; 2042-43: 2.1498; 2043-44: 2.1482; 2044-45: 2.1469; 2045-46: 2.1455; 2046-47: 2.1442; 2047-48: 2.1435; 2048-49: 2.143; 2049-50: 2.1427
43BL | Total Household Metering penetration (excl. voids) | 34BL / (34BL + 35BL) | % | 1 | 2019-20: 87.35%; 2020-21: 88.22%; 2021-22: 88.97%; 2022-23: 89.74%; 2023-24: 90.45%; 2024-25: 91.13%; 2025-26: 91.66%; 2026-27: 92.15%; 2027-28: 92.6%; 2028-29: 93.02%; 2029-30: 93.41%; 2030-31: 93.78%; 2031-32: 94.13%; 2032-33: 94.46%; 2033-34: 94.78%; 2034-35: 95.09%; 2035-36: 95.38%; 2036-37: 95.66%; 2037-38: 95.92%; 2038-39: 96.18%; 2039-40: 96.42%; 2040-41: 96.65%; 2041-42: 96.87%; 2042-43: 97.08%; 2043-44: 97.28%; 2044-45: 97.47%; 2045-46: 97.55%; 2046-47: 97.63%; 2047-48: 97.71%; 2048-49: 97.77%; 2049-50: 97.79%
44BL | Total Household Metering penetration (incl. voids) | (34BL) / (34BL + 34.7BL + 35BL + 35.1BL) | % | 1 | 2019-20: 85.61%; 2020-21: 86.48%; 2021-22: 87.23%; 2022-23: 87.99%; 2023-24: 88.7%; 2024-25: 89.37%; 2025-26: 89.9%; 2026-27: 90.38%; 2027-28: 90.82%; 2028-29: 91.23%; 2029-30: 91.6%; 2030-31: 91.96%; 2031-32: 92.3%; 2032-33: 92.63%; 2033-34: 92.94%; 2034-35: 93.24%; 2035-36: 93.52%; 2036-37: 93.79%; 2037-38: 94.05%; 2038-39: 94.3%; 2039-40: 94.53%; 2040-41: 94.76%; 2041-42: 94.97%; 2042-43: 95.18%; 2043-44: 95.37%; 2044-45: 95.56%; 2045-46: 95.64%; 2046-47: 95.71%; 2047-48: 95.78%; 2048-49: 95.85%; 2049-50: 95.87%
45BL | Distribution input | sum (12BL:15BL) +21BL + 22BL + 27BL + 28BL | Ml/d | 2 | 2019-20: 11.07; 2020-21: 11.03; 2021-22: 11.02; 2022-23: 11; 2023-24: 10.92; 2024-25: 10.92; 2025-26: 10.93; 2026-27: 10.96; 2027-28: 10.96; 2028-29: 10.96; 2029-30: 10.94; 2030-31: 10.93; 2031-32: 10.93; 2032-33: 10.97; 2033-34: 11.01; 2034-35: 11.05; 2035-36: 11.09; 2036-37: 11.14; 2037-38: 11.19; 2038-39: 11.25; 2039-40: 11.31; 2040-41: 11.36; 2041-42: 11.42; 2042-43: 11.47; 2043-44: 11.53; 2044-45: 11.58; 2045-46: 11.65; 2046-47: 11.71; 2047-48: 11.78; 2048-49: 11.86; 2049-50: 11.93
46BL | Target headroom (climate change component) | Input | Ml/d | 2 | 2019-20: 0.00087527; 2020-21: 0.00087527; 2021-22: 0.00087527; 2022-23: 0.00087527; 2023-24: 0.00087527; 2024-25: 0.00087527; 2025-26: 0.00087527; 2026-27: 0.00043828; 2027-28: 0.00078515; 2028-29: 0.00064618; 2029-30: 0.00059574; 2030-31: 0.0018084; 2031-32: 0.0011404; 2032-33: 0.001891; 2033-34: 0.0015387; 2034-35: 0.0010192; 2035-36: 0.0025757; 2036-37: 0.00094323; 2037-38: 0.00228; 2038-39: 0.0032478; 2039-40: 0; 2040-41: 0; 2041-42: 0; 2042-43: 0; 2043-44: 0; 2044-45: 0; 2045-46: 0; 2046-47: 0; 2047-48: 0; 2048-49: 0; 2049-50: 0
47BL | Target headroom (All other components) | Input | Ml/d | 2 | 2019-20: 0.42713; 2020-21: 0.42713; 2021-22: 0.42713; 2022-23: 0.42713; 2023-24: 0.42713; 2024-25: 0.42713; 2025-26: 0.42713; 2026-27: 0.41518; 2027-28: 0.41876; 2028-29: 0.41743; 2029-30: 0.4289; 2030-31: 0.4388; 2031-32: 0.45048; 2032-33: 0.4591; 2033-34: 0.46451; 2034-35: 0.49697; 2035-36: 0.42818; 2036-37: 0.37921; 2037-38: 0.40797; 2038-39: 0.43337; 2039-40: 0.32051; 2040-41: 0.33587; 2041-42: 0.35828; 2042-43: 0.37586; 2043-44: 0.39659; 2044-45: 0.39362; 2045-46: 0.32892; 2046-47: 0.33217; 2047-48: 0.325; 2048-49: 0.32984; 2049-50: 0.33168
48BL | Target Headroom | 46BL + 47BL | Ml/d | 2 | 2019-20: 0.42801; 2020-21: 0.42801; 2021-22: 0.42801; 2022-23: 0.42801; 2023-24: 0.42801; 2024-25: 0.42801; 2025-26: 0.42801; 2026-27: 0.41561; 2027-28: 0.41955; 2028-29: 0.41807; 2029-30: 0.42949; 2030-31: 0.44061; 2031-32: 0.45162; 2032-33: 0.46099; 2033-34: 0.46605; 2034-35: 0.49799; 2035-36: 0.43075; 2036-37: 0.38015; 2037-38: 0.41025; 2038-39: 0.43661; 2039-40: 0.32051; 2040-41: 0.33587; 2041-42: 0.35828; 2042-43: 0.37586; 2043-44: 0.39659; 2044-45: 0.39362; 2045-46: 0.32892; 2046-47: 0.33217; 2047-48: 0.325; 2048-49: 0.32984; 2049-50: 0.33168
49BL | Available Headroom | 11BL - 45BL | Ml/d | 2 | 2019-20: 0.5; 2020-21: 0.54; 2021-22: 0.55; 2022-23: 0.57; 2023-24: 0.65; 2024-25: 0.65; 2025-26: 0.44; 2026-27: 0.42; 2027-28: 0.42; 2028-29: 0.42; 2029-30: 0.43; 2030-31: 0.44; 2031-32: 0.45; 2032-33: 0.45; 2033-34: 0.46; 2034-35: 0.5; 2035-36: 0.43; 2036-37: 0.38; 2037-38: 0.42; 2038-39: 0.44; 2039-40: 0.32; 2040-41: -4.84; 2041-42: -4.9; 2042-43: -4.95; 2043-44: -5.01; 2044-45: -5.06; 2045-46: -5.13; 2046-47: -5.19; 2047-48: -5.26; 2048-49: -5.34; 2049-50: -5.41
49.1BL | Available non-potable balance (if applicable) | 1.1BL -12.1BL | Ml/d | 2 | 2019-20: 0; 2020-21: 0; 2021-22: 0; 2022-23: 0; 2023-24: 0; 2024-25: 0; 2025-26: 0; 2026-27: 0; 2027-28: 0; 2028-29: 0; 2029-30: 0; 2030-31: 0; 2031-32: 0; 2032-33: 0; 2033-34: 0; 2034-35: 0; 2035-36: 0; 2036-37: 0; 2037-38: 0; 2038-39: 0; 2039-40: 0; 2040-41: 0; 2041-42: 0; 2042-43: 0; 2043-44: 0; 2044-45: 0; 2045-46: 0; 2046-47: 0; 2047-48: 0; 2048-49: 0; 2049-50: 0
50BL | Supply Demand Balance | 49BL - 48BL | Ml/d | 2 | 2019-20: 0.071991; 2020-21: 0.11199; 2021-22: 0.12199; 2022-23: 0.14199; 2023-24: 0.22199; 2024-25: 0.22199; 2025-26: 0.011991; 2026-27: 0.0043854; 2027-28: 0.00045228; 2028-29: 0.0019261; 2029-30: 0.00050906; 2030-31: -0.00061161; 2031-32: -0.0016176; 2032-33: -0.010988; 2033-34: -0.0060477; 2034-35: 0.0020084; 2035-36: -0.00075312; 2036-37: -0.00015216; 2037-38: 0.0097486; 2038-39: 0.003387; 2039-40: -0.0005077; 2040-41: -5.1759; 2041-42: -5.2583; 2042-43: -5.3259; 2043-44: -5.4066; 2044-45: -5.4536; 2045-46: -5.4589; 2046-47: -5.5222; 2047-48: -5.585; 2048-49: -5.6698; 2049-50: -5.7417
Table 3b: DYAA - Final plan Options | Back to top of sheet |  |  |  | 2019-20: 0.1
WRMP24 reference | Option type | Cat ID | Unit | Decimal places | 2019-20 | 2020-21 | 2021-22 | 2022-23 | 2023-24 | 2024-25 | 2025-26 | 2026-27 | 2027-28 | 2028-29 | 2029-30 | 2030-31 | 2031-32 | 2032-33 | 2033-34 | 2034-35 | 2035-36 | 2036-37 | 2037-38 | 2038-39 | 2039-40 | 2040-41 | 2041-42 | 2042-43 | 2043-44 | 2044-45 | 2045-46 | 2046-47 | 2047-48 | 2048-49 | 2049-50 | 2050-51 | 2051-52 | 2052-53 | 2053-54 | 2054-55 | 2055-56 | 2056-57 | 2057-58 | 2058-59 | 2059-60 | 2060-61 | 2061-62 | 2062-63 | 2063-64 | 2064-65 | 2065-66 | 2066-67 | 2067-68 | 2068-69 | 2069-70 | 2070-71 | 2071-72 | 2072-73 | 2073-74 | 2074-75 | 2075-76 | 2076-77 | 2077-78 | 2078-79 | 2079-80 | 2080-81 | 2081-82 | 2082-83 | 2083-84 | 2084-85 | 2085-86 | 2086-87 | 2087-88 | 2088-89 | 2089-90 | 2090-91 | 2091-92 | 2092-93 | 2093-94 | 2094-95 | 2095-96 | 2096-97 | 2097-98 | 2098-99 | 2099-100
1.11FP | Non potable supplies input reductions as -ve and increases as +ve | RSNPS | Ml/d | 2 | 0.1 2019-20: 0; 0.1 2020-21: 0; 0.1 2021-22: 0; 0.1 2022-23: 0; 0.1 2023-24: 0; 0.1 2024-25: 0; 0.1 2025-26: 0; 0.1 2026-27: 0; 0.1 2027-28: 0; 0.1 2028-29: 0; 0.1 2029-30: 0; 0.1 2030-31: 0; 0.1 2031-32: 0; 0.1 2032-33: 0; 0.1 2033-34: 0; 0.1 2034-35: 0; 0.1 2035-36: 0; 0.1 2036-37: 0; 0.1 2037-38: 0; 0.1 2038-39: 0; 0.1 2039-40: 0; 0.1 2040-41: 0; 0.1 2041-42: 0; 0.1 2042-43: 0; 0.1 2043-44: 0; 0.1 2044-45: 0; 0.1 2045-46: 0; 0.1 2046-47: 0; 0.1 2047-48: 0; 0.1 2048-49: 0; 0.1 2049-50: 0
2.1FP | Raw water imports input reductions as -ve | RSRWI | Ml/d | 2 | 0.1 2019-20: 0; 0.1 2020-21: 0; 0.1 2021-22: 0; 0.1 2022-23: 0; 0.1 2023-24: 0; 0.1 2024-25: 0; 0.1 2025-26: 0; 0.1 2026-27: 0; 0.1 2027-28: 0; 0.1 2028-29: 0; 0.1 2029-30: 0; 0.1 2030-31: 0; 0.1 2031-32: 0; 0.1 2032-33: 0; 0.1 2033-34: 0; 0.1 2034-35: 0; 0.1 2035-36: 0; 0.1 2036-37: 0; 0.1 2037-38: 0; 0.1 2038-39: 0; 0.1 2039-40: 0; 0.1 2040-41: 0; 0.1 2041-42: 0; 0.1 2042-43: 0; 0.1 2043-44: 0; 0.1 2044-45: 0; 0.1 2045-46: 0; 0.1 2046-47: 0; 0.1 2047-48: 0; 0.1 2048-49: 0; 0.1 2049-50: 0
3.1FP | Potable water imports input reductions as -ve | RSPWI | Ml/d | 2 | 0.1 2019-20: 0; 0.1 2020-21: 0; 0.1 2021-22: 0; 0.1 2022-23: 0; 0.1 2023-24: 0; 0.1 2024-25: 0; 0.1 2025-26: -0.41; 0.1 2026-27: -0.46; 0.1 2027-28: -0.5; 0.1 2028-29: -0.6; 0.1 2029-30: -0.66; 0.1 2030-31: -0.81; 0.1 2031-32: -0.88; 0.1 2032-33: -0.51; 0.1 2033-34: -0.56; 0.1 2034-35: -0.65; 0.1 2035-36: -0.74; 0.1 2036-37: -0.83; 0.1 2037-38: -0.92; 0.1 2038-39: -1.01; 0.1 2039-40: -1.1; 0.1 2040-41: 3.99; 0.1 2041-42: 3.98; 0.1 2042-43: 3.96; 0.1 2043-44: 3.94; 0.1 2044-45: 3.93; 0.1 2045-46: 3.88; 0.1 2046-47: 3.89; 0.1 2047-48: 3.91; 0.1 2048-49: 3.9; 0.1 2049-50: 3.91
4.1FP | Raw water exports input reductions as +ve and increases as -ve | RSRWE | Ml/d | 2 | 0.1 2019-20: 0; 0.1 2020-21: 0; 0.1 2021-22: 0; 0.1 2022-23: 0; 0.1 2023-24: 0; 0.1 2024-25: 0; 0.1 2025-26: 0; 0.1 2026-27: 0; 0.1 2027-28: 0; 0.1 2028-29: 0; 0.1 2029-30: 0; 0.1 2030-31: 0; 0.1 2031-32: 0; 0.1 2032-33: 0; 0.1 2033-34: 0; 0.1 2034-35: 0; 0.1 2035-36: 0; 0.1 2036-37: 0; 0.1 2037-38: 0; 0.1 2038-39: 0; 0.1 2039-40: 0; 0.1 2040-41: 0; 0.1 2041-42: 0; 0.1 2042-43: 0; 0.1 2043-44: 0; 0.1 2044-45: 0; 0.1 2045-46: 0; 0.1 2046-47: 0; 0.1 2047-48: 0; 0.1 2048-49: 0; 0.1 2049-50: 0
5.1FP | Potable water exports input reductions as +ve and increases as -ve | RSPWE | Ml/d | 2 | 0.1 2019-20: 0; 0.1 2020-21: 0; 0.1 2021-22: 0; 0.1 2022-23: 0; 0.1 2023-24: 0; 0.1 2024-25: 0; 0.1 2025-26: 0; 0.1 2026-27: 0; 0.1 2027-28: 0; 0.1 2028-29: 0; 0.1 2029-30: 0; 0.1 2030-31: 0; 0.1 2031-32: 0; 0.1 2032-33: 0; 0.1 2033-34: 0; 0.1 2034-35: 0; 0.1 2035-36: 0; 0.1 2036-37: 0; 0.1 2037-38: 0; 0.1 2038-39: 0; 0.1 2039-40: 0; 0.1 2040-41: 0; 0.1 2041-42: 0; 0.1 2042-43: 0; 0.1 2043-44: 0; 0.1 2044-45: 0; 0.1 2045-46: 0; 0.1 2046-47: 0; 0.1 2047-48: 0; 0.1 2048-49: 0; 0.1 2049-50: 0
6.2FP | DO benefit from increase raw water abstractions | RSRWA | Ml/d | 2 | 0.1 2019-20: 0; 0.1 2020-21: 0; 0.1 2021-22: 0; 0.1 2022-23: 0; 0.1 2023-24: 0; 0.1 2024-25: 0; 0.1 2025-26: 0; 0.1 2026-27: 0; 0.1 2027-28: 0; 0.1 2028-29: 0; 0.1 2029-30: 0; 0.1 2030-31: 0; 0.1 2031-32: 0; 0.1 2032-33: 0; 0.1 2033-34: 0; 0.1 2034-35: 0; 0.1 2035-36: 0; 0.1 2036-37: 0; 0.1 2037-38: 0; 0.1 2038-39: 0; 0.1 2039-40: 0; 0.1 2040-41: 0; 0.1 2041-42: 0; 0.1 2042-43: 0; 0.1 2043-44: 0; 0.1 2044-45: 0; 0.1 2045-46: 0; 0.1 2046-47: 0; 0.1 2047-48: 0; 0.1 2048-49: 0; 0.1 2049-50: 0
6.3FP | Other options to increase deployable output | RSIPO | Ml/d | 2 | 0.1 2019-20: 0; 0.1 2020-21: 0; 0.1 2021-22: 0; 0.1 2022-23: 0; 0.1 2023-24: 0; 0.1 2024-25: 0; 0.1 2025-26: 0.31; 0.1 2026-27: 0.31; 0.1 2027-28: 0.31; 0.1 2028-29: 0.31; 0.1 2029-30: 0.31; 0.1 2030-31: 0.41; 0.1 2031-32: 0.41; 0.1 2032-33: 0; 0.1 2033-34: 0; 0.1 2034-35: 0; 0.1 2035-36: 0; 0.1 2036-37: 0; 0.1 2037-38: 0; 0.1 2038-39: 0; 0.1 2039-40: 0; 0.1 2040-41: 0; 0.1 2041-42: 0; 0.1 2042-43: 0; 0.1 2043-44: 0; 0.1 2044-45: 0; 0.1 2045-46: 0; 0.1 2046-47: 0; 0.1 2047-48: 0; 0.1 2048-49: 0; 0.1 2049-50: 0
7.01FP | DO benefit from supply side drought measures | RSDPS | Ml/d | 2 | 0.1 2019-20: 0; 0.1 2020-21: 0; 0.1 2021-22: 0; 0.1 2022-23: 0; 0.1 2023-24: 0; 0.1 2024-25: 0; 0.1 2025-26: 0; 0.1 2026-27: 0; 0.1 2027-28: 0; 0.1 2028-29: 0; 0.1 2029-30: 0; 0.1 2030-31: 0; 0.1 2031-32: 0; 0.1 2032-33: 0; 0.1 2033-34: 0; 0.1 2034-35: 0; 0.1 2035-36: 0; 0.1 2036-37: 0; 0.1 2037-38: 0; 0.1 2038-39: 0; 0.1 2039-40: 0; 0.1 2040-41: 0; 0.1 2041-42: 0; 0.1 2042-43: 0; 0.1 2043-44: 0; 0.1 2044-45: 0; 0.1 2045-46: 0; 0.1 2046-47: 0; 0.1 2047-48: 0; 0.1 2048-49: 0; 0.1 2049-50: 0
7.02FP | Benefit from demand side drought measures | RSDPD | Ml/d | 2 | 0.1 2019-20: 0; 0.1 2020-21: 0; 0.1 2021-22: 0; 0.1 2022-23: 0; 0.1 2023-24: 0; 0.1 2024-25: 0; 0.1 2025-26: 0; 0.1 2026-27: 0; 0.1 2027-28: 0; 0.1 2028-29: 0; 0.1 2029-30: 0; 0.1 2030-31: 0; 0.1 2031-32: 0; 0.1 2032-33: 0; 0.1 2033-34: 0; 0.1 2034-35: 0; 0.1 2035-36: 0; 0.1 2036-37: 0; 0.1 2037-38: 0; 0.1 2038-39: 0; 0.1 2039-40: 0; 0.1 2040-41: 0; 0.1 2041-42: 0; 0.1 2042-43: 0; 0.1 2043-44: 0; 0.1 2044-45: 0; 0.1 2045-46: 0; 0.1 2046-47: 0; 0.1 2047-48: 0; 0.1 2048-49: 0; 0.1 2049-50: 0
8.1FP | Reduce raw water losses and operational use input as -ve | RSLOU | Ml/d | 2 | 0.1 2019-20: 0; 0.1 2020-21: 0; 0.1 2021-22: 0; 0.1 2022-23: 0; 0.1 2023-24: 0; 0.1 2024-25: 0; 0.1 2025-26: 0; 0.1 2026-27: 0; 0.1 2027-28: 0; 0.1 2028-29: 0; 0.1 2029-30: 0; 0.1 2030-31: 0; 0.1 2031-32: 0; 0.1 2032-33: 0; 0.1 2033-34: 0; 0.1 2034-35: 0; 0.1 2035-36: 0; 0.1 2036-37: 0; 0.1 2037-38: 0; 0.1 2038-39: 0; 0.1 2039-40: 0; 0.1 2040-41: 0; 0.1 2041-42: 0; 0.1 2042-43: 0; 0.1 2043-44: 0; 0.1 2044-45: 0; 0.1 2045-46: 0; 0.1 2046-47: 0; 0.1 2047-48: 0; 0.1 2048-49: 0; 0.1 2049-50: 0
8.2FP | Reduce treatment works losses input as -ve | PSTWL | Ml/d | 2 | 0.1 2019-20: 0; 0.1 2020-21: 0; 0.1 2021-22: 0; 0.1 2022-23: 0; 0.1 2023-24: 0; 0.1 2024-25: 0; 0.1 2025-26: 0; 0.1 2026-27: 0; 0.1 2027-28: 0; 0.1 2028-29: 0; 0.1 2029-30: 0; 0.1 2030-31: 0; 0.1 2031-32: 0; 0.1 2032-33: 0; 0.1 2033-34: 0; 0.1 2034-35: 0; 0.1 2035-36: 0; 0.1 2036-37: 0; 0.1 2037-38: 0; 0.1 2038-39: 0; 0.1 2039-40: 0; 0.1 2040-41: 0; 0.1 2041-42: 0; 0.1 2042-43: 0; 0.1 2043-44: 0; 0.1 2044-45: 0; 0.1 2045-46: 0; 0.1 2046-47: 0; 0.1 2047-48: 0; 0.1 2048-49: 0; 0.1 2049-50: 0
9.1FP | Reduce outages input as -ve | PSROU | Ml/d | 2 | 0.1 2019-20: 0; 0.1 2020-21: 0; 0.1 2021-22: 0; 0.1 2022-23: 0; 0.1 2023-24: 0; 0.1 2024-25: 0; 0.1 2025-26: 0; 0.1 2026-27: 0; 0.1 2027-28: 0; 0.1 2028-29: 0; 0.1 2029-30: 0; 0.1 2030-31: 0; 0.1 2031-32: 0; 0.1 2032-33: 0; 0.1 2033-34: 0; 0.1 2034-35: 0; 0.1 2035-36: 0; 0.1 2036-37: 0; 0.1 2037-38: 0; 0.1 2038-39: 0; 0.1 2039-40: 0; 0.1 2040-41: 0; 0.1 2041-42: 0; 0.1 2042-43: 0; 0.1 2043-44: 0; 0.1 2044-45: 0; 0.1 2045-46: 0; 0.1 2046-47: 0; 0.1 2047-48: 0; 0.1 2048-49: 0; 0.1 2049-50: 0
12.2FP | Change volume delivered to measured non households input reductions as -ve, line to include both measured non-household consumption and USPL options | CVMNH | Ml/d | 2 | 0.1 2019-20: 0; 0.1 2020-21: 0; 0.1 2021-22: 0; 0.1 2022-23: 0; 0.1 2023-24: 0; 0.1 2024-25: 0; 0.1 2025-26: -0.03; 0.1 2026-27: -0.06; 0.1 2027-28: -0.08; 0.1 2028-29: -0.1; 0.1 2029-30: -0.12; 0.1 2030-31: -0.14; 0.1 2031-32: -0.17; 0.1 2032-33: -0.19; 0.1 2033-34: -0.21; 0.1 2034-35: -0.23; 0.1 2035-36: -0.25; 0.1 2036-37: -0.27; 0.1 2037-38: -0.29; 0.1 2038-39: -0.31; 0.1 2039-40: -0.33; 0.1 2040-41: -0.35; 0.1 2041-42: -0.37; 0.1 2042-43: -0.39; 0.1 2043-44: -0.41; 0.1 2044-45: -0.43; 0.1 2045-46: -0.45; 0.1 2046-47: -0.47; 0.1 2047-48: -0.49; 0.1 2048-49: -0.51; 0.1 2049-50: -0.53
13.1FP | Change volume delivered to unmeasured non households input reductions as -ve, line to include both unmeasured non-household consumption and USPL options | CVUNH | Ml/d | 2 | 0.1 2019-20: 0; 0.1 2020-21: 0; 0.1 2021-22: 0; 0.1 2022-23: 0; 0.1 2023-24: 0; 0.1 2024-25: 0; 0.1 2025-26: 0; 0.1 2026-27: 0; 0.1 2027-28: 0; 0.1 2028-29: 0; 0.1 2029-30: 0; 0.1 2030-31: 0; 0.1 2031-32: 0; 0.1 2032-33: 0; 0.1 2033-34: 0; 0.1 2034-35: 0; 0.1 2035-36: 0; 0.1 2036-37: 0; 0.1 2037-38: 0; 0.1 2038-39: 0; 0.1 2039-40: 0; 0.1 2040-41: 0; 0.1 2041-42: 0; 0.1 2042-43: 0; 0.1 2043-44: 0; 0.1 2044-45: 0; 0.1 2045-46: 0; 0.1 2046-47: 0; 0.1 2047-48: 0; 0.1 2048-49: 0; 0.1 2049-50: 0
14.1FP | Change volume delivered to measured households input reductions as -ve, line to include both measured household consumption and USPL options | CVMHH | Ml/d | 2 | 0.1 2019-20: 0; 0.1 2020-21: 0; 0.1 2021-22: 0; 0.1 2022-23: 0; 0.1 2023-24: 0; 0.1 2024-25: 0; 0.1 2025-26: -0.07; 0.1 2026-27: -0.09; 0.1 2027-28: -0.11; 0.1 2028-29: -0.15; 0.1 2029-30: -0.19; 0.1 2030-31: -0.22; 0.1 2031-32: -0.26; 0.1 2032-33: -0.29; 0.1 2033-34: -0.32; 0.1 2034-35: -0.38; 0.1 2035-36: -0.45; 0.1 2036-37: -0.52; 0.1 2037-38: -0.58; 0.1 2038-39: -0.65; 0.1 2039-40: -0.72; 0.1 2040-41: -0.79; 0.1 2041-42: -0.86; 0.1 2042-43: -0.93; 0.1 2043-44: -1; 0.1 2044-45: -1.03; 0.1 2045-46: -1.06; 0.1 2046-47: -1.09; 0.1 2047-48: -1.12; 0.1 2048-49: -1.15; 0.1 2049-50: -1.18
15.1FP | Change volume delivered to unmeasured households input reductions as -ve, line to include both unmeasured household consumption and USPL options | CVUHH | Ml/d | 2 | 0.1 2019-20: 0; 0.1 2020-21: 0; 0.1 2021-22: 0; 0.1 2022-23: 0; 0.1 2023-24: 0; 0.1 2024-25: 0; 0.1 2025-26: 0; 0.1 2026-27: 0; 0.1 2027-28: 0; 0.1 2028-29: 0; 0.1 2029-30: 0; 0.1 2030-31: 0; 0.1 2031-32: 0; 0.1 2032-33: 0; 0.1 2033-34: 0; 0.1 2034-35: 0; 0.1 2035-36: 0; 0.1 2036-37: 0; 0.1 2037-38: 0; 0.1 2038-39: 0; 0.1 2039-40: 0; 0.1 2040-41: 0; 0.1 2041-42: 0; 0.1 2042-43: 0; 0.1 2043-44: 0; 0.1 2044-45: 0; 0.1 2045-46: 0; 0.1 2046-47: 0; 0.1 2047-48: 0; 0.1 2048-49: 0; 0.1 2049-50: 0
21.1FP | Options to reduce water taken unbilled input as -ve | CSWTU | Ml/d | 2 | 0.1 2019-20: 0; 0.1 2020-21: 0; 0.1 2021-22: 0; 0.1 2022-23: 0; 0.1 2023-24: 0; 0.1 2024-25: 0; 0.1 2025-26: 0; 0.1 2026-27: 0; 0.1 2027-28: 0; 0.1 2028-29: 0; 0.1 2029-30: 0; 0.1 2030-31: 0; 0.1 2031-32: 0; 0.1 2032-33: 0; 0.1 2033-34: 0; 0.1 2034-35: 0; 0.1 2035-36: 0; 0.1 2036-37: 0; 0.1 2037-38: 0; 0.1 2038-39: 0; 0.1 2039-40: 0; 0.1 2040-41: 0; 0.1 2041-42: 0; 0.1 2042-43: 0; 0.1 2043-44: 0; 0.1 2044-45: 0; 0.1 2045-46: 0; 0.1 2046-47: 0; 0.1 2047-48: 0; 0.1 2048-49: 0; 0.1 2049-50: 0
22.1FP | Reduce distribution system operational use (DSOU) input as -ve | DSDOU | Ml/d | 2 | 0.1 2019-20: 0; 0.1 2020-21: 0; 0.1 2021-22: 0; 0.1 2022-23: 0; 0.1 2023-24: 0; 0.1 2024-25: 0; 0.1 2025-26: 0; 0.1 2026-27: 0; 0.1 2027-28: 0; 0.1 2028-29: 0; 0.1 2029-30: 0; 0.1 2030-31: 0; 0.1 2031-32: 0; 0.1 2032-33: 0; 0.1 2033-34: 0; 0.1 2034-35: 0; 0.1 2035-36: 0; 0.1 2036-37: 0; 0.1 2037-38: 0; 0.1 2038-39: 0; 0.1 2039-40: 0; 0.1 2040-41: 0; 0.1 2041-42: 0; 0.1 2042-43: 0; 0.1 2043-44: 0; 0.1 2044-45: 0; 0.1 2045-46: 0; 0.1 2046-47: 0; 0.1 2047-48: 0; 0.1 2048-49: 0; 0.1 2049-50: 0
23.1FP | Options impacting on measured Non Household - USPL input reductions as -ve | CUMNH | Ml/d | 2 | 0.1 2019-20: 0; 0.1 2020-21: 0; 0.1 2021-22: 0; 0.1 2022-23: 0; 0.1 2023-24: 0; 0.1 2024-25: 0; 0.1 2025-26: 0; 0.1 2026-27: 0; 0.1 2027-28: 0; 0.1 2028-29: 0; 0.1 2029-30: 0; 0.1 2030-31: 0; 0.1 2031-32: 0; 0.1 2032-33: 0; 0.1 2033-34: 0; 0.1 2034-35: 0; 0.1 2035-36: 0; 0.1 2036-37: 0; 0.1 2037-38: 0; 0.1 2038-39: 0; 0.1 2039-40: 0; 0.1 2040-41: 0; 0.1 2041-42: 0; 0.1 2042-43: -0.01; 0.1 2043-44: -0.01; 0.1 2044-45: -0.01; 0.1 2045-46: -0.01; 0.1 2046-47: -0.01; 0.1 2047-48: -0.01; 0.1 2048-49: -0.01; 0.1 2049-50: -0.01
24.1FP | Options impacting on unmeasured Non Household - USPL input reductions as -ve | CUUNH | Ml/d | 2 | 0.1 2019-20: 0; 0.1 2020-21: 0; 0.1 2021-22: 0; 0.1 2022-23: 0; 0.1 2023-24: 0; 0.1 2024-25: 0; 0.1 2025-26: 0; 0.1 2026-27: 0; 0.1 2027-28: 0; 0.1 2028-29: 0; 0.1 2029-30: 0; 0.1 2030-31: 0; 0.1 2031-32: 0; 0.1 2032-33: 0; 0.1 2033-34: 0; 0.1 2034-35: 0; 0.1 2035-36: 0; 0.1 2036-37: 0; 0.1 2037-38: 0; 0.1 2038-39: 0; 0.1 2039-40: 0; 0.1 2040-41: 0; 0.1 2041-42: 0; 0.1 2042-43: 0; 0.1 2043-44: 0; 0.1 2044-45: 0; 0.1 2045-46: 0; 0.1 2046-47: 0; 0.1 2047-48: 0; 0.1 2048-49: 0; 0.1 2049-50: 0
25.1FP | Options impacting on measured Household - USPL input reductions as -ve | CUMHH | Ml/d | 2 | 0.1 2019-20: 0; 0.1 2020-21: 0; 0.1 2021-22: 0; 0.1 2022-23: 0; 0.1 2023-24: 0; 0.1 2024-25: 0; 0.1 2025-26: -0.02; 0.1 2026-27: -0.02; 0.1 2027-28: -0.03; 0.1 2028-29: -0.03; 0.1 2029-30: -0.03; 0.1 2030-31: -0.03; 0.1 2031-32: -0.03; 0.1 2032-33: -0.03; 0.1 2033-34: -0.04; 0.1 2034-35: -0.04; 0.1 2035-36: -0.04; 0.1 2036-37: -0.04; 0.1 2037-38: -0.04; 0.1 2038-39: -0.04; 0.1 2039-40: -0.04; 0.1 2040-41: -0.04; 0.1 2041-42: -0.05; 0.1 2042-43: -0.05; 0.1 2043-44: -0.05; 0.1 2044-45: -0.05; 0.1 2045-46: -0.05; 0.1 2046-47: -0.05; 0.1 2047-48: -0.05; 0.1 2048-49: -0.05; 0.1 2049-50: -0.05
26.1FP | Options impacting on unmeasured Household - USPL input reductions as -ve | CUUHH | Ml/d | 2 | 0.1 2019-20: 0; 0.1 2020-21: 0; 0.1 2021-22: 0; 0.1 2022-23: 0; 0.1 2023-24: 0; 0.1 2024-25: 0; 0.1 2025-26: 0; 0.1 2026-27: 0; 0.1 2027-28: 0; 0.1 2028-29: 0; 0.1 2029-30: 0; 0.1 2030-31: 0; 0.1 2031-32: 0; 0.1 2032-33: 0; 0.1 2033-34: 0; 0.1 2034-35: 0; 0.1 2035-36: 0; 0.1 2036-37: 0; 0.1 2037-38: 0; 0.1 2038-39: 0; 0.1 2039-40: 0; 0.1 2040-41: 0; 0.1 2041-42: 0; 0.1 2042-43: 0; 0.1 2043-44: 0; 0.1 2044-45: 0; 0.1 2045-46: 0; 0.1 2046-47: 0; 0.1 2047-48: 0; 0.1 2048-49: 0; 0.1 2049-50: 0
27.1FP | Options impacting on Void properties - USPL input reductions as -ve | CUVPP | Ml/d | 2 | 0.1 2019-20: 0; 0.1 2020-21: 0; 0.1 2021-22: 0; 0.1 2022-23: 0; 0.1 2023-24: 0; 0.1 2024-25: 0; 0.1 2025-26: 0; 0.1 2026-27: 0; 0.1 2027-28: 0; 0.1 2028-29: 0; 0.1 2029-30: 0; 0.1 2030-31: 0; 0.1 2031-32: 0; 0.1 2032-33: 0; 0.1 2033-34: 0; 0.1 2034-35: 0; 0.1 2035-36: 0; 0.1 2036-37: 0; 0.1 2037-38: 0; 0.1 2038-39: 0; 0.1 2039-40: 0; 0.1 2040-41: 0; 0.1 2041-42: 0; 0.1 2042-43: 0; 0.1 2043-44: 0; 0.1 2044-45: 0; 0.1 2045-46: 0; 0.1 2046-47: 0; 0.1 2047-48: 0; 0.1 2048-49: 0; 0.1 2049-50: 0
28.1FP | Reduce distribution losses input as -ve | DSRDL | Ml/d | 2 | 0.1 2019-20: 0; 0.1 2020-21: 0; 0.1 2021-22: 0; 0.1 2022-23: 0; 0.1 2023-24: 0; 0.1 2024-25: 0; 0.1 2025-26: 0; 0.1 2026-27: 0; 0.1 2027-28: 0; 0.1 2028-29: -0.04; 0.1 2029-30: -0.04; 0.1 2030-31: -0.04; 0.1 2031-32: -0.04; 0.1 2032-33: -0.04; 0.1 2033-34: -0.04; 0.1 2034-35: -0.04; 0.1 2035-36: -0.04; 0.1 2036-37: -0.04; 0.1 2037-38: -0.04; 0.1 2038-39: -0.05; 0.1 2039-40: -0.05; 0.1 2040-41: -0.05; 0.1 2041-42: -0.05; 0.1 2042-43: -0.05; 0.1 2043-44: -0.06; 0.1 2044-45: -0.06; 0.1 2045-46: -0.07; 0.1 2046-47: -0.07; 0.1 2047-48: -0.07; 0.1 2048-49: -0.11; 0.1 2049-50: -0.12
Table 3c: DYAA - Final plan | Back to top of sheet
WRMP24 reference | Component | Derivation | Unit | Decimal places | 2019-20 | 2020-21 | 2021-22 | 2022-23 | 2023-24 | 2024-25 | 2025-26 | 2026-27 | 2027-28 | 2028-29 | 2029-30 | 2030-31 | 2031-32 | 2032-33 | 2033-34 | 2034-35 | 2035-36 | 2036-37 | 2037-38 | 2038-39 | 2039-40 | 2040-41 | 2041-42 | 2042-43 | 2043-44 | 2044-45 | 2045-46 | 2046-47 | 2047-48 | 2048-49 | 2049-50 | 2050-51 | 2051-52 | 2052-53 | 2053-54 | 2054-55 | 2055-56 | 2056-57 | 2057-58 | 2058-59 | 2059-60 | 2060-61 | 2061-62 | 2062-63 | 2063-64 | 2064-65 | 2065-66 | 2066-67 | 2067-68 | 2068-69 | 2069-70 | 2070-71 | 2071-72 | 2072-73 | 2073-74 | 2074-75 | 2075-76 | 2076-77 | 2077-78 | 2078-79 | 2079-80 | 2080-81 | 2081-82 | 2082-83 | 2083-84 | 2084-85 | 2085-86 | 2086-87 | 2087-88 | 2088-89 | 2089-90 | 2090-91 | 2091-92 | 2092-93 | 2093-94 | 2094-95 | 2095-96 | 2096-97 | 2097-98 | 2098-99 | 2099-100
1FP | Raw water abstracted | Input | Ml/d | 2 | 2019-20: 0; 2020-21: 0; 2021-22: 0; 2022-23: 0; 2023-24: 0; 2024-25: 0; 2025-26: 0; 2026-27: 0; 2027-28: 0; 2028-29: 0; 2029-30: 0; 2030-31: 0; 2031-32: 0; 2032-33: 0; 2033-34: 0; 2034-35: 0; 2035-36: 0; 2036-37: 0; 2037-38: 0; 2038-39: 0; 2039-40: 0; 2040-41: 0; 2041-42: 0; 2042-43: 0; 2043-44: 0; 2044-45: 0; 2045-46: 0; 2046-47: 0; 2047-48: 0; 2048-49: 0; 2049-50: 0
1.1FP | Non-potable water supplies | 1.1BL + 1.11FP | Ml/d | 2 | 2019-20: 0; 2020-21: 0; 2021-22: 0; 2022-23: 0; 2023-24: 0; 2024-25: 0; 2025-26: 0; 2026-27: 0; 2027-28: 0; 2028-29: 0; 2029-30: 0; 2030-31: 0; 2031-32: 0; 2032-33: 0; 2033-34: 0; 2034-35: 0; 2035-36: 0; 2036-37: 0; 2037-38: 0; 2038-39: 0; 2039-40: 0; 2040-41: 0; 2041-42: 0; 2042-43: 0; 2043-44: 0; 2044-45: 0; 2045-46: 0; 2046-47: 0; 2047-48: 0; 2048-49: 0; 2049-50: 0
2FP | Raw water imported | 2BL + 2.1FP | Ml/d | 2 | 2019-20: 0; 2020-21: 0; 2021-22: 0; 2022-23: 0; 2023-24: 0; 2024-25: 0; 2025-26: 0.86; 2026-27: 0.87; 2027-28: 0.87; 2028-29: 0.87; 2029-30: 0.86; 2030-31: 1.26; 2031-32: 1.27; 2032-33: 1.31; 2033-34: 1.36; 2034-35: 1.44; 2035-36: 1.41; 2036-37: 1.41; 2037-38: 1.5; 2038-39: 1.58; 2039-40: 1.52; 2040-41: 5; 2041-42: 5; 2042-43: 5; 2043-44: 5; 2044-45: 5; 2045-46: 5; 2046-47: 5; 2047-48: 5; 2048-49: 5; 2049-50: 5
3FP | Potable water imported | 3BL + 3.1FP | Ml/d | 2 | 2019-20: 0; 2020-21: 0; 2021-22: 0; 2022-23: 0; 2023-24: 0; 2024-25: 0; 2025-26: -0.41; 2026-27: -0.46; 2027-28: -0.5; 2028-29: -0.6; 2029-30: -0.66; 2030-31: -0.81; 2031-32: -0.88; 2032-33: -0.51; 2033-34: -0.56; 2034-35: -0.65; 2035-36: -0.74; 2036-37: -0.83; 2037-38: -0.92; 2038-39: -1.01; 2039-40: -1.1; 2040-41: 3.99; 2041-42: 3.98; 2042-43: 3.96; 2043-44: 3.94; 2044-45: 3.93; 2045-46: 3.88; 2046-47: 3.89; 2047-48: 3.91; 2048-49: 3.9; 2049-50: 3.91
4FP | Raw water exported enter as -ve | 4BL + 4.1FP | Ml/d | 2 | 2019-20: 0; 2020-21: 0; 2021-22: 0; 2022-23: 0; 2023-24: 0; 2024-25: 0; 2025-26: 0; 2026-27: 0; 2027-28: 0; 2028-29: 0; 2029-30: 0; 2030-31: 0; 2031-32: 0; 2032-33: 0; 2033-34: 0; 2034-35: 0; 2035-36: 0; 2036-37: 0; 2037-38: 0; 2038-39: 0; 2039-40: 0; 2040-41: 0; 2041-42: 0; 2042-43: 0; 2043-44: 0; 2044-45: 0; 2045-46: 0; 2046-47: 0; 2047-48: 0; 2048-49: 0; 2049-50: 0
5FP | Potable water exported enter as -ve | 5BL + 5.1FP | Ml/d | 2 | 2019-20: 0; 2020-21: 0; 2021-22: 0; 2022-23: 0; 2023-24: 0; 2024-25: 0; 2025-26: 0; 2026-27: 0; 2027-28: 0; 2028-29: 0; 2029-30: 0; 2030-31: 0; 2031-32: 0; 2032-33: 0; 2033-34: 0; 2034-35: 0; 2035-36: 0; 2036-37: 0; 2037-38: 0; 2038-39: 0; 2039-40: 0; 2040-41: 0; 2041-42: 0; 2042-43: 0; 2043-44: 0; 2044-45: 0; 2045-46: 0; 2046-47: 0; 2047-48: 0; 2048-49: 0; 2049-50: 0
6.1FP | Deployable Output post forecast changes | 6.1BL + 6.2FP + 6.3FP +7.01FP +7.02FP | Ml/d | 2 | 2019-20: 11.93; 2020-21: 11.93; 2021-22: 11.93; 2022-23: 11.93; 2023-24: 11.93; 2024-25: 11.93; 2025-26: 11.18; 2026-27: 11.18; 2027-28: 11.18; 2028-29: 11.18; 2029-30: 11.18; 2030-31: 10.87; 2031-32: 10.87; 2032-33: 10.46; 2033-34: 10.46; 2034-35: 10.46; 2035-36: 10.46; 2036-37: 10.46; 2037-38: 10.46; 2038-39: 10.46; 2039-40: 10.46; 2040-41: 1.87; 2041-42: 1.87; 2042-43: 1.87; 2043-44: 1.87; 2044-45: 1.87; 2045-46: 1.87; 2046-47: 1.87; 2047-48: 1.87; 2048-49: 1.87; 2049-50: 1.87
8FP | Raw water losses, treatment works losses and operational use | 8BL + 8.1FP + 8.2FP | Ml/d | 2 | 2019-20: 0.29; 2020-21: 0.29; 2021-22: 0.29; 2022-23: 0.29; 2023-24: 0.29; 2024-25: 0.29; 2025-26: 0.29; 2026-27: 0.29; 2027-28: 0.29; 2028-29: 0.29; 2029-30: 0.29; 2030-31: 0.29; 2031-32: 0.29; 2032-33: 0.29; 2033-34: 0.29; 2034-35: 0.29; 2035-36: 0.29; 2036-37: 0.29; 2037-38: 0.29; 2038-39: 0.29; 2039-40: 0.29; 2040-41: 0.29; 2041-42: 0.29; 2042-43: 0.29; 2043-44: 0.29; 2044-45: 0.29; 2045-46: 0.29; 2046-47: 0.29; 2047-48: 0.29; 2048-49: 0.29; 2049-50: 0.29
9FP | Total Outage Allowance | 9BL + 9.1FP | Ml/d | 2 | 2019-20: 0.07; 2020-21: 0.07; 2021-22: 0.07; 2022-23: 0.07; 2023-24: 0.07; 2024-25: 0.07; 2025-26: 0.07; 2026-27: 0.07; 2027-28: 0.07; 2028-29: 0.07; 2029-30: 0.07; 2030-31: 0.06; 2031-32: 0.06; 2032-33: 0.06; 2033-34: 0.06; 2034-35: 0.06; 2035-36: 0.06; 2036-37: 0.06; 2037-38: 0.06; 2038-39: 0.06; 2039-40: 0.06; 2040-41: 0.06; 2041-42: 0.06; 2042-43: 0.06; 2043-44: 0.06; 2044-45: 0.06; 2045-46: 0.06; 2046-47: 0.06; 2047-48: 0.06; 2048-49: 0.06; 2049-50: 0.06
10FP | Water Available For Use (own sources) | (6.1FP) - (8FP + 9FP) | Ml/d | 2 | 2019-20: 11.57; 2020-21: 11.57; 2021-22: 11.57; 2022-23: 11.57; 2023-24: 11.57; 2024-25: 11.57; 2025-26: 10.82; 2026-27: 10.82; 2027-28: 10.82; 2028-29: 10.82; 2029-30: 10.82; 2030-31: 10.52; 2031-32: 10.52; 2032-33: 10.11; 2033-34: 10.11; 2034-35: 10.11; 2035-36: 10.11; 2036-37: 10.11; 2037-38: 10.11; 2038-39: 10.11; 2039-40: 10.11; 2040-41: 1.52; 2041-42: 1.52; 2042-43: 1.52; 2043-44: 1.52; 2044-45: 1.52; 2045-46: 1.52; 2046-47: 1.52; 2047-48: 1.52; 2048-49: 1.52; 2049-50: 1.52
11FP | Total Water Available For Use | 10FP + sum (2FP:5FP) | Ml/d | 2 | 2019-20: 11.57; 2020-21: 11.57; 2021-22: 11.57; 2022-23: 11.57; 2023-24: 11.57; 2024-25: 11.57; 2025-26: 11.27; 2026-27: 11.23; 2027-28: 11.19; 2028-29: 11.09; 2029-30: 11.02; 2030-31: 10.97; 2031-32: 10.91; 2032-33: 10.91; 2033-34: 10.91; 2034-35: 10.9; 2035-36: 10.78; 2036-37: 10.69; 2037-38: 10.69; 2038-39: 10.68; 2039-40: 10.53; 2040-41: 10.51; 2041-42: 10.5; 2042-43: 10.48; 2043-44: 10.46; 2044-45: 10.45; 2045-46: 10.4; 2046-47: 10.41; 2047-48: 10.43; 2048-49: 10.42; 2049-50: 10.43
12FP | Water delivered measured non-household | 12BL + 12.2FP | Ml/d | 2 | 2019-20: 2.61; 2020-21: 2.62; 2021-22: 2.63; 2022-23: 2.64; 2023-24: 2.65; 2024-25: 2.67; 2025-26: 2.65; 2026-27: 2.64; 2027-28: 2.63; 2028-29: 2.63; 2029-30: 2.62; 2030-31: 2.61; 2031-32: 2.6; 2032-33: 2.59; 2033-34: 2.6; 2034-35: 2.6; 2035-36: 2.6; 2036-37: 2.6; 2037-38: 2.6; 2038-39: 2.6; 2039-40: 2.6; 2040-41: 2.6; 2041-42: 2.6; 2042-43: 2.6; 2043-44: 2.6; 2044-45: 2.6; 2045-46: 2.6; 2046-47: 2.61; 2047-48: 2.61; 2048-49: 2.61; 2049-50: 2.62
12.1FP | Non-potable water consumption | Input | Ml/d | 2 | 2019-20: 0; 2020-21: 0; 2021-22: 0; 2022-23: 0; 2023-24: 0; 2024-25: 0; 2025-26: 0; 2026-27: 0; 2027-28: 0; 2028-29: 0; 2029-30: 0; 2030-31: 0; 2031-32: 0; 2032-33: 0; 2033-34: 0; 2034-35: 0; 2035-36: 0; 2036-37: 0; 2037-38: 0; 2038-39: 0; 2039-40: 0; 2040-41: 0; 2041-42: 0; 2042-43: 0; 2043-44: 0; 2044-45: 0; 2045-46: 0; 2046-47: 0; 2047-48: 0; 2048-49: 0; 2049-50: 0
13FP | Water delivered unmeasured non-household | 13BL + 13.1FP | Ml/d | 2 | 2019-20: 0.01; 2020-21: 0.01; 2021-22: 0.01; 2022-23: 0.01; 2023-24: 0.01; 2024-25: 0.01; 2025-26: 0.01; 2026-27: 0.01; 2027-28: 0.01; 2028-29: 0.01; 2029-30: 0.01; 2030-31: 0.01; 2031-32: 0.01; 2032-33: 0.01; 2033-34: 0.01; 2034-35: 0.01; 2035-36: 0.01; 2036-37: 0.01; 2037-38: 0.01; 2038-39: 0.01; 2039-40: 0.01; 2040-41: 0.01; 2041-42: 0.01; 2042-43: 0.01; 2043-44: 0.01; 2044-45: 0.01; 2045-46: 0.01; 2046-47: 0.01; 2047-48: 0.01; 2048-49: 0.01; 2049-50: 0.01
14FP | Water delivered measured household | 14BL + 14.1FP | Ml/d | 2 | 2019-20: 5.39; 2020-21: 5.44; 2021-22: 5.49; 2022-23: 5.56; 2023-24: 5.57; 2024-25: 5.65; 2025-26: 5.64; 2026-27: 5.68; 2027-28: 5.7; 2028-29: 5.7; 2029-30: 5.68; 2030-31: 5.67; 2031-32: 5.65; 2032-33: 5.68; 2033-34: 5.72; 2034-35: 5.72; 2035-36: 5.71; 2036-37: 5.69; 2037-38: 5.71; 2038-39: 5.7; 2039-40: 5.7; 2040-41: 5.69; 2041-42: 5.69; 2042-43: 5.68; 2043-44: 5.68; 2044-45: 5.71; 2045-46: 5.73; 2046-47: 5.75; 2047-48: 5.78; 2048-49: 5.8; 2049-50: 5.82
15FP | Water delivered unmeasured household | 15BL + 15.1FP | Ml/d | 2 | 2019-20: 1.63; 2020-21: 1.55; 2021-22: 1.48; 2022-23: 1.4; 2023-24: 1.32; 2024-25: 1.25; 2025-26: 1.19; 2026-27: 1.13; 2027-28: 1.08; 2028-29: 1.02; 2029-30: 0.97; 2030-31: 0.93; 2031-32: 0.88; 2032-33: 0.84; 2033-34: 0.8; 2034-35: 0.76; 2035-36: 0.72; 2036-37: 0.69; 2037-38: 0.65; 2038-39: 0.62; 2039-40: 0.59; 2040-41: 0.56; 2041-42: 0.53; 2042-43: 0.5; 2043-44: 0.47; 2044-45: 0.45; 2045-46: 0.44; 2046-47: 0.43; 2047-48: 0.42; 2048-49: 0.41; 2049-50: 0.41
16FP | Percentage of consumption driven by climate change | 16BL | % | 1 | 2019-20: 0%; 2020-21: 0%; 2021-22: 0%; 2022-23: 0.1%; 2023-24: 0.1%; 2024-25: 0.1%; 2025-26: 0.1%; 2026-27: 0.1%; 2027-28: 0.1%; 2028-29: 0.2%; 2029-30: 0.2%; 2030-31: 0.2%; 2031-32: 0.2%; 2032-33: 0.3%; 2033-34: 0.3%; 2034-35: 0.3%; 2035-36: 0.4%; 2036-37: 0.4%; 2037-38: 0.4%; 2038-39: 0.5%; 2039-40: 0.5%; 2040-41: 0.6%; 2041-42: 0.6%; 2042-43: 0.6%; 2043-44: 0.7%; 2044-45: 0.7%; 2045-46: 0.8%; 2046-47: 0.8%; 2047-48: 0.8%; 2048-49: 0.8%; 2049-50: 0.9%
17FP | Volume of consumption driven by climate change | 16FP * (12FP + sum(13FP:15FP) - sum (23FP:26FP)) | Ml/d | 2 | 2019-20: 0; 2020-21: 0; 2021-22: 0; 2022-23: 0.00923; 2023-24: 0.00919; 2024-25: 0.00923; 2025-26: 0.00917; 2026-27: 0.00915; 2027-28: 0.00912; 2028-29: 0.01816; 2029-30: 0.01802; 2030-31: 0.0179; 2031-32: 0.01778; 2032-33: 0.02661; 2033-34: 0.02664; 2034-35: 0.02655; 2035-36: 0.0352; 2036-37: 0.03496; 2037-38: 0.03492; 2038-39: 0.04345; 2039-40: 0.04325; 2040-41: 0.05166; 2041-42: 0.05154; 2042-43: 0.05136; 2043-44: 0.05971; 2044-45: 0.05978; 2045-46: 0.0684; 2046-47: 0.06848; 2047-48: 0.06864; 2048-49: 0.06872; 2049-50: 0.07758
18FP | Measured Household - PCC | ((14FP - 25FP) * 1,000,000) / (39FP * 1000) | l/h/d | 1 | 2019-20: 124.4712; 2020-21: 122.5089; 2021-22: 121.3513; 2022-23: 119.6508; 2023-24: 117.3896; 2024-25: 116.7896; 2025-26: 115.0672; 2026-27: 114.2977; 2027-28: 113.5189; 2028-29: 112.5274; 2029-30: 111.3613; 2030-31: 110.3548; 2031-32: 109.3672; 2032-33: 109.1508; 2033-34: 109.0916; 2034-35: 108.2581; 2035-36: 107.2578; 2036-37: 105.924; 2037-38: 105.5389; 2038-39: 104.5739; 2039-40: 103.5411; 2040-41: 102.5631; 2041-42: 101.95; 2042-43: 100.7742; 2043-44: 99.9781; 2044-45: 99.7339; 2045-46: 99.4569; 2046-47: 99.0011; 2047-48: 98.8711; 2048-49: 98.5439; 2049-50: 98.2762
19FP | Unmeasured Household - PCC | ((15FP - 26FP) * 1,000,000) / (40FP * 1000) | l/h/d | 1 | 2019-20: 205.5443; 2020-21: 204.0238; 2021-22: 204.1118; 2022-23: 202.4922; 2023-24: 202.07; 2024-25: 201.1096; 2025-26: 201.6715; 2026-27: 199.8097; 2027-28: 199.362; 2028-29: 198.5371; 2029-30: 197.3251; 2030-31: 197.8831; 2031-32: 198.1155; 2032-33: 197.9193; 2033-34: 197.2281; 2034-35: 198.8239; 2035-36: 197.2909; 2036-37: 198.3266; 2037-38: 199.0212; 2038-39: 199.3127; 2039-40: 199.1311; 2040-41: 198.5491; 2041-42: 197.4214; 2042-43: 200.0851; 2043-44: 198.109; 2044-45: 200.2861; 2045-46: 200; 2046-47: 199.5012; 2047-48: 198.8781; 2048-49: 197.9167; 2049-50: 197.9167
20FP | Average Household - PCC | (((14FP - 25FP) + (15FP - 26FP)) * 1,000,000)/ ((39FP + 40FP) * 1,000) | l/h/d | 1 | 2019-20: 136.8254; 2020-21: 134.1887; 2021-22: 132.5739; 2022-23: 130.1548; 2023-24: 127.4332; 2024-25: 126.1417; 2025-26: 124.1432; 2026-27: 122.7723; 2027-28: 121.5857; 2028-29: 120.1968; 2029-30: 118.6409; 2030-31: 117.3987; 2031-32: 116.1502; 2032-33: 115.5899; 2033-34: 115.1554; 2034-35: 114.1657; 2035-36: 112.8216; 2036-37: 111.3307; 2037-38: 110.7138; 2038-39: 109.5324; 2039-40: 108.2658; 2040-41: 107.0404; 2041-42: 106.1492; 2042-43: 104.8865; 2043-44: 103.7996; 2044-45: 103.411; 2045-46: 103.032; 2046-47: 102.4774; 2047-48: 102.2351; 2048-49: 101.7972; 2049-50: 101.5185
21FP | Water taken unbilled | 21BL + 21.1FP | Ml/d | 2 | 2019-20: 0.26; 2020-21: 0.26; 2021-22: 0.27; 2022-23: 0.27; 2023-24: 0.27; 2024-25: 0.26; 2025-26: 0.26; 2026-27: 0.27; 2027-28: 0.26; 2028-29: 0.26; 2029-30: 0.26; 2030-31: 0.26; 2031-32: 0.27; 2032-33: 0.28; 2033-34: 0.26; 2034-35: 0.26; 2035-36: 0.26; 2036-37: 0.27; 2037-38: 0.26; 2038-39: 0.27; 2039-40: 0.27; 2040-41: 0.27; 2041-42: 0.27; 2042-43: 0.27; 2043-44: 0.27; 2044-45: 0.26; 2045-46: 0.27; 2046-47: 0.26; 2047-48: 0.26; 2048-49: 0.28; 2049-50: 0.27
22FP | Distribution system operational use | 22BL + 22.1FP | Ml/d | 2 | 2019-20: 0.06; 2020-21: 0.06; 2021-22: 0.06; 2022-23: 0.06; 2023-24: 0.06; 2024-25: 0.06; 2025-26: 0.06; 2026-27: 0.06; 2027-28: 0.06; 2028-29: 0.06; 2029-30: 0.06; 2030-31: 0.06; 2031-32: 0.06; 2032-33: 0.06; 2033-34: 0.06; 2034-35: 0.06; 2035-36: 0.06; 2036-37: 0.06; 2037-38: 0.06; 2038-39: 0.06; 2039-40: 0.06; 2040-41: 0.06; 2041-42: 0.06; 2042-43: 0.06; 2043-44: 0.06; 2044-45: 0.06; 2045-46: 0.06; 2046-47: 0.06; 2047-48: 0.06; 2048-49: 0.06; 2049-50: 0.06
23FP | Measured Non Household - USPL | 23BL + 23.1FP | Ml/d | 2 | 2019-20: 0.01; 2020-21: 0.01; 2021-22: 0.01; 2022-23: 0.01; 2023-24: 0.01; 2024-25: 0.01; 2025-26: 0.01; 2026-27: 0.01; 2027-28: 0.01; 2028-29: 0.01; 2029-30: 0.01; 2030-31: 0.01; 2031-32: 0.01; 2032-33: 0.01; 2033-34: 0.01; 2034-35: 0.01; 2035-36: 0.01; 2036-37: 0.01; 2037-38: 0.01; 2038-39: 0.01; 2039-40: 0.01; 2040-41: 0.01; 2041-42: 0.01; 2042-43: 0; 2043-44: 0; 2044-45: 0; 2045-46: 0; 2046-47: 0; 2047-48: 0; 2048-49: 0; 2049-50: 0
24FP | Unmeasured Non Household - USPL | 24BL + 24.1FP | Ml/d | 2 | 2019-20: 0; 2020-21: 0; 2021-22: 0; 2022-23: 0; 2023-24: 0; 2024-25: 0; 2025-26: 0; 2026-27: 0; 2027-28: 0; 2028-29: 0; 2029-30: 0; 2030-31: 0; 2031-32: 0; 2032-33: 0; 2033-34: 0; 2034-35: 0; 2035-36: 0; 2036-37: 0; 2037-38: 0; 2038-39: 0; 2039-40: 0; 2040-41: 0; 2041-42: 0; 2042-43: 0; 2043-44: 0; 2044-45: 0; 2045-46: 0; 2046-47: 0; 2047-48: 0; 2048-49: 0; 2049-50: 0
25FP | Measured Household - USPL | 25BL + 25.1FP | Ml/d | 2 | 2019-20: 0.27; 2020-21: 0.27; 2021-22: 0.26; 2022-23: 0.27; 2023-24: 0.26; 2024-25: 0.25; 2025-26: 0.23; 2026-27: 0.22; 2027-28: 0.21; 2028-29: 0.2; 2029-30: 0.19; 2030-31: 0.19; 2031-32: 0.18; 2032-33: 0.18; 2033-34: 0.18; 2034-35: 0.18; 2035-36: 0.18; 2036-37: 0.19; 2037-38: 0.19; 2038-39: 0.19; 2039-40: 0.2; 2040-41: 0.2; 2041-42: 0.19; 2042-43: 0.2; 2043-44: 0.2; 2044-45: 0.2; 2045-46: 0.2; 2046-47: 0.21; 2047-48: 0.21; 2048-49: 0.21; 2049-50: 0.21
26FP | Unmeasured Household - USPL | 26BL + 26.1BL | Ml/d | 2 | 2019-20: 0.11; 2020-21: 0.11; 2021-22: 0.1; 2022-23: 0.1; 2023-24: 0.09; 2024-25: 0.09; 2025-26: 0.08; 2026-27: 0.08; 2027-28: 0.08; 2028-29: 0.07; 2029-30: 0.07; 2030-31: 0.07; 2031-32: 0.06; 2032-33: 0.06; 2033-34: 0.06; 2034-35: 0.05; 2035-36: 0.05; 2036-37: 0.05; 2037-38: 0.04; 2038-39: 0.04; 2039-40: 0.04; 2040-41: 0.04; 2041-42: 0.04; 2042-43: 0.03; 2043-44: 0.03; 2044-45: 0.03; 2045-46: 0.03; 2046-47: 0.03; 2047-48: 0.03; 2048-49: 0.03; 2049-50: 0.03
27FP | Void Properties - USPL | 27BL + 27.1FP | Ml/d | 2 | 2019-20: 0.02; 2020-21: 0.02; 2021-22: 0.02; 2022-23: 0.02; 2023-24: 0.02; 2024-25: 0.02; 2025-26: 0.02; 2026-27: 0.02; 2027-28: 0.03; 2028-29: 0.03; 2029-30: 0.03; 2030-31: 0.03; 2031-32: 0.03; 2032-33: 0.03; 2033-34: 0.03; 2034-35: 0.03; 2035-36: 0.03; 2036-37: 0.03; 2037-38: 0.03; 2038-39: 0.03; 2039-40: 0.03; 2040-41: 0.03; 2041-42: 0.03; 2042-43: 0.03; 2043-44: 0.03; 2044-45: 0.03; 2045-46: 0.03; 2046-47: 0.03; 2047-48: 0.03; 2048-49: 0.03; 2049-50: 0.03
28FP | Distribution losses | 28BL + 28.1FP | Ml/d | 2 | 2019-20: 1.09; 2020-21: 1.07; 2021-22: 1.06; 2022-23: 1.04; 2023-24: 1.02; 2024-25: 1; 2025-26: 1; 2026-27: 1; 2027-28: 1; 2028-29: 0.96; 2029-30: 0.96; 2030-31: 0.96; 2031-32: 0.96; 2032-33: 0.96; 2033-34: 0.96; 2034-35: 0.96; 2035-36: 0.96; 2036-37: 0.96; 2037-38: 0.96; 2038-39: 0.95; 2039-40: 0.95; 2040-41: 0.95; 2041-42: 0.95; 2042-43: 0.95; 2043-44: 0.94; 2044-45: 0.94; 2045-46: 0.93; 2046-47: 0.93; 2047-48: 0.93; 2048-49: 0.89; 2049-50: 0.88
29FP | Total Leakage | sum (23FP:28FP) | Ml/d | 2 | 2019-20: 1.5; 2020-21: 1.48; 2021-22: 1.45; 2022-23: 1.44; 2023-24: 1.4; 2024-25: 1.37; 2025-26: 1.34; 2026-27: 1.33; 2027-28: 1.33; 2028-29: 1.27; 2029-30: 1.26; 2030-31: 1.26; 2031-32: 1.24; 2032-33: 1.24; 2033-34: 1.24; 2034-35: 1.23; 2035-36: 1.23; 2036-37: 1.24; 2037-38: 1.23; 2038-39: 1.22; 2039-40: 1.23; 2040-41: 1.23; 2041-42: 1.22; 2042-43: 1.21; 2043-44: 1.2; 2044-45: 1.2; 2045-46: 1.19; 2046-47: 1.2; 2047-48: 1.2; 2048-49: 1.16; 2049-50: 1.15
30FP | Leakage/property | (29FP * 1,000,000) / (36FP * 1,000) | l/prop/d | 2 | 2019-20: 66.6282; 2020-21: 64.2863; 2021-22: 61.6575; 2022-23: 60.1454; 2023-24: 57.4831; 2024-25: 55.3021; 2025-26: 53.3439; 2026-27: 52.2902; 2027-28: 51.7812; 2028-29: 49.0196; 2029-30: 48.2722; 2030-31: 47.9525; 2031-32: 46.8791; 2032-33: 46.5675; 2033-34: 46.2583; 2034-35: 45.5843; 2035-36: 45.2939; 2036-37: 45.3697; 2037-38: 44.7159; 2038-39: 44.0751; 2039-40: 44.1636; 2040-41: 43.8972; 2041-42: 43.2824; 2042-43: 42.6793; 2043-44: 42.0816; 2044-45: 41.8425; 2045-46: 41.2593; 2046-47: 41.3693; 2047-48: 41.1339; 2048-49: 39.5311; 2049-50: 38.9619
31FP | Measured Non Household - properties | Input | 000's | 2 | 2019-20: 1.348; 2020-21: 1.36; 2021-22: 1.369; 2022-23: 1.382; 2023-24: 1.393; 2024-25: 1.404; 2025-26: 1.412; 2026-27: 1.417; 2027-28: 1.422; 2028-29: 1.426; 2029-30: 1.427; 2030-31: 1.429; 2031-32: 1.43; 2032-33: 1.43; 2033-34: 1.431; 2034-35: 1.432; 2035-36: 1.432; 2036-37: 1.432; 2037-38: 1.432; 2038-39: 1.432; 2039-40: 1.432; 2040-41: 1.432; 2041-42: 1.431; 2042-43: 1.43; 2043-44: 1.429; 2044-45: 1.428; 2045-46: 1.427; 2046-47: 1.426; 2047-48: 1.424; 2048-49: 1.423; 2049-50: 1.421
32FP | Unmeasured Non Household - properties | Input | 000's | 2 | 2019-20: 0.005; 2020-21: 0.005; 2021-22: 0.005; 2022-23: 0.006; 2023-24: 0.006; 2024-25: 0.006; 2025-26: 0.006; 2026-27: 0.006; 2027-28: 0.006; 2028-29: 0.006; 2029-30: 0.006; 2030-31: 0.006; 2031-32: 0.006; 2032-33: 0.006; 2033-34: 0.006; 2034-35: 0.006; 2035-36: 0.006; 2036-37: 0.006; 2037-38: 0.006; 2038-39: 0.006; 2039-40: 0.006; 2040-41: 0.006; 2041-42: 0.006; 2042-43: 0.006; 2043-44: 0.006; 2044-45: 0.006; 2045-46: 0.006; 2046-47: 0.006; 2047-48: 0.006; 2048-49: 0.006; 2049-50: 0.006
33FP | All void non-households - properties | Input | 000's | 2 | 2019-20: 0; 2020-21: 0; 2021-22: 0; 2022-23: 0; 2023-24: 0; 2024-25: 0; 2025-26: 0; 2026-27: 0; 2027-28: 0; 2028-29: 0; 2029-30: 0; 2030-31: 0; 2031-32: 0; 2032-33: 0; 2033-34: 0; 2034-35: 0; 2035-36: 0; 2036-37: 0; 2037-38: 0; 2038-39: 0; 2039-40: 0; 2040-41: 0; 2041-42: 0; 2042-43: 0; 2043-44: 0; 2044-45: 0; 2045-46: 0; 2046-47: 0; 2047-48: 0; 2048-49: 0; 2049-50: 0
34FP | Measured households - properties (excl. void) | Year before + sum (34.1BL:34.6BL) | 000's | 2 | 2019-20: 18.116; 2020-21: 18.73; 2021-22: 19.316; 2022-23: 19.846; 2023-24: 20.362; 2024-25: 20.879; 2025-26: 21.307; 2026-27: 21.702; 2027-28: 22.029; 2028-29: 22.329; 2029-30: 22.598; 2030-31: 22.845; 2031-32: 23.089; 2032-33: 23.335; 2033-34: 23.578; 2034-35: 23.817; 2035-36: 24.052; 2036-37: 24.286; 2037-38: 24.518; 2038-39: 24.746; 2039-40: 24.969; 2040-41: 25.188; 2041-42: 25.404; 2042-43: 25.617; 2043-44: 25.827; 2044-45: 26.035; 2045-46: 26.214; 2046-47: 26.393; 2047-48: 26.573; 2048-49: 26.757; 2049-50: 26.928
34.1FP | New build properties - properties | Input (new builds in each year) | 000's | 2 | 2019-20: 0.475; 2020-21: 0.464; 2021-22: 0.446; 2022-23: 0.404; 2023-24: 0.395; 2024-25: 0.401; 2025-26: 0.334; 2026-27: 0.305; 2027-28: 0.239; 2028-29: 0.216; 2029-30: 0.188; 2030-31: 0.168; 2031-32: 0.169; 2032-33: 0.173; 2033-34: 0.172; 2034-35: 0.171; 2035-36: 0.17; 2036-37: 0.171; 2037-38: 0.171; 2038-39: 0.17; 2039-40: 0.167; 2040-41: 0.165; 2041-42: 0.164; 2042-43: 0.163; 2043-44: 0.162; 2044-45: 0.162; 2045-46: 0.161; 2046-47: 0.162; 2047-48: 0.164; 2048-49: 0.168; 2049-50: 0.171
34.2FP | Meter optants - properties | Input (meter optants in each year) | 000's | 2 | 2019-20: 0.102; 2020-21: 0.097; 2021-22: 0.089; 2022-23: 0.078; 2023-24: 0.075; 2024-25: 0.071; 2025-26: 0.052; 2026-27: 0.05; 2027-28: 0.049; 2028-29: 0.047; 2029-30: 0.045; 2030-31: 0.044; 2031-32: 0.042; 2032-33: 0.041; 2033-34: 0.04; 2034-35: 0.038; 2035-36: 0.037; 2036-37: 0.036; 2037-38: 0.035; 2038-39: 0.033; 2039-40: 0.032; 2040-41: 0.031; 2041-42: 0.03; 2042-43: 0.029; 2043-44: 0.028; 2044-45: 0.027; 2045-46: 0; 2046-47: 0; 2047-48: 0; 2048-49: 0; 2049-50: 0
34.3FP | Compulsory metering - properties | Input (compulsory meters in each year) | 000's | 2 | 2019-20: 0; 2020-21: 0; 2021-22: 0; 2022-23: 0; 2023-24: 0; 2024-25: 0; 2025-26: 0; 2026-27: 0; 2027-28: 0; 2028-29: 0; 2029-30: 0; 2030-31: 0; 2031-32: 0; 2032-33: 0; 2033-34: 0; 2034-35: 0; 2035-36: 0; 2036-37: 0; 2037-38: 0; 2038-39: 0; 2039-40: 0; 2040-41: 0; 2041-42: 0; 2042-43: 0; 2043-44: 0; 2044-45: 0; 2045-46: 0; 2046-47: 0; 2047-48: 0; 2048-49: 0; 2049-50: 0
34.4FP | Metering on change of occupancy - properties | Input (change of occupancy meters in each year) | 000's | 2 | 2019-20: 0.051; 2020-21: 0.049; 2021-22: 0.047; 2022-23: 0.045; 2023-24: 0.043; 2024-25: 0.042; 2025-26: 0.04; 2026-27: 0.038; 2027-28: 0.037; 2028-29: 0.035; 2029-30: 0.034; 2030-31: 0.033; 2031-32: 0.031; 2032-33: 0.03; 2033-34: 0.029; 2034-35: 0.028; 2035-36: 0.026; 2036-37: 0.025; 2037-38: 0.024; 2038-39: 0.023; 2039-40: 0.022; 2040-41: 0.022; 2041-42: 0.021; 2042-43: 0.02; 2043-44: 0.019; 2044-45: 0.018; 2045-46: 0.018; 2046-47: 0.017; 2047-48: 0.016; 2048-49: 0.016; 2049-50: 0
34.5FP | Selective metering - properties | Input (selective meters in each year) | 000's | 2 | 2019-20: 0.004; 2020-21: 0.004; 2021-22: 0.004; 2022-23: 0.003; 2023-24: 0.003; 2024-25: 0.003; 2025-26: 0.002; 2026-27: 0.002; 2027-28: 0.002; 2028-29: 0.002; 2029-30: 0.002; 2030-31: 0.002; 2031-32: 0.002; 2032-33: 0.002; 2033-34: 0.002; 2034-35: 0.002; 2035-36: 0.002; 2036-37: 0.002; 2037-38: 0.002; 2038-39: 0.002; 2039-40: 0.002; 2040-41: 0.001; 2041-42: 0.001; 2042-43: 0.001; 2043-44: 0.001; 2044-45: 0.001; 2045-46: 0; 2046-47: 0; 2047-48: 0; 2048-49: 0; 2049-50: 0
34.6FP | Other changes to existing metering - properties | Input (other changes to meters in each year) | 000's | 2 | 2019-20: 0; 2020-21: 0; 2021-22: 0; 2022-23: 0; 2023-24: 0; 2024-25: 0; 2025-26: 0; 2026-27: 0; 2027-28: 0; 2028-29: 0; 2029-30: 0; 2030-31: 0; 2031-32: 0; 2032-33: 0; 2033-34: 0; 2034-35: 0; 2035-36: 0; 2036-37: 0; 2037-38: 0; 2038-39: 0; 2039-40: 0; 2040-41: 0; 2041-42: 0; 2042-43: 0; 2043-44: 0; 2044-45: 0; 2045-46: 0; 2046-47: 0; 2047-48: 0; 2048-49: 0; 2049-50: 0
34.7FP | Measured household void properties | Input | 000's | 2 | 2019-20: 0.367; 2020-21: 0.376; 2021-22: 0.384; 2022-23: 0.394; 2023-24: 0.402; 2024-25: 0.411; 2025-26: 0.418; 2026-27: 0.425; 2027-28: 0.432; 2028-29: 0.438; 2029-30: 0.444; 2030-31: 0.45; 2031-32: 0.456; 2032-33: 0.462; 2033-34: 0.467; 2034-35: 0.473; 2035-36: 0.478; 2036-37: 0.483; 2037-38: 0.488; 2038-39: 0.493; 2039-40: 0.498; 2040-41: 0.503; 2041-42: 0.508; 2042-43: 0.512; 2043-44: 0.517; 2044-45: 0.521; 2045-46: 0.525; 2046-47: 0.529; 2047-48: 0.533; 2048-49: 0.537; 2049-50: 0.54
35FP | Unmeasured households - properties (excl. void) | Input | 000's | 2 | 2019-20: 2.624; 2020-21: 2.501; 2021-22: 2.395; 2022-23: 2.269; 2023-24: 2.149; 2024-25: 2.033; 2025-26: 1.939; 2026-27: 1.848; 2027-28: 1.761; 2028-29: 1.676; 2029-30: 1.595; 2030-31: 1.516; 2031-32: 1.441; 2032-33: 1.368; 2033-34: 1.298; 2034-35: 1.23; 2035-36: 1.165; 2036-37: 1.102; 2037-38: 1.042; 2038-39: 0.983; 2039-40: 0.927; 2040-41: 0.873; 2041-42: 0.821; 2042-43: 0.77; 2043-44: 0.722; 2044-45: 0.675; 2045-46: 0.657; 2046-47: 0.64; 2047-48: 0.624; 2048-49: 0.609; 2049-50: 0.609
35.1FP | Unmeasured household void properties | Input | 000's | 2 | 2019-20: 0.053; 2020-21: 0.05; 2021-22: 0.048; 2022-23: 0.045; 2023-24: 0.043; 2024-25: 0.04; 2025-26: 0.038; 2026-27: 0.037; 2027-28: 0.035; 2028-29: 0.033; 2029-30: 0.032; 2030-31: 0.03; 2031-32: 0.029; 2032-33: 0.027; 2033-34: 0.026; 2034-35: 0.025; 2035-36: 0.023; 2036-37: 0.022; 2037-38: 0.021; 2038-39: 0.02; 2039-40: 0.019; 2040-41: 0.018; 2041-42: 0.017; 2042-43: 0.016; 2043-44: 0.015; 2044-45: 0.014; 2045-46: 0.013; 2046-47: 0.013; 2047-48: 0.013; 2048-49: 0.012; 2049-50: 0.012
36FP | Total Resource Zone Properties (incl. voids) | sum (31FP:34FP) + 34.7FP + 35BL + 35.1BL | 000's | 2 | 2019-20: 22.513; 2020-21: 23.022; 2021-22: 23.517; 2022-23: 23.942; 2023-24: 24.355; 2024-25: 24.773; 2025-26: 25.12; 2026-27: 25.435; 2027-28: 25.685; 2028-29: 25.908; 2029-30: 26.102; 2030-31: 26.276; 2031-32: 26.451; 2032-33: 26.628; 2033-34: 26.806; 2034-35: 26.983; 2035-36: 27.156; 2036-37: 27.331; 2037-38: 27.507; 2038-39: 27.68; 2039-40: 27.851; 2040-41: 28.02; 2041-42: 28.187; 2042-43: 28.351; 2043-44: 28.516; 2044-45: 28.679; 2045-46: 28.842; 2046-47: 29.007; 2047-48: 29.173; 2048-49: 29.344; 2049-50: 29.516
37FP | Measured Non Household - Population | Input | 000's | 2 | 2019-20: 1.649; 2020-21: 1.661; 2021-22: 1.669; 2022-23: 1.684; 2023-24: 1.695; 2024-25: 1.704; 2025-26: 1.712; 2026-27: 1.725; 2027-28: 1.738; 2028-29: 1.753; 2029-30: 1.767; 2030-31: 1.78; 2031-32: 1.806; 2032-33: 1.825; 2033-34: 1.839; 2034-35: 1.851; 2035-36: 1.861; 2036-37: 1.872; 2037-38: 1.882; 2038-39: 1.893; 2039-40: 1.903; 2040-41: 1.915; 2041-42: 1.929; 2042-43: 1.943; 2043-44: 1.96; 2044-45: 1.977; 2045-46: 1.996; 2046-47: 2.017; 2047-48: 2.037; 2048-49: 2.058; 2049-50: 2.078
38FP | Unmeasured Non Household - Population | Input | 000's | 2 | 2019-20: 0.007; 2020-21: 0.007; 2021-22: 0.007; 2022-23: 0.007; 2023-24: 0.007; 2024-25: 0.007; 2025-26: 0.007; 2026-27: 0.007; 2027-28: 0.007; 2028-29: 0.007; 2029-30: 0.007; 2030-31: 0.007; 2031-32: 0.007; 2032-33: 0.007; 2033-34: 0.007; 2034-35: 0.007; 2035-36: 0.007; 2036-37: 0.008; 2037-38: 0.008; 2038-39: 0.008; 2039-40: 0.008; 2040-41: 0.008; 2041-42: 0.008; 2042-43: 0.008; 2043-44: 0.008; 2044-45: 0.008; 2045-46: 0.008; 2046-47: 0.008; 2047-48: 0.008; 2048-49: 0.008; 2049-50: 0.008
39FP | Measured Household - Population | Input | 000's | 2 | 2019-20: 41.134; 2020-21: 42.201; 2021-22: 43.098; 2022-23: 44.212; 2023-24: 45.234; 2024-25: 46.237; 2025-26: 47.016; 2026-27: 47.77; 2027-28: 48.362; 2028-29: 48.877; 2029-30: 49.299; 2030-31: 49.658; 2031-32: 50.015; 2032-33: 50.389; 2033-34: 50.783; 2034-35: 51.174; 2035-36: 51.558; 2036-37: 51.924; 2037-38: 52.303; 2038-39: 52.69; 2039-40: 53.119; 2040-41: 53.528; 2041-42: 53.948; 2042-43: 54.379; 2043-44: 54.812; 2044-45: 55.247; 2045-46: 55.602; 2046-47: 55.959; 2047-48: 56.336; 2048-49: 56.726; 2049-50: 57.084
40FP | Unmeasured Household - Population | Input | 000's | 2 | 2019-20: 7.395; 2020-21: 7.058; 2021-22: 6.761; 2022-23: 6.42; 2023-24: 6.087; 2024-25: 5.768; 2025-26: 5.504; 2026-27: 5.255; 2027-28: 5.016; 2028-29: 4.785; 2029-30: 4.561; 2030-31: 4.346; 2031-32: 4.139; 2032-33: 3.941; 2033-34: 3.752; 2034-35: 3.571; 2035-36: 3.396; 2036-37: 3.227; 2037-38: 3.065; 2038-39: 2.91; 2039-40: 2.762; 2040-41: 2.619; 2041-42: 2.482; 2042-43: 2.349; 2043-44: 2.221; 2044-45: 2.097; 2045-46: 2.05; 2046-47: 2.005; 2047-48: 1.961; 2048-49: 1.92; 2049-50: 1.92
41FP | Total Resource Zone Population | sum (37FP:40FP) | 000's | 2 | 2019-20: 50.185; 2020-21: 50.927; 2021-22: 51.535; 2022-23: 52.323; 2023-24: 53.023; 2024-25: 53.716; 2025-26: 54.239; 2026-27: 54.757; 2027-28: 55.123; 2028-29: 55.422; 2029-30: 55.634; 2030-31: 55.791; 2031-32: 55.967; 2032-33: 56.162; 2033-34: 56.381; 2034-35: 56.603; 2035-36: 56.822; 2036-37: 57.031; 2037-38: 57.258; 2038-39: 57.501; 2039-40: 57.792; 2040-41: 58.07; 2041-42: 58.367; 2042-43: 58.679; 2043-44: 59.001; 2044-45: 59.329; 2045-46: 59.656; 2046-47: 59.989; 2047-48: 60.342; 2048-49: 60.712; 2049-50: 61.09
42FP | Average household occupancy rate (excl. voids) | (39FP + 40FP) / (34FP + 35FP) | h/prop | 1 | 2019-20: 2.3399; 2020-21: 2.3201; 2021-22: 2.2965; 2022-23: 2.2895; 2023-24: 2.2798; 2024-25: 2.2698; 2025-26: 2.2593; 2026-27: 2.2516; 2027-28: 2.2437; 2028-29: 2.2355; 2029-30: 2.2263; 2030-31: 2.2168; 2031-32: 2.2077; 2032-33: 2.1993; 2033-34: 2.1923; 2034-35: 2.1857; 2035-36: 2.1792; 2036-37: 2.1723; 2037-38: 2.1662; 2038-39: 2.161; 2039-40: 2.1579; 2040-41: 2.1544; 2041-42: 2.1518; 2042-43: 2.1498; 2043-44: 2.1482; 2044-45: 2.1469; 2045-46: 2.1455; 2046-47: 2.1442; 2047-48: 2.1435; 2048-49: 2.143; 2049-50: 2.1427
43FP | Total Household Metering penetration (excl. voids) | 34FP / (34FP + 35FP) | % | 1 | 2019-20: 87.35%; 2020-21: 88.22%; 2021-22: 88.97%; 2022-23: 89.74%; 2023-24: 90.45%; 2024-25: 91.13%; 2025-26: 91.66%; 2026-27: 92.15%; 2027-28: 92.6%; 2028-29: 93.02%; 2029-30: 93.41%; 2030-31: 93.78%; 2031-32: 94.13%; 2032-33: 94.46%; 2033-34: 94.78%; 2034-35: 95.09%; 2035-36: 95.38%; 2036-37: 95.66%; 2037-38: 95.92%; 2038-39: 96.18%; 2039-40: 96.42%; 2040-41: 96.65%; 2041-42: 96.87%; 2042-43: 97.08%; 2043-44: 97.28%; 2044-45: 97.47%; 2045-46: 97.55%; 2046-47: 97.63%; 2047-48: 97.71%; 2048-49: 97.77%; 2049-50: 97.79%
44FP | Total Household Metering penetration (incl. voids) | (34FP) / (34FP + 34.7FP + 35FP + 35.1FP) | % | 1 | 2019-20: 85.61%; 2020-21: 86.48%; 2021-22: 87.23%; 2022-23: 87.99%; 2023-24: 88.7%; 2024-25: 89.37%; 2025-26: 89.9%; 2026-27: 90.38%; 2027-28: 90.82%; 2028-29: 91.23%; 2029-30: 91.6%; 2030-31: 91.96%; 2031-32: 92.3%; 2032-33: 92.63%; 2033-34: 92.94%; 2034-35: 93.24%; 2035-36: 93.52%; 2036-37: 93.79%; 2037-38: 94.05%; 2038-39: 94.3%; 2039-40: 94.53%; 2040-41: 94.76%; 2041-42: 94.97%; 2042-43: 95.18%; 2043-44: 95.37%; 2044-45: 95.56%; 2045-46: 95.64%; 2046-47: 95.71%; 2047-48: 95.78%; 2048-49: 95.85%; 2049-50: 95.87%
45FP | Distribution input | sum (12FP:15FP) + 21FP + 22FP + 27FP + 28FP | Ml/d | 2 | 2019-20: 11.07; 2020-21: 11.03; 2021-22: 11.02; 2022-23: 11; 2023-24: 10.92; 2024-25: 10.92; 2025-26: 10.83; 2026-27: 10.81; 2027-28: 10.77; 2028-29: 10.67; 2029-30: 10.59; 2030-31: 10.53; 2031-32: 10.46; 2032-33: 10.45; 2033-34: 10.44; 2034-35: 10.4; 2035-36: 10.35; 2036-37: 10.31; 2037-38: 10.28; 2038-39: 10.24; 2039-40: 10.21; 2040-41: 10.17; 2041-42: 10.14; 2042-43: 10.1; 2043-44: 10.06; 2044-45: 10.06; 2045-46: 10.07; 2046-47: 10.08; 2047-48: 10.1; 2048-49: 10.09; 2049-50: 10.1
46FP | Target headroom (climate change component) | Input | Ml/d | 2 | 2019-20: 0.00087527; 2020-21: 0.00087527; 2021-22: 0.00087527; 2022-23: 0.00087527; 2023-24: 0.00087527; 2024-25: 0.00087527; 2025-26: 0.00087527; 2026-27: 0.00043828; 2027-28: 0.00078515; 2028-29: 0.00064618; 2029-30: 0.00059574; 2030-31: 0.0018084; 2031-32: 0.0011404; 2032-33: 0.001891; 2033-34: 0.0015387; 2034-35: 0.0010192; 2035-36: 0.0025757; 2036-37: 0.00094323; 2037-38: 0.00228; 2038-39: 0.0032478; 2039-40: 0; 2040-41: 0; 2041-42: 0; 2042-43: 0; 2043-44: 0; 2044-45: 0; 2045-46: 0; 2046-47: 0; 2047-48: 0; 2048-49: 0; 2049-50: 0
47FP | Target headroom (All other components) | Input | Ml/d | 2 | 2019-20: 0.42713; 2020-21: 0.42713; 2021-22: 0.42713; 2022-23: 0.42713; 2023-24: 0.42713; 2024-25: 0.42713; 2025-26: 0.42713; 2026-27: 0.41518; 2027-28: 0.41876; 2028-29: 0.41743; 2029-30: 0.4289; 2030-31: 0.4388; 2031-32: 0.45048; 2032-33: 0.4591; 2033-34: 0.46451; 2034-35: 0.49697; 2035-36: 0.42818; 2036-37: 0.37921; 2037-38: 0.40797; 2038-39: 0.43337; 2039-40: 0.32051; 2040-41: 0.33587; 2041-42: 0.35828; 2042-43: 0.37586; 2043-44: 0.39659; 2044-45: 0.39362; 2045-46: 0.32892; 2046-47: 0.33217; 2047-48: 0.325; 2048-49: 0.32984; 2049-50: 0.33168
48FP | Target Headroom | 46FP + 47FP | Ml/d | 2 | 2019-20: 0.42801; 2020-21: 0.42801; 2021-22: 0.42801; 2022-23: 0.42801; 2023-24: 0.42801; 2024-25: 0.42801; 2025-26: 0.42801; 2026-27: 0.41561; 2027-28: 0.41955; 2028-29: 0.41807; 2029-30: 0.42949; 2030-31: 0.44061; 2031-32: 0.45162; 2032-33: 0.46099; 2033-34: 0.46605; 2034-35: 0.49799; 2035-36: 0.43075; 2036-37: 0.38015; 2037-38: 0.41025; 2038-39: 0.43661; 2039-40: 0.32051; 2040-41: 0.33587; 2041-42: 0.35828; 2042-43: 0.37586; 2043-44: 0.39659; 2044-45: 0.39362; 2045-46: 0.32892; 2046-47: 0.33217; 2047-48: 0.325; 2048-49: 0.32984; 2049-50: 0.33168
49FP | Available Headroom | 11FP - 45FP | Ml/d | 2 | 2019-20: 0.5; 2020-21: 0.54; 2021-22: 0.55; 2022-23: 0.57; 2023-24: 0.65; 2024-25: 0.65; 2025-26: 0.44; 2026-27: 0.42; 2027-28: 0.42; 2028-29: 0.42; 2029-30: 0.43; 2030-31: 0.44; 2031-32: 0.45; 2032-33: 0.46; 2033-34: 0.47; 2034-35: 0.5; 2035-36: 0.43; 2036-37: 0.38; 2037-38: 0.41; 2038-39: 0.44; 2039-40: 0.32; 2040-41: 0.34; 2041-42: 0.36; 2042-43: 0.38; 2043-44: 0.4; 2044-45: 0.39; 2045-46: 0.33; 2046-47: 0.33; 2047-48: 0.33; 2048-49: 0.33; 2049-50: 0.33
49.1FP | Available non-potable balance (if applicable) | 1.1FP - 12.1FP | Ml/d | 2 | 2019-20: 0; 2020-21: 0; 2021-22: 0; 2022-23: 0; 2023-24: 0; 2024-25: 0; 2025-26: 0; 2026-27: 0; 2027-28: 0; 2028-29: 0; 2029-30: 0; 2030-31: 0; 2031-32: 0; 2032-33: 0; 2033-34: 0; 2034-35: 0; 2035-36: 0; 2036-37: 0; 2037-38: 0; 2038-39: 0; 2039-40: 0; 2040-41: 0; 2041-42: 0; 2042-43: 0; 2043-44: 0; 2044-45: 0; 2045-46: 0; 2046-47: 0; 2047-48: 0; 2048-49: 0; 2049-50: 0
50FP | Supply Demand Balance | 49FP - 48FP | Ml/d | 2 | 2019-20: 0.071991; 2020-21: 0.11199; 2021-22: 0.12199; 2022-23: 0.14199; 2023-24: 0.22199; 2024-25: 0.22199; 2025-26: 0.011991; 2026-27: 0.0043854; 2027-28: 0.00045228; 2028-29: 0.0019261; 2029-30: 0.00050906; 2030-31: -0.00061161; 2031-32: -0.0016176; 2032-33: -0.00098766; 2033-34: 0.0039523; 2034-35: 0.0020084; 2035-36: -0.00075312; 2036-37: -0.00015216; 2037-38: -0.00025142; 2038-39: 0.003387; 2039-40: -0.0005077; 2040-41: 0.0041295; 2041-42: 0.0017171; 2042-43: 0.0041392; 2043-44: 0.0034114; 2044-45: -0.0036227; 2045-46: 0.0010848; 2046-47: -0.0021692; 2047-48: 0.0049981; 2048-49: 0.00016183; 2049-50: -0.0016762
Water Company | Anglian Water | Version | V3.1
WRZ | AWSNWY | Planning Scenario | DYCP
Table 3d: DYCP - Baseline | Back to top of sheet
WRMP24 reference | Component | Derivation | Unit | Decimal places | 2019-20 | 2020-21 | 2021-22 | 2022-23 | 2023-24 | 2024-25 | 2025-26 | 2026-27 | 2027-28 | 2028-29 | 2029-30 | 2030-31 | 2031-32 | 2032-33 | 2033-34 | 2034-35 | 2035-36 | 2036-37 | 2037-38 | 2038-39 | 2039-40 | 2040-41 | 2041-42 | 2042-43 | 2043-44 | 2044-45 | 2045-46 | 2046-47 | 2047-48 | 2048-49 | 2049-50 | 2050-51 | 2051-52 | 2052-53 | 2053-54 | 2054-55 | 2055-56 | 2056-57 | 2057-58 | 2058-59 | 2059-60 | 2060-61 | 2061-62 | 2062-63 | 2063-64 | 2064-65 | 2065-66 | 2066-67 | 2067-68 | 2068-69 | 2069-70 | 2070-71 | 2071-72 | 2072-73 | 2073-74 | 2074-75 | 2075-76 | 2076-77 | 2077-78 | 2078-79 | 2079-80 | 2080-81 | 2081-82 | 2082-83 | 2083-84 | 2084-85 | 2085-86 | 2086-87 | 2087-88 | 2088-89 | 2089-90 | 2090-91 | 2091-92 | 2092-93 | 2093-94 | 2094-95 | 2095-96 | 2096-97 | 2097-98 | 2098-99 | 2099-100
1BL | Raw water abstracted | Input | Ml/d | 2 | 2019-20: 0; 2020-21: 0; 2021-22: 0; 2022-23: 0; 2023-24: 0; 2024-25: 0; 2025-26: 0; 2026-27: 0; 2027-28: 0; 2028-29: 0; 2029-30: 0; 2030-31: 0; 2031-32: 0; 2032-33: 0; 2033-34: 0; 2034-35: 0; 2035-36: 0; 2036-37: 0; 2037-38: 0; 2038-39: 0; 2039-40: 0; 2040-41: 0; 2041-42: 0; 2042-43: 0; 2043-44: 0; 2044-45: 0; 2045-46: 0; 2046-47: 0; 2047-48: 0; 2048-49: 0; 2049-50: 0
1.1BL | Non-potable water supplies | Input | Ml/d | 2 | 2019-20: 0; 2020-21: 0; 2021-22: 0; 2022-23: 0; 2023-24: 0; 2024-25: 0; 2025-26: 0; 2026-27: 0; 2027-28: 0; 2028-29: 0; 2029-30: 0; 2030-31: 0; 2031-32: 0; 2032-33: 0; 2033-34: 0; 2034-35: 0; 2035-36: 0; 2036-37: 0; 2037-38: 0; 2038-39: 0; 2039-40: 0; 2040-41: 0; 2041-42: 0; 2042-43: 0; 2043-44: 0; 2044-45: 0; 2045-46: 0; 2046-47: 0; 2047-48: 0; 2048-49: 0; 2049-50: 0
2BL | Raw water imported | Input | Ml/d | 2 | 2019-20: 0; 2020-21: 0; 2021-22: 0; 2022-23: 0; 2023-24: 0; 2024-25: 0; 2025-26: 0; 2026-27: 0; 2027-28: 0; 2028-29: 0; 2029-30: 0; 2030-31: 0; 2031-32: 0; 2032-33: 0; 2033-34: 0; 2034-35: 0; 2035-36: 0; 2036-37: 0; 2037-38: 0; 2038-39: 0; 2039-40: 0; 2040-41: 0; 2041-42: 0; 2042-43: 0; 2043-44: 0; 2044-45: 0; 2045-46: 0; 2046-47: 0; 2047-48: 0; 2048-49: 0; 2049-50: 0
3BL | Potable water imported | Input | Ml/d | 2 | 2019-20: 0; 2020-21: 0; 2021-22: 0; 2022-23: 0; 2023-24: 0; 2024-25: 0; 2025-26: 5; 2026-27: 5; 2027-28: 5; 2028-29: 5; 2029-30: 5; 2030-31: 5; 2031-32: 5; 2032-33: 5; 2033-34: 5; 2034-35: 5; 2035-36: 5; 2036-37: 5; 2037-38: 5; 2038-39: 5; 2039-40: 5; 2040-41: 5; 2041-42: 5; 2042-43: 5; 2043-44: 5; 2044-45: 5; 2045-46: 5; 2046-47: 5; 2047-48: 5; 2048-49: 5; 2049-50: 5
4BL | Raw water exported enter as -ve | Input | Ml/d | 2 | 2019-20: 0; 2020-21: 0; 2021-22: 0; 2022-23: 0; 2023-24: 0; 2024-25: 0; 2025-26: 0; 2026-27: 0; 2027-28: 0; 2028-29: 0; 2029-30: 0; 2030-31: 0; 2031-32: 0; 2032-33: 0; 2033-34: 0; 2034-35: 0; 2035-36: 0; 2036-37: 0; 2037-38: 0; 2038-39: 0; 2039-40: 0; 2040-41: 0; 2041-42: 0; 2042-43: 0; 2043-44: 0; 2044-45: 0; 2045-46: 0; 2046-47: 0; 2047-48: 0; 2048-49: 0; 2049-50: 0
5BL | Potable water exported enter as -ve | Input | Ml/d | 2 | 2019-20: 0; 2020-21: 0; 2021-22: 0; 2022-23: 0; 2023-24: 0; 2024-25: 0; 2025-26: 0; 2026-27: 0; 2027-28: 0; 2028-29: 0; 2029-30: 0; 2030-31: 0; 2031-32: 0; 2032-33: 0; 2033-34: 0; 2034-35: 0; 2035-36: 0; 2036-37: 0; 2037-38: 0; 2038-39: 0; 2039-40: 0; 2040-41: 0; 2041-42: 0; 2042-43: 0; 2043-44: 0; 2044-45: 0; 2045-46: 0; 2046-47: 0; 2047-48: 0; 2048-49: 0; 2049-50: 0
6BL | Deployable Output before forecast changes | Input | Ml/d | 2 | 2019-20: 13.02; 2020-21: 13.02; 2021-22: 13.02; 2022-23: 13.02; 2023-24: 13.02; 2024-25: 13.02; 2025-26: 13.02; 2026-27: 13.02; 2027-28: 13.02; 2028-29: 13.02; 2029-30: 13.02; 2030-31: 13.02; 2031-32: 13.02; 2032-33: 13.02; 2033-34: 13.02; 2034-35: 13.02; 2035-36: 13.02; 2036-37: 13.02; 2037-38: 13.02; 2038-39: 13.02; 2039-40: 13.02; 2040-41: 13.02; 2041-42: 13.02; 2042-43: 13.02; 2043-44: 13.02; 2044-45: 13.02; 2045-46: 13.02; 2046-47: 13.02; 2047-48: 13.02; 2048-49: 13.02; 2049-50: 13.02
6.1BL | Deployable Output post forecast changes | 6BL + 7BL | Ml/d | 2 | 2019-20: 13.02; 2020-21: 13.02; 2021-22: 13.02; 2022-23: 13.02; 2023-24: 13.02; 2024-25: 13.02; 2025-26: 13.02; 2026-27: 13.02; 2027-28: 13.02; 2028-29: 13.02; 2029-30: 13.02; 2030-31: 13.02; 2031-32: 13.02; 2032-33: 13.02; 2033-34: 13.02; 2034-35: 13.02; 2035-36: 13.02; 2036-37: 13.02; 2037-38: 13.02; 2038-39: 13.02; 2039-40: 13.02; 2040-41: 13.02; 2041-42: 13.02; 2042-43: 13.02; 2043-44: 13.02; 2044-45: 13.02; 2045-46: 5.78; 2046-47: 5.78; 2047-48: 5.78; 2048-49: 5.78; 2049-50: 5.78
7BL | Baseline forecast changes to Deployable Output | sum (7.1BL:7.6BL) | Ml/d | 2 | 2019-20: 0; 2020-21: 0; 2021-22: 0; 2022-23: 0; 2023-24: 0; 2024-25: 0; 2025-26: 0; 2026-27: 0; 2027-28: 0; 2028-29: 0; 2029-30: 0; 2030-31: 0; 2031-32: 0; 2032-33: 0; 2033-34: 0; 2034-35: 0; 2035-36: 0; 2036-37: 0; 2037-38: 0; 2038-39: 0; 2039-40: 0; 2040-41: 0; 2041-42: 0; 2042-43: 0; 2043-44: 0; 2044-45: 0; 2045-46: -7.24; 2046-47: -7.24; 2047-48: -7.24; 2048-49: -7.24; 2049-50: -7.24
7.1BL | Change in DO due to climate change | Input | Ml/d | 2 | 2019-20: 0; 2020-21: 0; 2021-22: 0; 2022-23: 0; 2023-24: 0; 2024-25: 0; 2025-26: 0; 2026-27: 0; 2027-28: 0; 2028-29: 0; 2029-30: 0; 2030-31: 0; 2031-32: 0; 2032-33: 0; 2033-34: 0; 2034-35: 0; 2035-36: 0; 2036-37: 0; 2037-38: 0; 2038-39: 0; 2039-40: 0; 2040-41: 0; 2041-42: 0; 2042-43: 0; 2043-44: 0; 2044-45: 0; 2045-46: 0; 2046-47: 0; 2047-48: 0; 2048-49: 0; 2049-50: 0
7.2BL | Total confirmed DO reductions to restore sustainable abstraction enter as -ve | Input | Ml/d | 2 | 2019-20: 0; 2020-21: 0; 2021-22: 0; 2022-23: 0; 2023-24: 0; 2024-25: 0; 2025-26: 0; 2026-27: 0; 2027-28: 0; 2028-29: 0; 2029-30: 0; 2030-31: 0; 2031-32: 0; 2032-33: 0; 2033-34: 0; 2034-35: 0; 2035-36: 0; 2036-37: 0; 2037-38: 0; 2038-39: 0; 2039-40: 0; 2040-41: 0; 2041-42: 0; 2042-43: 0; 2043-44: 0; 2044-45: 0; 2045-46: 0; 2046-47: 0; 2047-48: 0; 2048-49: 0; 2049-50: 0
7.3BL | Total expected DO reductions to restore sustainable abstraction (Environmental Destination) (excl. any confirmed reductions) enter as -ve | Input | Ml/d | 2 | 2019-20: 0; 2020-21: 0; 2021-22: 0; 2022-23: 0; 2023-24: 0; 2024-25: 0; 2025-26: 0; 2026-27: 0; 2027-28: 0; 2028-29: 0; 2029-30: 0; 2030-31: 0; 2031-32: 0; 2032-33: 0; 2033-34: 0; 2034-35: 0; 2035-36: 0; 2036-37: 0; 2037-38: 0; 2038-39: 0; 2039-40: 0; 2040-41: 0; 2041-42: 0; 2042-43: 0; 2043-44: 0; 2044-45: 0; 2045-46: -7.24; 2046-47: -7.24; 2047-48: -7.24; 2048-49: -7.24; 2049-50: -7.24
7.4BL | Change in DO from prolonged Outage reduction enter as -ve | Input | Ml/d | 2 | 2019-20: 0; 2020-21: 0; 2021-22: 0; 2022-23: 0; 2023-24: 0; 2024-25: 0; 2025-26: 0; 2026-27: 0; 2027-28: 0; 2028-29: 0; 2029-30: 0; 2030-31: 0; 2031-32: 0; 2032-33: 0; 2033-34: 0; 2034-35: 0; 2035-36: 0; 2036-37: 0; 2037-38: 0; 2038-39: 0; 2039-40: 0; 2040-41: 0; 2041-42: 0; 2042-43: 0; 2043-44: 0; 2044-45: 0; 2045-46: 0; 2046-47: 0; 2047-48: 0; 2048-49: 0; 2049-50: 0
7.5BL | Change in DO from drought measures | Zero for baseline | Ml/d | 2 | 2019-20: 0; 2020-21: 0; 2021-22: 0; 2022-23: 0; 2023-24: 0; 2024-25: 0; 2025-26: 0; 2026-27: 0; 2027-28: 0; 2028-29: 0; 2029-30: 0; 2030-31: 0; 2031-32: 0; 2032-33: 0; 2033-34: 0; 2034-35: 0; 2035-36: 0; 2036-37: 0; 2037-38: 0; 2038-39: 0; 2039-40: 0; 2040-41: 0; 2041-42: 0; 2042-43: 0; 2043-44: 0; 2044-45: 0; 2045-46: 0; 2046-47: 0; 2047-48: 0; 2048-49: 0; 2049-50: 0
7.6BL | Total other changes to DO (specify e.g. Nitrates) | Input | Ml/d | 2 | 2019-20: 0; 2020-21: 0; 2021-22: 0; 2022-23: 0; 2023-24: 0; 2024-25: 0; 2025-26: 0; 2026-27: 0; 2027-28: 0; 2028-29: 0; 2029-30: 0; 2030-31: 0; 2031-32: 0; 2032-33: 0; 2033-34: 0; 2034-35: 0; 2035-36: 0; 2036-37: 0; 2037-38: 0; 2038-39: 0; 2039-40: 0; 2040-41: 0; 2041-42: 0; 2042-43: 0; 2043-44: 0; 2044-45: 0; 2045-46: 0; 2046-47: 0; 2047-48: 0; 2048-49: 0; 2049-50: 0
8BL | Raw water losses, treatment works losses and operational use | Input | Ml/d | 2 | 2019-20: 0.32; 2020-21: 0.32; 2021-22: 0.32; 2022-23: 0.32; 2023-24: 0.32; 2024-25: 0.32; 2025-26: 0.32; 2026-27: 0.32; 2027-28: 0.32; 2028-29: 0.32; 2029-30: 0.32; 2030-31: 0.32; 2031-32: 0.32; 2032-33: 0.32; 2033-34: 0.32; 2034-35: 0.32; 2035-36: 0.32; 2036-37: 0.32; 2037-38: 0.32; 2038-39: 0.32; 2039-40: 0.32; 2040-41: 0.32; 2041-42: 0.32; 2042-43: 0.32; 2043-44: 0.32; 2044-45: 0.32; 2045-46: 0.32; 2046-47: 0.32; 2047-48: 0.32; 2048-49: 0.32; 2049-50: 0.32
9BL | Total Outage Allowance | Input | Ml/d | 2 | 2019-20: 0.08; 2020-21: 0.08; 2021-22: 0.08; 2022-23: 0.08; 2023-24: 0.08; 2024-25: 0.08; 2025-26: 0.08; 2026-27: 0.08; 2027-28: 0.08; 2028-29: 0.08; 2029-30: 0.08; 2030-31: 0.08; 2031-32: 0.08; 2032-33: 0.08; 2033-34: 0.08; 2034-35: 0.08; 2035-36: 0.08; 2036-37: 0.08; 2037-38: 0.08; 2038-39: 0.08; 2039-40: 0.08; 2040-41: 0.08; 2041-42: 0.08; 2042-43: 0.08; 2043-44: 0.08; 2044-45: 0.08; 2045-46: 0.08; 2046-47: 0.08; 2047-48: 0.08; 2048-49: 0.08; 2049-50: 0.08
10BL | Water Available For Use (own sources) | (6BL + 7BL) - (8BL + 9BL) | Ml/d | 2 | 2019-20: 12.62; 2020-21: 12.62; 2021-22: 12.62; 2022-23: 12.62; 2023-24: 12.62; 2024-25: 12.62; 2025-26: 12.62; 2026-27: 12.62; 2027-28: 12.62; 2028-29: 12.62; 2029-30: 12.62; 2030-31: 12.62; 2031-32: 12.62; 2032-33: 12.62; 2033-34: 12.62; 2034-35: 12.62; 2035-36: 12.62; 2036-37: 12.62; 2037-38: 12.62; 2038-39: 12.62; 2039-40: 12.62; 2040-41: 12.62; 2041-42: 12.62; 2042-43: 12.62; 2043-44: 12.62; 2044-45: 12.62; 2045-46: 5.38; 2046-47: 5.38; 2047-48: 5.38; 2048-49: 5.38; 2049-50: 5.38
11BL | Total Water Available For Use | 10BL + sum (2BL:5BL) | Ml/d | 2 | 2019-20: 12.62; 2020-21: 12.62; 2021-22: 12.62; 2022-23: 12.62; 2023-24: 12.62; 2024-25: 12.62; 2025-26: 17.62; 2026-27: 17.62; 2027-28: 17.62; 2028-29: 17.62; 2029-30: 17.62; 2030-31: 17.62; 2031-32: 17.62; 2032-33: 17.62; 2033-34: 17.62; 2034-35: 17.62; 2035-36: 17.62; 2036-37: 17.62; 2037-38: 17.62; 2038-39: 17.62; 2039-40: 17.62; 2040-41: 17.62; 2041-42: 17.62; 2042-43: 17.62; 2043-44: 17.62; 2044-45: 17.62; 2045-46: 10.38; 2046-47: 10.38; 2047-48: 10.38; 2048-49: 10.38; 2049-50: 10.38
12BL | Water delivered measured non-household | Input Note - consumption & uspl | Ml/d | 2 | 2019-20: 3.48; 2020-21: 3.5; 2021-22: 3.52; 2022-23: 3.54; 2023-24: 3.56; 2024-25: 3.58; 2025-26: 3.6; 2026-27: 3.62; 2027-28: 3.64; 2028-29: 3.66; 2029-30: 3.68; 2030-31: 3.7; 2031-32: 3.72; 2032-33: 3.74; 2033-34: 3.77; 2034-35: 3.8; 2035-36: 3.83; 2036-37: 3.85; 2037-38: 3.88; 2038-39: 3.91; 2039-40: 3.93; 2040-41: 3.96; 2041-42: 3.99; 2042-43: 4.01; 2043-44: 4.04; 2044-45: 4.07; 2045-46: 4.1; 2046-47: 4.13; 2047-48: 4.16; 2048-49: 4.19; 2049-50: 4.23
12.1BL | Non-potable water consumption | Input | Ml/d | 2
13BL | Water delivered unmeasured non-household | Input Note - consumption & uspl | Ml/d | 2 | 2019-20: 0.01; 2020-21: 0.01; 2021-22: 0.01; 2022-23: 0.01; 2023-24: 0.01; 2024-25: 0.01; 2025-26: 0.01; 2026-27: 0.01; 2027-28: 0.01; 2028-29: 0.01; 2029-30: 0.01; 2030-31: 0.01; 2031-32: 0.01; 2032-33: 0.01; 2033-34: 0.01; 2034-35: 0.01; 2035-36: 0.01; 2036-37: 0.01; 2037-38: 0.01; 2038-39: 0.01; 2039-40: 0.01; 2040-41: 0.01; 2041-42: 0.01; 2042-43: 0.01; 2043-44: 0.01; 2044-45: 0.01; 2045-46: 0.01; 2046-47: 0.01; 2047-48: 0.01; 2048-49: 0.01; 2049-50: 0.01
14BL | Water delivered measured household | Input Note - consumption & uspl | Ml/d | 2 | 2019-20: 7.14; 2020-21: 7.2; 2021-22: 7.27; 2022-23: 7.36; 2023-24: 7.38; 2024-25: 7.48; 2025-26: 7.57; 2026-27: 7.66; 2027-28: 7.72; 2028-29: 7.77; 2029-30: 7.81; 2030-31: 7.84; 2031-32: 7.88; 2032-33: 7.97; 2033-34: 8.05; 2034-35: 8.14; 2035-36: 8.22; 2036-37: 8.31; 2037-38: 8.41; 2038-39: 8.5; 2039-40: 8.6; 2040-41: 8.69; 2041-42: 8.78; 2042-43: 8.88; 2043-44: 8.97; 2044-45: 9.07; 2045-46: 9.14; 2046-47: 9.22; 2047-48: 9.29; 2048-49: 9.37; 2049-50: 9.45
15BL | Water delivered unmeasured household | Input Note - consumption & uspl | Ml/d | 2 | 2019-20: 2.24; 2020-21: 2.13; 2021-22: 2.04; 2022-23: 1.93; 2023-24: 1.83; 2024-25: 1.73; 2025-26: 1.64; 2026-27: 1.56; 2027-28: 1.49; 2028-29: 1.42; 2029-30: 1.35; 2030-31: 1.28; 2031-32: 1.22; 2032-33: 1.17; 2033-34: 1.11; 2034-35: 1.06; 2035-36: 1.01; 2036-37: 0.96; 2037-38: 0.91; 2038-39: 0.86; 2039-40: 0.82; 2040-41: 0.78; 2041-42: 0.74; 2042-43: 0.7; 2043-44: 0.66; 2044-45: 0.63; 2045-46: 0.61; 2046-47: 0.6; 2047-48: 0.59; 2048-49: 0.58; 2049-50: 0.58
16BL | Percentage of consumption driven by climate change | Input | % | 1 | 2019-20: 0%; 2020-21: 0%; 2021-22: 0%; 2022-23: 0.1%; 2023-24: 0.1%; 2024-25: 0.1%; 2025-26: 0.1%; 2026-27: 0.1%; 2027-28: 0.1%; 2028-29: 0.2%; 2029-30: 0.2%; 2030-31: 0.2%; 2031-32: 0.2%; 2032-33: 0.3%; 2033-34: 0.3%; 2034-35: 0.3%; 2035-36: 0.4%; 2036-37: 0.4%; 2037-38: 0.4%; 2038-39: 0.5%; 2039-40: 0.5%; 2040-41: 0.6%; 2041-42: 0.6%; 2042-43: 0.6%; 2043-44: 0.7%; 2044-45: 0.7%; 2045-46: 0.8%; 2046-47: 0.8%; 2047-48: 0.8%; 2048-49: 0.8%; 2049-50: 0.9%
17BL | Volume of consumption driven by climate change | 16BL * (12BL + sum(13BL:15BL) - sum (23BL:26BL)) | Ml/d | 2 | 2019-20: 0; 2020-21: 0; 2021-22: 0; 2022-23: 0.01246; 2023-24: 0.01242; 2024-25: 0.01245; 2025-26: 0.01248; 2026-27: 0.01252; 2027-28: 0.01253; 2028-29: 0.0251; 2029-30: 0.0251; 2030-31: 0.02506; 2031-32: 0.0251; 2032-33: 0.03783; 2033-34: 0.03795; 2034-35: 0.03819; 2035-36: 0.05116; 2036-37: 0.05136; 2037-38: 0.05172; 2038-39: 0.065; 2039-40: 0.06535; 2040-41: 0.0789; 2041-42: 0.07938; 2042-43: 0.07986; 2043-44: 0.09373; 2044-45: 0.09443; 2045-46: 0.10856; 2046-47: 0.10928; 2047-48: 0.11; 2048-49: 0.1108; 2049-50: 0.12573
18BL | Measured Household - PCC | ((14BL - 25BL) * 1,000,000) / (39BL *1,000) | l/h/d | 1 | 2019-20: 167.0151; 2020-21: 164.2141; 2021-22: 162.6526; 2022-23: 160.3637; 2023-24: 157.4037; 2024-25: 156.3683; 2025-26: 155.6917; 2026-27: 155.3276; 2027-28: 154.6669; 2028-29: 154.2648; 2029-30: 153.9585; 2030-31: 153.4496; 2031-32: 153.354; 2032-33: 154.0019; 2033-34: 154.1855; 2034-35: 154.7661; 2035-36: 155.1651; 2036-37: 155.612; 2037-38: 156.3964; 2038-39: 156.9558; 2039-40: 157.3825; 2040-41: 157.8613; 2041-42: 158.3006; 2042-43: 158.701; 2043-44: 159.0893; 2044-45: 159.6467; 2045-46: 159.8863; 2046-47: 160.1172; 2047-48: 160.2883; 2048-49: 160.5966; 2049-50: 160.9908
19BL | Unmeasured Household - PCC | ((15BL - 26BL) * 1,000,000) / (40BL *1,000) | l/h/d | 1 | 2019-20: 288.0325; 2020-21: 286.2001; 2021-22: 286.9398; 2022-23: 285.0467; 2023-24: 285.8551; 2024-25: 284.3273; 2025-26: 283.4302; 2026-27: 281.6365; 2027-28: 281.1005; 2028-29: 282.1317; 2029-30: 280.6402; 2030-31: 278.4169; 2031-32: 280.2609; 2032-33: 281.6544; 2033-34: 279.8507; 2034-35: 282.8339; 2035-36: 282.6855; 2036-37: 281.9957; 2037-38: 283.8499; 2038-39: 281.7869; 2039-40: 282.4041; 2040-41: 282.5506; 2041-42: 282.0306; 2042-43: 285.2278; 2043-44: 283.656; 2044-45: 286.123; 2045-46: 282.9268; 2046-47: 284.2893; 2047-48: 285.5686; 2048-49: 286.4583; 2049-50: 286.4583
20BL | Average Household - PCC | (((14BL - 25BL) + (15BL - 26BL)) * 1,000,000) / ((39BL + 40BL) *1,000) | l/h/d | 1 | 2019-20: 185.4561; 2020-21: 181.6927; 2021-22: 179.5062; 2022-23: 176.1732; 2023-24: 172.6389; 2024-25: 170.5605; 2025-26: 169.0784; 2026-27: 167.8454; 2027-28: 166.548; 2028-29: 165.6666; 2029-30: 164.6862; 2030-31: 163.5064; 2031-32: 163.0535; 2032-33: 163.2615; 2033-34: 162.8312; 2034-35: 163.1199; 2035-36: 163.0455; 2036-37: 163.007; 2037-38: 163.4518; 2038-39: 163.4892; 2039-40: 163.5619; 2040-41: 163.6775; 2041-42: 163.7427; 2042-43: 163.9402; 2043-44: 163.9402; 2044-45: 164.2718; 2045-46: 164.2614; 2046-47: 164.4124; 2047-48: 164.5025; 2048-49: 164.7171; 2049-50: 165.0736
21BL | Water taken unbilled | Input | Ml/d | 2 | 2019-20: 0.26; 2020-21: 0.26; 2021-22: 0.27; 2022-23: 0.27; 2023-24: 0.27; 2024-25: 0.26; 2025-26: 0.26; 2026-27: 0.27; 2027-28: 0.26; 2028-29: 0.26; 2029-30: 0.26; 2030-31: 0.26; 2031-32: 0.27; 2032-33: 0.28; 2033-34: 0.26; 2034-35: 0.26; 2035-36: 0.26; 2036-37: 0.27; 2037-38: 0.26; 2038-39: 0.27; 2039-40: 0.27; 2040-41: 0.27; 2041-42: 0.27; 2042-43: 0.27; 2043-44: 0.27; 2044-45: 0.26; 2045-46: 0.27; 2046-47: 0.26; 2047-48: 0.26; 2048-49: 0.28; 2049-50: 0.27
22BL | Distribution system operational use | Input | Ml/d | 2 | 2019-20: 0.06; 2020-21: 0.06; 2021-22: 0.06; 2022-23: 0.06; 2023-24: 0.06; 2024-25: 0.06; 2025-26: 0.06; 2026-27: 0.06; 2027-28: 0.06; 2028-29: 0.06; 2029-30: 0.06; 2030-31: 0.06; 2031-32: 0.06; 2032-33: 0.06; 2033-34: 0.06; 2034-35: 0.06; 2035-36: 0.06; 2036-37: 0.06; 2037-38: 0.06; 2038-39: 0.06; 2039-40: 0.06; 2040-41: 0.06; 2041-42: 0.06; 2042-43: 0.06; 2043-44: 0.06; 2044-45: 0.06; 2045-46: 0.06; 2046-47: 0.06; 2047-48: 0.06; 2048-49: 0.06; 2049-50: 0.06
23BL | Measured Non Household - USPL | Input | Ml/d | 2 | 2019-20: 0.01; 2020-21: 0.01; 2021-22: 0.01; 2022-23: 0.01; 2023-24: 0.01; 2024-25: 0.01; 2025-26: 0.01; 2026-27: 0.01; 2027-28: 0.01; 2028-29: 0.01; 2029-30: 0.01; 2030-31: 0.01; 2031-32: 0.01; 2032-33: 0.01; 2033-34: 0.01; 2034-35: 0.01; 2035-36: 0.01; 2036-37: 0.01; 2037-38: 0.01; 2038-39: 0.01; 2039-40: 0.01; 2040-41: 0.01; 2041-42: 0.01; 2042-43: 0.01; 2043-44: 0.01; 2044-45: 0.01; 2045-46: 0.01; 2046-47: 0.01; 2047-48: 0.01; 2048-49: 0.01; 2049-50: 0.01
24BL | Unmeasured Non Household - USPL | Input | Ml/d | 2 | 2019-20: 0; 2020-21: 0; 2021-22: 0; 2022-23: 0; 2023-24: 0; 2024-25: 0; 2025-26: 0; 2026-27: 0; 2027-28: 0; 2028-29: 0; 2029-30: 0; 2030-31: 0; 2031-32: 0; 2032-33: 0; 2033-34: 0; 2034-35: 0; 2035-36: 0; 2036-37: 0; 2037-38: 0; 2038-39: 0; 2039-40: 0; 2040-41: 0; 2041-42: 0; 2042-43: 0; 2043-44: 0; 2044-45: 0; 2045-46: 0; 2046-47: 0; 2047-48: 0; 2048-49: 0; 2049-50: 0
25BL | Measured Household - USPL | Input | Ml/d | 2 | 2019-20: 0.27; 2020-21: 0.27; 2021-22: 0.26; 2022-23: 0.27; 2023-24: 0.26; 2024-25: 0.25; 2025-26: 0.25; 2026-27: 0.24; 2027-28: 0.24; 2028-29: 0.23; 2029-30: 0.22; 2030-31: 0.22; 2031-32: 0.21; 2032-33: 0.21; 2033-34: 0.22; 2034-35: 0.22; 2035-36: 0.22; 2036-37: 0.23; 2037-38: 0.23; 2038-39: 0.23; 2039-40: 0.24; 2040-41: 0.24; 2041-42: 0.24; 2042-43: 0.25; 2043-44: 0.25; 2044-45: 0.25; 2045-46: 0.25; 2046-47: 0.26; 2047-48: 0.26; 2048-49: 0.26; 2049-50: 0.26
26BL | Unmeasured Household - USPL | Input | Ml/d | 2 | 2019-20: 0.11; 2020-21: 0.11; 2021-22: 0.1; 2022-23: 0.1; 2023-24: 0.09; 2024-25: 0.09; 2025-26: 0.08; 2026-27: 0.08; 2027-28: 0.08; 2028-29: 0.07; 2029-30: 0.07; 2030-31: 0.07; 2031-32: 0.06; 2032-33: 0.06; 2033-34: 0.06; 2034-35: 0.05; 2035-36: 0.05; 2036-37: 0.05; 2037-38: 0.04; 2038-39: 0.04; 2039-40: 0.04; 2040-41: 0.04; 2041-42: 0.04; 2042-43: 0.03; 2043-44: 0.03; 2044-45: 0.03; 2045-46: 0.03; 2046-47: 0.03; 2047-48: 0.03; 2048-49: 0.03; 2049-50: 0.03
27BL | Void Properties - USPL | Input | Ml/d | 2 | 2019-20: 0.02; 2020-21: 0.02; 2021-22: 0.02; 2022-23: 0.02; 2023-24: 0.02; 2024-25: 0.02; 2025-26: 0.02; 2026-27: 0.02; 2027-28: 0.03; 2028-29: 0.03; 2029-30: 0.03; 2030-31: 0.03; 2031-32: 0.03; 2032-33: 0.03; 2033-34: 0.03; 2034-35: 0.03; 2035-36: 0.03; 2036-37: 0.03; 2037-38: 0.03; 2038-39: 0.03; 2039-40: 0.03; 2040-41: 0.03; 2041-42: 0.03; 2042-43: 0.03; 2043-44: 0.03; 2044-45: 0.03; 2045-46: 0.03; 2046-47: 0.03; 2047-48: 0.03; 2048-49: 0.03; 2049-50: 0.03
28BL | Distribution losses | Input | Ml/d | 2 | 2019-20: 1.09; 2020-21: 1.07; 2021-22: 1.06; 2022-23: 1.04; 2023-24: 1.02; 2024-25: 1; 2025-26: 1; 2026-27: 1; 2027-28: 1; 2028-29: 1; 2029-30: 1; 2030-31: 1; 2031-32: 1; 2032-33: 1; 2033-34: 1; 2034-35: 1; 2035-36: 1; 2036-37: 1; 2037-38: 1; 2038-39: 1; 2039-40: 1; 2040-41: 1; 2041-42: 1; 2042-43: 1; 2043-44: 1; 2044-45: 1; 2045-46: 1; 2046-47: 1; 2047-48: 1; 2048-49: 1; 2049-50: 1
29BL | Total Leakage | sum (23BL:28BL) | Ml/d | 2 | 2019-20: 1.5; 2020-21: 1.48; 2021-22: 1.45; 2022-23: 1.44; 2023-24: 1.4; 2024-25: 1.37; 2025-26: 1.36; 2026-27: 1.35; 2027-28: 1.36; 2028-29: 1.34; 2029-30: 1.33; 2030-31: 1.33; 2031-32: 1.31; 2032-33: 1.31; 2033-34: 1.32; 2034-35: 1.31; 2035-36: 1.31; 2036-37: 1.32; 2037-38: 1.31; 2038-39: 1.31; 2039-40: 1.32; 2040-41: 1.32; 2041-42: 1.32; 2042-43: 1.32; 2043-44: 1.32; 2044-45: 1.32; 2045-46: 1.32; 2046-47: 1.33; 2047-48: 1.33; 2048-49: 1.33; 2049-50: 1.33
30BL | Leakage/property | (29BL * 1,000,000) / (36BL * 1,000) | l/prop/d | 2 | 2019-20: 66.6282; 2020-21: 64.2863; 2021-22: 61.6575; 2022-23: 60.1454; 2023-24: 57.4831; 2024-25: 55.3021; 2025-26: 54.1401; 2026-27: 53.0765; 2027-28: 52.9492; 2028-29: 51.7215; 2029-30: 50.9539; 2030-31: 50.6165; 2031-32: 49.5255; 2032-33: 49.1963; 2033-34: 49.2427; 2034-35: 48.5491; 2035-36: 48.2398; 2036-37: 48.2968; 2037-38: 47.6242; 2038-39: 47.3266; 2039-40: 47.3951; 2040-41: 47.1092; 2041-42: 46.8301; 2042-43: 46.5592; 2043-44: 46.2898; 2044-45: 46.0267; 2045-46: 45.7666; 2046-47: 45.851; 2047-48: 45.5901; 2048-49: 45.3244; 2049-50: 45.0603
31BL | Measured Non Household - properties | Input | 000's | 2 | 2019-20: 1.348; 2020-21: 1.36; 2021-22: 1.369; 2022-23: 1.382; 2023-24: 1.393; 2024-25: 1.404; 2025-26: 1.412; 2026-27: 1.417; 2027-28: 1.422; 2028-29: 1.426; 2029-30: 1.427; 2030-31: 1.429; 2031-32: 1.43; 2032-33: 1.43; 2033-34: 1.431; 2034-35: 1.432; 2035-36: 1.432; 2036-37: 1.432; 2037-38: 1.432; 2038-39: 1.432; 2039-40: 1.432; 2040-41: 1.432; 2041-42: 1.431; 2042-43: 1.43; 2043-44: 1.429; 2044-45: 1.428; 2045-46: 1.427; 2046-47: 1.426; 2047-48: 1.424; 2048-49: 1.423; 2049-50: 1.421
32BL | Unmeasured Non Household - properties | Input | 000's | 2 | 2019-20: 0.005; 2020-21: 0.005; 2021-22: 0.005; 2022-23: 0.006; 2023-24: 0.006; 2024-25: 0.006; 2025-26: 0.006; 2026-27: 0.006; 2027-28: 0.006; 2028-29: 0.006; 2029-30: 0.006; 2030-31: 0.006; 2031-32: 0.006; 2032-33: 0.006; 2033-34: 0.006; 2034-35: 0.006; 2035-36: 0.006; 2036-37: 0.006; 2037-38: 0.006; 2038-39: 0.006; 2039-40: 0.006; 2040-41: 0.006; 2041-42: 0.006; 2042-43: 0.006; 2043-44: 0.006; 2044-45: 0.006; 2045-46: 0.006; 2046-47: 0.006; 2047-48: 0.006; 2048-49: 0.006; 2049-50: 0.006
33BL | All void non-households - properties | Input | 000's | 2 | 2019-20: 0; 2020-21: 0; 2021-22: 0; 2022-23: 0; 2023-24: 0; 2024-25: 0; 2025-26: 0; 2026-27: 0; 2027-28: 0; 2028-29: 0; 2029-30: 0; 2030-31: 0; 2031-32: 0; 2032-33: 0; 2033-34: 0; 2034-35: 0; 2035-36: 0; 2036-37: 0; 2037-38: 0; 2038-39: 0; 2039-40: 0; 2040-41: 0; 2041-42: 0; 2042-43: 0; 2043-44: 0; 2044-45: 0; 2045-46: 0; 2046-47: 0; 2047-48: 0; 2048-49: 0; 2049-50: 0
34BL | Measured households - properties (excl. void) | Year before + sum (34.1BL:34.6BL) | 000's | 2 | 2019-20: 18.116; 2020-21: 18.73; 2021-22: 19.316; 2022-23: 19.846; 2023-24: 20.362; 2024-25: 20.879; 2025-26: 21.307; 2026-27: 21.702; 2027-28: 22.029; 2028-29: 22.329; 2029-30: 22.598; 2030-31: 22.845; 2031-32: 23.089; 2032-33: 23.335; 2033-34: 23.578; 2034-35: 23.817; 2035-36: 24.052; 2036-37: 24.286; 2037-38: 24.518; 2038-39: 24.746; 2039-40: 24.969; 2040-41: 25.188; 2041-42: 25.404; 2042-43: 25.617; 2043-44: 25.827; 2044-45: 26.035; 2045-46: 26.214; 2046-47: 26.393; 2047-48: 26.573; 2048-49: 26.757; 2049-50: 26.928
34.1BL | New build properties - properties | Input (new builds in each year) | 000's | 2 | 2019-20: 0.475; 2020-21: 0.464; 2021-22: 0.446; 2022-23: 0.404; 2023-24: 0.395; 2024-25: 0.401; 2025-26: 0.334; 2026-27: 0.305; 2027-28: 0.239; 2028-29: 0.216; 2029-30: 0.188; 2030-31: 0.168; 2031-32: 0.169; 2032-33: 0.173; 2033-34: 0.172; 2034-35: 0.171; 2035-36: 0.17; 2036-37: 0.171; 2037-38: 0.171; 2038-39: 0.17; 2039-40: 0.167; 2040-41: 0.165; 2041-42: 0.164; 2042-43: 0.163; 2043-44: 0.162; 2044-45: 0.162; 2045-46: 0.161; 2046-47: 0.162; 2047-48: 0.164; 2048-49: 0.168; 2049-50: 0.171
34.2BL | Meter optants - properties | Input (meter optants in each year) | 000's | 2 | 2019-20: 0.102; 2020-21: 0.097; 2021-22: 0.089; 2022-23: 0.078; 2023-24: 0.075; 2024-25: 0.071; 2025-26: 0.052; 2026-27: 0.05; 2027-28: 0.049; 2028-29: 0.047; 2029-30: 0.045; 2030-31: 0.044; 2031-32: 0.042; 2032-33: 0.041; 2033-34: 0.04; 2034-35: 0.038; 2035-36: 0.037; 2036-37: 0.036; 2037-38: 0.035; 2038-39: 0.033; 2039-40: 0.032; 2040-41: 0.031; 2041-42: 0.03; 2042-43: 0.029; 2043-44: 0.028; 2044-45: 0.027; 2045-46: 0; 2046-47: 0; 2047-48: 0; 2048-49: 0; 2049-50: 0
34.3BL | Compulsory metering - properties | Input (compulsory meters in each year) | 000's | 2 | 2019-20: 0; 2020-21: 0; 2021-22: 0; 2022-23: 0; 2023-24: 0; 2024-25: 0; 2025-26: 0; 2026-27: 0; 2027-28: 0; 2028-29: 0; 2029-30: 0; 2030-31: 0; 2031-32: 0; 2032-33: 0; 2033-34: 0; 2034-35: 0; 2035-36: 0; 2036-37: 0; 2037-38: 0; 2038-39: 0; 2039-40: 0; 2040-41: 0; 2041-42: 0; 2042-43: 0; 2043-44: 0; 2044-45: 0; 2045-46: 0; 2046-47: 0; 2047-48: 0; 2048-49: 0; 2049-50: 0
34.4BL | Metering on change of occupancy - properties | Input (change of occupancy meters in each year) | 000's | 2 | 2019-20: 0.051; 2020-21: 0.049; 2021-22: 0.047; 2022-23: 0.045; 2023-24: 0.043; 2024-25: 0.042; 2025-26: 0.04; 2026-27: 0.038; 2027-28: 0.037; 2028-29: 0.035; 2029-30: 0.034; 2030-31: 0.033; 2031-32: 0.031; 2032-33: 0.03; 2033-34: 0.029; 2034-35: 0.028; 2035-36: 0.026; 2036-37: 0.025; 2037-38: 0.024; 2038-39: 0.023; 2039-40: 0.022; 2040-41: 0.022; 2041-42: 0.021; 2042-43: 0.02; 2043-44: 0.019; 2044-45: 0.018; 2045-46: 0.018; 2046-47: 0.017; 2047-48: 0.016; 2048-49: 0.016; 2049-50: 0
34.5BL | Selective metering - properties | Input (selective meters in each year) | 000's | 2 | 2019-20: 0.004; 2020-21: 0.004; 2021-22: 0.004; 2022-23: 0.003; 2023-24: 0.003; 2024-25: 0.003; 2025-26: 0.002; 2026-27: 0.002; 2027-28: 0.002; 2028-29: 0.002; 2029-30: 0.002; 2030-31: 0.002; 2031-32: 0.002; 2032-33: 0.002; 2033-34: 0.002; 2034-35: 0.002; 2035-36: 0.002; 2036-37: 0.002; 2037-38: 0.002; 2038-39: 0.002; 2039-40: 0.002; 2040-41: 0.001; 2041-42: 0.001; 2042-43: 0.001; 2043-44: 0.001; 2044-45: 0.001; 2045-46: 0; 2046-47: 0; 2047-48: 0; 2048-49: 0; 2049-50: 0
34.6BL | Other changes to existing metering - properties | Input (other changes to meters in each year) | 000's | 2 | 2019-20: 0; 2020-21: 0; 2021-22: 0; 2022-23: 0; 2023-24: 0; 2024-25: 0; 2025-26: 0; 2026-27: 0; 2027-28: 0; 2028-29: 0; 2029-30: 0; 2030-31: 0; 2031-32: 0; 2032-33: 0; 2033-34: 0; 2034-35: 0; 2035-36: 0; 2036-37: 0; 2037-38: 0; 2038-39: 0; 2039-40: 0; 2040-41: 0; 2041-42: 0; 2042-43: 0; 2043-44: 0; 2044-45: 0; 2045-46: 0; 2046-47: 0; 2047-48: 0; 2048-49: 0; 2049-50: 0
34.7BL | Measured household void properties | Input | 000's | 2 | 2019-20: 0.367; 2020-21: 0.376; 2021-22: 0.384; 2022-23: 0.394; 2023-24: 0.402; 2024-25: 0.411; 2025-26: 0.418; 2026-27: 0.425; 2027-28: 0.432; 2028-29: 0.438; 2029-30: 0.444; 2030-31: 0.45; 2031-32: 0.456; 2032-33: 0.462; 2033-34: 0.467; 2034-35: 0.473; 2035-36: 0.478; 2036-37: 0.483; 2037-38: 0.488; 2038-39: 0.493; 2039-40: 0.498; 2040-41: 0.503; 2041-42: 0.508; 2042-43: 0.512; 2043-44: 0.517; 2044-45: 0.521; 2045-46: 0.525; 2046-47: 0.529; 2047-48: 0.533; 2048-49: 0.537; 2049-50: 0.54
35BL | Unmeasured households - properties (excl. void) | Input | 000's | 2 | 2019-20: 2.624; 2020-21: 2.501; 2021-22: 2.395; 2022-23: 2.269; 2023-24: 2.149; 2024-25: 2.033; 2025-26: 1.939; 2026-27: 1.848; 2027-28: 1.761; 2028-29: 1.676; 2029-30: 1.595; 2030-31: 1.516; 2031-32: 1.441; 2032-33: 1.368; 2033-34: 1.298; 2034-35: 1.23; 2035-36: 1.165; 2036-37: 1.102; 2037-38: 1.042; 2038-39: 0.983; 2039-40: 0.927; 2040-41: 0.873; 2041-42: 0.821; 2042-43: 0.77; 2043-44: 0.722; 2044-45: 0.675; 2045-46: 0.657; 2046-47: 0.64; 2047-48: 0.624; 2048-49: 0.609; 2049-50: 0.609
35.1BL | Unmeasured household void properties | Input | 000's | 2 | 2019-20: 0.053; 2020-21: 0.05; 2021-22: 0.048; 2022-23: 0.045; 2023-24: 0.043; 2024-25: 0.04; 2025-26: 0.038; 2026-27: 0.037; 2027-28: 0.035; 2028-29: 0.033; 2029-30: 0.032; 2030-31: 0.03; 2031-32: 0.029; 2032-33: 0.027; 2033-34: 0.026; 2034-35: 0.025; 2035-36: 0.023; 2036-37: 0.022; 2037-38: 0.021; 2038-39: 0.02; 2039-40: 0.019; 2040-41: 0.018; 2041-42: 0.017; 2042-43: 0.016; 2043-44: 0.015; 2044-45: 0.014; 2045-46: 0.013; 2046-47: 0.013; 2047-48: 0.013; 2048-49: 0.012; 2049-50: 0.012
36BL | Total Resource Zone Properties (incl. voids) | sum (31BL:34BL) + 34.7BL + 35BL + 35.1BL | 000's | 2 | 2019-20: 22.513; 2020-21: 23.022; 2021-22: 23.517; 2022-23: 23.942; 2023-24: 24.355; 2024-25: 24.773; 2025-26: 25.12; 2026-27: 25.435; 2027-28: 25.685; 2028-29: 25.908; 2029-30: 26.102; 2030-31: 26.276; 2031-32: 26.451; 2032-33: 26.628; 2033-34: 26.806; 2034-35: 26.983; 2035-36: 27.156; 2036-37: 27.331; 2037-38: 27.507; 2038-39: 27.68; 2039-40: 27.851; 2040-41: 28.02; 2041-42: 28.187; 2042-43: 28.351; 2043-44: 28.516; 2044-45: 28.679; 2045-46: 28.842; 2046-47: 29.007; 2047-48: 29.173; 2048-49: 29.344; 2049-50: 29.516
37BL | Measured Non Household - Population | Input | 000's | 2 | 2019-20: 1.649; 2020-21: 1.661; 2021-22: 1.669; 2022-23: 1.684; 2023-24: 1.695; 2024-25: 1.704; 2025-26: 1.712; 2026-27: 1.725; 2027-28: 1.738; 2028-29: 1.753; 2029-30: 1.767; 2030-31: 1.78; 2031-32: 1.806; 2032-33: 1.825; 2033-34: 1.839; 2034-35: 1.851; 2035-36: 1.861; 2036-37: 1.872; 2037-38: 1.882; 2038-39: 1.893; 2039-40: 1.903; 2040-41: 1.915; 2041-42: 1.929; 2042-43: 1.943; 2043-44: 1.96; 2044-45: 1.977; 2045-46: 1.996; 2046-47: 2.017; 2047-48: 2.037; 2048-49: 2.058; 2049-50: 2.078
38BL | Unmeasured Non Household - Population | Input | 000's | 2 | 2019-20: 0.007; 2020-21: 0.007; 2021-22: 0.007; 2022-23: 0.007; 2023-24: 0.007; 2024-25: 0.007; 2025-26: 0.007; 2026-27: 0.007; 2027-28: 0.007; 2028-29: 0.007; 2029-30: 0.007; 2030-31: 0.007; 2031-32: 0.007; 2032-33: 0.007; 2033-34: 0.007; 2034-35: 0.007; 2035-36: 0.007; 2036-37: 0.008; 2037-38: 0.008; 2038-39: 0.008; 2039-40: 0.008; 2040-41: 0.008; 2041-42: 0.008; 2042-43: 0.008; 2043-44: 0.008; 2044-45: 0.008; 2045-46: 0.008; 2046-47: 0.008; 2047-48: 0.008; 2048-49: 0.008; 2049-50: 0.008
39BL | Measured Household - Population | Input | 000's | 2 | 2019-20: 41.134; 2020-21: 42.201; 2021-22: 43.098; 2022-23: 44.212; 2023-24: 45.234; 2024-25: 46.237; 2025-26: 47.016; 2026-27: 47.77; 2027-28: 48.362; 2028-29: 48.877; 2029-30: 49.299; 2030-31: 49.658; 2031-32: 50.015; 2032-33: 50.389; 2033-34: 50.783; 2034-35: 51.174; 2035-36: 51.558; 2036-37: 51.924; 2037-38: 52.303; 2038-39: 52.69; 2039-40: 53.119; 2040-41: 53.528; 2041-42: 53.948; 2042-43: 54.379; 2043-44: 54.812; 2044-45: 55.247; 2045-46: 55.602; 2046-47: 55.959; 2047-48: 56.336; 2048-49: 56.726; 2049-50: 57.084
40BL | Unmeasured Household - Population | Input | 000's | 2 | 2019-20: 7.395; 2020-21: 7.058; 2021-22: 6.761; 2022-23: 6.42; 2023-24: 6.087; 2024-25: 5.768; 2025-26: 5.504; 2026-27: 5.255; 2027-28: 5.016; 2028-29: 4.785; 2029-30: 4.561; 2030-31: 4.346; 2031-32: 4.139; 2032-33: 3.941; 2033-34: 3.752; 2034-35: 3.571; 2035-36: 3.396; 2036-37: 3.227; 2037-38: 3.065; 2038-39: 2.91; 2039-40: 2.762; 2040-41: 2.619; 2041-42: 2.482; 2042-43: 2.349; 2043-44: 2.221; 2044-45: 2.097; 2045-46: 2.05; 2046-47: 2.005; 2047-48: 1.961; 2048-49: 1.92; 2049-50: 1.92
41BL | Total Resource Zone Population | sum (37BL:40BL) | 000's | 2 | 2019-20: 50.185; 2020-21: 50.927; 2021-22: 51.535; 2022-23: 52.323; 2023-24: 53.023; 2024-25: 53.716; 2025-26: 54.239; 2026-27: 54.757; 2027-28: 55.123; 2028-29: 55.422; 2029-30: 55.634; 2030-31: 55.791; 2031-32: 55.967; 2032-33: 56.162; 2033-34: 56.381; 2034-35: 56.603; 2035-36: 56.822; 2036-37: 57.031; 2037-38: 57.258; 2038-39: 57.501; 2039-40: 57.792; 2040-41: 58.07; 2041-42: 58.367; 2042-43: 58.679; 2043-44: 59.001; 2044-45: 59.329; 2045-46: 59.656; 2046-47: 59.989; 2047-48: 60.342; 2048-49: 60.712; 2049-50: 61.09
42BL | Average household occupancy rate (excl. voids) | (39BL + 40BL) / (34BL + 35BL) | h/prop | 1 | 2019-20: 2.3399; 2020-21: 2.3201; 2021-22: 2.2965; 2022-23: 2.2895; 2023-24: 2.2798; 2024-25: 2.2698; 2025-26: 2.2593; 2026-27: 2.2516; 2027-28: 2.2437; 2028-29: 2.2355; 2029-30: 2.2263; 2030-31: 2.2168; 2031-32: 2.2077; 2032-33: 2.1993; 2033-34: 2.1923; 2034-35: 2.1857; 2035-36: 2.1792; 2036-37: 2.1723; 2037-38: 2.1662; 2038-39: 2.161; 2039-40: 2.1579; 2040-41: 2.1544; 2041-42: 2.1518; 2042-43: 2.1498; 2043-44: 2.1482; 2044-45: 2.1469; 2045-46: 2.1455; 2046-47: 2.1442; 2047-48: 2.1435; 2048-49: 2.143; 2049-50: 2.1427
43BL | Total Household Metering penetration (excl. voids) | 34BL / (34BL + 35BL) | % | 1 | 2019-20: 87.35%; 2020-21: 88.22%; 2021-22: 88.97%; 2022-23: 89.74%; 2023-24: 90.45%; 2024-25: 91.13%; 2025-26: 91.66%; 2026-27: 92.15%; 2027-28: 92.6%; 2028-29: 93.02%; 2029-30: 93.41%; 2030-31: 93.78%; 2031-32: 94.13%; 2032-33: 94.46%; 2033-34: 94.78%; 2034-35: 95.09%; 2035-36: 95.38%; 2036-37: 95.66%; 2037-38: 95.92%; 2038-39: 96.18%; 2039-40: 96.42%; 2040-41: 96.65%; 2041-42: 96.87%; 2042-43: 97.08%; 2043-44: 97.28%; 2044-45: 97.47%; 2045-46: 97.55%; 2046-47: 97.63%; 2047-48: 97.71%; 2048-49: 97.77%; 2049-50: 97.79%
44BL | Total Household Metering penetration (incl. voids) | (34BL) / (34BL + 34.7BL + 35BL + 35.1BL) | % | 1 | 2019-20: 85.61%; 2020-21: 86.48%; 2021-22: 87.23%; 2022-23: 87.99%; 2023-24: 88.7%; 2024-25: 89.37%; 2025-26: 89.9%; 2026-27: 90.38%; 2027-28: 90.82%; 2028-29: 91.23%; 2029-30: 91.6%; 2030-31: 91.96%; 2031-32: 92.3%; 2032-33: 92.63%; 2033-34: 92.94%; 2034-35: 93.24%; 2035-36: 93.52%; 2036-37: 93.79%; 2037-38: 94.05%; 2038-39: 94.3%; 2039-40: 94.53%; 2040-41: 94.76%; 2041-42: 94.97%; 2042-43: 95.18%; 2043-44: 95.37%; 2044-45: 95.56%; 2045-46: 95.64%; 2046-47: 95.71%; 2047-48: 95.78%; 2048-49: 95.85%; 2049-50: 95.87%
45BL | Distribution input | sum (12BL:15BL) +21BL + 22BL + 27BL + 28BL | Ml/d | 2 | 2019-20: 14.3; 2020-21: 14.25; 2021-22: 14.25; 2022-23: 14.23; 2023-24: 14.15; 2024-25: 14.14; 2025-26: 14.16; 2026-27: 14.2; 2027-28: 14.21; 2028-29: 14.21; 2029-30: 14.2; 2030-31: 14.18; 2031-32: 14.19; 2032-33: 14.26; 2033-34: 14.29; 2034-35: 14.36; 2035-36: 14.42; 2036-37: 14.49; 2037-38: 14.56; 2038-39: 14.64; 2039-40: 14.72; 2040-41: 14.8; 2041-42: 14.88; 2042-43: 14.96; 2043-44: 15.04; 2044-45: 15.13; 2045-46: 15.22; 2046-47: 15.31; 2047-48: 15.4; 2048-49: 15.52; 2049-50: 15.63
46BL | Target headroom (climate change component) | Input | Ml/d | 2 | 2019-20: 0.0011337; 2020-21: 0.0011337; 2021-22: 0.0011337; 2022-23: 0.0011337; 2023-24: 0.0011337; 2024-25: 0.0011337; 2025-26: 0.0011337; 2026-27: 0.00056802; 2027-28: 0.0010177; 2028-29: 0.00083816; 2029-30: 0.00077294; 2030-31: 0.0023443; 2031-32: 0.0014795; 2032-33: 0.0024519; 2033-34: 0.0019971; 2034-35: 0.001323; 2035-36: 0.0033447; 2036-37: 0.0012241; 2037-38: 0.0029609; 2038-39: 0.0042184; 2039-40: 0; 2040-41: 0; 2041-42: 0; 2042-43: 0; 2043-44: 0; 2044-45: 0; 2045-46: 0; 2046-47: 0; 2047-48: 0; 2048-49: 0; 2049-50: 0
47BL | Target headroom (All other components) | Input | Ml/d | 2 | 2019-20: 0.55322; 2020-21: 0.55322; 2021-22: 0.55322; 2022-23: 0.55322; 2023-24: 0.55322; 2024-25: 0.55322; 2025-26: 0.55322; 2026-27: 0.53808; 2027-28: 0.5428; 2028-29: 0.54144; 2029-30: 0.55647; 2030-31: 0.56882; 2031-32: 0.58441; 2032-33: 0.59529; 2033-34: 0.60288; 2034-35: 0.64511; 2035-36: 0.55601; 2036-37: 0.49213; 2037-38: 0.52981; 2038-39: 0.56287; 2039-40: 0.41625; 2040-41: 0.4366; 2041-42: 0.46534; 2042-43: 0.48862; 2043-44: 0.51564; 2044-45: 0.51257; 2045-46: 0.425; 2046-47: 0.43301; 2047-48: 0.42347; 2048-49: 0.4302; 2049-50: 0.425
48BL | Target Headroom | 46BL + 47BL | Ml/d | 2 | 2019-20: 0.55436; 2020-21: 0.55436; 2021-22: 0.55436; 2022-23: 0.55436; 2023-24: 0.55436; 2024-25: 0.55436; 2025-26: 0.55436; 2026-27: 0.53865; 2027-28: 0.54381; 2028-29: 0.54228; 2029-30: 0.55724; 2030-31: 0.57116; 2031-32: 0.58589; 2032-33: 0.59774; 2033-34: 0.60488; 2034-35: 0.64643; 2035-36: 0.55935; 2036-37: 0.49335; 2037-38: 0.53277; 2038-39: 0.56709; 2039-40: 0.41625; 2040-41: 0.4366; 2041-42: 0.46534; 2042-43: 0.48862; 2043-44: 0.51564; 2044-45: 0.51257; 2045-46: 0.425; 2046-47: 0.43301; 2047-48: 0.42347; 2048-49: 0.4302; 2049-50: 0.425
49BL | Available Headroom | 11BL - 45BL | Ml/d | 2 | 2019-20: -1.68; 2020-21: -1.63; 2021-22: -1.63; 2022-23: -1.61; 2023-24: -1.53; 2024-25: -1.52; 2025-26: 3.46; 2026-27: 3.42; 2027-28: 3.41; 2028-29: 3.41; 2029-30: 3.42; 2030-31: 3.44; 2031-32: 3.43; 2032-33: 3.36; 2033-34: 3.33; 2034-35: 3.26; 2035-36: 3.2; 2036-37: 3.13; 2037-38: 3.06; 2038-39: 2.98; 2039-40: 2.9; 2040-41: 2.82; 2041-42: 2.74; 2042-43: 2.66; 2043-44: 2.58; 2044-45: 2.49; 2045-46: -4.84; 2046-47: -4.93; 2047-48: -5.02; 2048-49: -5.14; 2049-50: -5.25
49.1BL | Available non-potable balance (if applicable) | 1.1BL -12.1BL | Ml/d | 2 | 2019-20: 0; 2020-21: 0; 2021-22: 0; 2022-23: 0; 2023-24: 0; 2024-25: 0; 2025-26: 0; 2026-27: 0; 2027-28: 0; 2028-29: 0; 2029-30: 0; 2030-31: 0; 2031-32: 0; 2032-33: 0; 2033-34: 0; 2034-35: 0; 2035-36: 0; 2036-37: 0; 2037-38: 0; 2038-39: 0; 2039-40: 0; 2040-41: 0; 2041-42: 0; 2042-43: 0; 2043-44: 0; 2044-45: 0; 2045-46: 0; 2046-47: 0; 2047-48: 0; 2048-49: 0; 2049-50: 0
50BL | Supply Demand Balance |  | Ml/d | 2 | 2019-20: -2.2344; 2020-21: -2.1844; 2021-22: -2.1844; 2022-23: -2.1644; 2023-24: -2.0844; 2024-25: -2.0744; 2025-26: 2.9056; 2026-27: 2.8814; 2027-28: 2.8662; 2028-29: 2.8677; 2029-30: 2.8628; 2030-31: 2.8688; 2031-32: 2.8441; 2032-33: 2.7623; 2033-34: 2.7251; 2034-35: 2.6136; 2035-36: 2.6406; 2036-37: 2.6367; 2037-38: 2.5272; 2038-39: 2.4129; 2039-40: 2.4837; 2040-41: 2.3834; 2041-42: 2.2747; 2042-43: 2.1714; 2043-44: 2.0644; 2044-45: 1.9774; 2045-46: -5.265; 2046-47: -5.363; 2047-48: -5.4435; 2048-49: -5.5702; 2049-50: -5.675
Table 3e: DYCP - Final plan Options | Back to top of sheet
WRMP24 reference | Option type | Cat ID | Unit | Decimal places | 2019-20 | 2020-21 | 2021-22 | 2022-23 | 2023-24 | 2024-25 | 2025-26 | 2026-27 | 2027-28 | 2028-29 | 2029-30 | 2030-31 | 2031-32 | 2032-33 | 2033-34 | 2034-35 | 2035-36 | 2036-37 | 2037-38 | 2038-39 | 2039-40 | 2040-41 | 2041-42 | 2042-43 | 2043-44 | 2044-45 | 2045-46 | 2046-47 | 2047-48 | 2048-49 | 2049-50 | 2050-51 | 2051-52 | 2052-53 | 2053-54 | 2054-55 | 2055-56 | 2056-57 | 2057-58 | 2058-59 | 2059-60 | 2060-61 | 2061-62 | 2062-63 | 2063-64 | 2064-65 | 2065-66 | 2066-67 | 2067-68 | 2068-69 | 2069-70 | 2070-71 | 2071-72 | 2072-73 | 2073-74 | 2074-75 | 2075-76 | 2076-77 | 2077-78 | 2078-79 | 2079-80 | 2080-81 | 2081-82 | 2082-83 | 2083-84 | 2084-85 | 2085-86 | 2086-87 | 2087-88 | 2088-89 | 2089-90 | 2090-91 | 2091-92 | 2092-93 | 2093-94 | 2094-95 | 2095-96 | 2096-97 | 2097-98 | 2098-99 | 2099-100
1.11FP | Non potable supplies input reductions as -ve and increases as +ve | RSNPS | Ml/d | 2 | 2019-20: 0; 2020-21: 0; 2021-22: 0; 2022-23: 0; 2023-24: 0; 2024-25: 0; 2025-26: 0; 2026-27: 0; 2027-28: 0; 2028-29: 0; 2029-30: 0; 2030-31: 0; 2031-32: 0; 2032-33: 0; 2033-34: 0; 2034-35: 0; 2035-36: 0; 2036-37: 0; 2037-38: 0; 2038-39: 0; 2039-40: 0; 2040-41: 0; 2041-42: 0; 2042-43: 0; 2043-44: 0; 2044-45: 0; 2045-46: 0; 2046-47: 0; 2047-48: 0; 2048-49: 0; 2049-50: 0
2.1FP | Raw water imports | RSRWI | Ml/d | 2 | 2019-20: 0; 2020-21: 0; 2021-22: 0; 2022-23: 0; 2023-24: 0; 2024-25: 0; 2025-26: 0; 2026-27: 0; 2027-28: 0; 2028-29: 0; 2029-30: 0; 2030-31: 0; 2031-32: 0; 2032-33: 0; 2033-34: 0; 2034-35: 0; 2035-36: 0; 2036-37: 0; 2037-38: 0; 2038-39: 0; 2039-40: 0; 2040-41: 0; 2041-42: 0; 2042-43: 0; 2043-44: 0; 2044-45: 0; 2045-46: 0; 2046-47: 0; 2047-48: 0; 2048-49: 0; 2049-50: 0
3.1FP | Potable water imports input reductions as -ve | RSPWI | Ml/d | 2 | 2019-20: 0; 2020-21: 0; 2021-22: 0; 2022-23: 0; 2023-24: 0; 2024-25: 0; 2025-26: 0; 2026-27: 0; 2027-28: 0; 2028-29: 0; 2029-30: 0; 2030-31: 0; 2031-32: 0; 2032-33: 0; 2033-34: 0; 2034-35: 0; 2035-36: 0; 2036-37: 0; 2037-38: 0; 2038-39: 0; 2039-40: 0; 2040-41: 0.14; 2041-42: 0.14; 2042-43: 0.14; 2043-44: 0.14; 2044-45: 0.14; 2045-46: 3.174; 2046-47: 3.2; 2047-48: 3.21; 2048-49: 3.22; 2049-50: 3.254
4.1FP | Raw water exports input reductions as +ve and increases as -ve | RSRWE | Ml/d | 2 | 2019-20: 0; 2020-21: 0; 2021-22: 0; 2022-23: 0; 2023-24: 0; 2024-25: 0; 2025-26: 0; 2026-27: 0; 2027-28: 0; 2028-29: 0; 2029-30: 0; 2030-31: 0; 2031-32: 0; 2032-33: 0; 2033-34: 0; 2034-35: 0; 2035-36: 0; 2036-37: 0; 2037-38: 0; 2038-39: 0; 2039-40: 0; 2040-41: 0; 2041-42: 0; 2042-43: 0; 2043-44: 0; 2044-45: 0; 2045-46: 0; 2046-47: 0; 2047-48: 0; 2048-49: 0; 2049-50: 0
5.1FP | Potable water exports input reductions as +ve and increases as -ve | RSPWE | Ml/d | 2 | 2019-20: 0; 2020-21: 0; 2021-22: 0; 2022-23: 0; 2023-24: 0; 2024-25: 0; 2025-26: 0; 2026-27: 0; 2027-28: 0; 2028-29: 0; 2029-30: 0; 2030-31: 0; 2031-32: 0; 2032-33: 0; 2033-34: 0; 2034-35: 0; 2035-36: 0; 2036-37: 0; 2037-38: 0; 2038-39: 0; 2039-40: 0; 2040-41: 0; 2041-42: 0; 2042-43: 0; 2043-44: 0; 2044-45: 0; 2045-46: 0; 2046-47: 0; 2047-48: 0; 2048-49: 0; 2049-50: 0
6.2FP | DO benefit from increase raw water abstractions | RSRWA | Ml/d | 2 | 2019-20: 0; 2020-21: 0; 2021-22: 0; 2022-23: 0; 2023-24: 0; 2024-25: 0; 2025-26: 0; 2026-27: 0; 2027-28: 0; 2028-29: 0; 2029-30: 0; 2030-31: 0; 2031-32: 0; 2032-33: 0; 2033-34: 0; 2034-35: 0; 2035-36: 0; 2036-37: 0; 2037-38: 0; 2038-39: 0; 2039-40: 0; 2040-41: 0; 2041-42: 0; 2042-43: 0; 2043-44: 0; 2044-45: 0; 2045-46: 0; 2046-47: 0; 2047-48: 0; 2048-49: 0; 2049-50: 0
6.3FP | Other options to increase deployable output | RSIPO | Ml/d | 2 | 2019-20: 0; 2020-21: 0; 2021-22: 0; 2022-23: 0; 2023-24: 0; 2024-25: 0; 2025-26: 0; 2026-27: 0; 2027-28: 0; 2028-29: 0; 2029-30: 0; 2030-31: 0; 2031-32: 0; 2032-33: 0; 2033-34: 0; 2034-35: 0; 2035-36: 0; 2036-37: 0; 2037-38: 0; 2038-39: 0; 2039-40: 0; 2040-41: 0; 2041-42: 0; 2042-43: 0; 2043-44: 0; 2044-45: 0; 2045-46: 0; 2046-47: 0; 2047-48: 0; 2048-49: 0; 2049-50: 0
7.01FP | DO benefit from supply side drought measures | RSDPS | Ml/d | 2 | 2019-20: 0; 2020-21: 0; 2021-22: 0; 2022-23: 0; 2023-24: 0; 2024-25: 0; 2025-26: 0; 2026-27: 0; 2027-28: 0; 2028-29: 0; 2029-30: 0; 2030-31: 0; 2031-32: 0; 2032-33: 0; 2033-34: 0; 2034-35: 0; 2035-36: 0; 2036-37: 0; 2037-38: 0; 2038-39: 0; 2039-40: 0; 2040-41: 0; 2041-42: 0; 2042-43: 0; 2043-44: 0; 2044-45: 0; 2045-46: 0; 2046-47: 0; 2047-48: 0; 2048-49: 0; 2049-50: 0
7.02FP | DO benefit from demand side drought measures | RSDPD | Ml/d | 2 | 2019-20: 0; 2020-21: 0; 2021-22: 0; 2022-23: 0; 2023-24: 0; 2024-25: 0; 2025-26: 0; 2026-27: 0; 2027-28: 0; 2028-29: 0; 2029-30: 0; 2030-31: 0; 2031-32: 0; 2032-33: 0; 2033-34: 0; 2034-35: 0; 2035-36: 0; 2036-37: 0; 2037-38: 0; 2038-39: 0; 2039-40: 0; 2040-41: 0; 2041-42: 0; 2042-43: 0; 2043-44: 0; 2044-45: 0; 2045-46: 0; 2046-47: 0; 2047-48: 0; 2048-49: 0; 2049-50: 0
8.1FP | Reduce raw water losses and operational use input as -ve | RSLOU | Ml/d | 2 | 2019-20: 0; 2020-21: 0; 2021-22: 0; 2022-23: 0; 2023-24: 0; 2024-25: 0; 2025-26: 0; 2026-27: 0; 2027-28: 0; 2028-29: 0; 2029-30: 0; 2030-31: 0; 2031-32: 0; 2032-33: 0; 2033-34: 0; 2034-35: 0; 2035-36: 0; 2036-37: 0; 2037-38: 0; 2038-39: 0; 2039-40: 0; 2040-41: 0; 2041-42: 0; 2042-43: 0; 2043-44: 0; 2044-45: 0; 2045-46: 0; 2046-47: 0; 2047-48: 0; 2048-49: 0; 2049-50: 0
8.2FP | Reduce treatment works losses input as -ve | PSTWL | Ml/d | 2 | 2019-20: 0; 2020-21: 0; 2021-22: 0; 2022-23: 0; 2023-24: 0; 2024-25: 0; 2025-26: 0; 2026-27: 0; 2027-28: 0; 2028-29: 0; 2029-30: 0; 2030-31: 0; 2031-32: 0; 2032-33: 0; 2033-34: 0; 2034-35: 0; 2035-36: 0; 2036-37: 0; 2037-38: 0; 2038-39: 0; 2039-40: 0; 2040-41: 0; 2041-42: 0; 2042-43: 0; 2043-44: 0; 2044-45: 0; 2045-46: 0; 2046-47: 0; 2047-48: 0; 2048-49: 0; 2049-50: 0
9.1FP | Reduce outages input as -ve | PSROU | Ml/d | 2 | 2019-20: 0; 2020-21: 0; 2021-22: 0; 2022-23: 0; 2023-24: 0; 2024-25: 0; 2025-26: 0; 2026-27: 0; 2027-28: 0; 2028-29: 0; 2029-30: 0; 2030-31: 0; 2031-32: 0; 2032-33: 0; 2033-34: 0; 2034-35: 0; 2035-36: 0; 2036-37: 0; 2037-38: 0; 2038-39: 0; 2039-40: 0; 2040-41: 0; 2041-42: 0; 2042-43: 0; 2043-44: 0; 2044-45: 0; 2045-46: 0; 2046-47: 0; 2047-48: 0; 2048-49: 0; 2049-50: 0
12.2FP | Change volume delivered to measured non households input reductions as -ve, line to include both measured non-household consumption and USPL options | CVMNH | Ml/d | 2 | 2019-20: 0; 2020-21: 0; 2021-22: 0; 2022-23: 0; 2023-24: 0; 2024-25: 0; 2025-26: -0.04; 2026-27: -0.08; 2027-28: -0.11; 2028-29: -0.14; 2029-30: -0.17; 2030-31: -0.19; 2031-32: -0.22; 2032-33: -0.25; 2033-34: -0.28; 2034-35: -0.3; 2035-36: -0.33; 2036-37: -0.36; 2037-38: -0.39; 2038-39: -0.41; 2039-40: -0.44; 2040-41: -0.47; 2041-42: -0.5; 2042-43: -0.52; 2043-44: -0.55; 2044-45: -0.58; 2045-46: -0.6; 2046-47: -0.63; 2047-48: -0.65; 2048-49: -0.68; 2049-50: -0.71
13.1FP | Change volume delivered to unmeasured non households input reductions as -ve, line to include both unmeasured non-household consumption and USPL options | CVUNH | Ml/d | 2 | 2019-20: 0; 2020-21: 0; 2021-22: 0; 2022-23: 0; 2023-24: 0; 2024-25: 0; 2025-26: 0; 2026-27: 0; 2027-28: 0; 2028-29: 0; 2029-30: 0; 2030-31: 0; 2031-32: 0; 2032-33: 0; 2033-34: 0; 2034-35: 0; 2035-36: 0; 2036-37: 0; 2037-38: 0; 2038-39: 0; 2039-40: 0; 2040-41: 0; 2041-42: 0; 2042-43: 0; 2043-44: 0; 2044-45: 0; 2045-46: 0; 2046-47: 0; 2047-48: 0; 2048-49: 0; 2049-50: 0
14.1FP | Change volume delivered to measured households input reductions as -ve, line to include both measured household consumption and USPL options | CVMHH | Ml/d | 2 | 2019-20: 0; 2020-21: 0; 2021-22: 0; 2022-23: 0; 2023-24: 0; 2024-25: 0; 2025-26: -0.08; 2026-27: -0.11; 2027-28: -0.14; 2028-29: -0.19; 2029-30: -0.24; 2030-31: -0.29; 2031-32: -0.34; 2032-33: -0.38; 2033-34: -0.41; 2034-35: -0.5; 2035-36: -0.59; 2036-37: -0.68; 2037-38: -0.77; 2038-39: -0.87; 2039-40: -0.96; 2040-41: -1.05; 2041-42: -1.15; 2042-43: -1.24; 2043-44: -1.34; 2044-45: -1.38; 2045-46: -1.42; 2046-47: -1.46; 2047-48: -1.5; 2048-49: -1.55; 2049-50: -1.59
15.1FP | Change volume delivered to unmeasured households input reductions as -ve, line to include both unmeasured household consumption and USPL options | CVUHH | Ml/d | 2 | 2019-20: 0; 2020-21: 0; 2021-22: 0; 2022-23: 0; 2023-24: 0; 2024-25: 0; 2025-26: 0; 2026-27: 0; 2027-28: 0; 2028-29: 0; 2029-30: 0; 2030-31: 0; 2031-32: 0; 2032-33: 0; 2033-34: 0; 2034-35: 0; 2035-36: 0; 2036-37: 0; 2037-38: 0; 2038-39: 0; 2039-40: 0; 2040-41: 0; 2041-42: 0; 2042-43: 0; 2043-44: 0; 2044-45: 0; 2045-46: 0; 2046-47: 0; 2047-48: 0; 2048-49: 0; 2049-50: 0
21.1FP | Options to reduce water taken unbilled input as -ve | CSWTU | Ml/d | 2 | 2019-20: 0; 2020-21: 0; 2021-22: 0; 2022-23: 0; 2023-24: 0; 2024-25: 0; 2025-26: 0; 2026-27: 0; 2027-28: 0; 2028-29: 0; 2029-30: 0; 2030-31: 0; 2031-32: 0; 2032-33: 0; 2033-34: 0; 2034-35: 0; 2035-36: 0; 2036-37: 0; 2037-38: 0; 2038-39: 0; 2039-40: 0; 2040-41: 0; 2041-42: 0; 2042-43: 0; 2043-44: 0; 2044-45: 0; 2045-46: 0; 2046-47: 0; 2047-48: 0; 2048-49: 0; 2049-50: 0
22.1FP | Reduce distribution system operational use (DSOU) input as -ve | DSDOU | Ml/d | 2 | 2019-20: 0; 2020-21: 0; 2021-22: 0; 2022-23: 0; 2023-24: 0; 2024-25: 0; 2025-26: 0; 2026-27: 0; 2027-28: 0; 2028-29: 0; 2029-30: 0; 2030-31: 0; 2031-32: 0; 2032-33: 0; 2033-34: 0; 2034-35: 0; 2035-36: 0; 2036-37: 0; 2037-38: 0; 2038-39: 0; 2039-40: 0; 2040-41: 0; 2041-42: 0; 2042-43: 0; 2043-44: 0; 2044-45: 0; 2045-46: 0; 2046-47: 0; 2047-48: 0; 2048-49: 0; 2049-50: 0
23.1FP | Options impacting on measured Non Household - USPL input reductions as -ve | CUMNH | Ml/d | 2 | 2019-20: 0; 2020-21: 0; 2021-22: 0; 2022-23: 0; 2023-24: 0; 2024-25: 0; 2025-26: 0; 2026-27: 0; 2027-28: 0; 2028-29: 0; 2029-30: 0; 2030-31: 0; 2031-32: 0; 2032-33: 0; 2033-34: 0; 2034-35: 0; 2035-36: 0; 2036-37: 0; 2037-38: 0; 2038-39: 0; 2039-40: 0; 2040-41: 0; 2041-42: 0; 2042-43: -0.01; 2043-44: -0.01; 2044-45: -0.01; 2045-46: -0.01; 2046-47: -0.01; 2047-48: -0.01; 2048-49: -0.01; 2049-50: -0.01
24.1FP | Options impacting on unmeasured Non Household - USPL input reductions as -ve | CUUNH | Ml/d | 2 | 2019-20: 0; 2020-21: 0; 2021-22: 0; 2022-23: 0; 2023-24: 0; 2024-25: 0; 2025-26: 0; 2026-27: 0; 2027-28: 0; 2028-29: 0; 2029-30: 0; 2030-31: 0; 2031-32: 0; 2032-33: 0; 2033-34: 0; 2034-35: 0; 2035-36: 0; 2036-37: 0; 2037-38: 0; 2038-39: 0; 2039-40: 0; 2040-41: 0; 2041-42: 0; 2042-43: 0; 2043-44: 0; 2044-45: 0; 2045-46: 0; 2046-47: 0; 2047-48: 0; 2048-49: 0; 2049-50: 0
25.1FP | Options impacting on measured Household - USPL input reductions as -ve | CUMHH | Ml/d | 2 | 2019-20: 0; 2020-21: 0; 2021-22: 0; 2022-23: 0; 2023-24: 0; 2024-25: 0; 2025-26: -0.02; 2026-27: -0.02; 2027-28: -0.03; 2028-29: -0.03; 2029-30: -0.03; 2030-31: -0.03; 2031-32: -0.03; 2032-33: -0.03; 2033-34: -0.04; 2034-35: -0.04; 2035-36: -0.04; 2036-37: -0.04; 2037-38: -0.04; 2038-39: -0.04; 2039-40: -0.04; 2040-41: -0.04; 2041-42: -0.05; 2042-43: -0.05; 2043-44: -0.05; 2044-45: -0.05; 2045-46: -0.05; 2046-47: -0.05; 2047-48: -0.05; 2048-49: -0.05; 2049-50: -0.05
26.1FP | Options impacting on unmeasured Household - USPL input reductions as -ve | CUUHH | Ml/d | 2 | 2019-20: 0; 2020-21: 0; 2021-22: 0; 2022-23: 0; 2023-24: 0; 2024-25: 0; 2025-26: 0; 2026-27: 0; 2027-28: 0; 2028-29: 0; 2029-30: 0; 2030-31: 0; 2031-32: 0; 2032-33: 0; 2033-34: 0; 2034-35: 0; 2035-36: 0; 2036-37: 0; 2037-38: 0; 2038-39: 0; 2039-40: 0; 2040-41: 0; 2041-42: 0; 2042-43: 0; 2043-44: 0; 2044-45: 0; 2045-46: 0; 2046-47: 0; 2047-48: 0; 2048-49: 0; 2049-50: 0
27.1FP | Options impacting on Void properties - USPL input reductions as -ve | CUVPP | Ml/d | 2 | 2019-20: 0; 2020-21: 0; 2021-22: 0; 2022-23: 0; 2023-24: 0; 2024-25: 0; 2025-26: 0; 2026-27: 0; 2027-28: 0; 2028-29: 0; 2029-30: 0; 2030-31: 0; 2031-32: 0; 2032-33: 0; 2033-34: 0; 2034-35: 0; 2035-36: 0; 2036-37: 0; 2037-38: 0; 2038-39: 0; 2039-40: 0; 2040-41: 0; 2041-42: 0; 2042-43: 0; 2043-44: 0; 2044-45: 0; 2045-46: 0; 2046-47: 0; 2047-48: 0; 2048-49: 0; 2049-50: 0
28.1FP | Reduce distribution losses input as -ve | DSRDL | Ml/d | 2 | 2019-20: 0; 2020-21: 0; 2021-22: 0; 2022-23: 0; 2023-24: 0; 2024-25: 0; 2025-26: 0; 2026-27: 0; 2027-28: 0; 2028-29: -0.04; 2029-30: -0.04; 2030-31: -0.04; 2031-32: -0.04; 2032-33: -0.04; 2033-34: -0.04; 2034-35: -0.04; 2035-36: -0.04; 2036-37: -0.04; 2037-38: -0.04; 2038-39: -0.05; 2039-40: -0.05; 2040-41: -0.05; 2041-42: -0.05; 2042-43: -0.05; 2043-44: -0.06; 2044-45: -0.06; 2045-46: -0.07; 2046-47: -0.07; 2047-48: -0.07; 2048-49: -0.11; 2049-50: -0.12
Table 3f: DYCP - Final plan | Back to top of sheet
WRMP24 reference | Component | Derivation | Unit | Decimal places | 2019-20 | 2020-21 | 2021-22 | 2022-23 | 2023-24 | 2024-25 | 2025-26 | 2026-27 | 2027-28 | 2028-29 | 2029-30 | 2030-31 | 2031-32 | 2032-33 | 2033-34 | 2034-35 | 2035-36 | 2036-37 | 2037-38 | 2038-39 | 2039-40 | 2040-41 | 2041-42 | 2042-43 | 2043-44 | 2044-45 | 2045-46 | 2046-47 | 2047-48 | 2048-49 | 2049-50 | 2050-51 | 2051-52 | 2052-53 | 2053-54 | 2054-55 | 2055-56 | 2056-57 | 2057-58 | 2058-59 | 2059-60 | 2060-61 | 2061-62 | 2062-63 | 2063-64 | 2064-65 | 2065-66 | 2066-67 | 2067-68 | 2068-69 | 2069-70 | 2070-71 | 2071-72 | 2072-73 | 2073-74 | 2074-75 | 2075-76 | 2076-77 | 2077-78 | 2078-79 | 2079-80 | 2080-81 | 2081-82 | 2082-83 | 2083-84 | 2084-85 | 2085-86 | 2086-87 | 2087-88 | 2088-89 | 2089-90 | 2090-91 | 2091-92 | 2092-93 | 2093-94 | 2094-95 | 2095-96 | 2096-97 | 2097-98 | 2098-99 | 2099-100
1FP | Raw water abstracted | Input | Ml/d | 2 | 2019-20: 0; 2020-21: 0; 2021-22: 0; 2022-23: 0; 2023-24: 0; 2024-25: 0; 2025-26: 0; 2026-27: 0; 2027-28: 0; 2028-29: 0; 2029-30: 0; 2030-31: 0; 2031-32: 0; 2032-33: 0; 2033-34: 0; 2034-35: 0; 2035-36: 0; 2036-37: 0; 2037-38: 0; 2038-39: 0; 2039-40: 0; 2040-41: 0; 2041-42: 0; 2042-43: 0; 2043-44: 0; 2044-45: 0; 2045-46: 0; 2046-47: 0; 2047-48: 0; 2048-49: 0; 2049-50: 0
1.1FP | Non-potable water supplies | 1.1BL + 1.11FP | Ml/d | 2 | 2019-20: 0; 2020-21: 0; 2021-22: 0; 2022-23: 0; 2023-24: 0; 2024-25: 0; 2025-26: 0; 2026-27: 0; 2027-28: 0; 2028-29: 0; 2029-30: 0; 2030-31: 0; 2031-32: 0; 2032-33: 0; 2033-34: 0; 2034-35: 0; 2035-36: 0; 2036-37: 0; 2037-38: 0; 2038-39: 0; 2039-40: 0; 2040-41: 0; 2041-42: 0; 2042-43: 0; 2043-44: 0; 2044-45: 0; 2045-46: 0; 2046-47: 0; 2047-48: 0; 2048-49: 0; 2049-50: 0
2FP | Raw water imported | 2BL + 2.1FP | Ml/d | 2 | 2019-20: 0; 2020-21: 0; 2021-22: 0; 2022-23: 0; 2023-24: 0; 2024-25: 0; 2025-26: 0; 2026-27: 0; 2027-28: 0; 2028-29: 0; 2029-30: 0; 2030-31: 0; 2031-32: 0; 2032-33: 0; 2033-34: 0; 2034-35: 0; 2035-36: 0; 2036-37: 0; 2037-38: 0; 2038-39: 0; 2039-40: 0; 2040-41: 0; 2041-42: 0; 2042-43: 0; 2043-44: 0; 2044-45: 0; 2045-46: 0; 2046-47: 0; 2047-48: 0; 2048-49: 0; 2049-50: 0
3FP | Potable water imported | 3BL + 3.1FP | Ml/d | 2 | 2019-20: 0; 2020-21: 0; 2021-22: 0; 2022-23: 0; 2023-24: 0; 2024-25: 0; 2025-26: 5; 2026-27: 5; 2027-28: 5; 2028-29: 5; 2029-30: 5; 2030-31: 5; 2031-32: 5; 2032-33: 5; 2033-34: 5; 2034-35: 5; 2035-36: 5; 2036-37: 5; 2037-38: 5; 2038-39: 5; 2039-40: 5; 2040-41: 5.14; 2041-42: 5.14; 2042-43: 5.14; 2043-44: 5.14; 2044-45: 5.14; 2045-46: 8.174; 2046-47: 8.2; 2047-48: 8.21; 2048-49: 8.22; 2049-50: 8.254
4FP | Raw water exported enter as -ve | 4BL + 4.1FP | Ml/d | 2 | 2019-20: 0; 2020-21: 0; 2021-22: 0; 2022-23: 0; 2023-24: 0; 2024-25: 0; 2025-26: 0; 2026-27: 0; 2027-28: 0; 2028-29: 0; 2029-30: 0; 2030-31: 0; 2031-32: 0; 2032-33: 0; 2033-34: 0; 2034-35: 0; 2035-36: 0; 2036-37: 0; 2037-38: 0; 2038-39: 0; 2039-40: 0; 2040-41: 0; 2041-42: 0; 2042-43: 0; 2043-44: 0; 2044-45: 0; 2045-46: 0; 2046-47: 0; 2047-48: 0; 2048-49: 0; 2049-50: 0
5FP | Potable water exported enter as -ve | 5BL + 5.1FP | Ml/d | 2 | 2019-20: 0; 2020-21: 0; 2021-22: 0; 2022-23: 0; 2023-24: 0; 2024-25: 0; 2025-26: 0; 2026-27: 0; 2027-28: 0; 2028-29: 0; 2029-30: 0; 2030-31: 0; 2031-32: 0; 2032-33: 0; 2033-34: 0; 2034-35: 0; 2035-36: 0; 2036-37: 0; 2037-38: 0; 2038-39: 0; 2039-40: 0; 2040-41: 0; 2041-42: 0; 2042-43: 0; 2043-44: 0; 2044-45: 0; 2045-46: 0; 2046-47: 0; 2047-48: 0; 2048-49: 0; 2049-50: 0
6.1FP | Deployable Output post forecast changes | 6.1BL + 6.2FP + 6.3FP +7.01FP +7.02FP | Ml/d | 2 | 2019-20: 13.02; 2020-21: 13.02; 2021-22: 13.02; 2022-23: 13.02; 2023-24: 13.02; 2024-25: 13.02; 2025-26: 13.02; 2026-27: 13.02; 2027-28: 13.02; 2028-29: 13.02; 2029-30: 13.02; 2030-31: 13.02; 2031-32: 13.02; 2032-33: 13.02; 2033-34: 13.02; 2034-35: 13.02; 2035-36: 13.02; 2036-37: 13.02; 2037-38: 13.02; 2038-39: 13.02; 2039-40: 13.02; 2040-41: 13.02; 2041-42: 13.02; 2042-43: 13.02; 2043-44: 13.02; 2044-45: 13.02; 2045-46: 5.78; 2046-47: 5.78; 2047-48: 5.78; 2048-49: 5.78; 2049-50: 5.78
8FP | Raw water losses, treatment works losses and operational use | 8BL + 8.1FP + 8.2FP | Ml/d | 2 | 2019-20: 0.32; 2020-21: 0.32; 2021-22: 0.32; 2022-23: 0.32; 2023-24: 0.32; 2024-25: 0.32; 2025-26: 0.32; 2026-27: 0.32; 2027-28: 0.32; 2028-29: 0.32; 2029-30: 0.32; 2030-31: 0.32; 2031-32: 0.32; 2032-33: 0.32; 2033-34: 0.32; 2034-35: 0.32; 2035-36: 0.32; 2036-37: 0.32; 2037-38: 0.32; 2038-39: 0.32; 2039-40: 0.32; 2040-41: 0.32; 2041-42: 0.32; 2042-43: 0.32; 2043-44: 0.32; 2044-45: 0.32; 2045-46: 0.32; 2046-47: 0.32; 2047-48: 0.32; 2048-49: 0.32; 2049-50: 0.32
9FP | Total Outage Allowance | 9BL + 9.1FP | Ml/d | 2 | 2019-20: 0.08; 2020-21: 0.08; 2021-22: 0.08; 2022-23: 0.08; 2023-24: 0.08; 2024-25: 0.08; 2025-26: 0.08; 2026-27: 0.08; 2027-28: 0.08; 2028-29: 0.08; 2029-30: 0.08; 2030-31: 0.08; 2031-32: 0.08; 2032-33: 0.08; 2033-34: 0.08; 2034-35: 0.08; 2035-36: 0.08; 2036-37: 0.08; 2037-38: 0.08; 2038-39: 0.08; 2039-40: 0.08; 2040-41: 0.08; 2041-42: 0.08; 2042-43: 0.08; 2043-44: 0.08; 2044-45: 0.08; 2045-46: 0.08; 2046-47: 0.08; 2047-48: 0.08; 2048-49: 0.08; 2049-50: 0.08
10FP | Water Available For Use (own sources) | (6.1FP) - (8FP + 9FP) | Ml/d | 2 | 2019-20: 12.62; 2020-21: 12.62; 2021-22: 12.62; 2022-23: 12.62; 2023-24: 12.62; 2024-25: 12.62; 2025-26: 12.62; 2026-27: 12.62; 2027-28: 12.62; 2028-29: 12.62; 2029-30: 12.62; 2030-31: 12.62; 2031-32: 12.62; 2032-33: 12.62; 2033-34: 12.62; 2034-35: 12.62; 2035-36: 12.62; 2036-37: 12.62; 2037-38: 12.62; 2038-39: 12.62; 2039-40: 12.62; 2040-41: 12.62; 2041-42: 12.62; 2042-43: 12.62; 2043-44: 12.62; 2044-45: 12.62; 2045-46: 5.38; 2046-47: 5.38; 2047-48: 5.38; 2048-49: 5.38; 2049-50: 5.38
11FP | Total Water Available For Use | 10FP + sum (2FP:5FP) | Ml/d | 2 | 2019-20: 12.62; 2020-21: 12.62; 2021-22: 12.62; 2022-23: 12.62; 2023-24: 12.62; 2024-25: 12.62; 2025-26: 17.62; 2026-27: 17.62; 2027-28: 17.62; 2028-29: 17.62; 2029-30: 17.62; 2030-31: 17.62; 2031-32: 17.62; 2032-33: 17.62; 2033-34: 17.62; 2034-35: 17.62; 2035-36: 17.62; 2036-37: 17.62; 2037-38: 17.62; 2038-39: 17.62; 2039-40: 17.62; 2040-41: 17.76; 2041-42: 17.76; 2042-43: 17.76; 2043-44: 17.76; 2044-45: 17.76; 2045-46: 13.554; 2046-47: 13.58; 2047-48: 13.59; 2048-49: 13.6; 2049-50: 13.634
12FP | Water delivered measured non-household | 12BL + 12.2FP | Ml/d | 2 | 2019-20: 3.48; 2020-21: 3.5; 2021-22: 3.52; 2022-23: 3.54; 2023-24: 3.56; 2024-25: 3.58; 2025-26: 3.56; 2026-27: 3.54; 2027-28: 3.53; 2028-29: 3.52; 2029-30: 3.51; 2030-31: 3.51; 2031-32: 3.5; 2032-33: 3.49; 2033-34: 3.49; 2034-35: 3.5; 2035-36: 3.5; 2036-37: 3.49; 2037-38: 3.49; 2038-39: 3.5; 2039-40: 3.49; 2040-41: 3.49; 2041-42: 3.49; 2042-43: 3.49; 2043-44: 3.49; 2044-45: 3.49; 2045-46: 3.5; 2046-47: 3.5; 2047-48: 3.51; 2048-49: 3.51; 2049-50: 3.52
12.1FP | Non-potable water consumption | Input | Ml/d | 2 | 2019-20: 0; 2020-21: 0; 2021-22: 0; 2022-23: 0; 2023-24: 0; 2024-25: 0; 2025-26: 0; 2026-27: 0; 2027-28: 0; 2028-29: 0; 2029-30: 0; 2030-31: 0; 2031-32: 0; 2032-33: 0; 2033-34: 0; 2034-35: 0; 2035-36: 0; 2036-37: 0; 2037-38: 0; 2038-39: 0; 2039-40: 0; 2040-41: 0; 2041-42: 0; 2042-43: 0; 2043-44: 0; 2044-45: 0; 2045-46: 0; 2046-47: 0; 2047-48: 0; 2048-49: 0; 2049-50: 0
13FP | Water delivered unmeasured non-household | 13BL + 13.1FP | Ml/d | 2 | 2019-20: 0.01; 2020-21: 0.01; 2021-22: 0.01; 2022-23: 0.01; 2023-24: 0.01; 2024-25: 0.01; 2025-26: 0.01; 2026-27: 0.01; 2027-28: 0.01; 2028-29: 0.01; 2029-30: 0.01; 2030-31: 0.01; 2031-32: 0.01; 2032-33: 0.01; 2033-34: 0.01; 2034-35: 0.01; 2035-36: 0.01; 2036-37: 0.01; 2037-38: 0.01; 2038-39: 0.01; 2039-40: 0.01; 2040-41: 0.01; 2041-42: 0.01; 2042-43: 0.01; 2043-44: 0.01; 2044-45: 0.01; 2045-46: 0.01; 2046-47: 0.01; 2047-48: 0.01; 2048-49: 0.01; 2049-50: 0.01
14FP | Water delivered measured household | 14BL + 14.1FP | Ml/d | 2 | 2019-20: 7.14; 2020-21: 7.2; 2021-22: 7.27; 2022-23: 7.36; 2023-24: 7.38; 2024-25: 7.48; 2025-26: 7.49; 2026-27: 7.55; 2027-28: 7.58; 2028-29: 7.58; 2029-30: 7.57; 2030-31: 7.55; 2031-32: 7.54; 2032-33: 7.59; 2033-34: 7.64; 2034-35: 7.64; 2035-36: 7.63; 2036-37: 7.63; 2037-38: 7.64; 2038-39: 7.63; 2039-40: 7.64; 2040-41: 7.64; 2041-42: 7.63; 2042-43: 7.64; 2043-44: 7.63; 2044-45: 7.69; 2045-46: 7.72; 2046-47: 7.76; 2047-48: 7.79; 2048-49: 7.82; 2049-50: 7.86
15FP | Water delivered unmeasured household | 15BL + 15.1FP | Ml/d | 2 | 2019-20: 2.24; 2020-21: 2.13; 2021-22: 2.04; 2022-23: 1.93; 2023-24: 1.83; 2024-25: 1.73; 2025-26: 1.64; 2026-27: 1.56; 2027-28: 1.49; 2028-29: 1.42; 2029-30: 1.35; 2030-31: 1.28; 2031-32: 1.22; 2032-33: 1.17; 2033-34: 1.11; 2034-35: 1.06; 2035-36: 1.01; 2036-37: 0.96; 2037-38: 0.91; 2038-39: 0.86; 2039-40: 0.82; 2040-41: 0.78; 2041-42: 0.74; 2042-43: 0.7; 2043-44: 0.66; 2044-45: 0.63; 2045-46: 0.61; 2046-47: 0.6; 2047-48: 0.59; 2048-49: 0.58; 2049-50: 0.58
16FP | Percentage of consumption driven by climate change | 16BL | % | 1 | 2019-20: 0%; 2020-21: 0%; 2021-22: 0%; 2022-23: 0.1%; 2023-24: 0.1%; 2024-25: 0.1%; 2025-26: 0.1%; 2026-27: 0.1%; 2027-28: 0.1%; 2028-29: 0.2%; 2029-30: 0.2%; 2030-31: 0.2%; 2031-32: 0.2%; 2032-33: 0.3%; 2033-34: 0.3%; 2034-35: 0.3%; 2035-36: 0.4%; 2036-37: 0.4%; 2037-38: 0.4%; 2038-39: 0.5%; 2039-40: 0.5%; 2040-41: 0.6%; 2041-42: 0.6%; 2042-43: 0.6%; 2043-44: 0.7%; 2044-45: 0.7%; 2045-46: 0.8%; 2046-47: 0.8%; 2047-48: 0.8%; 2048-49: 0.8%; 2049-50: 0.9%
17FP | Volume of consumption driven by climate change | 16FP * (12FP + sum(13FP:15FP) - sum (23FP:26FP)) | Ml/d | 2 | 2019-20: 0; 2020-21: 0; 2021-22: 0; 2022-23: 0.01246; 2023-24: 0.01242; 2024-25: 0.01245; 2025-26: 0.01238; 2026-27: 0.01235; 2027-28: 0.01231; 2028-29: 0.0245; 2029-30: 0.02434; 2030-31: 0.02416; 2031-32: 0.02404; 2032-33: 0.03603; 2033-34: 0.036; 2034-35: 0.03591; 2035-36: 0.04764; 2036-37: 0.04736; 2037-38: 0.04724; 2038-39: 0.0588; 2039-40: 0.05855; 2040-41: 0.07002; 2041-42: 0.06978; 2042-43: 0.06966; 2043-44: 0.08092; 2044-45: 0.08113; 2045-46: 0.09288; 2046-47: 0.09304; 2047-48: 0.09328; 2048-49: 0.09344; 2049-50: 0.10557
18FP | Measured Household - PCC | ((14FP - 25FP) * 1,000,000) / (39FP * 1000) | l/h/d | 1 | 2019-20: 167.0151; 2020-21: 164.2141; 2021-22: 162.6526; 2022-23: 160.3637; 2023-24: 157.4037; 2024-25: 156.3683; 2025-26: 154.4155; 2026-27: 153.4436; 2027-28: 152.3924; 2028-29: 150.9913; 2029-30: 149.6988; 2030-31: 148.2138; 2031-32: 147.1559; 2032-33: 147.0559; 2033-34: 146.8996; 2034-35: 145.7772; 2035-36: 144.4975; 2036-37: 143.2863; 2037-38: 142.4392; 2038-39: 141.2033; 2039-40: 140.0629; 2040-41: 138.9927; 2041-42: 137.9106; 2042-43: 136.8175; 2043-44: 135.5543; 2044-45: 135.573; 2045-46: 135.2469; 2046-47: 134.9202; 2047-48: 134.5498; 2048-49: 134.1537; 2049-50: 134.013
19FP | Unmeasured Household - PCC | ((15FP - 26FP) * 1,000,000) / (40FP * 1000) | l/h/d | 1 | 2019-20: 288.0325; 2020-21: 286.2001; 2021-22: 286.9398; 2022-23: 285.0467; 2023-24: 285.8551; 2024-25: 284.3273; 2025-26: 283.4302; 2026-27: 281.6365; 2027-28: 281.1005; 2028-29: 282.1317; 2029-30: 280.6402; 2030-31: 278.4169; 2031-32: 280.2609; 2032-33: 281.6544; 2033-34: 279.8507; 2034-35: 282.8339; 2035-36: 282.6855; 2036-37: 281.9957; 2037-38: 283.8499; 2038-39: 281.7869; 2039-40: 282.4041; 2040-41: 282.5506; 2041-42: 282.0306; 2042-43: 285.2278; 2043-44: 283.656; 2044-45: 286.123; 2045-46: 282.9268; 2046-47: 284.2893; 2047-48: 285.5686; 2048-49: 286.4583; 2049-50: 286.4583
20FP | Average Household - PCC | (((14FP - 25FP) + (15FP - 26FP)) * 1,000,000)/ ((39FP + 40FP) * 1,000) | l/h/d | 1 | 2019-20: 185.4561; 2020-21: 181.6927; 2021-22: 179.5062; 2022-23: 176.1732; 2023-24: 172.6389; 2024-25: 170.5605; 2025-26: 167.936; 2026-27: 166.148; 2027-28: 164.4872; 2028-29: 162.685; 2029-30: 160.7872; 2030-31: 158.6919; 2031-32: 157.3291; 2032-33: 156.8194; 2033-34: 156.0466; 2034-35: 154.7173; 2035-36: 153.0371; 2036-37: 151.4025; 2037-38: 150.2673; 2038-39: 148.5612; 2039-40: 147.0983; 2040-41: 145.689; 2041-42: 144.2495; 2042-43: 142.9629; 2043-44: 141.3217; 2044-45: 141.0784; 2045-46: 140.4982; 2046-47: 140.087; 2047-48: 139.6298; 2048-49: 139.1399; 2049-50: 138.9736
21FP | Water taken unbilled | 21BL + 21.1FP | Ml/d | 2 | 2019-20: 0.26; 2020-21: 0.26; 2021-22: 0.27; 2022-23: 0.27; 2023-24: 0.27; 2024-25: 0.26; 2025-26: 0.26; 2026-27: 0.27; 2027-28: 0.26; 2028-29: 0.26; 2029-30: 0.26; 2030-31: 0.26; 2031-32: 0.27; 2032-33: 0.28; 2033-34: 0.26; 2034-35: 0.26; 2035-36: 0.26; 2036-37: 0.27; 2037-38: 0.26; 2038-39: 0.27; 2039-40: 0.27; 2040-41: 0.27; 2041-42: 0.27; 2042-43: 0.27; 2043-44: 0.27; 2044-45: 0.26; 2045-46: 0.27; 2046-47: 0.26; 2047-48: 0.26; 2048-49: 0.28; 2049-50: 0.27
22FP | Distribution system operational use | 22BL + 22.1FP | Ml/d | 2 | 2019-20: 0.06; 2020-21: 0.06; 2021-22: 0.06; 2022-23: 0.06; 2023-24: 0.06; 2024-25: 0.06; 2025-26: 0.06; 2026-27: 0.06; 2027-28: 0.06; 2028-29: 0.06; 2029-30: 0.06; 2030-31: 0.06; 2031-32: 0.06; 2032-33: 0.06; 2033-34: 0.06; 2034-35: 0.06; 2035-36: 0.06; 2036-37: 0.06; 2037-38: 0.06; 2038-39: 0.06; 2039-40: 0.06; 2040-41: 0.06; 2041-42: 0.06; 2042-43: 0.06; 2043-44: 0.06; 2044-45: 0.06; 2045-46: 0.06; 2046-47: 0.06; 2047-48: 0.06; 2048-49: 0.06; 2049-50: 0.06
23FP | Measured Non Household - USPL | 23BL + 23.1FP | Ml/d | 2 | 2019-20: 0.01; 2020-21: 0.01; 2021-22: 0.01; 2022-23: 0.01; 2023-24: 0.01; 2024-25: 0.01; 2025-26: 0.01; 2026-27: 0.01; 2027-28: 0.01; 2028-29: 0.01; 2029-30: 0.01; 2030-31: 0.01; 2031-32: 0.01; 2032-33: 0.01; 2033-34: 0.01; 2034-35: 0.01; 2035-36: 0.01; 2036-37: 0.01; 2037-38: 0.01; 2038-39: 0.01; 2039-40: 0.01; 2040-41: 0.01; 2041-42: 0.01; 2042-43: 0; 2043-44: 0; 2044-45: 0; 2045-46: 0; 2046-47: 0; 2047-48: 0; 2048-49: 0; 2049-50: 0
24FP | Unmeasured Non Household - USPL | 24BL + 24.1FP | Ml/d | 2 | 2019-20: 0; 2020-21: 0; 2021-22: 0; 2022-23: 0; 2023-24: 0; 2024-25: 0; 2025-26: 0; 2026-27: 0; 2027-28: 0; 2028-29: 0; 2029-30: 0; 2030-31: 0; 2031-32: 0; 2032-33: 0; 2033-34: 0; 2034-35: 0; 2035-36: 0; 2036-37: 0; 2037-38: 0; 2038-39: 0; 2039-40: 0; 2040-41: 0; 2041-42: 0; 2042-43: 0; 2043-44: 0; 2044-45: 0; 2045-46: 0; 2046-47: 0; 2047-48: 0; 2048-49: 0; 2049-50: 0
25FP | Measured Household - USPL | 25BL + 25.1FP | Ml/d | 2 | 2019-20: 0.27; 2020-21: 0.27; 2021-22: 0.26; 2022-23: 0.27; 2023-24: 0.26; 2024-25: 0.25; 2025-26: 0.23; 2026-27: 0.22; 2027-28: 0.21; 2028-29: 0.2; 2029-30: 0.19; 2030-31: 0.19; 2031-32: 0.18; 2032-33: 0.18; 2033-34: 0.18; 2034-35: 0.18; 2035-36: 0.18; 2036-37: 0.19; 2037-38: 0.19; 2038-39: 0.19; 2039-40: 0.2; 2040-41: 0.2; 2041-42: 0.19; 2042-43: 0.2; 2043-44: 0.2; 2044-45: 0.2; 2045-46: 0.2; 2046-47: 0.21; 2047-48: 0.21; 2048-49: 0.21; 2049-50: 0.21
26FP | Unmeasured Household - USPL | 26BL + 26.1BL | Ml/d | 2 | 2019-20: 0.11; 2020-21: 0.11; 2021-22: 0.1; 2022-23: 0.1; 2023-24: 0.09; 2024-25: 0.09; 2025-26: 0.08; 2026-27: 0.08; 2027-28: 0.08; 2028-29: 0.07; 2029-30: 0.07; 2030-31: 0.07; 2031-32: 0.06; 2032-33: 0.06; 2033-34: 0.06; 2034-35: 0.05; 2035-36: 0.05; 2036-37: 0.05; 2037-38: 0.04; 2038-39: 0.04; 2039-40: 0.04; 2040-41: 0.04; 2041-42: 0.04; 2042-43: 0.03; 2043-44: 0.03; 2044-45: 0.03; 2045-46: 0.03; 2046-47: 0.03; 2047-48: 0.03; 2048-49: 0.03; 2049-50: 0.03
27FP | Void Properties - USPL | 27BL + 27.1FP | Ml/d | 2 | 2019-20: 0.02; 2020-21: 0.02; 2021-22: 0.02; 2022-23: 0.02; 2023-24: 0.02; 2024-25: 0.02; 2025-26: 0.02; 2026-27: 0.02; 2027-28: 0.03; 2028-29: 0.03; 2029-30: 0.03; 2030-31: 0.03; 2031-32: 0.03; 2032-33: 0.03; 2033-34: 0.03; 2034-35: 0.03; 2035-36: 0.03; 2036-37: 0.03; 2037-38: 0.03; 2038-39: 0.03; 2039-40: 0.03; 2040-41: 0.03; 2041-42: 0.03; 2042-43: 0.03; 2043-44: 0.03; 2044-45: 0.03; 2045-46: 0.03; 2046-47: 0.03; 2047-48: 0.03; 2048-49: 0.03; 2049-50: 0.03
28FP | Distribution losses | 28BL + 28.1FP | Ml/d | 2 | 2019-20: 1.09; 2020-21: 1.07; 2021-22: 1.06; 2022-23: 1.04; 2023-24: 1.02; 2024-25: 1; 2025-26: 1; 2026-27: 1; 2027-28: 1; 2028-29: 0.96; 2029-30: 0.96; 2030-31: 0.96; 2031-32: 0.96; 2032-33: 0.96; 2033-34: 0.96; 2034-35: 0.96; 2035-36: 0.96; 2036-37: 0.96; 2037-38: 0.96; 2038-39: 0.95; 2039-40: 0.95; 2040-41: 0.95; 2041-42: 0.95; 2042-43: 0.95; 2043-44: 0.94; 2044-45: 0.94; 2045-46: 0.93; 2046-47: 0.93; 2047-48: 0.93; 2048-49: 0.89; 2049-50: 0.88
29FP | Total Leakage | sum (23FP:28FP) | Ml/d | 2 | 2019-20: 1.5; 2020-21: 1.48; 2021-22: 1.45; 2022-23: 1.44; 2023-24: 1.4; 2024-25: 1.37; 2025-26: 1.34; 2026-27: 1.33; 2027-28: 1.33; 2028-29: 1.27; 2029-30: 1.26; 2030-31: 1.26; 2031-32: 1.24; 2032-33: 1.24; 2033-34: 1.24; 2034-35: 1.23; 2035-36: 1.23; 2036-37: 1.24; 2037-38: 1.23; 2038-39: 1.22; 2039-40: 1.23; 2040-41: 1.23; 2041-42: 1.22; 2042-43: 1.21; 2043-44: 1.2; 2044-45: 1.2; 2045-46: 1.19; 2046-47: 1.2; 2047-48: 1.2; 2048-49: 1.16; 2049-50: 1.15
30FP | Leakage/property | (29FP * 1,000,000) / (36FP * 1,000) | l/prop/d | 2 | 2019-20: 66.6282; 2020-21: 64.2863; 2021-22: 61.6575; 2022-23: 60.1454; 2023-24: 57.4831; 2024-25: 55.3021; 2025-26: 53.3439; 2026-27: 52.2902; 2027-28: 51.7812; 2028-29: 49.0196; 2029-30: 48.2722; 2030-31: 47.9525; 2031-32: 46.8791; 2032-33: 46.5675; 2033-34: 46.2583; 2034-35: 45.5843; 2035-36: 45.2939; 2036-37: 45.3697; 2037-38: 44.7159; 2038-39: 44.0751; 2039-40: 44.1636; 2040-41: 43.8972; 2041-42: 43.2824; 2042-43: 42.6793; 2043-44: 42.0816; 2044-45: 41.8425; 2045-46: 41.2593; 2046-47: 41.3693; 2047-48: 41.1339; 2048-49: 39.5311; 2049-50: 38.9619
31FP | Measured Non Household - properties | Input | 000's | 2 | 2019-20: 1.348; 2020-21: 1.36; 2021-22: 1.369; 2022-23: 1.382; 2023-24: 1.393; 2024-25: 1.404; 2025-26: 1.412; 2026-27: 1.417; 2027-28: 1.422; 2028-29: 1.426; 2029-30: 1.427; 2030-31: 1.429; 2031-32: 1.43; 2032-33: 1.43; 2033-34: 1.431; 2034-35: 1.432; 2035-36: 1.432; 2036-37: 1.432; 2037-38: 1.432; 2038-39: 1.432; 2039-40: 1.432; 2040-41: 1.432; 2041-42: 1.431; 2042-43: 1.43; 2043-44: 1.429; 2044-45: 1.428; 2045-46: 1.427; 2046-47: 1.426; 2047-48: 1.424; 2048-49: 1.423; 2049-50: 1.421
32FP | Unmeasured Non Household - properties | Input | 000's | 2 | 2019-20: 0.005; 2020-21: 0.005; 2021-22: 0.005; 2022-23: 0.006; 2023-24: 0.006; 2024-25: 0.006; 2025-26: 0.006; 2026-27: 0.006; 2027-28: 0.006; 2028-29: 0.006; 2029-30: 0.006; 2030-31: 0.006; 2031-32: 0.006; 2032-33: 0.006; 2033-34: 0.006; 2034-35: 0.006; 2035-36: 0.006; 2036-37: 0.006; 2037-38: 0.006; 2038-39: 0.006; 2039-40: 0.006; 2040-41: 0.006; 2041-42: 0.006; 2042-43: 0.006; 2043-44: 0.006; 2044-45: 0.006; 2045-46: 0.006; 2046-47: 0.006; 2047-48: 0.006; 2048-49: 0.006; 2049-50: 0.006
33FP | All void non-households - properties | Input | 000's | 2 | 2019-20: 0; 2020-21: 0; 2021-22: 0; 2022-23: 0; 2023-24: 0; 2024-25: 0; 2025-26: 0; 2026-27: 0; 2027-28: 0; 2028-29: 0; 2029-30: 0; 2030-31: 0; 2031-32: 0; 2032-33: 0; 2033-34: 0; 2034-35: 0; 2035-36: 0; 2036-37: 0; 2037-38: 0; 2038-39: 0; 2039-40: 0; 2040-41: 0; 2041-42: 0; 2042-43: 0; 2043-44: 0; 2044-45: 0; 2045-46: 0; 2046-47: 0; 2047-48: 0; 2048-49: 0; 2049-50: 0
34FP | Measured households - properties (excl. void) | Year before + sum (34.1BL:34.6BL) | 000's | 2 | 2019-20: 18.116; 2020-21: 18.73; 2021-22: 19.316; 2022-23: 19.846; 2023-24: 20.362; 2024-25: 20.879; 2025-26: 21.307; 2026-27: 21.702; 2027-28: 22.029; 2028-29: 22.329; 2029-30: 22.598; 2030-31: 22.845; 2031-32: 23.089; 2032-33: 23.335; 2033-34: 23.578; 2034-35: 23.817; 2035-36: 24.052; 2036-37: 24.286; 2037-38: 24.518; 2038-39: 24.746; 2039-40: 24.969; 2040-41: 25.188; 2041-42: 25.404; 2042-43: 25.617; 2043-44: 25.827; 2044-45: 26.035; 2045-46: 26.214; 2046-47: 26.393; 2047-48: 26.573; 2048-49: 26.757; 2049-50: 26.928
34.1FP | New build properties - properties | Input (new builds in each year) | 000's | 2 | 2019-20: 0.475; 2020-21: 0.464; 2021-22: 0.446; 2022-23: 0.404; 2023-24: 0.395; 2024-25: 0.401; 2025-26: 0.334; 2026-27: 0.305; 2027-28: 0.239; 2028-29: 0.216; 2029-30: 0.188; 2030-31: 0.168; 2031-32: 0.169; 2032-33: 0.173; 2033-34: 0.172; 2034-35: 0.171; 2035-36: 0.17; 2036-37: 0.171; 2037-38: 0.171; 2038-39: 0.17; 2039-40: 0.167; 2040-41: 0.165; 2041-42: 0.164; 2042-43: 0.163; 2043-44: 0.162; 2044-45: 0.162; 2045-46: 0.161; 2046-47: 0.162; 2047-48: 0.164; 2048-49: 0.168; 2049-50: 0.171
34.2FP | Meter optants - properties | Input (meter optants in each year) | 000's | 2 | 2019-20: 0.102; 2020-21: 0.097; 2021-22: 0.089; 2022-23: 0.078; 2023-24: 0.075; 2024-25: 0.071; 2025-26: 0.052; 2026-27: 0.05; 2027-28: 0.049; 2028-29: 0.047; 2029-30: 0.045; 2030-31: 0.044; 2031-32: 0.042; 2032-33: 0.041; 2033-34: 0.04; 2034-35: 0.038; 2035-36: 0.037; 2036-37: 0.036; 2037-38: 0.035; 2038-39: 0.033; 2039-40: 0.032; 2040-41: 0.031; 2041-42: 0.03; 2042-43: 0.029; 2043-44: 0.028; 2044-45: 0.027; 2045-46: 0; 2046-47: 0; 2047-48: 0; 2048-49: 0; 2049-50: 0
34.3FP | Compulsory metering - properties | Input (compulsory meters in each year) | 000's | 2 | 2019-20: 0; 2020-21: 0; 2021-22: 0; 2022-23: 0; 2023-24: 0; 2024-25: 0; 2025-26: 0; 2026-27: 0; 2027-28: 0; 2028-29: 0; 2029-30: 0; 2030-31: 0; 2031-32: 0; 2032-33: 0; 2033-34: 0; 2034-35: 0; 2035-36: 0; 2036-37: 0; 2037-38: 0; 2038-39: 0; 2039-40: 0; 2040-41: 0; 2041-42: 0; 2042-43: 0; 2043-44: 0; 2044-45: 0; 2045-46: 0; 2046-47: 0; 2047-48: 0; 2048-49: 0; 2049-50: 0
34.4FP | Metering on change of occupancy - properties | Input (change of occupancy meters in each year) | 000's | 2 | 2019-20: 0.051; 2020-21: 0.049; 2021-22: 0.047; 2022-23: 0.045; 2023-24: 0.043; 2024-25: 0.042; 2025-26: 0.04; 2026-27: 0.038; 2027-28: 0.037; 2028-29: 0.035; 2029-30: 0.034; 2030-31: 0.033; 2031-32: 0.031; 2032-33: 0.03; 2033-34: 0.029; 2034-35: 0.028; 2035-36: 0.026; 2036-37: 0.025; 2037-38: 0.024; 2038-39: 0.023; 2039-40: 0.022; 2040-41: 0.022; 2041-42: 0.021; 2042-43: 0.02; 2043-44: 0.019; 2044-45: 0.018; 2045-46: 0.018; 2046-47: 0.017; 2047-48: 0.016; 2048-49: 0.016; 2049-50: 0
34.5FP | Selective metering - properties | Input (selective meters in each year) | 000's | 2 | 2019-20: 0.004; 2020-21: 0.004; 2021-22: 0.004; 2022-23: 0.003; 2023-24: 0.003; 2024-25: 0.003; 2025-26: 0.002; 2026-27: 0.002; 2027-28: 0.002; 2028-29: 0.002; 2029-30: 0.002; 2030-31: 0.002; 2031-32: 0.002; 2032-33: 0.002; 2033-34: 0.002; 2034-35: 0.002; 2035-36: 0.002; 2036-37: 0.002; 2037-38: 0.002; 2038-39: 0.002; 2039-40: 0.002; 2040-41: 0.001; 2041-42: 0.001; 2042-43: 0.001; 2043-44: 0.001; 2044-45: 0.001; 2045-46: 0; 2046-47: 0; 2047-48: 0; 2048-49: 0; 2049-50: 0
34.6FP | Other changes to existing metering - properties | Input (other changes to meters in each year) | 000's | 2 | 2019-20: 0; 2020-21: 0; 2021-22: 0; 2022-23: 0; 2023-24: 0; 2024-25: 0; 2025-26: 0; 2026-27: 0; 2027-28: 0; 2028-29: 0; 2029-30: 0; 2030-31: 0; 2031-32: 0; 2032-33: 0; 2033-34: 0; 2034-35: 0; 2035-36: 0; 2036-37: 0; 2037-38: 0; 2038-39: 0; 2039-40: 0; 2040-41: 0; 2041-42: 0; 2042-43: 0; 2043-44: 0; 2044-45: 0; 2045-46: 0; 2046-47: 0; 2047-48: 0; 2048-49: 0; 2049-50: 0
34.7FP | Measured household void properties | Input | 000's | 2 | 2019-20: 0.367; 2020-21: 0.376; 2021-22: 0.384; 2022-23: 0.394; 2023-24: 0.402; 2024-25: 0.411; 2025-26: 0.418; 2026-27: 0.425; 2027-28: 0.432; 2028-29: 0.438; 2029-30: 0.444; 2030-31: 0.45; 2031-32: 0.456; 2032-33: 0.462; 2033-34: 0.467; 2034-35: 0.473; 2035-36: 0.478; 2036-37: 0.483; 2037-38: 0.488; 2038-39: 0.493; 2039-40: 0.498; 2040-41: 0.503; 2041-42: 0.508; 2042-43: 0.512; 2043-44: 0.517; 2044-45: 0.521; 2045-46: 0.525; 2046-47: 0.529; 2047-48: 0.533; 2048-49: 0.537; 2049-50: 0.54
35FP | Unmeasured households - properties (excl. void) | Input | 000's | 2 | 2019-20: 2.624; 2020-21: 2.501; 2021-22: 2.395; 2022-23: 2.269; 2023-24: 2.149; 2024-25: 2.033; 2025-26: 1.939; 2026-27: 1.848; 2027-28: 1.761; 2028-29: 1.676; 2029-30: 1.595; 2030-31: 1.516; 2031-32: 1.441; 2032-33: 1.368; 2033-34: 1.298; 2034-35: 1.23; 2035-36: 1.165; 2036-37: 1.102; 2037-38: 1.042; 2038-39: 0.983; 2039-40: 0.927; 2040-41: 0.873; 2041-42: 0.821; 2042-43: 0.77; 2043-44: 0.722; 2044-45: 0.675; 2045-46: 0.657; 2046-47: 0.64; 2047-48: 0.624; 2048-49: 0.609; 2049-50: 0.609
35.1FP | Unmeasured household void properties | Input | 000's | 2 | 2019-20: 0.053; 2020-21: 0.05; 2021-22: 0.048; 2022-23: 0.045; 2023-24: 0.043; 2024-25: 0.04; 2025-26: 0.038; 2026-27: 0.037; 2027-28: 0.035; 2028-29: 0.033; 2029-30: 0.032; 2030-31: 0.03; 2031-32: 0.029; 2032-33: 0.027; 2033-34: 0.026; 2034-35: 0.025; 2035-36: 0.023; 2036-37: 0.022; 2037-38: 0.021; 2038-39: 0.02; 2039-40: 0.019; 2040-41: 0.018; 2041-42: 0.017; 2042-43: 0.016; 2043-44: 0.015; 2044-45: 0.014; 2045-46: 0.013; 2046-47: 0.013; 2047-48: 0.013; 2048-49: 0.012; 2049-50: 0.012
36FP | Total Resource Zone Properties (incl. voids) | sum (31FP:34FP) + 34.7FP + 35BL + 35.1BL | 000's | 2 | 2019-20: 22.513; 2020-21: 23.022; 2021-22: 23.517; 2022-23: 23.942; 2023-24: 24.355; 2024-25: 24.773; 2025-26: 25.12; 2026-27: 25.435; 2027-28: 25.685; 2028-29: 25.908; 2029-30: 26.102; 2030-31: 26.276; 2031-32: 26.451; 2032-33: 26.628; 2033-34: 26.806; 2034-35: 26.983; 2035-36: 27.156; 2036-37: 27.331; 2037-38: 27.507; 2038-39: 27.68; 2039-40: 27.851; 2040-41: 28.02; 2041-42: 28.187; 2042-43: 28.351; 2043-44: 28.516; 2044-45: 28.679; 2045-46: 28.842; 2046-47: 29.007; 2047-48: 29.173; 2048-49: 29.344; 2049-50: 29.516
37FP | Measured Non Household - Population | Input | 000's | 2 | 2019-20: 1.649; 2020-21: 1.661; 2021-22: 1.669; 2022-23: 1.684; 2023-24: 1.695; 2024-25: 1.704; 2025-26: 1.712; 2026-27: 1.725; 2027-28: 1.738; 2028-29: 1.753; 2029-30: 1.767; 2030-31: 1.78; 2031-32: 1.806; 2032-33: 1.825; 2033-34: 1.839; 2034-35: 1.851; 2035-36: 1.861; 2036-37: 1.872; 2037-38: 1.882; 2038-39: 1.893; 2039-40: 1.903; 2040-41: 1.915; 2041-42: 1.929; 2042-43: 1.943; 2043-44: 1.96; 2044-45: 1.977; 2045-46: 1.996; 2046-47: 2.017; 2047-48: 2.037; 2048-49: 2.058; 2049-50: 2.078
38FP | Unmeasured Non Household - Population | Input | 000's | 2 | 2019-20: 0.007; 2020-21: 0.007; 2021-22: 0.007; 2022-23: 0.007; 2023-24: 0.007; 2024-25: 0.007; 2025-26: 0.007; 2026-27: 0.007; 2027-28: 0.007; 2028-29: 0.007; 2029-30: 0.007; 2030-31: 0.007; 2031-32: 0.007; 2032-33: 0.007; 2033-34: 0.007; 2034-35: 0.007; 2035-36: 0.007; 2036-37: 0.008; 2037-38: 0.008; 2038-39: 0.008; 2039-40: 0.008; 2040-41: 0.008; 2041-42: 0.008; 2042-43: 0.008; 2043-44: 0.008; 2044-45: 0.008; 2045-46: 0.008; 2046-47: 0.008; 2047-48: 0.008; 2048-49: 0.008; 2049-50: 0.008
39FP | Measured Household - Population | Input | 000's | 2 | 2019-20: 41.134; 2020-21: 42.201; 2021-22: 43.098; 2022-23: 44.212; 2023-24: 45.234; 2024-25: 46.237; 2025-26: 47.016; 2026-27: 47.77; 2027-28: 48.362; 2028-29: 48.877; 2029-30: 49.299; 2030-31: 49.658; 2031-32: 50.015; 2032-33: 50.389; 2033-34: 50.783; 2034-35: 51.174; 2035-36: 51.558; 2036-37: 51.924; 2037-38: 52.303; 2038-39: 52.69; 2039-40: 53.119; 2040-41: 53.528; 2041-42: 53.948; 2042-43: 54.379; 2043-44: 54.812; 2044-45: 55.247; 2045-46: 55.602; 2046-47: 55.959; 2047-48: 56.336; 2048-49: 56.726; 2049-50: 57.084
40FP | Unmeasured Household - Population | Input | 000's | 2 | 2019-20: 7.395; 2020-21: 7.058; 2021-22: 6.761; 2022-23: 6.42; 2023-24: 6.087; 2024-25: 5.768; 2025-26: 5.504; 2026-27: 5.255; 2027-28: 5.016; 2028-29: 4.785; 2029-30: 4.561; 2030-31: 4.346; 2031-32: 4.139; 2032-33: 3.941; 2033-34: 3.752; 2034-35: 3.571; 2035-36: 3.396; 2036-37: 3.227; 2037-38: 3.065; 2038-39: 2.91; 2039-40: 2.762; 2040-41: 2.619; 2041-42: 2.482; 2042-43: 2.349; 2043-44: 2.221; 2044-45: 2.097; 2045-46: 2.05; 2046-47: 2.005; 2047-48: 1.961; 2048-49: 1.92; 2049-50: 1.92
41FP | Total Resource Zone Population | sum (37FP:40FP) | 000's | 2 | 2019-20: 50.185; 2020-21: 50.927; 2021-22: 51.535; 2022-23: 52.323; 2023-24: 53.023; 2024-25: 53.716; 2025-26: 54.239; 2026-27: 54.757; 2027-28: 55.123; 2028-29: 55.422; 2029-30: 55.634; 2030-31: 55.791; 2031-32: 55.967; 2032-33: 56.162; 2033-34: 56.381; 2034-35: 56.603; 2035-36: 56.822; 2036-37: 57.031; 2037-38: 57.258; 2038-39: 57.501; 2039-40: 57.792; 2040-41: 58.07; 2041-42: 58.367; 2042-43: 58.679; 2043-44: 59.001; 2044-45: 59.329; 2045-46: 59.656; 2046-47: 59.989; 2047-48: 60.342; 2048-49: 60.712; 2049-50: 61.09
42FP | Average household occupancy rate (excl. voids) | (39FP + 40FP) / (34FP + 35FP) | h/prop | 1 | 2019-20: 2.3399; 2020-21: 2.3201; 2021-22: 2.2965; 2022-23: 2.2895; 2023-24: 2.2798; 2024-25: 2.2698; 2025-26: 2.2593; 2026-27: 2.2516; 2027-28: 2.2437; 2028-29: 2.2355; 2029-30: 2.2263; 2030-31: 2.2168; 2031-32: 2.2077; 2032-33: 2.1993; 2033-34: 2.1923; 2034-35: 2.1857; 2035-36: 2.1792; 2036-37: 2.1723; 2037-38: 2.1662; 2038-39: 2.161; 2039-40: 2.1579; 2040-41: 2.1544; 2041-42: 2.1518; 2042-43: 2.1498; 2043-44: 2.1482; 2044-45: 2.1469; 2045-46: 2.1455; 2046-47: 2.1442; 2047-48: 2.1435; 2048-49: 2.143; 2049-50: 2.1427
43FP | Total Household Metering penetration (excl. voids) | 34FP / (34FP + 35FP) | % | 1 | 2019-20: 87.35%; 2020-21: 88.22%; 2021-22: 88.97%; 2022-23: 89.74%; 2023-24: 90.45%; 2024-25: 91.13%; 2025-26: 91.66%; 2026-27: 92.15%; 2027-28: 92.6%; 2028-29: 93.02%; 2029-30: 93.41%; 2030-31: 93.78%; 2031-32: 94.13%; 2032-33: 94.46%; 2033-34: 94.78%; 2034-35: 95.09%; 2035-36: 95.38%; 2036-37: 95.66%; 2037-38: 95.92%; 2038-39: 96.18%; 2039-40: 96.42%; 2040-41: 96.65%; 2041-42: 96.87%; 2042-43: 97.08%; 2043-44: 97.28%; 2044-45: 97.47%; 2045-46: 97.55%; 2046-47: 97.63%; 2047-48: 97.71%; 2048-49: 97.77%; 2049-50: 97.79%
44FP | Total Household Metering penetration (incl. voids) | (34FP) / (34FP + 34.7FP + 35FP + 35.1FP) | % | 1 | 2019-20: 85.61%; 2020-21: 86.48%; 2021-22: 87.23%; 2022-23: 87.99%; 2023-24: 88.7%; 2024-25: 89.37%; 2025-26: 89.9%; 2026-27: 90.38%; 2027-28: 90.82%; 2028-29: 91.23%; 2029-30: 91.6%; 2030-31: 91.96%; 2031-32: 92.3%; 2032-33: 92.63%; 2033-34: 92.94%; 2034-35: 93.24%; 2035-36: 93.52%; 2036-37: 93.79%; 2037-38: 94.05%; 2038-39: 94.3%; 2039-40: 94.53%; 2040-41: 94.76%; 2041-42: 94.97%; 2042-43: 95.18%; 2043-44: 95.37%; 2044-45: 95.56%; 2045-46: 95.64%; 2046-47: 95.71%; 2047-48: 95.78%; 2048-49: 95.85%; 2049-50: 95.87%
45FP | Distribution input | sum (12FP:15FP) + 21FP + 22FP + 27FP + 28FP | Ml/d | 2 | 2019-20: 14.3; 2020-21: 14.25; 2021-22: 14.25; 2022-23: 14.23; 2023-24: 14.15; 2024-25: 14.14; 2025-26: 14.04; 2026-27: 14.01; 2027-28: 13.96; 2028-29: 13.84; 2029-30: 13.75; 2030-31: 13.66; 2031-32: 13.59; 2032-33: 13.59; 2033-34: 13.56; 2034-35: 13.52; 2035-36: 13.46; 2036-37: 13.41; 2037-38: 13.36; 2038-39: 13.31; 2039-40: 13.27; 2040-41: 13.23; 2041-42: 13.18; 2042-43: 13.15; 2043-44: 13.09; 2044-45: 13.11; 2045-46: 13.13; 2046-47: 13.15; 2047-48: 13.18; 2048-49: 13.18; 2049-50: 13.21
46FP | Target headroom (climate change component) | Input | Ml/d | 2 | 2019-20: 0.0011337; 2020-21: 0.0011337; 2021-22: 0.0011337; 2022-23: 0.0011337; 2023-24: 0.0011337; 2024-25: 0.0011337; 2025-26: 0.0011337; 2026-27: 0.00056802; 2027-28: 0.0010177; 2028-29: 0.00083816; 2029-30: 0.00077294; 2030-31: 0.0023443; 2031-32: 0.0014795; 2032-33: 0.0024519; 2033-34: 0.0019971; 2034-35: 0.001323; 2035-36: 0.0033447; 2036-37: 0.0012241; 2037-38: 0.0029609; 2038-39: 0.0042184; 2039-40: 0; 2040-41: 0; 2041-42: 0; 2042-43: 0; 2043-44: 0; 2044-45: 0; 2045-46: 0; 2046-47: 0; 2047-48: 0; 2048-49: 0; 2049-50: 0
47FP | Target headroom (All other components) | Input | Ml/d | 2 | 2019-20: 0.55322; 2020-21: 0.55322; 2021-22: 0.55322; 2022-23: 0.55322; 2023-24: 0.55322; 2024-25: 0.55322; 2025-26: 0.55322; 2026-27: 0.53808; 2027-28: 0.5428; 2028-29: 0.54144; 2029-30: 0.55647; 2030-31: 0.56882; 2031-32: 0.58441; 2032-33: 0.59529; 2033-34: 0.60288; 2034-35: 0.64511; 2035-36: 0.55601; 2036-37: 0.49213; 2037-38: 0.52981; 2038-39: 0.56287; 2039-40: 0.41625; 2040-41: 0.4366; 2041-42: 0.46534; 2042-43: 0.48862; 2043-44: 0.51564; 2044-45: 0.51257; 2045-46: 0.425; 2046-47: 0.43301; 2047-48: 0.415; 2048-49: 0.425; 2049-50: 0.425
48FP | Target Headroom | 46FP + 47FP | Ml/d | 2 | 2019-20: 0.55436; 2020-21: 0.55436; 2021-22: 0.55436; 2022-23: 0.55436; 2023-24: 0.55436; 2024-25: 0.55436; 2025-26: 0.55436; 2026-27: 0.53865; 2027-28: 0.54381; 2028-29: 0.54228; 2029-30: 0.55724; 2030-31: 0.57116; 2031-32: 0.58589; 2032-33: 0.59774; 2033-34: 0.60488; 2034-35: 0.64643; 2035-36: 0.55935; 2036-37: 0.49335; 2037-38: 0.53277; 2038-39: 0.56709; 2039-40: 0.41625; 2040-41: 0.4366; 2041-42: 0.46534; 2042-43: 0.48862; 2043-44: 0.51564; 2044-45: 0.51257; 2045-46: 0.425; 2046-47: 0.43301; 2047-48: 0.415; 2048-49: 0.425; 2049-50: 0.425
49FP | Available Headroom | 11FP - 45FP | Ml/d | 2 | 2019-20: -1.68; 2020-21: -1.63; 2021-22: -1.63; 2022-23: -1.61; 2023-24: -1.53; 2024-25: -1.52; 2025-26: 3.58; 2026-27: 3.61; 2027-28: 3.66; 2028-29: 3.78; 2029-30: 3.87; 2030-31: 3.96; 2031-32: 4.03; 2032-33: 4.03; 2033-34: 4.06; 2034-35: 4.1; 2035-36: 4.16; 2036-37: 4.21; 2037-38: 4.26; 2038-39: 4.31; 2039-40: 4.35; 2040-41: 4.53; 2041-42: 4.58; 2042-43: 4.61; 2043-44: 4.67; 2044-45: 4.65; 2045-46: 0.424; 2046-47: 0.43; 2047-48: 0.41; 2048-49: 0.42; 2049-50: 0.424
49.1FP | Available non-potable balance (if applicable) | 1.1FP - 12.1FP | Ml/d | 2 | 2019-20: 0; 2020-21: 0; 2021-22: 0; 2022-23: 0; 2023-24: 0; 2024-25: 0; 2025-26: 0; 2026-27: 0; 2027-28: 0; 2028-29: 0; 2029-30: 0; 2030-31: 0; 2031-32: 0; 2032-33: 0; 2033-34: 0; 2034-35: 0; 2035-36: 0; 2036-37: 0; 2037-38: 0; 2038-39: 0; 2039-40: 0; 2040-41: 0; 2041-42: 0; 2042-43: 0; 2043-44: 0; 2044-45: 0; 2045-46: 0; 2046-47: 0; 2047-48: 0; 2048-49: 0; 2049-50: 0
50FP | Supply Demand Balance | 49FP - 48FP | Ml/d | 2 | 2019-20: -2.2344; 2020-21: -2.1844; 2021-22: -2.1844; 2022-23: -2.1644; 2023-24: -2.0844; 2024-25: -2.0744; 2025-26: 3.0256; 2026-27: 3.0714; 2027-28: 3.1162; 2028-29: 3.2377; 2029-30: 3.3128; 2030-31: 3.3888; 2031-32: 3.4441; 2032-33: 3.4323; 2033-34: 3.4551; 2034-35: 3.4536; 2035-36: 3.6006; 2036-37: 3.7167; 2037-38: 3.7272; 2038-39: 3.7429; 2039-40: 3.9337; 2040-41: 4.0934; 2041-42: 4.1147; 2042-43: 4.1214; 2043-44: 4.1544; 2044-45: 4.1374; 2045-46: -0.001; 2046-47: -0.0030063; 2047-48: -0.005; 2048-49: -0.005; 2049-50: -0.001
Data for Charts
DYAA Baseline |  |  |  |  | 2019-20 | 2020-21 | 2021-22 | 2022-23 | 2023-24 | 2024-25 | 2025-26 | 2026-27 | 2027-28 | 2028-29 | 2029-30 | 2030-31 | 2031-32 | 2032-33 | 2033-34 | 2034-35 | 2035-36 | 2036-37 | 2037-38 | 2038-39 | 2039-40 | 2040-41 | 2041-42 | 2042-43 | 2043-44 | 2044-45 | 2045-46 | 2046-47 | 2047-48 | 2048-49 | 2049-50 | 2050-51 | 2051-52 | 2052-53 | 2053-54 | 2054-55 | 2055-56 | 2056-57 | 2057-58 | 2058-59 | 2059-60 | 2060-61 | 2061-62 | 2062-63 | 2063-64 | 2064-65 | 2065-66 | 2066-67 | 2067-68 | 2068-69 | 2069-70 | 2070-71 | 2071-72 | 2072-73 | 2073-74 | 2074-75 | 2075-76 | 2076-77 | 2077-78 | 2078-79 | 2079-80 | 2080-81 | 2081-82 | 2082-83 | 2083-84 | 2084-85 | 2085-86 | 2086-87 | 2087-88 | 2088-89 | 2089-90 | 2090-91 | 2091-92 | 2092-93 | 2093-94 | 2094-95 | 2095-96 | 2096-97 | 2097-98 | 2098-99 | 2099-100
| Measured HH consumption |  | Ml/d | 2 | 5.12 | 5.17 | 5.23 | 5.29 | 5.31 | 5.4 | 5.46 | 5.53 | 5.57 | 5.62 | 5.65 | 5.67 | 5.7 | 5.76 | 5.82 | 5.88 | 5.94 | 5.98 | 6.06 | 6.12 | 6.18 | 6.24 | 6.31 | 6.36 | 6.43 | 6.49 | 6.54 | 6.58 | 6.64 | 6.69 | 6.74 | 0 | 0 | 0 | 0 | 0 | 0 | 0 | 0 | 0 | 0 | 0 | 0 | 0 | 0 | 0 | 0 | 0 | 0 | 0 | 0 | 0 | 0 | 0 | 0 | 0 | 0 | 0 | 0 | 0 | 0 | 0 | 0 | 0 | 0 | 0 | 0 | 0 | 0 | 0 | 0 | 0 | 0 | 0 | 0 | 0 | 0 | 0 | 0 | 0 | 0
| Unmeasured HH consumption |  | Ml/d | 2 | 1.52 | 1.44 | 1.38 | 1.3 | 1.23 | 1.16 | 1.11 | 1.05 | 1 | 0.95 | 0.9 | 0.86 | 0.82 | 0.78 | 0.74 | 0.71 | 0.67 | 0.64 | 0.61 | 0.58 | 0.55 | 0.52 | 0.49 | 0.47 | 0.44 | 0.42 | 0.41 | 0.4 | 0.39 | 0.38 | 0.38 | 0 | 0 | 0 | 0 | 0 | 0 | 0 | 0 | 0 | 0 | 0 | 0 | 0 | 0 | 0 | 0 | 0 | 0 | 0 | 0 | 0 | 0 | 0 | 0 | 0 | 0 | 0 | 0 | 0 | 0 | 0 | 0 | 0 | 0 | 0 | 0 | 0 | 0 | 0 | 0 | 0 | 0 | 0 | 0 | 0 | 0 | 0 | 0 | 0 | 0
| Non-HH consumption |  | Ml/d | 2 | 2.61 | 2.62 | 2.63 | 2.64 | 2.65 | 2.67 | 2.68 | 2.7 | 2.71 | 2.73 | 2.74 | 2.75 | 2.77 | 2.78 | 2.81 | 2.83 | 2.85 | 2.87 | 2.89 | 2.91 | 2.93 | 2.95 | 2.97 | 2.99 | 3.01 | 3.03 | 3.05 | 3.08 | 3.1 | 3.12 | 3.15 | 0 | 0 | 0 | 0 | 0 | 0 | 0 | 0 | 0 | 0 | 0 | 0 | 0 | 0 | 0 | 0 | 0 | 0 | 0 | 0 | 0 | 0 | 0 | 0 | 0 | 0 | 0 | 0 | 0 | 0 | 0 | 0 | 0 | 0 | 0 | 0 | 0 | 0 | 0 | 0 | 0 | 0 | 0 | 0 | 0 | 0 | 0 | 0 | 0 | 0
| Total Leakage |  | Ml/d | 2 | 1.5 | 1.48 | 1.45 | 1.44 | 1.4 | 1.37 | 1.36 | 1.35 | 1.36 | 1.34 | 1.33 | 1.33 | 1.31 | 1.31 | 1.32 | 1.31 | 1.31 | 1.32 | 1.31 | 1.31 | 1.32 | 1.32 | 1.32 | 1.32 | 1.32 | 1.32 | 1.32 | 1.33 | 1.33 | 1.33 | 1.33 | 0 | 0 | 0 | 0 | 0 | 0 | 0 | 0 | 0 | 0 | 0 | 0 | 0 | 0 | 0 | 0 | 0 | 0 | 0 | 0 | 0 | 0 | 0 | 0 | 0 | 0 | 0 | 0 | 0 | 0 | 0 | 0 | 0 | 0 | 0 | 0 | 0 | 0 | 0 | 0 | 0 | 0 | 0 | 0 | 0 | 0 | 0 | 0 | 0 | 0
| Other demand components |  | Ml/d | 2 | 0.32 | 0.32 | 0.33 | 0.33 | 0.33 | 0.32 | 0.32 | 0.33 | 0.32 | 0.32 | 0.32 | 0.32 | 0.33 | 0.34 | 0.32 | 0.32 | 0.32 | 0.33 | 0.32 | 0.33 | 0.33 | 0.33 | 0.33 | 0.33 | 0.33 | 0.32 | 0.33 | 0.32 | 0.32 | 0.34 | 0.33 | 0 | 0 | 0 | 0 | 0 | 0 | 0 | 0 | 0 | 0 | 0 | 0 | 0 | 0 | 0 | 0 | 0 | 0 | 0 | 0 | 0 | 0 | 0 | 0 | 0 | 0 | 0 | 0 | 0 | 0 | 0 | 0 | 0 | 0 | 0 | 0 | 0 | 0 | 0 | 0 | 0 | 0 | 0 | 0 | 0 | 0 | 0 | 0 | 0 | 0
| Total Water Available for use |  | Ml/d | 2 | 11.57 | 11.57 | 11.57 | 11.57 | 11.57 | 11.57 | 11.37 | 11.38 | 11.38 | 11.38 | 11.37 | 11.37 | 11.38 | 11.42 | 11.47 | 11.55 | 11.52 | 11.52 | 11.61 | 11.69 | 11.63 | 6.52 | 6.52 | 6.52 | 6.52 | 6.52 | 6.52 | 6.52 | 6.52 | 6.52 | 6.52 | 0 | 0 | 0 | 0 | 0 | 0 | 0 | 0 | 0 | 0 | 0 | 0 | 0 | 0 | 0 | 0 | 0 | 0 | 0 | 0 | 0 | 0 | 0 | 0 | 0 | 0 | 0 | 0 | 0 | 0 | 0 | 0 | 0 | 0 | 0 | 0 | 0 | 0 | 0 | 0 | 0 | 0 | 0 | 0 | 0 | 0 | 0 | 0 | 0 | 0
| Total Demand + Target Headroom |  | Ml/d | 2 | 11.498 | 11.458 | 11.448 | 11.428 | 11.348 | 11.348 | 11.358 | 11.3756 | 11.3795 | 11.3781 | 11.3695 | 11.3706 | 11.3816 | 11.431 | 11.476 | 11.548 | 11.5208 | 11.5202 | 11.6003 | 11.6866 | 11.6305 | 11.6959 | 11.7783 | 11.8459 | 11.9266 | 11.9736 | 11.9789 | 12.0422 | 12.105 | 12.1898 | 12.2617 | 0 | 0 | 0 | 0 | 0 | 0 | 0 | 0 | 0 | 0 | 0 | 0 | 0 | 0 | 0 | 0 | 0 | 0 | 0 | 0 | 0 | 0 | 0 | 0 | 0 | 0 | 0 | 0 | 0 | 0 | 0 | 0 | 0 | 0 | 0 | 0 | 0 | 0 | 0 | 0 | 0 | 0 | 0 | 0 | 0 | 0 | 0 | 0 | 0 | 0
DYAA Final Plan |  |  |  |  | 2019-20 | 2020-21 | 2021-22 | 2022-23 | 2023-24 | 2024-25 | 2025-26 | 2026-27 | 2027-28 | 2028-29 | 2029-30 | 2030-31 | 2031-32 | 2032-33 | 2033-34 | 2034-35 | 2035-36 | 2036-37 | 2037-38 | 2038-39 | 2039-40 | 2040-41 | 2041-42 | 2042-43 | 2043-44 | 2044-45 | 2045-46 | 2046-47 | 2047-48 | 2048-49 | 2049-50 | 2050-51 | 2051-52 | 2052-53 | 2053-54 | 2054-55 | 2055-56 | 2056-57 | 2057-58 | 2058-59 | 2059-60 | 2060-61 | 2061-62 | 2062-63 | 2063-64 | 2064-65 | 2065-66 | 2066-67 | 2067-68 | 2068-69 | 2069-70 | 2070-71 | 2071-72 | 2072-73 | 2073-74 | 2074-75 | 2075-76 | 2076-77 | 2077-78 | 2078-79 | 2079-80 | 2080-81 | 2081-82 | 2082-83 | 2083-84 | 2084-85 | 2085-86 | 2086-87 | 2087-88 | 2088-89 | 2089-90 | 2090-91 | 2091-92 | 2092-93 | 2093-94 | 2094-95 | 2095-96 | 2096-97 | 2097-98 | 2098-99 | 2099-100
| Measured HH consumption |  | Ml/d | 2 | 5.12 | 5.17 | 5.23 | 5.29 | 5.31 | 5.4 | 5.41 | 5.46 | 5.49 | 5.5 | 5.49 | 5.48 | 5.47 | 5.5 | 5.54 | 5.54 | 5.53 | 5.5 | 5.52 | 5.51 | 5.5 | 5.49 | 5.5 | 5.48 | 5.48 | 5.51 | 5.53 | 5.54 | 5.57 | 5.59 | 5.61 | 0 | 0 | 0 | 0 | 0 | 0 | 0 | 0 | 0 | 0 | 0 | 0 | 0 | 0 | 0 | 0 | 0 | 0 | 0 | 0 | 0 | 0 | 0 | 0 | 0 | 0 | 0 | 0 | 0 | 0 | 0 | 0 | 0 | 0 | 0 | 0 | 0 | 0 | 0 | 0 | 0 | 0 | 0 | 0 | 0 | 0 | 0 | 0 | 0 | 0
| Unmeasured HH consumption |  | Ml/d | 2 | 1.52 | 1.44 | 1.38 | 1.3 | 1.23 | 1.16 | 1.11 | 1.05 | 1 | 0.95 | 0.9 | 0.86 | 0.82 | 0.78 | 0.74 | 0.71 | 0.67 | 0.64 | 0.61 | 0.58 | 0.55 | 0.52 | 0.49 | 0.47 | 0.44 | 0.42 | 0.41 | 0.4 | 0.39 | 0.38 | 0.38 | 0 | 0 | 0 | 0 | 0 | 0 | 0 | 0 | 0 | 0 | 0 | 0 | 0 | 0 | 0 | 0 | 0 | 0 | 0 | 0 | 0 | 0 | 0 | 0 | 0 | 0 | 0 | 0 | 0 | 0 | 0 | 0 | 0 | 0 | 0 | 0 | 0 | 0 | 0 | 0 | 0 | 0 | 0 | 0 | 0 | 0 | 0 | 0 | 0 | 0
| Non-HH consumption |  | Ml/d | 2 | 2.61 | 2.62 | 2.63 | 2.64 | 2.65 | 2.67 | 2.65 | 2.64 | 2.63 | 2.63 | 2.62 | 2.61 | 2.6 | 2.59 | 2.6 | 2.6 | 2.6 | 2.6 | 2.6 | 2.6 | 2.6 | 2.6 | 2.6 | 2.61 | 2.61 | 2.61 | 2.61 | 2.62 | 2.62 | 2.62 | 2.63 | 0 | 0 | 0 | 0 | 0 | 0 | 0 | 0 | 0 | 0 | 0 | 0 | 0 | 0 | 0 | 0 | 0 | 0 | 0 | 0 | 0 | 0 | 0 | 0 | 0 | 0 | 0 | 0 | 0 | 0 | 0 | 0 | 0 | 0 | 0 | 0 | 0 | 0 | 0 | 0 | 0 | 0 | 0 | 0 | 0 | 0 | 0 | 0 | 0 | 0
| Total Leakage |  | Ml/d | 2 | 1.5 | 1.48 | 1.45 | 1.44 | 1.4 | 1.37 | 1.34 | 1.33 | 1.33 | 1.27 | 1.26 | 1.26 | 1.24 | 1.24 | 1.24 | 1.23 | 1.23 | 1.24 | 1.23 | 1.22 | 1.23 | 1.23 | 1.22 | 1.21 | 1.2 | 1.2 | 1.19 | 1.2 | 1.2 | 1.16 | 1.15 | 0 | 0 | 0 | 0 | 0 | 0 | 0 | 0 | 0 | 0 | 0 | 0 | 0 | 0 | 0 | 0 | 0 | 0 | 0 | 0 | 0 | 0 | 0 | 0 | 0 | 0 | 0 | 0 | 0 | 0 | 0 | 0 | 0 | 0 | 0 | 0 | 0 | 0 | 0 | 0 | 0 | 0 | 0 | 0 | 0 | 0 | 0 | 0 | 0 | 0
| Other demand components |  | Ml/d | 2 | 0.32 | 0.32 | 0.33 | 0.33 | 0.33 | 0.32 | 0.32 | 0.33 | 0.32 | 0.32 | 0.32 | 0.32 | 0.33 | 0.34 | 0.32 | 0.32 | 0.32 | 0.33 | 0.32 | 0.33 | 0.33 | 0.33 | 0.33 | 0.33 | 0.33 | 0.32 | 0.33 | 0.32 | 0.32 | 0.34 | 0.33 | 0 | 0 | 0 | 0 | 0 | 0 | 0 | 0 | 0 | 0 | 0 | 0 | 0 | 0 | 0 | 0 | 0 | 0 | 0 | 0 | 0 | 0 | 0 | 0 | 0 | 0 | 0 | 0 | 0 | 0 | 0 | 0 | 0 | 0 | 0 | 0 | 0 | 0 | 0 | 0 | 0 | 0 | 0 | 0 | 0 | 0 | 0 | 0 | 0 | 0
| Total Water Available for use |  | Ml/d | 2 | 11.57 | 11.57 | 11.57 | 11.57 | 11.57 | 11.57 | 11.27 | 11.23 | 11.19 | 11.09 | 11.02 | 10.97 | 10.91 | 10.91 | 10.91 | 10.9 | 10.78 | 10.69 | 10.69 | 10.68 | 10.53 | 10.51 | 10.5 | 10.48 | 10.46 | 10.45 | 10.4 | 10.41 | 10.43 | 10.42 | 10.43 | 0 | 0 | 0 | 0 | 0 | 0 | 0 | 0 | 0 | 0 | 0 | 0 | 0 | 0 | 0 | 0 | 0 | 0 | 0 | 0 | 0 | 0 | 0 | 0 | 0 | 0 | 0 | 0 | 0 | 0 | 0 | 0 | 0 | 0 | 0 | 0 | 0 | 0 | 0 | 0 | 0 | 0 | 0 | 0 | 0 | 0 | 0 | 0 | 0 | 0
| Total Demand + Target Headroom |  | Ml/d | 2 | 11.498 | 11.458 | 11.448 | 11.428 | 11.348 | 11.348 | 11.258 | 11.2256 | 11.1895 | 11.0881 | 11.0195 | 10.9706 | 10.9116 | 10.911 | 10.906 | 10.898 | 10.7808 | 10.6902 | 10.6903 | 10.6766 | 10.5305 | 10.5059 | 10.4983 | 10.4759 | 10.4566 | 10.4536 | 10.3989 | 10.4122 | 10.425 | 10.4198 | 10.4317 | 0 | 0 | 0 | 0 | 0 | 0 | 0 | 0 | 0 | 0 | 0 | 0 | 0 | 0 | 0 | 0 | 0 | 0 | 0 | 0 | 0 | 0 | 0 | 0 | 0 | 0 | 0 | 0 | 0 | 0 | 0 | 0 | 0 | 0 | 0 | 0 | 0 | 0 | 0 | 0 | 0 | 0 | 0 | 0 | 0 | 0 | 0 | 0 | 0 | 0
DYCP Baseline |  |  |  |  | 2019-20 | 2020-21 | 2021-22 | 2022-23 | 2023-24 | 2024-25 | 2025-26 | 2026-27 | 2027-28 | 2028-29 | 2029-30 | 2030-31 | 2031-32 | 2032-33 | 2033-34 | 2034-35 | 2035-36 | 2036-37 | 2037-38 | 2038-39 | 2039-40 | 2040-41 | 2041-42 | 2042-43 | 2043-44 | 2044-45 | 2045-46 | 2046-47 | 2047-48 | 2048-49 | 2049-50 | 2050-51 | 2051-52 | 2052-53 | 2053-54 | 2054-55 | 2055-56 | 2056-57 | 2057-58 | 2058-59 | 2059-60 | 2060-61 | 2061-62 | 2062-63 | 2063-64 | 2064-65 | 2065-66 | 2066-67 | 2067-68 | 2068-69 | 2069-70 | 2070-71 | 2071-72 | 2072-73 | 2073-74 | 2074-75 | 2075-76 | 2076-77 | 2077-78 | 2078-79 | 2079-80 | 2080-81 | 2081-82 | 2082-83 | 2083-84 | 2084-85 | 2085-86 | 2086-87 | 2087-88 | 2088-89 | 2089-90 | 2090-91 | 2091-92 | 2092-93 | 2093-94 | 2094-95 | 2095-96 | 2096-97 | 2097-98 | 2098-99 | 2099-100
| Measured HH consumption |  | Ml/d | 2 | 6.87 | 6.93 | 7.01 | 7.09 | 7.12 | 7.23 | 7.32 | 7.42 | 7.48 | 7.54 | 7.59 | 7.62 | 7.67 | 7.76 | 7.83 | 7.92 | 8 | 8.08 | 8.18 | 8.27 | 8.36 | 8.45 | 8.54 | 8.63 | 8.72 | 8.82 | 8.89 | 8.96 | 9.03 | 9.11 | 9.19 | 0 | 0 | 0 | 0 | 0 | 0 | 0 | 0 | 0 | 0 | 0 | 0 | 0 | 0 | 0 | 0 | 0 | 0 | 0 | 0 | 0 | 0 | 0 | 0 | 0 | 0 | 0 | 0 | 0 | 0 | 0 | 0 | 0 | 0 | 0 | 0 | 0 | 0 | 0 | 0 | 0 | 0 | 0 | 0 | 0 | 0 | 0 | 0 | 0 | 0
| Unmeasured HH consumption |  | Ml/d | 2 | 2.13 | 2.02 | 1.94 | 1.83 | 1.74 | 1.64 | 1.56 | 1.48 | 1.41 | 1.35 | 1.28 | 1.21 | 1.16 | 1.11 | 1.05 | 1.01 | 0.96 | 0.91 | 0.87 | 0.82 | 0.78 | 0.74 | 0.7 | 0.67 | 0.63 | 0.6 | 0.58 | 0.57 | 0.56 | 0.55 | 0.55 | 0 | 0 | 0 | 0 | 0 | 0 | 0 | 0 | 0 | 0 | 0 | 0 | 0 | 0 | 0 | 0 | 0 | 0 | 0 | 0 | 0 | 0 | 0 | 0 | 0 | 0 | 0 | 0 | 0 | 0 | 0 | 0 | 0 | 0 | 0 | 0 | 0 | 0 | 0 | 0 | 0 | 0 | 0 | 0 | 0 | 0 | 0 | 0 | 0 | 0
| Non-HH consumption |  | Ml/d | 2 | 3.48 | 3.5 | 3.52 | 3.54 | 3.56 | 3.58 | 3.6 | 3.62 | 3.64 | 3.66 | 3.68 | 3.7 | 3.72 | 3.74 | 3.77 | 3.8 | 3.83 | 3.85 | 3.88 | 3.91 | 3.93 | 3.96 | 3.99 | 4.01 | 4.04 | 4.07 | 4.1 | 4.13 | 4.16 | 4.19 | 4.23 | 0 | 0 | 0 | 0 | 0 | 0 | 0 | 0 | 0 | 0 | 0 | 0 | 0 | 0 | 0 | 0 | 0 | 0 | 0 | 0 | 0 | 0 | 0 | 0 | 0 | 0 | 0 | 0 | 0 | 0 | 0 | 0 | 0 | 0 | 0 | 0 | 0 | 0 | 0 | 0 | 0 | 0 | 0 | 0 | 0 | 0 | 0 | 0 | 0 | 0
| Total Leakage |  | Ml/d | 2 | 1.5 | 1.48 | 1.45 | 1.44 | 1.4 | 1.37 | 1.36 | 1.35 | 1.36 | 1.34 | 1.33 | 1.33 | 1.31 | 1.31 | 1.32 | 1.31 | 1.31 | 1.32 | 1.31 | 1.31 | 1.32 | 1.32 | 1.32 | 1.32 | 1.32 | 1.32 | 1.32 | 1.33 | 1.33 | 1.33 | 1.33 | 0 | 0 | 0 | 0 | 0 | 0 | 0 | 0 | 0 | 0 | 0 | 0 | 0 | 0 | 0 | 0 | 0 | 0 | 0 | 0 | 0 | 0 | 0 | 0 | 0 | 0 | 0 | 0 | 0 | 0 | 0 | 0 | 0 | 0 | 0 | 0 | 0 | 0 | 0 | 0 | 0 | 0 | 0 | 0 | 0 | 0 | 0 | 0 | 0 | 0
| Other demand components |  | Ml/d | 2 | 0.32 | 0.32 | 0.33 | 0.33 | 0.33 | 0.32 | 0.32 | 0.33 | 0.32 | 0.32 | 0.32 | 0.32 | 0.33 | 0.34 | 0.32 | 0.32 | 0.32 | 0.33 | 0.32 | 0.33 | 0.33 | 0.33 | 0.33 | 0.33 | 0.33 | 0.32 | 0.33 | 0.32 | 0.32 | 0.34 | 0.33 | 0 | 0 | 0 | 0 | 0 | 0 | 0 | 0 | 0 | 0 | 0 | 0 | 0 | 0 | 0 | 0 | 0 | 0 | 0 | 0 | 0 | 0 | 0 | 0 | 0 | 0 | 0 | 0 | 0 | 0 | 0 | 0 | 0 | 0 | 0 | 0 | 0 | 0 | 0 | 0 | 0 | 0 | 0 | 0 | 0 | 0 | 0 | 0 | 0 | 0
| Total Water Available for use |  | Ml/d | 2 | 12.62 | 12.62 | 12.62 | 12.62 | 12.62 | 12.62 | 17.62 | 17.62 | 17.62 | 17.62 | 17.62 | 17.62 | 17.62 | 17.62 | 17.62 | 17.62 | 17.62 | 17.62 | 17.62 | 17.62 | 17.62 | 17.62 | 17.62 | 17.62 | 17.62 | 17.62 | 10.38 | 10.38 | 10.38 | 10.38 | 10.38 | 0 | 0 | 0 | 0 | 0 | 0 | 0 | 0 | 0 | 0 | 0 | 0 | 0 | 0 | 0 | 0 | 0 | 0 | 0 | 0 | 0 | 0 | 0 | 0 | 0 | 0 | 0 | 0 | 0 | 0 | 0 | 0 | 0 | 0 | 0 | 0 | 0 | 0 | 0 | 0 | 0 | 0 | 0 | 0 | 0 | 0 | 0 | 0 | 0 | 0
| Total Demand + Target Headroom |  | Ml/d | 2 | 14.8544 | 14.8044 | 14.8044 | 14.7844 | 14.7044 | 14.6944 | 14.7144 | 14.7386 | 14.7538 | 14.7523 | 14.7572 | 14.7512 | 14.7759 | 14.8577 | 14.8949 | 15.0064 | 14.9794 | 14.9833 | 15.0928 | 15.2071 | 15.1363 | 15.2366 | 15.3453 | 15.4486 | 15.5556 | 15.6426 | 15.645 | 15.743 | 15.8235 | 15.9502 | 16.055 | 0 | 0 | 0 | 0 | 0 | 0 | 0 | 0 | 0 | 0 | 0 | 0 | 0 | 0 | 0 | 0 | 0 | 0 | 0 | 0 | 0 | 0 | 0 | 0 | 0 | 0 | 0 | 0 | 0 | 0 | 0 | 0 | 0 | 0 | 0 | 0 | 0 | 0 | 0 | 0 | 0 | 0 | 0 | 0 | 0 | 0 | 0 | 0 | 0 | 0
DYCP Final Plan |  |  |  |  | 2019-20 | 2020-21 | 2021-22 | 2022-23 | 2023-24 | 2024-25 | 2025-26 | 2026-27 | 2027-28 | 2028-29 | 2029-30 | 2030-31 | 2031-32 | 2032-33 | 2033-34 | 2034-35 | 2035-36 | 2036-37 | 2037-38 | 2038-39 | 2039-40 | 2040-41 | 2041-42 | 2042-43 | 2043-44 | 2044-45 | 2045-46 | 2046-47 | 2047-48 | 2048-49 | 2049-50 | 2050-51 | 2051-52 | 2052-53 | 2053-54 | 2054-55 | 2055-56 | 2056-57 | 2057-58 | 2058-59 | 2059-60 | 2060-61 | 2061-62 | 2062-63 | 2063-64 | 2064-65 | 2065-66 | 2066-67 | 2067-68 | 2068-69 | 2069-70 | 2070-71 | 2071-72 | 2072-73 | 2073-74 | 2074-75 | 2075-76 | 2076-77 | 2077-78 | 2078-79 | 2079-80 | 2080-81 | 2081-82 | 2082-83 | 2083-84 | 2084-85 | 2085-86 | 2086-87 | 2087-88 | 2088-89 | 2089-90 | 2090-91 | 2091-92 | 2092-93 | 2093-94 | 2094-95 | 2095-96 | 2096-97 | 2097-98 | 2098-99 | 2099-100
| Measured HH consumption |  | Ml/d | 2 | 6.87 | 6.93 | 7.01 | 7.09 | 7.12 | 7.23 | 7.26 | 7.33 | 7.37 | 7.38 | 7.38 | 7.36 | 7.36 | 7.41 | 7.46 | 7.46 | 7.45 | 7.44 | 7.45 | 7.44 | 7.44 | 7.44 | 7.44 | 7.44 | 7.43 | 7.49 | 7.52 | 7.55 | 7.58 | 7.61 | 7.65 | 0 | 0 | 0 | 0 | 0 | 0 | 0 | 0 | 0 | 0 | 0 | 0 | 0 | 0 | 0 | 0 | 0 | 0 | 0 | 0 | 0 | 0 | 0 | 0 | 0 | 0 | 0 | 0 | 0 | 0 | 0 | 0 | 0 | 0 | 0 | 0 | 0 | 0 | 0 | 0 | 0 | 0 | 0 | 0 | 0 | 0 | 0 | 0 | 0 | 0
| Unmeasured HH consumption |  | Ml/d | 2 | 2.13 | 2.02 | 1.94 | 1.83 | 1.74 | 1.64 | 1.56 | 1.48 | 1.41 | 1.35 | 1.28 | 1.21 | 1.16 | 1.11 | 1.05 | 1.01 | 0.96 | 0.91 | 0.87 | 0.82 | 0.78 | 0.74 | 0.7 | 0.67 | 0.63 | 0.6 | 0.58 | 0.57 | 0.56 | 0.55 | 0.55 | 0 | 0 | 0 | 0 | 0 | 0 | 0 | 0 | 0 | 0 | 0 | 0 | 0 | 0 | 0 | 0 | 0 | 0 | 0 | 0 | 0 | 0 | 0 | 0 | 0 | 0 | 0 | 0 | 0 | 0 | 0 | 0 | 0 | 0 | 0 | 0 | 0 | 0 | 0 | 0 | 0 | 0 | 0 | 0 | 0 | 0 | 0 | 0 | 0 | 0
| Non-HH consumption |  | Ml/d | 2 | 3.48 | 3.5 | 3.52 | 3.54 | 3.56 | 3.58 | 3.56 | 3.54 | 3.53 | 3.52 | 3.51 | 3.51 | 3.5 | 3.49 | 3.49 | 3.5 | 3.5 | 3.49 | 3.49 | 3.5 | 3.49 | 3.49 | 3.49 | 3.5 | 3.5 | 3.5 | 3.51 | 3.51 | 3.52 | 3.52 | 3.53 | 0 | 0 | 0 | 0 | 0 | 0 | 0 | 0 | 0 | 0 | 0 | 0 | 0 | 0 | 0 | 0 | 0 | 0 | 0 | 0 | 0 | 0 | 0 | 0 | 0 | 0 | 0 | 0 | 0 | 0 | 0 | 0 | 0 | 0 | 0 | 0 | 0 | 0 | 0 | 0 | 0 | 0 | 0 | 0 | 0 | 0 | 0 | 0 | 0 | 0
| Total Leakage |  | Ml/d | 2 | 1.5 | 1.48 | 1.45 | 1.44 | 1.4 | 1.37 | 1.34 | 1.33 | 1.33 | 1.27 | 1.26 | 1.26 | 1.24 | 1.24 | 1.24 | 1.23 | 1.23 | 1.24 | 1.23 | 1.22 | 1.23 | 1.23 | 1.22 | 1.21 | 1.2 | 1.2 | 1.19 | 1.2 | 1.2 | 1.16 | 1.15 | 0 | 0 | 0 | 0 | 0 | 0 | 0 | 0 | 0 | 0 | 0 | 0 | 0 | 0 | 0 | 0 | 0 | 0 | 0 | 0 | 0 | 0 | 0 | 0 | 0 | 0 | 0 | 0 | 0 | 0 | 0 | 0 | 0 | 0 | 0 | 0 | 0 | 0 | 0 | 0 | 0 | 0 | 0 | 0 | 0 | 0 | 0 | 0 | 0 | 0
| Other demand components |  | Ml/d | 2 | 0.32 | 0.32 | 0.33 | 0.33 | 0.33 | 0.32 | 0.32 | 0.33 | 0.32 | 0.32 | 0.32 | 0.32 | 0.33 | 0.34 | 0.32 | 0.32 | 0.32 | 0.33 | 0.32 | 0.33 | 0.33 | 0.33 | 0.33 | 0.33 | 0.33 | 0.32 | 0.33 | 0.32 | 0.32 | 0.34 | 0.33 | 0 | 0 | 0 | 0 | 0 | 0 | 0 | 0 | 0 | 0 | 0 | 0 | 0 | 0 | 0 | 0 | 0 | 0 | 0 | 0 | 0 | 0 | 0 | 0 | 0 | 0 | 0 | 0 | 0 | 0 | 0 | 0 | 0 | 0 | 0 | 0 | 0 | 0 | 0 | 0 | 0 | 0 | 0 | 0 | 0 | 0 | 0 | 0 | 0 | 0
| Total Water Available for use |  | Ml/d | 2 | 12.62 | 12.62 | 12.62 | 12.62 | 12.62 | 12.62 | 17.62 | 17.62 | 17.62 | 17.62 | 17.62 | 17.62 | 17.62 | 17.62 | 17.62 | 17.62 | 17.62 | 17.62 | 17.62 | 17.62 | 17.62 | 17.76 | 17.76 | 17.76 | 17.76 | 17.76 | 13.554 | 13.58 | 13.59 | 13.6 | 13.634 | 0 | 0 | 0 | 0 | 0 | 0 | 0 | 0 | 0 | 0 | 0 | 0 | 0 | 0 | 0 | 0 | 0 | 0 | 0 | 0 | 0 | 0 | 0 | 0 | 0 | 0 | 0 | 0 | 0 | 0 | 0 | 0 | 0 | 0 | 0 | 0 | 0 | 0 | 0 | 0 | 0 | 0 | 0 | 0 | 0 | 0 | 0 | 0 | 0 | 0
| Total Demand + Target Headroom |  | Ml/d | 2 | 14.8544 | 14.8044 | 14.8044 | 14.7844 | 14.7044 | 14.6944 | 14.5944 | 14.5486 | 14.5038 | 14.3823 | 14.3072 | 14.2312 | 14.1759 | 14.1877 | 14.1649 | 14.1664 | 14.0194 | 13.9033 | 13.8928 | 13.8771 | 13.6863 | 13.6666 | 13.6453 | 13.6386 | 13.6056 | 13.6226 | 13.555 | 13.583 | 13.595 | 13.605 | 13.635 | 0 | 0 | 0 | 0 | 0 | 0 | 0 | 0 | 0 | 0 | 0 | 0 | 0 | 0 | 0 | 0 | 0 | 0 | 0 | 0 | 0 | 0 | 0 | 0 | 0 | 0 | 0 | 0 | 0 | 0 | 0 | 0 | 0 | 0 | 0 | 0 | 0 | 0 | 0 | 0 | 0 | 0 | 0 | 0 | 0 | 0 | 0 | 0 | 0 | 0

## AWSRTC
Back to title page
Table 3a: DYAA - Baseline
Table 3b: DYAA - Final plan Options
Table 3c: DYAA - Final plan
Table 3d: DYCP - Baseline
Table 3e: DYCP - Final plan Options
Table 3f: DYCP - Final plan
Water Company | Anglian Water | Version | V3.3
WRZ | AWSRTC | Planning Scenario | DYAA
Table 3a: DYAA - Baseline | Back to top of sheet
WRMP24 reference | Component | Derivation | Unit | Decimal places | 2019-20 | 2020-21 | 2021-22 | 2022-23 | 2023-24 | 2024-25 | 2025-26 | 2026-27 | 2027-28 | 2028-29 | 2029-30 | 2030-31 | 2031-32 | 2032-33 | 2033-34 | 2034-35 | 2035-36 | 2036-37 | 2037-38 | 2038-39 | 2039-40 | 2040-41 | 2041-42 | 2042-43 | 2043-44 | 2044-45 | 2045-46 | 2046-47 | 2047-48 | 2048-49 | 2049-50 | 2050-51 | 2051-52 | 2052-53 | 2053-54 | 2054-55 | 2055-56 | 2056-57 | 2057-58 | 2058-59 | 2059-60 | 2060-61 | 2061-62 | 2062-63 | 2063-64 | 2064-65 | 2065-66 | 2066-67 | 2067-68 | 2068-69 | 2069-70 | 2070-71 | 2071-72 | 2072-73 | 2073-74 | 2074-75 | 2075-76 | 2076-77 | 2077-78 | 2078-79 | 2079-80 | 2080-81 | 2081-82 | 2082-83 | 2083-84 | 2084-85 | 2085-86 | 2086-87 | 2087-88 | 2088-89 | 2089-90 | 2090-91 | 2091-92 | 2092-93 | 2093-94 | 2094-95 | 2095-96 | 2096-97 | 2097-98 | 2098-99 | 2099-100
1BL | Raw water abstracted | Input | Ml/d | 2 | 2019-20: 0; 2020-21: 0; 2021-22: 0; 2022-23: 0; 2023-24: 0; 2024-25: 0; 2025-26: 0; 2026-27: 0; 2027-28: 0; 2028-29: 0; 2029-30: 0; 2030-31: 0; 2031-32: 0; 2032-33: 0; 2033-34: 0; 2034-35: 0; 2035-36: 0; 2036-37: 0; 2037-38: 0; 2038-39: 0; 2039-40: 0; 2040-41: 0; 2041-42: 0; 2042-43: 0; 2043-44: 0; 2044-45: 0; 2045-46: 0; 2046-47: 0; 2047-48: 0; 2048-49: 0; 2049-50: 0
1.1BL | Non-potable water supplies (if applicable) | Input | Ml/d | 2 | 2019-20: 0; 2020-21: 0; 2021-22: 0; 2022-23: 0; 2023-24: 0; 2024-25: 0; 2025-26: 0; 2026-27: 0; 2027-28: 0; 2028-29: 0; 2029-30: 0; 2030-31: 0; 2031-32: 0; 2032-33: 0; 2033-34: 0; 2034-35: 0; 2035-36: 0; 2036-37: 0; 2037-38: 0; 2038-39: 0; 2039-40: 0; 2040-41: 0; 2041-42: 0; 2042-43: 0; 2043-44: 0; 2044-45: 0; 2045-46: 0; 2046-47: 0; 2047-48: 0; 2048-49: 0; 2049-50: 0
2BL | Raw water imported | Input | Ml/d | 2 | 2019-20: 75.39; 2020-21: 75.07; 2021-22: 75.64; 2022-23: 76.06; 2023-24: 76.51; 2024-25: 76.92; 2025-26: 73.04; 2026-27: 73.48; 2027-28: 74.24; 2028-29: 74.84; 2029-30: 75.53; 2030-31: 76.21; 2031-32: 76.98; 2032-33: 77.94; 2033-34: 79.16; 2034-35: 80.38; 2035-36: 81.15; 2036-37: 81.99; 2037-38: 83.45; 2038-39: 84.88; 2039-40: 85.74; 2040-41: 87.37; 2041-42: 89.1; 2042-43: 90.94; 2043-44: 92.85; 2044-45: 94.73; 2045-46: 96.32; 2046-47: 98.38; 2047-48: 100.58; 2048-49: 100.7; 2049-50: 100.7
3BL | Potable water imported | Input | Ml/d | 2 | 2019-20: 0; 2020-21: 0; 2021-22: 0; 2022-23: 0; 2023-24: 0; 2024-25: 0; 2025-26: 0; 2026-27: 0; 2027-28: 0; 2028-29: 0; 2029-30: 0; 2030-31: 0; 2031-32: 0; 2032-33: 0; 2033-34: 0; 2034-35: 0; 2035-36: 0; 2036-37: 0; 2037-38: 0; 2038-39: 0; 2039-40: 0; 2040-41: 0; 2041-42: 0; 2042-43: 0; 2043-44: 0; 2044-45: 0; 2045-46: 0; 2046-47: 0; 2047-48: 0; 2048-49: 0; 2049-50: 0
4BL | Raw water exported enter as -ve | Input | Ml/d | 2 | 2019-20: 0; 2020-21: 0; 2021-22: 0; 2022-23: 0; 2023-24: 0; 2024-25: 0; 2025-26: 0; 2026-27: 0; 2027-28: 0; 2028-29: 0; 2029-30: 0; 2030-31: 0; 2031-32: 0; 2032-33: 0; 2033-34: 0; 2034-35: 0; 2035-36: 0; 2036-37: 0; 2037-38: 0; 2038-39: 0; 2039-40: 0; 2040-41: 0; 2041-42: 0; 2042-43: 0; 2043-44: 0; 2044-45: 0; 2045-46: 0; 2046-47: 0; 2047-48: 0; 2048-49: 0; 2049-50: 0
5BL | Potable water exported enter as -ve | Input | Ml/d | 2 | 2019-20: 0; 2020-21: 0; 2021-22: 0; 2022-23: 0; 2023-24: 0; 2024-25: 0; 2025-26: 0; 2026-27: 0; 2027-28: 0; 2028-29: 0; 2029-30: 0; 2030-31: 0; 2031-32: 0; 2032-33: 0; 2033-34: 0; 2034-35: 0; 2035-36: 0; 2036-37: 0; 2037-38: 0; 2038-39: 0; 2039-40: 0; 2040-41: 0; 2041-42: 0; 2042-43: 0; 2043-44: 0; 2044-45: 0; 2045-46: 0; 2046-47: 0; 2047-48: 0; 2048-49: 0; 2049-50: 0
6BL | Deployable Output before forecast changes | Input | Ml/d | 2 | 2019-20: 0; 2020-21: 0; 2021-22: 0; 2022-23: 0; 2023-24: 0; 2024-25: 0; 2025-26: 0; 2026-27: 0; 2027-28: 0; 2028-29: 0; 2029-30: 0; 2030-31: 0; 2031-32: 0; 2032-33: 0; 2033-34: 0; 2034-35: 0; 2035-36: 0; 2036-37: 0; 2037-38: 0; 2038-39: 0; 2039-40: 0; 2040-41: 0; 2041-42: 0; 2042-43: 0; 2043-44: 0; 2044-45: 0; 2045-46: 0; 2046-47: 0; 2047-48: 0; 2048-49: 0; 2049-50: 0
6.1BL | Deployable Output post forecast changes | 6BL + 7BL | Ml/d | 2 | 2019-20: 0; 2020-21: 0; 2021-22: 0; 2022-23: 0; 2023-24: 0; 2024-25: 0; 2025-26: 0; 2026-27: 0; 2027-28: 0; 2028-29: 0; 2029-30: 0; 2030-31: 0; 2031-32: 0; 2032-33: 0; 2033-34: 0; 2034-35: 0; 2035-36: 0; 2036-37: 0; 2037-38: 0; 2038-39: 0; 2039-40: 0; 2040-41: 0; 2041-42: 0; 2042-43: 0; 2043-44: 0; 2044-45: 0; 2045-46: 0; 2046-47: 0; 2047-48: 0; 2048-49: 0; 2049-50: 0
7BL | Baseline forecast changes to Deployable Output | sum (7.1BL:7.6BL) | Ml/d | 2 | 2019-20: 0; 2020-21: 0; 2021-22: 0; 2022-23: 0; 2023-24: 0; 2024-25: 0; 2025-26: 0; 2026-27: 0; 2027-28: 0; 2028-29: 0; 2029-30: 0; 2030-31: 0; 2031-32: 0; 2032-33: 0; 2033-34: 0; 2034-35: 0; 2035-36: 0; 2036-37: 0; 2037-38: 0; 2038-39: 0; 2039-40: 0; 2040-41: 0; 2041-42: 0; 2042-43: 0; 2043-44: 0; 2044-45: 0; 2045-46: 0; 2046-47: 0; 2047-48: 0; 2048-49: 0; 2049-50: 0
7.1BL | Change in DO due to climate change | Input | Ml/d | 2 | 2019-20: 0; 2020-21: 0; 2021-22: 0; 2022-23: 0; 2023-24: 0; 2024-25: 0; 2025-26: 0; 2026-27: 0; 2027-28: 0; 2028-29: 0; 2029-30: 0; 2030-31: 0; 2031-32: 0; 2032-33: 0; 2033-34: 0; 2034-35: 0; 2035-36: 0; 2036-37: 0; 2037-38: 0; 2038-39: 0; 2039-40: 0; 2040-41: 0; 2041-42: 0; 2042-43: 0; 2043-44: 0; 2044-45: 0; 2045-46: 0; 2046-47: 0; 2047-48: 0; 2048-49: 0; 2049-50: 0
7.2BL | Total confirmed DO reductions to restore sustainable abstraction enter as -ve | Input | Ml/d | 2 | 2019-20: 0; 2020-21: 0; 2021-22: 0; 2022-23: 0; 2023-24: 0; 2024-25: 0; 2025-26: 0; 2026-27: 0; 2027-28: 0; 2028-29: 0; 2029-30: 0; 2030-31: 0; 2031-32: 0; 2032-33: 0; 2033-34: 0; 2034-35: 0; 2035-36: 0; 2036-37: 0; 2037-38: 0; 2038-39: 0; 2039-40: 0; 2040-41: 0; 2041-42: 0; 2042-43: 0; 2043-44: 0; 2044-45: 0; 2045-46: 0; 2046-47: 0; 2047-48: 0; 2048-49: 0; 2049-50: 0
7.3BL | Total additional DO reductions for Environmental Destination (excl. any confirmed reductions) enter as -ve | Input | Ml/d | 2 | 2019-20: 0; 2020-21: 0; 2021-22: 0; 2022-23: 0; 2023-24: 0; 2024-25: 0; 2025-26: 0; 2026-27: 0; 2027-28: 0; 2028-29: 0; 2029-30: 0; 2030-31: 0; 2031-32: 0; 2032-33: 0; 2033-34: 0; 2034-35: 0; 2035-36: 0; 2036-37: 0; 2037-38: 0; 2038-39: 0; 2039-40: 0; 2040-41: 0; 2041-42: 0; 2042-43: 0; 2043-44: 0; 2044-45: 0; 2045-46: 0; 2046-47: 0; 2047-48: 0; 2048-49: 0; 2049-50: 0
7.4BL | Change in DO from prolonged Outage reduction enter as -ve | Input | Ml/d | 2 | 2019-20: 0; 2020-21: 0; 2021-22: 0; 2022-23: 0; 2023-24: 0; 2024-25: 0; 2025-26: 0; 2026-27: 0; 2027-28: 0; 2028-29: 0; 2029-30: 0; 2030-31: 0; 2031-32: 0; 2032-33: 0; 2033-34: 0; 2034-35: 0; 2035-36: 0; 2036-37: 0; 2037-38: 0; 2038-39: 0; 2039-40: 0; 2040-41: 0; 2041-42: 0; 2042-43: 0; 2043-44: 0; 2044-45: 0; 2045-46: 0; 2046-47: 0; 2047-48: 0; 2048-49: 0; 2049-50: 0
7.5BL | Change in DO from drought measures | Zero for baseline | Ml/d | 2 | 2019-20: 0; 2020-21: 0; 2021-22: 0; 2022-23: 0; 2023-24: 0; 2024-25: 0; 2025-26: 0; 2026-27: 0; 2027-28: 0; 2028-29: 0; 2029-30: 0; 2030-31: 0; 2031-32: 0; 2032-33: 0; 2033-34: 0; 2034-35: 0; 2035-36: 0; 2036-37: 0; 2037-38: 0; 2038-39: 0; 2039-40: 0; 2040-41: 0; 2041-42: 0; 2042-43: 0; 2043-44: 0; 2044-45: 0; 2045-46: 0; 2046-47: 0; 2047-48: 0; 2048-49: 0; 2049-50: 0
7.6BL | Total other changes to DO (e.g. nitrates/operational decline) | Input | Ml/d | 2 | 2019-20: 0; 2020-21: 0; 2021-22: 0; 2022-23: 0; 2023-24: 0; 2024-25: 0; 2025-26: 0; 2026-27: 0; 2027-28: 0; 2028-29: 0; 2029-30: 0; 2030-31: 0; 2031-32: 0; 2032-33: 0; 2033-34: 0; 2034-35: 0; 2035-36: 0; 2036-37: 0; 2037-38: 0; 2038-39: 0; 2039-40: 0; 2040-41: 0; 2041-42: 0; 2042-43: 0; 2043-44: 0; 2044-45: 0; 2045-46: 0; 2046-47: 0; 2047-48: 0; 2048-49: 0; 2049-50: 0
8BL | Raw water losses, treatment works losses and operational use | Input | Ml/d | 2 | 2019-20: 0; 2020-21: 0; 2021-22: 0; 2022-23: 0; 2023-24: 0; 2024-25: 0; 2025-26: 0; 2026-27: 0; 2027-28: 0; 2028-29: 0; 2029-30: 0; 2030-31: 0; 2031-32: 0; 2032-33: 0; 2033-34: 0; 2034-35: 0; 2035-36: 0; 2036-37: 0; 2037-38: 0; 2038-39: 0; 2039-40: 0; 2040-41: 0; 2041-42: 0; 2042-43: 0; 2043-44: 0; 2044-45: 0; 2045-46: 0; 2046-47: 0; 2047-48: 0; 2048-49: 0; 2049-50: 0
9BL | Total Outage Allowance | Input | Ml/d | 2 | 2019-20: 0; 2020-21: 0; 2021-22: 0; 2022-23: 0; 2023-24: 0; 2024-25: 0; 2025-26: 0; 2026-27: 0; 2027-28: 0; 2028-29: 0; 2029-30: 0; 2030-31: 0; 2031-32: 0; 2032-33: 0; 2033-34: 0; 2034-35: 0; 2035-36: 0; 2036-37: 0; 2037-38: 0; 2038-39: 0; 2039-40: 0; 2040-41: 0; 2041-42: 0; 2042-43: 0; 2043-44: 0; 2044-45: 0; 2045-46: 0; 2046-47: 0; 2047-48: 0; 2048-49: 0; 2049-50: 0
10BL | Water Available For Use (own sources) | (6BL + 7BL) - (8BL + 9BL) | Ml/d | 2 | 2019-20: 0; 2020-21: 0; 2021-22: 0; 2022-23: 0; 2023-24: 0; 2024-25: 0; 2025-26: 0; 2026-27: 0; 2027-28: 0; 2028-29: 0; 2029-30: 0; 2030-31: 0; 2031-32: 0; 2032-33: 0; 2033-34: 0; 2034-35: 0; 2035-36: 0; 2036-37: 0; 2037-38: 0; 2038-39: 0; 2039-40: 0; 2040-41: 0; 2041-42: 0; 2042-43: 0; 2043-44: 0; 2044-45: 0; 2045-46: 0; 2046-47: 0; 2047-48: 0; 2048-49: 0; 2049-50: 0
11BL | Total Water Available For Use | 10BL + sum (2BL:5BL) | Ml/d | 2 | 2019-20: 75.39; 2020-21: 75.07; 2021-22: 75.64; 2022-23: 76.06; 2023-24: 76.51; 2024-25: 76.92; 2025-26: 73.04; 2026-27: 73.48; 2027-28: 74.24; 2028-29: 74.84; 2029-30: 75.53; 2030-31: 76.21; 2031-32: 76.98; 2032-33: 77.94; 2033-34: 79.16; 2034-35: 80.38; 2035-36: 81.15; 2036-37: 81.99; 2037-38: 83.45; 2038-39: 84.88; 2039-40: 85.74; 2040-41: 87.37; 2041-42: 89.1; 2042-43: 90.94; 2043-44: 92.85; 2044-45: 94.73; 2045-46: 96.32; 2046-47: 98.38; 2047-48: 100.58; 2048-49: 100.7; 2049-50: 100.7
12BL | Water delivered measured non-household | Input | Ml/d | 2 | 2019-20: 17.89; 2020-21: 18.07; 2021-22: 18.21; 2022-23: 18.42; 2023-24: 18.6; 2024-25: 18.73; 2025-26: 18.88; 2026-27: 19.06; 2027-28: 19.24; 2028-29: 19.45; 2029-30: 19.68; 2030-31: 19.93; 2031-32: 20.2; 2032-33: 20.48; 2033-34: 20.89; 2034-35: 21.36; 2035-36: 21.79; 2036-37: 22.19; 2037-38: 22.62; 2038-39: 23.07; 2039-40: 23.6; 2040-41: 24.22; 2041-42: 24.89; 2042-43: 25.63; 2043-44: 26.43; 2044-45: 27.27; 2045-46: 28.2; 2046-47: 29.2; 2047-48: 30.26; 2048-49: 31.38; 2049-50: 32.55
12.1BL | Non-potable water consumption (if applicable) | Input | Ml/d | 2 | 2019-20: 0; 2020-21: 0; 2021-22: 0; 2022-23: 0; 2023-24: 0; 2024-25: 0; 2025-26: 0; 2026-27: 0; 2027-28: 0; 2028-29: 0; 2029-30: 0; 2030-31: 0; 2031-32: 0; 2032-33: 0; 2033-34: 0; 2034-35: 0; 2035-36: 0; 2036-37: 0; 2037-38: 0; 2038-39: 0; 2039-40: 0; 2040-41: 0; 2041-42: 0; 2042-43: 0; 2043-44: 0; 2044-45: 0; 2045-46: 0; 2046-47: 0; 2047-48: 0; 2048-49: 0; 2049-50: 0
13BL | Water delivered unmeasured non-household | Input | Ml/d | 2 | 2019-20: 0.07; 2020-21: 0.07; 2021-22: 0.07; 2022-23: 0.08; 2023-24: 0.08; 2024-25: 0.08; 2025-26: 0.08; 2026-27: 0.08; 2027-28: 0.08; 2028-29: 0.08; 2029-30: 0.08; 2030-31: 0.08; 2031-32: 0.08; 2032-33: 0.08; 2033-34: 0.09; 2034-35: 0.09; 2035-36: 0.09; 2036-37: 0.09; 2037-38: 0.09; 2038-39: 0.09; 2039-40: 0.1; 2040-41: 0.1; 2041-42: 0.1; 2042-43: 0.1; 2043-44: 0.11; 2044-45: 0.11; 2045-46: 0.11; 2046-47: 0.12; 2047-48: 0.12; 2048-49: 0.13; 2049-50: 0.13
14BL | Water delivered measured household | Input | Ml/d | 2 | 2019-20: 40.68; 2020-21: 40.9; 2021-22: 41.12; 2022-23: 41.58; 2023-24: 41.52; 2024-25: 41.91; 2025-26: 42.26; 2026-27: 42.77; 2027-28: 43.54; 2028-29: 44.1; 2029-30: 44.64; 2030-31: 45.15; 2031-32: 45.73; 2032-33: 46.47; 2033-34: 47.2; 2034-35: 47.9; 2035-36: 48.63; 2036-37: 49.4; 2037-38: 50.32; 2038-39: 51.23; 2039-40: 52.28; 2040-41: 53.28; 2041-42: 54.31; 2042-43: 55.38; 2043-44: 56.51; 2044-45: 57.54; 2045-46: 58.56; 2046-47: 59.61; 2047-48: 60.68; 2048-49: 61.78; 2049-50: 62.88
15BL | Water delivered unmeasured household | Input | Ml/d | 2 | 2019-20: 5.84; 2020-21: 5.55; 2021-22: 5.3; 2022-23: 5.01; 2023-24: 4.73; 2024-25: 4.46; 2025-26: 4.23; 2026-27: 4.01; 2027-28: 3.8; 2028-29: 3.6; 2029-30: 3.41; 2030-31: 3.24; 2031-32: 3.06; 2032-33: 2.89; 2033-34: 2.73; 2034-35: 2.57; 2035-36: 2.42; 2036-37: 2.26; 2037-38: 2.12; 2038-39: 1.97; 2039-40: 1.83; 2040-41: 1.69; 2041-42: 1.54; 2042-43: 1.39; 2043-44: 1.22; 2044-45: 1.19; 2045-46: 1.18; 2046-47: 1.17; 2047-48: 1.17; 2048-49: 1.16; 2049-50: 1.16
16BL | Percentage of consumption driven by climate change | Input | % | 1 | 2019-20: 0%; 2020-21: 0%; 2021-22: 0%; 2022-23: 0.1%; 2023-24: 0.1%; 2024-25: 0.1%; 2025-26: 0.1%; 2026-27: 0.1%; 2027-28: 0.1%; 2028-29: 0.2%; 2029-30: 0.2%; 2030-31: 0.2%; 2031-32: 0.2%; 2032-33: 0.3%; 2033-34: 0.3%; 2034-35: 0.3%; 2035-36: 0.4%; 2036-37: 0.4%; 2037-38: 0.4%; 2038-39: 0.5%; 2039-40: 0.5%; 2040-41: 0.6%; 2041-42: 0.6%; 2042-43: 0.6%; 2043-44: 0.7%; 2044-45: 0.7%; 2045-46: 0.8%; 2046-47: 0.8%; 2047-48: 0.8%; 2048-49: 0.8%; 2049-50: 0.9%
17BL | Volume of consumption driven by climate change | 16BL * (12BL + sum(13BL:15BL) - sum (23BL:26BL)) | Ml/d | 2 | 2019-20: 0; 2020-21: 0; 2021-22: 0; 2022-23: 0.06301; 2023-24: 0.06291; 2024-25: 0.06321; 2025-26: 0.06351; 2026-27: 0.06401; 2027-28: 0.06477; 2028-29: 0.13074; 2029-30: 0.13196; 2030-31: 0.13322; 2031-32: 0.13462; 2032-33: 0.20442; 2033-34: 0.20733; 2034-35: 0.2103; 2035-36: 0.2844; 2036-37: 0.28832; 2037-38: 0.29308; 2038-39: 0.37225; 2039-40: 0.3794; 2040-41: 0.46398; 2041-42: 0.47316; 2042-43: 0.48294; 2043-44: 0.57568; 2044-45: 0.58835; 2045-46: 0.68768; 2046-47: 0.70376; 2047-48: 0.72056; 2048-49: 0.738; 2049-50: 0.85041
18BL | Measured Household - PCC | ((14BL - 25BL) * 1,000,000) / (39BL *1,000) | l/h/d | 1 | 2019-20: 141.4291; 2020-21: 139.0301; 2021-22: 137.1927; 2022-23: 135.7755; 2023-24: 132.8408; 2024-25: 131.4451; 2025-26: 130.6795; 2026-27: 130.0028; 2027-28: 129.3916; 2028-29: 128.7939; 2029-30: 128.1594; 2030-31: 127.7591; 2031-32: 127.5096; 2032-33: 127.5226; 2033-34: 127.5683; 2034-35: 127.6126; 2035-36: 127.6525; 2036-37: 127.6821; 2037-38: 128.0014; 2038-39: 128.1842; 2039-40: 128.3875; 2040-41: 128.4139; 2041-42: 128.4731; 2042-43: 128.4882; 2043-44: 128.5454; 2044-45: 128.6514; 2045-46: 128.7355; 2046-47: 128.8142; 2047-48: 128.9095; 2048-49: 128.9913; 2049-50: 129.0847
19BL | Unmeasured Household - PCC | ((15BL - 26BL) * 1,000,000) / (40BL *1,000) | l/h/d | 1 | 2019-20: 133.8854; 2020-21: 133.5485; 2021-22: 133.5405; 2022-23: 133.318; 2023-24: 133.0735; 2024-25: 133.1614; 2025-26: 132.8531; 2026-27: 132.8701; 2027-28: 132.8753; 2028-29: 133.1314; 2029-30: 132.8122; 2030-31: 133.5819; 2031-32: 133.6219; 2032-33: 134.4328; 2033-34: 135.0776; 2034-35: 135.5413; 2035-36: 137.0611; 2036-37: 137.2804; 2037-38: 138.7137; 2038-39: 139.489; 2039-40: 140.996; 2040-41: 142.9606; 2041-42: 144.7673; 2042-43: 148.1144; 2043-44: 153.1846; 2044-45: 153.3616; 2045-46: 153.1246; 2046-47: 152.8415; 2047-48: 153.8892; 2048-49: 153.4995; 2049-50: 153.4995
20BL | Average Household - PCC | (((14BL - 25BL) + (15BL - 26BL)) * 1,000,000) / ((39BL + 40BL) *1,000) | l/h/d | 1 | 2019-20: 140.4669; 2020-21: 138.3736; 2021-22: 136.78; 2022-23: 135.516; 2023-24: 132.8638; 2024-25: 131.6027; 2025-26: 130.8672; 2026-27: 130.2349; 2027-28: 129.6545; 2028-29: 129.0999; 2029-30: 128.4666; 2030-31: 128.1193; 2031-32: 127.8623; 2032-33: 127.8937; 2033-34: 127.9431; 2034-35: 127.9798; 2035-36: 128.0556; 2036-37: 128.0609; 2037-38: 128.3891; 2038-39: 128.5575; 2039-40: 128.7644; 2040-41: 128.804; 2041-42: 128.8603; 2042-43: 128.8932; 2043-44: 128.9694; 2044-45: 129.0619; 2045-46: 129.131; 2046-47: 129.1946; 2047-48: 129.2958; 2048-49: 129.3615; 2049-50: 129.4474
21BL | Water taken unbilled | Input | Ml/d | 2 | 2019-20: 1.86; 2020-21: 1.86; 2021-22: 1.87; 2022-23: 1.87; 2023-24: 1.87; 2024-25: 1.87; 2025-26: 1.86; 2026-27: 1.87; 2027-28: 1.88; 2028-29: 1.86; 2029-30: 1.87; 2030-31: 1.85; 2031-32: 1.86; 2032-33: 1.88; 2033-34: 1.85; 2034-35: 1.87; 2035-36: 1.86; 2036-37: 1.86; 2037-38: 1.88; 2038-39: 1.87; 2039-40: 1.85; 2040-41: 1.85; 2041-42: 1.87; 2042-43: 1.88; 2043-44: 1.86; 2044-45: 1.87; 2045-46: 1.88; 2046-47: 1.87; 2047-48: 1.87; 2048-49: 1.86; 2049-50: 1.87
22BL | Distribution system operational use | Input | Ml/d | 2 | 2019-20: 0.5; 2020-21: 0.5; 2021-22: 0.5; 2022-23: 0.5; 2023-24: 0.5; 2024-25: 0.5; 2025-26: 0.5; 2026-27: 0.5; 2027-28: 0.5; 2028-29: 0.5; 2029-30: 0.5; 2030-31: 0.5; 2031-32: 0.5; 2032-33: 0.5; 2033-34: 0.5; 2034-35: 0.5; 2035-36: 0.5; 2036-37: 0.5; 2037-38: 0.5; 2038-39: 0.5; 2039-40: 0.5; 2040-41: 0.5; 2041-42: 0.5; 2042-43: 0.5; 2043-44: 0.5; 2044-45: 0.5; 2045-46: 0.5; 2046-47: 0.5; 2047-48: 0.5; 2048-49: 0.5; 2049-50: 0.5
23BL | Measured Non Household - USPL | Input | Ml/d | 2 | 2019-20: 0.06; 2020-21: 0.06; 2021-22: 0.06; 2022-23: 0.06; 2023-24: 0.06; 2024-25: 0.06; 2025-26: 0.06; 2026-27: 0.06; 2027-28: 0.07; 2028-29: 0.07; 2029-30: 0.07; 2030-31: 0.07; 2031-32: 0.07; 2032-33: 0.07; 2033-34: 0.07; 2034-35: 0.07; 2035-36: 0.07; 2036-37: 0.07; 2037-38: 0.07; 2038-39: 0.07; 2039-40: 0.07; 2040-41: 0.07; 2041-42: 0.07; 2042-43: 0.07; 2043-44: 0.07; 2044-45: 0.07; 2045-46: 0.07; 2046-47: 0.07; 2047-48: 0.07; 2048-49: 0.07; 2049-50: 0.07
24BL | Unmeasured Non Household - USPL | Input | Ml/d | 2 | 2019-20: 0; 2020-21: 0; 2021-22: 0; 2022-23: 0; 2023-24: 0; 2024-25: 0; 2025-26: 0; 2026-27: 0; 2027-28: 0; 2028-29: 0; 2029-30: 0; 2030-31: 0; 2031-32: 0; 2032-33: 0; 2033-34: 0; 2034-35: 0; 2035-36: 0; 2036-37: 0; 2037-38: 0; 2038-39: 0; 2039-40: 0; 2040-41: 0; 2041-42: 0; 2042-43: 0; 2043-44: 0; 2044-45: 0; 2045-46: 0; 2046-47: 0; 2047-48: 0; 2048-49: 0; 2049-50: 0
25BL | Measured Household - USPL | Input | Ml/d | 2 | 2019-20: 1.66; 2020-21: 1.65; 2021-22: 1.61; 2022-23: 1.64; 2023-24: 1.6; 2024-25: 1.58; 2025-26: 1.56; 2026-27: 1.55; 2027-28: 1.54; 2028-29: 1.53; 2029-30: 1.51; 2030-31: 1.49; 2031-32: 1.47; 2032-33: 1.51; 2033-34: 1.54; 2034-35: 1.57; 2035-36: 1.6; 2036-37: 1.64; 2037-38: 1.67; 2038-39: 1.71; 2039-40: 1.74; 2040-41: 1.78; 2041-42: 1.81; 2042-43: 1.85; 2043-44: 1.88; 2044-45: 1.92; 2045-46: 1.95; 2046-47: 1.99; 2047-48: 2.02; 2048-49: 2.06; 2049-50: 2.09
26BL | Unmeasured Household - USPL | Input | Ml/d | 2 | 2019-20: 0.44; 2020-21: 0.42; 2021-22: 0.4; 2022-23: 0.38; 2023-24: 0.36; 2024-25: 0.33; 2025-26: 0.32; 2026-27: 0.3; 2027-28: 0.28; 2028-29: 0.26; 2029-30: 0.25; 2030-31: 0.23; 2031-32: 0.22; 2032-33: 0.2; 2033-34: 0.19; 2034-35: 0.18; 2035-36: 0.16; 2036-37: 0.15; 2037-38: 0.14; 2038-39: 0.13; 2039-40: 0.12; 2040-41: 0.11; 2041-42: 0.1; 2042-43: 0.09; 2043-44: 0.08; 2044-45: 0.07; 2045-46: 0.07; 2046-47: 0.07; 2047-48: 0.07; 2048-49: 0.07; 2049-50: 0.07
27BL | Void Properties - USPL | Input | Ml/d | 2 | 2019-20: 0.16; 2020-21: 0.16; 2021-22: 0.16; 2022-23: 0.16; 2023-24: 0.16; 2024-25: 0.17; 2025-26: 0.17; 2026-27: 0.17; 2027-28: 0.18; 2028-29: 0.18; 2029-30: 0.19; 2030-31: 0.19; 2031-32: 0.19; 2032-33: 0.2; 2033-34: 0.2; 2034-35: 0.2; 2035-36: 0.21; 2036-37: 0.21; 2037-38: 0.21; 2038-39: 0.22; 2039-40: 0.22; 2040-41: 0.23; 2041-42: 0.23; 2042-43: 0.23; 2043-44: 0.24; 2044-45: 0.24; 2045-46: 0.24; 2046-47: 0.25; 2047-48: 0.25; 2048-49: 0.26; 2049-50: 0.26
28BL | Distribution losses | Input | Ml/d | 2 | 2019-20: 3.4; 2020-21: 3.33; 2021-22: 3.29; 2022-23: 3.23; 2023-24: 3.16; 2024-25: 3.09; 2025-26: 3.09; 2026-27: 3.09; 2027-28: 3.09; 2028-29: 3.09; 2029-30: 3.09; 2030-31: 3.09; 2031-32: 3.09; 2032-33: 3.09; 2033-34: 3.09; 2034-35: 3.09; 2035-36: 3.09; 2036-37: 3.09; 2037-38: 3.09; 2038-39: 3.09; 2039-40: 3.09; 2040-41: 3.09; 2041-42: 3.09; 2042-43: 3.09; 2043-44: 3.09; 2044-45: 3.09; 2045-46: 3.09; 2046-47: 3.09; 2047-48: 3.09; 2048-49: 3.09; 2049-50: 3.09
29BL | Total Leakage | sum (23BL:28BL) | Ml/d | 2 | 2019-20: 5.72; 2020-21: 5.62; 2021-22: 5.52; 2022-23: 5.47; 2023-24: 5.34; 2024-25: 5.23; 2025-26: 5.2; 2026-27: 5.17; 2027-28: 5.16; 2028-29: 5.13; 2029-30: 5.11; 2030-31: 5.07; 2031-32: 5.04; 2032-33: 5.07; 2033-34: 5.09; 2034-35: 5.11; 2035-36: 5.13; 2036-37: 5.16; 2037-38: 5.18; 2038-39: 5.22; 2039-40: 5.24; 2040-41: 5.28; 2041-42: 5.3; 2042-43: 5.33; 2043-44: 5.36; 2044-45: 5.39; 2045-46: 5.42; 2046-47: 5.47; 2047-48: 5.5; 2048-49: 5.55; 2049-50: 5.58
30BL | Leakage/property | (29BL * 1,000,000) / (36BL * 1,000) | l/prop/d | 2 | 2019-20: 44.5212; 2020-21: 42.8599; 2021-22: 41.2824; 2022-23: 40.1716; 2023-24: 38.4956; 2024-25: 36.9962; 2025-26: 36.2097; 2026-27: 35.3659; 2027-28: 34.5449; 2028-29: 33.7245; 2029-30: 33.122; 2030-31: 32.49; 2031-32: 31.7877; 2032-33: 31.4696; 2033-34: 31.1163; 2034-35: 30.7941; 2035-36: 30.4617; 2036-37: 30.1807; 2037-38: 29.8377; 2038-39: 29.6101; 2039-40: 29.2703; 2040-41: 29.0429; 2041-42: 28.7048; 2042-43: 28.4206; 2043-44: 28.1354; 2044-45: 27.85; 2045-46: 27.5636; 2046-47: 27.3775; 2047-48: 27.0897; 2048-49: 26.8997; 2049-50: 26.6117
31BL | Measured Non Household - properties | Input | 000's | 2 | 2019-20: 6.953; 2020-21: 7.033; 2021-22: 7.091; 2022-23: 7.192; 2023-24: 7.262; 2024-25: 7.327; 2025-26: 7.388; 2026-27: 7.452; 2027-28: 7.504; 2028-29: 7.554; 2029-30: 7.609; 2030-31: 7.656; 2031-32: 7.695; 2032-33: 7.723; 2033-34: 7.743; 2034-35: 7.763; 2035-36: 7.785; 2036-37: 7.807; 2037-38: 7.831; 2038-39: 7.855; 2039-40: 7.88; 2040-41: 7.906; 2041-42: 7.933; 2042-43: 7.96; 2043-44: 7.988; 2044-45: 8.016; 2045-46: 8.045; 2046-47: 8.074; 2047-48: 8.104; 2048-49: 8.134; 2049-50: 8.164
32BL | Unmeasured Non Household - properties | Input | 000's | 2 | 2019-20: 0.028; 2020-21: 0.028; 2021-22: 0.028; 2022-23: 0.029; 2023-24: 0.029; 2024-25: 0.029; 2025-26: 0.03; 2026-27: 0.03; 2027-28: 0.03; 2028-29: 0.03; 2029-30: 0.031; 2030-31: 0.031; 2031-32: 0.031; 2032-33: 0.031; 2033-34: 0.031; 2034-35: 0.031; 2035-36: 0.031; 2036-37: 0.031; 2037-38: 0.031; 2038-39: 0.032; 2039-40: 0.032; 2040-41: 0.032; 2041-42: 0.032; 2042-43: 0.032; 2043-44: 0.032; 2044-45: 0.032; 2045-46: 0.032; 2046-47: 0.032; 2047-48: 0.033; 2048-49: 0.033; 2049-50: 0.033
33BL | All void non-households - properties | Input | 000's | 2 | 2019-20: 0; 2020-21: 0; 2021-22: 0; 2022-23: 0; 2023-24: 0; 2024-25: 0; 2025-26: 0; 2026-27: 0; 2027-28: 0; 2028-29: 0; 2029-30: 0; 2030-31: 0; 2031-32: 0; 2032-33: 0; 2033-34: 0; 2034-35: 0; 2035-36: 0; 2036-37: 0; 2037-38: 0; 2038-39: 0; 2039-40: 0; 2040-41: 0; 2041-42: 0; 2042-43: 0; 2043-44: 0; 2044-45: 0; 2045-46: 0; 2046-47: 0; 2047-48: 0; 2048-49: 0; 2049-50: 0
34BL | Measured households - properties (excl. void) | Year before + sum (34.1BL:34.6BL) | 000's | 2 | 2019-20: 108.734; 2020-21: 111.766; 2021-22: 114.704; 2022-23: 117.527; 2023-24: 120.471; 2024-25: 123.489; 2025-26: 126.034; 2026-27: 128.89; 2027-28: 132.34; 2028-29: 135.336; 2029-30: 137.732; 2030-31: 139.731; 2031-32: 142.462; 2032-33: 145.242; 2033-34: 147.938; 2034-35: 150.514; 2035-36: 153.181; 2036-37: 155.932; 2037-38: 158.745; 2038-39: 161.597; 2039-40: 164.483; 2040-41: 167.406; 2041-42: 170.38; 2042-43: 173.406; 2043-44: 176.488; 2044-45: 179.47; 2045-46: 182.489; 2046-47: 185.57; 2047-48: 188.715; 2048-49: 191.924; 2049-50: 195.182
34.1BL | New build properties - properties | Input (new builds in each year) | 000's | 2 | 2019-20: 2.309; 2020-21: 2.409; 2021-22: 2.354; 2022-23: 2.286; 2023-24: 2.428; 2024-25: 2.524; 2025-26: 2.127; 2026-27: 2.453; 2027-28: 3.061; 2028-29: 2.623; 2029-30: 2.037; 2030-31: 1.653; 2031-32: 2.397; 2032-33: 2.459; 2033-34: 2.387; 2034-35: 2.278; 2035-36: 2.381; 2036-37: 2.475; 2037-38: 2.548; 2038-39: 2.597; 2039-40: 2.639; 2040-41: 2.686; 2041-42: 2.745; 2042-43: 2.806; 2043-44: 2.871; 2044-45: 2.935; 2045-46: 3; 2046-47: 3.063; 2047-48: 3.128; 2048-49: 3.193; 2049-50: 3.258
34.2BL | Meter optants - properties | Input (meter optants in each year) | 000's | 2 | 2019-20: 0.339; 2020-21: 0.324; 2021-22: 0.296; 2022-23: 0.26; 2023-24: 0.249; 2024-25: 0.238; 2025-26: 0.173; 2026-27: 0.167; 2027-28: 0.162; 2028-29: 0.156; 2029-30: 0.151; 2030-31: 0.146; 2031-32: 0.141; 2032-33: 0.137; 2033-34: 0.132; 2034-35: 0.128; 2035-36: 0.123; 2036-37: 0.119; 2037-38: 0.115; 2038-39: 0.111; 2039-40: 0.108; 2040-41: 0.104; 2041-42: 0.101; 2042-43: 0.097; 2043-44: 0.094; 2044-45: 0.027; 2045-46: 0; 2046-47: 0; 2047-48: 0; 2048-49: 0; 2049-50: 0
34.3BL | Compulsory metering - properties | Input (compulsory meters in each year) | 000's | 2 | 2019-20: 0; 2020-21: 0; 2021-22: 0; 2022-23: 0; 2023-24: 0; 2024-25: 0; 2025-26: 0; 2026-27: 0; 2027-28: 0; 2028-29: 0; 2029-30: 0; 2030-31: 0; 2031-32: 0; 2032-33: 0; 2033-34: 0; 2034-35: 0; 2035-36: 0; 2036-37: 0; 2037-38: 0; 2038-39: 0; 2039-40: 0; 2040-41: 0; 2041-42: 0; 2042-43: 0; 2043-44: 0; 2044-45: 0; 2045-46: 0; 2046-47: 0; 2047-48: 0; 2048-49: 0; 2049-50: 0
34.4BL | Metering on change of occupancy - properties | Input (change of occupancy meters in each year) | 000's | 2 | 2019-20: 0.299; 2020-21: 0.289; 2021-22: 0.278; 2022-23: 0.268; 2023-24: 0.258; 2024-25: 0.247; 2025-26: 0.237; 2026-27: 0.228; 2027-28: 0.219; 2028-29: 0.21; 2029-30: 0.201; 2030-31: 0.193; 2031-32: 0.186; 2032-33: 0.178; 2033-34: 0.171; 2034-35: 0.164; 2035-36: 0.157; 2036-37: 0.151; 2037-38: 0.145; 2038-39: 0.139; 2039-40: 0.134; 2040-41: 0.128; 2041-42: 0.123; 2042-43: 0.118; 2043-44: 0.113; 2044-45: 0.019; 2045-46: 0.019; 2046-47: 0.018; 2047-48: 0.017; 2048-49: 0.016; 2049-50: 0
34.5BL | Selective metering - properties | Input (selective meters in each year) | 000's | 2 | 2019-20: 0.01; 2020-21: 0.01; 2021-22: 0.01; 2022-23: 0.009; 2023-24: 0.009; 2024-25: 0.009; 2025-26: 0.008; 2026-27: 0.008; 2027-28: 0.008; 2028-29: 0.007; 2029-30: 0.007; 2030-31: 0.007; 2031-32: 0.007; 2032-33: 0.006; 2033-34: 0.006; 2034-35: 0.006; 2035-36: 0.006; 2036-37: 0.006; 2037-38: 0.005; 2038-39: 0.005; 2039-40: 0.005; 2040-41: 0.005; 2041-42: 0.005; 2042-43: 0.005; 2043-44: 0.004; 2044-45: 0.001; 2045-46: 0; 2046-47: 0; 2047-48: 0; 2048-49: 0; 2049-50: 0
34.6BL | Other changes to existing metering - properties | Input (other changes to meters in each year) | 000's | 2 | 2019-20: 0; 2020-21: 0; 2021-22: 0; 2022-23: 0; 2023-24: 0; 2024-25: 0; 2025-26: 0; 2026-27: 0; 2027-28: 0; 2028-29: 0; 2029-30: 0; 2030-31: 0; 2031-32: 0; 2032-33: 0; 2033-34: 0; 2034-35: 0; 2035-36: 0; 2036-37: 0; 2037-38: 0; 2038-39: 0; 2039-40: 0; 2040-41: 0; 2041-42: 0; 2042-43: 0; 2043-44: 0; 2044-45: 0; 2045-46: 0; 2046-47: 0; 2047-48: 0; 2048-49: 0; 2049-50: 0
34.7BL | Measured household void properties | Input | 000's | 2 | 2019-20: 2.534; 2020-21: 2.605; 2021-22: 2.669; 2022-23: 2.747; 2023-24: 2.811; 2024-25: 2.881; 2025-26: 2.945; 2026-27: 3.015; 2027-28: 3.095; 2028-29: 3.175; 2029-30: 3.254; 2030-31: 3.331; 2031-32: 3.406; 2032-33: 3.482; 2033-34: 3.555; 2034-35: 3.625; 2035-36: 3.696; 2036-37: 3.767; 2037-38: 3.838; 2038-39: 3.909; 2039-40: 3.98; 2040-41: 4.052; 2041-42: 4.124; 2042-43: 4.197; 2043-44: 4.271; 2044-45: 4.34; 2045-46: 4.41; 2046-47: 4.481; 2047-48: 4.552; 2048-49: 4.624; 2049-50: 4.696
35BL | Unmeasured households - properties (excl. void) | Input | 000's | 2 | 2019-20: 10.004; 2020-21: 9.48; 2021-22: 9.019; 2022-23: 8.481; 2023-24: 7.966; 2024-25: 7.473; 2025-26: 7.054; 2026-27: 6.651; 2027-28: 6.263; 2028-29: 5.889; 2029-30: 5.529; 2030-31: 5.183; 2031-32: 4.85; 2032-33: 4.529; 2033-34: 4.22; 2034-35: 3.922; 2035-36: 3.635; 2036-37: 3.36; 2037-38: 3.094; 2038-39: 2.838; 2039-40: 2.592; 2040-41: 2.355; 2041-42: 2.126; 2042-43: 1.907; 2043-44: 1.695; 2044-45: 1.647; 2045-46: 1.629; 2046-47: 1.611; 2047-48: 1.594; 2048-49: 1.577; 2049-50: 1.577
35.1BL | Unmeasured household void properties | Input | 000's | 2 | 2019-20: 0.225; 2020-21: 0.213; 2021-22: 0.202; 2022-23: 0.19; 2023-24: 0.178; 2024-25: 0.167; 2025-26: 0.157; 2026-27: 0.148; 2027-28: 0.139; 2028-29: 0.131; 2029-30: 0.123; 2030-31: 0.116; 2031-32: 0.108; 2032-33: 0.101; 2033-34: 0.093; 2034-35: 0.086; 2035-36: 0.08; 2036-37: 0.073; 2037-38: 0.067; 2038-39: 0.06; 2039-40: 0.054; 2040-41: 0.049; 2041-42: 0.043; 2042-43: 0.038; 2043-44: 0.033; 2044-45: 0.032; 2045-46: 0.031; 2046-47: 0.031; 2047-48: 0.031; 2048-49: 0.03; 2049-50: 0.03
36BL | Total Resource Zone Properties (incl. voids) | sum (31BL:34BL) + 34.7BL + 35BL + 35.1BL | 000's | 2 | 2019-20: 128.478; 2020-21: 131.125; 2021-22: 133.713; 2022-23: 136.166; 2023-24: 138.717; 2024-25: 141.366; 2025-26: 143.608; 2026-27: 146.186; 2027-28: 149.371; 2028-29: 152.115; 2029-30: 154.278; 2030-31: 156.048; 2031-32: 158.552; 2032-33: 161.108; 2033-34: 163.58; 2034-35: 165.941; 2035-36: 168.408; 2036-37: 170.97; 2037-38: 173.606; 2038-39: 176.291; 2039-40: 179.021; 2040-41: 181.8; 2041-42: 184.638; 2042-43: 187.54; 2043-44: 190.507; 2044-45: 193.537; 2045-46: 196.636; 2046-47: 199.799; 2047-48: 203.029; 2048-49: 206.322; 2049-50: 209.682
37BL | Measured Non Household - Population | Input | 000's | 2 | 2019-20: 2.001; 2020-21: 2.051; 2021-22: 2.098; 2022-23: 2.148; 2023-24: 2.2; 2024-25: 2.247; 2025-26: 2.293; 2026-27: 2.356; 2027-28: 2.424; 2028-29: 2.492; 2029-30: 2.557; 2030-31: 2.626; 2031-32: 2.722; 2032-33: 2.806; 2033-34: 2.883; 2034-35: 2.956; 2035-36: 3.026; 2036-37: 3.09; 2037-38: 3.157; 2038-39: 3.226; 2039-40: 3.293; 2040-41: 3.362; 2041-42: 3.432; 2042-43: 3.509; 2043-44: 3.594; 2044-45: 3.679; 2045-46: 3.768; 2046-47: 3.862; 2047-48: 3.958; 2048-49: 4.059; 2049-50: 4.155
38BL | Unmeasured Non Household - Population | Input | 000's | 2 | 2019-20: 0.008; 2020-21: 0.008; 2021-22: 0.008; 2022-23: 0.009; 2023-24: 0.009; 2024-25: 0.009; 2025-26: 0.009; 2026-27: 0.009; 2027-28: 0.01; 2028-29: 0.01; 2029-30: 0.01; 2030-31: 0.011; 2031-32: 0.011; 2032-33: 0.011; 2033-34: 0.012; 2034-35: 0.012; 2035-36: 0.012; 2036-37: 0.012; 2037-38: 0.013; 2038-39: 0.013; 2039-40: 0.013; 2040-41: 0.014; 2041-42: 0.014; 2042-43: 0.014; 2043-44: 0.014; 2044-45: 0.015; 2045-46: 0.015; 2046-47: 0.016; 2047-48: 0.016; 2048-49: 0.016; 2049-50: 0.017
39BL | Measured Household - Population | Input | 000's | 2 | 2019-20: 275.898; 2020-21: 282.313; 2021-22: 287.989; 2022-23: 294.162; 2023-24: 300.51; 2024-25: 306.82; 2025-26: 311.449; 2026-27: 317.07; 2027-28: 324.596; 2028-29: 330.528; 2029-30: 336.534; 2030-31: 341.737; 2031-32: 347.111; 2032-33: 352.565; 2033-34: 357.926; 2034-35: 363.052; 2035-36: 368.422; 2036-37: 374.054; 2037-38: 380.074; 2038-39: 386.319; 2039-40: 393.652; 2040-41: 401.047; 2041-42: 408.646; 2042-43: 416.614; 2043-44: 424.986; 2044-45: 432.331; 2045-46: 439.739; 2046-47: 447.311; 2047-48: 455.048; 2048-49: 462.977; 2049-50: 470.931
40BL | Unmeasured Household - Population | Input | 000's | 2 | 2019-20: 40.333; 2020-21: 38.413; 2021-22: 36.693; 2022-23: 34.729; 2023-24: 32.839; 2024-25: 31.015; 2025-26: 29.431; 2026-27: 27.922; 2027-28: 26.491; 2028-29: 25.088; 2029-30: 23.793; 2030-31: 22.533; 2031-32: 21.254; 2032-33: 20.01; 2033-34: 18.804; 2034-35: 17.633; 2035-36: 16.489; 2036-37: 15.37; 2037-38: 14.274; 2038-39: 13.191; 2039-40: 12.128; 2040-41: 11.052; 2041-42: 9.947; 2042-43: 8.777; 2043-44: 7.442; 2044-45: 7.303; 2045-46: 7.249; 2046-47: 7.197; 2047-48: 7.148; 2048-49: 7.101; 2049-50: 7.101
41BL | Total Resource Zone Population | sum (37BL:40BL) | 000's | 2 | 2019-20: 318.24; 2020-21: 322.785; 2021-22: 326.788; 2022-23: 331.048; 2023-24: 335.558; 2024-25: 340.091; 2025-26: 343.182; 2026-27: 347.357; 2027-28: 353.521; 2028-29: 358.118; 2029-30: 362.894; 2030-31: 366.907; 2031-32: 371.098; 2032-33: 375.392; 2033-34: 379.625; 2034-35: 383.653; 2035-36: 387.949; 2036-37: 392.526; 2037-38: 397.518; 2038-39: 402.749; 2039-40: 409.086; 2040-41: 415.475; 2041-42: 422.039; 2042-43: 428.914; 2043-44: 436.036; 2044-45: 443.328; 2045-46: 450.771; 2046-47: 458.386; 2047-48: 466.17; 2048-49: 474.153; 2049-50: 482.204
42BL | Average household occupancy rate (excl. voids) | (39BL + 40BL) / (34BL + 35BL) | h/prop | 1 | 2019-20: 2.6633; 2020-21: 2.6453; 2021-22: 2.6243; 2022-23: 2.6101; 2023-24: 2.5954; 2024-25: 2.5796; 2025-26: 2.5613; 2026-27: 2.5453; 2027-28: 2.533; 2028-29: 2.5181; 2029-30: 2.5152; 2030-31: 2.5137; 2031-32: 2.5006; 2032-33: 2.4876; 2033-34: 2.4759; 2034-35: 2.465; 2035-36: 2.4545; 2036-37: 2.4447; 2037-38: 2.4367; 2038-39: 2.4296; 2039-40: 2.4287; 2040-41: 2.4275; 2041-42: 2.4265; 2042-43: 2.4265; 2043-44: 2.4269; 2044-45: 2.4273; 2045-46: 2.4277; 2046-47: 2.4282; 2047-48: 2.4287; 2048-49: 2.4293; 2049-50: 2.4295
43BL | Total Household Metering penetration (excl. voids) | 34BL / (34BL + 35BL) | % | 1 | 2019-20: 91.57%; 2020-21: 92.18%; 2021-22: 92.71%; 2022-23: 93.27%; 2023-24: 93.8%; 2024-25: 94.29%; 2025-26: 94.7%; 2026-27: 95.09%; 2027-28: 95.48%; 2028-29: 95.83%; 2029-30: 96.14%; 2030-31: 96.42%; 2031-32: 96.71%; 2032-33: 96.98%; 2033-34: 97.23%; 2034-35: 97.46%; 2035-36: 97.68%; 2036-37: 97.89%; 2037-38: 98.09%; 2038-39: 98.27%; 2039-40: 98.45%; 2040-41: 98.61%; 2041-42: 98.77%; 2042-43: 98.91%; 2043-44: 99.05%; 2044-45: 99.09%; 2045-46: 99.12%; 2046-47: 99.14%; 2047-48: 99.16%; 2048-49: 99.19%; 2049-50: 99.2%
44BL | Total Household Metering penetration (incl. voids) | (34BL) / (34BL + 34.7BL + 35BL + 35.1BL) | % | 1 | 2019-20: 89.5%; 2020-21: 90.09%; 2021-22: 90.61%; 2022-23: 91.15%; 2023-24: 91.66%; 2024-25: 92.15%; 2025-26: 92.54%; 2026-27: 92.92%; 2027-28: 93.3%; 2028-29: 93.64%; 2029-30: 93.93%; 2030-31: 94.18%; 2031-32: 94.45%; 2032-33: 94.71%; 2033-34: 94.95%; 2034-35: 95.17%; 2035-36: 95.39%; 2036-37: 95.59%; 2037-38: 95.78%; 2038-39: 95.96%; 2039-40: 96.13%; 2040-41: 96.29%; 2041-42: 96.44%; 2042-43: 96.58%; 2043-44: 96.71%; 2044-45: 96.76%; 2045-46: 96.78%; 2046-47: 96.81%; 2047-48: 96.83%; 2048-49: 96.86%; 2049-50: 96.87%
45BL | Distribution input | sum (12BL:15BL) +21BL + 22BL + 27BL + 28BL | Ml/d | 2 | 2019-20: 70.4; 2020-21: 70.44; 2021-22: 70.52; 2022-23: 70.85; 2023-24: 70.62; 2024-25: 70.81; 2025-26: 71.07; 2026-27: 71.55; 2027-28: 72.31; 2028-29: 72.86; 2029-30: 73.46; 2030-31: 74.03; 2031-32: 74.71; 2032-33: 75.59; 2033-34: 76.55; 2034-35: 77.58; 2035-36: 78.59; 2036-37: 79.6; 2037-38: 80.83; 2038-39: 82.04; 2039-40: 83.47; 2040-41: 84.96; 2041-42: 86.53; 2042-43: 88.2; 2043-44: 89.96; 2044-45: 91.81; 2045-46: 93.76; 2046-47: 95.81; 2047-48: 97.94; 2048-49: 100.16; 2049-50: 102.44
46BL | Target headroom (climate change component) | Input | Ml/d | 2 | 2019-20: 0.0040516; 2020-21: 0.0040516; 2021-22: 0.0040516; 2022-23: 0.0040516; 2023-24: 0.0040516; 2024-25: 0.0040516; 2025-26: 0.0040516; 2026-27: 0.0047619; 2027-28: 0.0051635; 2028-29: 0.0036872; 2029-30: 0.0037834; 2030-31: 0.010245; 2031-32: 0.0055037; 2032-33: 0.014601; 2033-34: 0.012695; 2034-35: 0.019193; 2035-36: 0.018477; 2036-37: 0.017093; 2037-38: 0.025285; 2038-39: 0.018098; 2039-40: -3.4249e-10; 2040-41: 0; 2041-42: 0; 2042-43: 0; 2043-44: 0; 2044-45: 0; 2045-46: 0; 2046-47: 0; 2047-48: 0; 2048-49: 0; 2049-50: 0
47BL | Target headroom (All other components) | Input | Ml/d | 2 | 2019-20: 1.9549; 2020-21: 1.9549; 2021-22: 1.9549; 2022-23: 1.9549; 2023-24: 1.9549; 2024-25: 1.9549; 2025-26: 1.9549; 2026-27: 1.9369; 2027-28: 1.9332; 2028-29: 1.9715; 2029-30: 2.065; 2030-31: 2.1646; 2031-32: 2.259; 2032-33: 2.3364; 2033-34: 2.5898; 2034-35: 2.7909; 2035-36: 2.5448; 2036-37: 2.3629; 2037-38: 2.5954; 2038-39: 2.8262; 2039-40: 2.2634; 2040-41: 2.4058; 2041-42: 2.5707; 2042-43: 2.7404; 2043-44: 2.8924; 2044-45: 2.9239; 2045-46: 2.5621; 2046-47: 2.5717; 2047-48: 2.6418; 2048-49: 2.7056; 2049-50: 2.7582
48BL | Target Headroom | 46BL + 47BL | Ml/d | 2 | 2019-20: 1.959; 2020-21: 1.959; 2021-22: 1.959; 2022-23: 1.959; 2023-24: 1.959; 2024-25: 1.959; 2025-26: 1.959; 2026-27: 1.9416; 2027-28: 1.9384; 2028-29: 1.9752; 2029-30: 2.0688; 2030-31: 2.1748; 2031-32: 2.2645; 2032-33: 2.351; 2033-34: 2.6025; 2034-35: 2.8101; 2035-36: 2.5632; 2036-37: 2.38; 2037-38: 2.6207; 2038-39: 2.8443; 2039-40: 2.2634; 2040-41: 2.4058; 2041-42: 2.5707; 2042-43: 2.7404; 2043-44: 2.8924; 2044-45: 2.9239; 2045-46: 2.5621; 2046-47: 2.5717; 2047-48: 2.6418; 2048-49: 2.7056; 2049-50: 2.7582
49BL | Available Headroom | 11BL - 45BL | Ml/d | 2 | 2019-20: 4.99; 2020-21: 4.63; 2021-22: 5.12; 2022-23: 5.21; 2023-24: 5.89; 2024-25: 6.11; 2025-26: 1.97; 2026-27: 1.93; 2027-28: 1.93; 2028-29: 1.98; 2029-30: 2.07; 2030-31: 2.18; 2031-32: 2.27; 2032-33: 2.35; 2033-34: 2.61; 2034-35: 2.8; 2035-36: 2.56; 2036-37: 2.39; 2037-38: 2.62; 2038-39: 2.84; 2039-40: 2.27; 2040-41: 2.41; 2041-42: 2.57; 2042-43: 2.74; 2043-44: 2.89; 2044-45: 2.92; 2045-46: 2.56; 2046-47: 2.57; 2047-48: 2.64; 2048-49: 0.54; 2049-50: -1.74
49.1BL | Available non-potable balance (if applicable) | 1.1BL -12.1BL | Ml/d | 2 | 2019-20: 0; 2020-21: 0; 2021-22: 0; 2022-23: 0; 2023-24: 0; 2024-25: 0; 2025-26: 0; 2026-27: 0; 2027-28: 0; 2028-29: 0; 2029-30: 0; 2030-31: 0; 2031-32: 0; 2032-33: 0; 2033-34: 0; 2034-35: 0; 2035-36: 0; 2036-37: 0; 2037-38: 0; 2038-39: 0; 2039-40: 0; 2040-41: 0; 2041-42: 0; 2042-43: 0; 2043-44: 0; 2044-45: 0; 2045-46: 0; 2046-47: 0; 2047-48: 0; 2048-49: 0; 2049-50: 0
50BL | Supply Demand Balance | 49BL - 48BL | Ml/d | 2 | 2019-20: 3.031; 2020-21: 2.671; 2021-22: 3.161; 2022-23: 3.251; 2023-24: 3.931; 2024-25: 4.151; 2025-26: 0.011023; 2026-27: -0.011618; 2027-28: -0.0083821; 2028-29: 0.0048079; 2029-30: 0.0011732; 2030-31: 0.005202; 2031-32: 0.0055148; 2032-33: -0.00098834; 2033-34: 0.0074913; 2034-35: -0.010087; 2035-36: -0.0032343; 2036-37: 0.0099689; 2037-38: -0.00073128; 2038-39: -0.004271; 2039-40: 0.0065613; 2040-41: 0.0041512; 2041-42: -0.00067744; 2042-43: -0.00038879; 2043-44: -0.0024085; 2044-45: -0.0038538; 2045-46: -0.0021364; 2046-47: -0.0017058; 2047-48: -0.0017946; 2048-49: -2.1656; 2049-50: -4.4982
Table 3b: DYAA - Final plan Options | Back to top of sheet |  |  |  | 2019-20: 0.1
WRMP24 reference | Option type | Cat ID | Unit | Decimal places | 2019-20 | 2020-21 | 2021-22 | 2022-23 | 2023-24 | 2024-25 | 2025-26 | 2026-27 | 2027-28 | 2028-29 | 2029-30 | 2030-31 | 2031-32 | 2032-33 | 2033-34 | 2034-35 | 2035-36 | 2036-37 | 2037-38 | 2038-39 | 2039-40 | 2040-41 | 2041-42 | 2042-43 | 2043-44 | 2044-45 | 2045-46 | 2046-47 | 2047-48 | 2048-49 | 2049-50 | 2050-51 | 2051-52 | 2052-53 | 2053-54 | 2054-55 | 2055-56 | 2056-57 | 2057-58 | 2058-59 | 2059-60 | 2060-61 | 2061-62 | 2062-63 | 2063-64 | 2064-65 | 2065-66 | 2066-67 | 2067-68 | 2068-69 | 2069-70 | 2070-71 | 2071-72 | 2072-73 | 2073-74 | 2074-75 | 2075-76 | 2076-77 | 2077-78 | 2078-79 | 2079-80 | 2080-81 | 2081-82 | 2082-83 | 2083-84 | 2084-85 | 2085-86 | 2086-87 | 2087-88 | 2088-89 | 2089-90 | 2090-91 | 2091-92 | 2092-93 | 2093-94 | 2094-95 | 2095-96 | 2096-97 | 2097-98 | 2098-99 | 2099-100
1.11FP | Non potable supplies input reductions as -ve and increases as +ve | RSNPS | Ml/d | 2 | 0.1 2019-20: 0; 0.1 2020-21: 0; 0.1 2021-22: 0; 0.1 2022-23: 0; 0.1 2023-24: 0; 0.1 2024-25: 0; 0.1 2025-26: 0; 0.1 2026-27: 0; 0.1 2027-28: 0; 0.1 2028-29: 0; 0.1 2029-30: 0; 0.1 2030-31: 0; 0.1 2031-32: 0; 0.1 2032-33: 0; 0.1 2033-34: 0; 0.1 2034-35: 0; 0.1 2035-36: 0; 0.1 2036-37: 0; 0.1 2037-38: 0; 0.1 2038-39: 0; 0.1 2039-40: 0; 0.1 2040-41: 0; 0.1 2041-42: 0; 0.1 2042-43: 0; 0.1 2043-44: 0; 0.1 2044-45: 0; 0.1 2045-46: 0; 0.1 2046-47: 0; 0.1 2047-48: 0; 0.1 2048-49: 0; 0.1 2049-50: 0
2.1FP | Raw water imports input reductions as -ve | RSRWI | Ml/d | 2 | 0.1 2019-20: 0; 0.1 2020-21: 0; 0.1 2021-22: 0; 0.1 2022-23: 0; 0.1 2023-24: 0; 0.1 2024-25: 0; 0.1 2025-26: 0; 0.1 2026-27: 0; 0.1 2027-28: 0; 0.1 2028-29: 0; 0.1 2029-30: 0; 0.1 2030-31: 0; 0.1 2031-32: 0; 0.1 2032-33: 0; 0.1 2033-34: 0; 0.1 2034-35: 0; 0.1 2035-36: 0; 0.1 2036-37: 0; 0.1 2037-38: 0; 0.1 2038-39: 0; 0.1 2039-40: 0; 0.1 2040-41: 0; 0.1 2041-42: 0; 0.1 2042-43: 0; 0.1 2043-44: 0; 0.1 2044-45: 0; 0.1 2045-46: 0; 0.1 2046-47: 0; 0.1 2047-48: 0; 0.1 2048-49: 0; 0.1 2049-50: 0
3.1FP | Potable water imports input reductions as -ve | RSPWI | Ml/d | 2 | 0.1 2019-20: 0; 0.1 2020-21: 0; 0.1 2021-22: 0; 0.1 2022-23: 0; 0.1 2023-24: 0; 0.1 2024-25: 0; 0.1 2025-26: -0.68; 0.1 2026-27: -1.01; 0.1 2027-28: -1.32; 0.1 2028-29: -1.88; 0.1 2029-30: -2.33; 0.1 2030-31: -3.3; 0.1 2031-32: -3.78; 0.1 2032-33: -4.12; 0.1 2033-34: -4.79; 0.1 2034-35: -5.39; 0.1 2035-36: -5.97; 0.1 2036-37: -6.83; 0.1 2037-38: -7.5; 0.1 2038-39: -8.16; 0.1 2039-40: -9.1; 0.1 2040-41: -9.77; 0.1 2041-42: -10.47; 0.1 2042-43: -11.27; 0.1 2043-44: -12.09; 0.1 2044-45: -12.52; 0.1 2045-46: -13.02; 0.1 2046-47: -13.52; 0.1 2047-48: -14.11; 0.1 2048-49: -12.51; 0.1 2049-50: -10.68
4.1FP | Raw water exports input reductions as +ve and increases as -ve | RSRWE | Ml/d | 2 | 0.1 2019-20: 0; 0.1 2020-21: 0; 0.1 2021-22: 0; 0.1 2022-23: 0; 0.1 2023-24: 0; 0.1 2024-25: 0; 0.1 2025-26: 0; 0.1 2026-27: 0; 0.1 2027-28: 0; 0.1 2028-29: 0; 0.1 2029-30: 0; 0.1 2030-31: 0; 0.1 2031-32: 0; 0.1 2032-33: 0; 0.1 2033-34: 0; 0.1 2034-35: 0; 0.1 2035-36: 0; 0.1 2036-37: 0; 0.1 2037-38: 0; 0.1 2038-39: 0; 0.1 2039-40: 0; 0.1 2040-41: 0; 0.1 2041-42: 0; 0.1 2042-43: 0; 0.1 2043-44: 0; 0.1 2044-45: 0; 0.1 2045-46: 0; 0.1 2046-47: 0; 0.1 2047-48: 0; 0.1 2048-49: 0; 0.1 2049-50: 0
5.1FP | Potable water exports input reductions as +ve and increases as -ve | RSPWE | Ml/d | 2 | 0.1 2019-20: 0; 0.1 2020-21: 0; 0.1 2021-22: 0; 0.1 2022-23: 0; 0.1 2023-24: 0; 0.1 2024-25: 0; 0.1 2025-26: 0; 0.1 2026-27: 0; 0.1 2027-28: 0; 0.1 2028-29: 0; 0.1 2029-30: 0; 0.1 2030-31: 0; 0.1 2031-32: 0; 0.1 2032-33: 0; 0.1 2033-34: 0; 0.1 2034-35: 0; 0.1 2035-36: 0; 0.1 2036-37: 0; 0.1 2037-38: 0; 0.1 2038-39: 0; 0.1 2039-40: 0; 0.1 2040-41: 0; 0.1 2041-42: 0; 0.1 2042-43: 0; 0.1 2043-44: 0; 0.1 2044-45: 0; 0.1 2045-46: 0; 0.1 2046-47: 0; 0.1 2047-48: 0; 0.1 2048-49: 0; 0.1 2049-50: 0
6.2FP | DO benefit from increase raw water abstractions | RSRWA | Ml/d | 2 | 0.1 2019-20: 0; 0.1 2020-21: 0; 0.1 2021-22: 0; 0.1 2022-23: 0; 0.1 2023-24: 0; 0.1 2024-25: 0; 0.1 2025-26: 0; 0.1 2026-27: 0; 0.1 2027-28: 0; 0.1 2028-29: 0; 0.1 2029-30: 0; 0.1 2030-31: 0; 0.1 2031-32: 0; 0.1 2032-33: 0; 0.1 2033-34: 0; 0.1 2034-35: 0; 0.1 2035-36: 0; 0.1 2036-37: 0; 0.1 2037-38: 0; 0.1 2038-39: 0; 0.1 2039-40: 0; 0.1 2040-41: 0; 0.1 2041-42: 0; 0.1 2042-43: 0; 0.1 2043-44: 0; 0.1 2044-45: 0; 0.1 2045-46: 0; 0.1 2046-47: 0; 0.1 2047-48: 0; 0.1 2048-49: 0; 0.1 2049-50: 0
6.3FP | Other options to increase deployable output | RSIPO | Ml/d | 2 | 0.1 2019-20: 0; 0.1 2020-21: 0; 0.1 2021-22: 0; 0.1 2022-23: 0; 0.1 2023-24: 0; 0.1 2024-25: 0; 0.1 2025-26: 0; 0.1 2026-27: 0; 0.1 2027-28: 0; 0.1 2028-29: 0; 0.1 2029-30: 0; 0.1 2030-31: 0; 0.1 2031-32: 0; 0.1 2032-33: 0; 0.1 2033-34: 0; 0.1 2034-35: 0; 0.1 2035-36: 0; 0.1 2036-37: 0; 0.1 2037-38: 0; 0.1 2038-39: 0; 0.1 2039-40: 0; 0.1 2040-41: 0; 0.1 2041-42: 0; 0.1 2042-43: 0; 0.1 2043-44: 0; 0.1 2044-45: 0; 0.1 2045-46: 0; 0.1 2046-47: 0; 0.1 2047-48: 0; 0.1 2048-49: 0; 0.1 2049-50: 0
7.01FP | DO benefit from supply side drought measures | RSDPS | Ml/d | 2 | 0.1 2019-20: 0; 0.1 2020-21: 0; 0.1 2021-22: 0; 0.1 2022-23: 0; 0.1 2023-24: 0; 0.1 2024-25: 0; 0.1 2025-26: 0; 0.1 2026-27: 0; 0.1 2027-28: 0; 0.1 2028-29: 0; 0.1 2029-30: 0; 0.1 2030-31: 0; 0.1 2031-32: 0; 0.1 2032-33: 0; 0.1 2033-34: 0; 0.1 2034-35: 0; 0.1 2035-36: 0; 0.1 2036-37: 0; 0.1 2037-38: 0; 0.1 2038-39: 0; 0.1 2039-40: 0; 0.1 2040-41: 0; 0.1 2041-42: 0; 0.1 2042-43: 0; 0.1 2043-44: 0; 0.1 2044-45: 0; 0.1 2045-46: 0; 0.1 2046-47: 0; 0.1 2047-48: 0; 0.1 2048-49: 0; 0.1 2049-50: 0
7.02FP | Benefit from demand side drought measures | RSDPD | Ml/d | 2 | 0.1 2019-20: 0; 0.1 2020-21: 0; 0.1 2021-22: 0; 0.1 2022-23: 0; 0.1 2023-24: 0; 0.1 2024-25: 0; 0.1 2025-26: 0; 0.1 2026-27: 0; 0.1 2027-28: 0; 0.1 2028-29: 0; 0.1 2029-30: 0; 0.1 2030-31: 0; 0.1 2031-32: 0; 0.1 2032-33: 0; 0.1 2033-34: 0; 0.1 2034-35: 0; 0.1 2035-36: 0; 0.1 2036-37: 0; 0.1 2037-38: 0; 0.1 2038-39: 0; 0.1 2039-40: 0; 0.1 2040-41: 0; 0.1 2041-42: 0; 0.1 2042-43: 0; 0.1 2043-44: 0; 0.1 2044-45: 0; 0.1 2045-46: 0; 0.1 2046-47: 0; 0.1 2047-48: 0; 0.1 2048-49: 0; 0.1 2049-50: 0
8.1FP | Reduce raw water losses and operational use input as -ve | RSLOU | Ml/d | 2 | 0.1 2019-20: 0; 0.1 2020-21: 0; 0.1 2021-22: 0; 0.1 2022-23: 0; 0.1 2023-24: 0; 0.1 2024-25: 0; 0.1 2025-26: 0; 0.1 2026-27: 0; 0.1 2027-28: 0; 0.1 2028-29: 0; 0.1 2029-30: 0; 0.1 2030-31: 0; 0.1 2031-32: 0; 0.1 2032-33: 0; 0.1 2033-34: 0; 0.1 2034-35: 0; 0.1 2035-36: 0; 0.1 2036-37: 0; 0.1 2037-38: 0; 0.1 2038-39: 0; 0.1 2039-40: 0; 0.1 2040-41: 0; 0.1 2041-42: 0; 0.1 2042-43: 0; 0.1 2043-44: 0; 0.1 2044-45: 0; 0.1 2045-46: 0; 0.1 2046-47: 0; 0.1 2047-48: 0; 0.1 2048-49: 0; 0.1 2049-50: 0
8.2FP | Reduce treatment works losses input as -ve | PSTWL | Ml/d | 2 | 0.1 2019-20: 0; 0.1 2020-21: 0; 0.1 2021-22: 0; 0.1 2022-23: 0; 0.1 2023-24: 0; 0.1 2024-25: 0; 0.1 2025-26: 0; 0.1 2026-27: 0; 0.1 2027-28: 0; 0.1 2028-29: 0; 0.1 2029-30: 0; 0.1 2030-31: 0; 0.1 2031-32: 0; 0.1 2032-33: 0; 0.1 2033-34: 0; 0.1 2034-35: 0; 0.1 2035-36: 0; 0.1 2036-37: 0; 0.1 2037-38: 0; 0.1 2038-39: 0; 0.1 2039-40: 0; 0.1 2040-41: 0; 0.1 2041-42: 0; 0.1 2042-43: 0; 0.1 2043-44: 0; 0.1 2044-45: 0; 0.1 2045-46: 0; 0.1 2046-47: 0; 0.1 2047-48: 0; 0.1 2048-49: 0; 0.1 2049-50: 0
9.1FP | Reduce outages input as -ve | PSROU | Ml/d | 2 | 0.1 2019-20: 0; 0.1 2020-21: 0; 0.1 2021-22: 0; 0.1 2022-23: 0; 0.1 2023-24: 0; 0.1 2024-25: 0; 0.1 2025-26: 0; 0.1 2026-27: 0; 0.1 2027-28: 0; 0.1 2028-29: 0; 0.1 2029-30: 0; 0.1 2030-31: 0; 0.1 2031-32: 0; 0.1 2032-33: 0; 0.1 2033-34: 0; 0.1 2034-35: 0; 0.1 2035-36: 0; 0.1 2036-37: 0; 0.1 2037-38: 0; 0.1 2038-39: 0; 0.1 2039-40: 0; 0.1 2040-41: 0; 0.1 2041-42: 0; 0.1 2042-43: 0; 0.1 2043-44: 0; 0.1 2044-45: 0; 0.1 2045-46: 0; 0.1 2046-47: 0; 0.1 2047-48: 0; 0.1 2048-49: 0; 0.1 2049-50: 0
12.2FP | Change volume delivered to measured non households input reductions as -ve, line to include both measured non-household consumption and USPL options | CVMNH | Ml/d | 2 | 0.1 2019-20: 0; 0.1 2020-21: 0; 0.1 2021-22: 0; 0.1 2022-23: 0; 0.1 2023-24: 0; 0.1 2024-25: 0; 0.1 2025-26: -0.15; 0.1 2026-27: -0.28; 0.1 2027-28: -0.4; 0.1 2028-29: -0.52; 0.1 2029-30: -0.63; 0.1 2030-31: -0.74; 0.1 2031-32: -0.86; 0.1 2032-33: -0.97; 0.1 2033-34: -1.08; 0.1 2034-35: -1.2; 0.1 2035-36: -1.31; 0.1 2036-37: -1.42; 0.1 2037-38: -1.54; 0.1 2038-39: -1.65; 0.1 2039-40: -1.76; 0.1 2040-41: -1.87; 0.1 2041-42: -1.99; 0.1 2042-43: -2.1; 0.1 2043-44: -2.21; 0.1 2044-45: -2.32; 0.1 2045-46: -2.44; 0.1 2046-47: -2.55; 0.1 2047-48: -2.66; 0.1 2048-49: -2.78; 0.1 2049-50: -2.89
13.1FP | Change volume delivered to unmeasured non households input reductions as -ve, line to include both unmeasured non-household consumption and USPL options | CVUNH | Ml/d | 2 | 0.1 2019-20: 0; 0.1 2020-21: 0; 0.1 2021-22: 0; 0.1 2022-23: 0; 0.1 2023-24: 0; 0.1 2024-25: 0; 0.1 2025-26: 0; 0.1 2026-27: 0; 0.1 2027-28: 0; 0.1 2028-29: 0; 0.1 2029-30: 0; 0.1 2030-31: 0; 0.1 2031-32: 0; 0.1 2032-33: 0; 0.1 2033-34: 0; 0.1 2034-35: 0; 0.1 2035-36: 0; 0.1 2036-37: 0; 0.1 2037-38: 0; 0.1 2038-39: 0; 0.1 2039-40: 0; 0.1 2040-41: 0; 0.1 2041-42: 0; 0.1 2042-43: 0; 0.1 2043-44: 0; 0.1 2044-45: 0; 0.1 2045-46: 0; 0.1 2046-47: 0; 0.1 2047-48: 0; 0.1 2048-49: 0; 0.1 2049-50: 0
14.1FP | Change volume delivered to measured households input reductions as -ve, line to include both measured household consumption and USPL options | CVMHH | Ml/d | 2 | 0.1 2019-20: 0; 0.1 2020-21: 0; 0.1 2021-22: 0; 0.1 2022-23: 0; 0.1 2023-24: 0; 0.1 2024-25: 0; 0.1 2025-26: -0.52; 0.1 2026-27: -0.73; 0.1 2027-28: -0.92; 0.1 2028-29: -1.35; 0.1 2029-30: -1.69; 0.1 2030-31: -1.98; 0.1 2031-32: -2.31; 0.1 2032-33: -2.54; 0.1 2033-34: -2.76; 0.1 2034-35: -3.26; 0.1 2035-36: -3.76; 0.1 2036-37: -4.28; 0.1 2037-38: -4.81; 0.1 2038-39: -5.36; 0.1 2039-40: -5.93; 0.1 2040-41: -6.49; 0.1 2041-42: -7.08; 0.1 2042-43: -7.68; 0.1 2043-44: -8.31; 0.1 2044-45: -8.63; 0.1 2045-46: -8.97; 0.1 2046-47: -9.32; 0.1 2047-48: -9.68; 0.1 2048-49: -10.04; 0.1 2049-50: -10.42
15.1FP | Change volume delivered to unmeasured households input reductions as -ve, line to include both unmeasured household consumption and USPL options | CVUHH | Ml/d | 2 | 0.1 2019-20: 0; 0.1 2020-21: 0; 0.1 2021-22: 0; 0.1 2022-23: 0; 0.1 2023-24: 0; 0.1 2024-25: 0; 0.1 2025-26: 0; 0.1 2026-27: 0; 0.1 2027-28: 0; 0.1 2028-29: 0; 0.1 2029-30: 0; 0.1 2030-31: 0; 0.1 2031-32: 0; 0.1 2032-33: 0; 0.1 2033-34: 0; 0.1 2034-35: 0; 0.1 2035-36: 0; 0.1 2036-37: 0; 0.1 2037-38: 0; 0.1 2038-39: 0; 0.1 2039-40: 0; 0.1 2040-41: 0; 0.1 2041-42: 0; 0.1 2042-43: 0; 0.1 2043-44: 0; 0.1 2044-45: 0; 0.1 2045-46: 0; 0.1 2046-47: 0; 0.1 2047-48: 0; 0.1 2048-49: 0; 0.1 2049-50: 0
21.1FP | Options to reduce water taken unbilled input as -ve | CSWTU | Ml/d | 2 | 0.1 2019-20: 0; 0.1 2020-21: 0; 0.1 2021-22: 0; 0.1 2022-23: 0; 0.1 2023-24: 0; 0.1 2024-25: 0; 0.1 2025-26: 0; 0.1 2026-27: 0; 0.1 2027-28: 0; 0.1 2028-29: 0; 0.1 2029-30: 0; 0.1 2030-31: 0; 0.1 2031-32: 0; 0.1 2032-33: 0; 0.1 2033-34: 0; 0.1 2034-35: 0; 0.1 2035-36: 0; 0.1 2036-37: 0; 0.1 2037-38: 0; 0.1 2038-39: 0; 0.1 2039-40: 0; 0.1 2040-41: 0; 0.1 2041-42: 0; 0.1 2042-43: 0; 0.1 2043-44: 0; 0.1 2044-45: 0; 0.1 2045-46: 0; 0.1 2046-47: 0; 0.1 2047-48: 0; 0.1 2048-49: 0; 0.1 2049-50: 0
22.1FP | Reduce distribution system operational use (DSOU) input as -ve | DSDOU | Ml/d | 2 | 0.1 2019-20: 0; 0.1 2020-21: 0; 0.1 2021-22: 0; 0.1 2022-23: 0; 0.1 2023-24: 0; 0.1 2024-25: 0; 0.1 2025-26: 0; 0.1 2026-27: 0; 0.1 2027-28: 0; 0.1 2028-29: 0; 0.1 2029-30: 0; 0.1 2030-31: 0; 0.1 2031-32: 0; 0.1 2032-33: 0; 0.1 2033-34: 0; 0.1 2034-35: 0; 0.1 2035-36: 0; 0.1 2036-37: 0; 0.1 2037-38: 0; 0.1 2038-39: 0; 0.1 2039-40: 0; 0.1 2040-41: 0; 0.1 2041-42: 0; 0.1 2042-43: 0; 0.1 2043-44: 0; 0.1 2044-45: 0; 0.1 2045-46: 0; 0.1 2046-47: 0; 0.1 2047-48: 0; 0.1 2048-49: 0; 0.1 2049-50: 0
23.1FP | Options impacting on measured Non Household - USPL input reductions as -ve | CUMNH | Ml/d | 2 | 0.1 2019-20: 0; 0.1 2020-21: 0; 0.1 2021-22: 0; 0.1 2022-23: 0; 0.1 2023-24: 0; 0.1 2024-25: 0; 0.1 2025-26: 0; 0.1 2026-27: 0; 0.1 2027-28: -0.01; 0.1 2028-29: -0.01; 0.1 2029-30: -0.01; 0.1 2030-31: -0.01; 0.1 2031-32: -0.01; 0.1 2032-33: -0.01; 0.1 2033-34: -0.01; 0.1 2034-35: -0.02; 0.1 2035-36: -0.02; 0.1 2036-37: -0.02; 0.1 2037-38: -0.02; 0.1 2038-39: -0.02; 0.1 2039-40: -0.02; 0.1 2040-41: -0.02; 0.1 2041-42: -0.03; 0.1 2042-43: -0.03; 0.1 2043-44: -0.03; 0.1 2044-45: -0.03; 0.1 2045-46: -0.03; 0.1 2046-47: -0.03; 0.1 2047-48: -0.03; 0.1 2048-49: -0.04; 0.1 2049-50: -0.04
24.1FP | Options impacting on unmeasured Non Household - USPL input reductions as -ve | CUUNH | Ml/d | 2 | 0.1 2019-20: 0; 0.1 2020-21: 0; 0.1 2021-22: 0; 0.1 2022-23: 0; 0.1 2023-24: 0; 0.1 2024-25: 0; 0.1 2025-26: 0; 0.1 2026-27: 0; 0.1 2027-28: 0; 0.1 2028-29: 0; 0.1 2029-30: 0; 0.1 2030-31: 0; 0.1 2031-32: 0; 0.1 2032-33: 0; 0.1 2033-34: 0; 0.1 2034-35: 0; 0.1 2035-36: 0; 0.1 2036-37: 0; 0.1 2037-38: 0; 0.1 2038-39: 0; 0.1 2039-40: 0; 0.1 2040-41: 0; 0.1 2041-42: 0; 0.1 2042-43: 0; 0.1 2043-44: 0; 0.1 2044-45: 0; 0.1 2045-46: 0; 0.1 2046-47: 0; 0.1 2047-48: 0; 0.1 2048-49: 0; 0.1 2049-50: 0
25.1FP | Options impacting on measured Household - USPL input reductions as -ve | CUMHH | Ml/d | 2 | 0.1 2019-20: 0; 0.1 2020-21: 0; 0.1 2021-22: 0; 0.1 2022-23: 0; 0.1 2023-24: 0; 0.1 2024-25: 0; 0.1 2025-26: -0.1; 0.1 2026-27: -0.16; 0.1 2027-28: -0.18; 0.1 2028-29: -0.23; 0.1 2029-30: -0.27; 0.1 2030-31: -0.3; 0.1 2031-32: -0.34; 0.1 2032-33: -0.35; 0.1 2033-34: -0.37; 0.1 2034-35: -0.38; 0.1 2035-36: -0.4; 0.1 2036-37: -0.41; 0.1 2037-38: -0.43; 0.1 2038-39: -0.45; 0.1 2039-40: -0.46; 0.1 2040-41: -0.48; 0.1 2041-42: -0.5; 0.1 2042-43: -0.51; 0.1 2043-44: -0.53; 0.1 2044-45: -0.55; 0.1 2045-46: -0.57; 0.1 2046-47: -0.58; 0.1 2047-48: -0.6; 0.1 2048-49: -0.62; 0.1 2049-50: -0.64
26.1FP | Options impacting on unmeasured Household - USPL input reductions as -ve | CUUHH | Ml/d | 2 | 0.1 2019-20: 0; 0.1 2020-21: 0; 0.1 2021-22: 0; 0.1 2022-23: 0; 0.1 2023-24: 0; 0.1 2024-25: 0; 0.1 2025-26: 0; 0.1 2026-27: 0; 0.1 2027-28: 0; 0.1 2028-29: 0; 0.1 2029-30: 0; 0.1 2030-31: 0; 0.1 2031-32: 0; 0.1 2032-33: 0; 0.1 2033-34: 0; 0.1 2034-35: 0; 0.1 2035-36: 0; 0.1 2036-37: 0; 0.1 2037-38: 0; 0.1 2038-39: 0; 0.1 2039-40: 0; 0.1 2040-41: 0; 0.1 2041-42: 0; 0.1 2042-43: 0; 0.1 2043-44: 0; 0.1 2044-45: 0; 0.1 2045-46: 0; 0.1 2046-47: 0; 0.1 2047-48: 0; 0.1 2048-49: 0; 0.1 2049-50: 0
27.1FP | Options impacting on Void properties - USPL input reductions as -ve | CUVPP | Ml/d | 2 | 0.1 2019-20: 0; 0.1 2020-21: 0; 0.1 2021-22: 0; 0.1 2022-23: 0; 0.1 2023-24: 0; 0.1 2024-25: 0; 0.1 2025-26: 0; 0.1 2026-27: 0; 0.1 2027-28: 0; 0.1 2028-29: 0; 0.1 2029-30: 0; 0.1 2030-31: 0; 0.1 2031-32: 0; 0.1 2032-33: 0; 0.1 2033-34: 0; 0.1 2034-35: 0; 0.1 2035-36: 0; 0.1 2036-37: 0; 0.1 2037-38: 0; 0.1 2038-39: 0; 0.1 2039-40: 0; 0.1 2040-41: 0; 0.1 2041-42: 0; 0.1 2042-43: 0; 0.1 2043-44: 0; 0.1 2044-45: 0; 0.1 2045-46: 0; 0.1 2046-47: 0; 0.1 2047-48: 0; 0.1 2048-49: 0; 0.1 2049-50: 0
28.1FP | Reduce distribution losses input as -ve | DSRDL | Ml/d | 2 | 0.1 2019-20: 0; 0.1 2020-21: 0; 0.1 2021-22: 0; 0.1 2022-23: 0; 0.1 2023-24: 0; 0.1 2024-25: 0; 0.1 2025-26: 0; 0.1 2026-27: -0.01; 0.1 2027-28: -0.01; 0.1 2028-29: -0.01; 0.1 2029-30: -0.01; 0.1 2030-31: -0.57; 0.1 2031-32: -0.6; 0.1 2032-33: -0.61; 0.1 2033-34: -0.94; 0.1 2034-35: -0.94; 0.1 2035-36: -0.9; 0.1 2036-37: -1.12; 0.1 2037-38: -1.15; 0.1 2038-39: -1.15; 0.1 2039-40: -1.4; 0.1 2040-41: -1.41; 0.1 2041-42: -1.4; 0.1 2042-43: -1.49; 0.1 2043-44: -1.57; 0.1 2044-45: -1.57; 0.1 2045-46: -1.61; 0.1 2046-47: -1.65; 0.1 2047-48: -1.77; 0.1 2048-49: -1.86; 0.1 2049-50: -1.87
Table 3c: DYAA - Final plan | Back to top of sheet
WRMP24 reference | Component | Derivation | Unit | Decimal places | 2019-20 | 2020-21 | 2021-22 | 2022-23 | 2023-24 | 2024-25 | 2025-26 | 2026-27 | 2027-28 | 2028-29 | 2029-30 | 2030-31 | 2031-32 | 2032-33 | 2033-34 | 2034-35 | 2035-36 | 2036-37 | 2037-38 | 2038-39 | 2039-40 | 2040-41 | 2041-42 | 2042-43 | 2043-44 | 2044-45 | 2045-46 | 2046-47 | 2047-48 | 2048-49 | 2049-50 | 2050-51 | 2051-52 | 2052-53 | 2053-54 | 2054-55 | 2055-56 | 2056-57 | 2057-58 | 2058-59 | 2059-60 | 2060-61 | 2061-62 | 2062-63 | 2063-64 | 2064-65 | 2065-66 | 2066-67 | 2067-68 | 2068-69 | 2069-70 | 2070-71 | 2071-72 | 2072-73 | 2073-74 | 2074-75 | 2075-76 | 2076-77 | 2077-78 | 2078-79 | 2079-80 | 2080-81 | 2081-82 | 2082-83 | 2083-84 | 2084-85 | 2085-86 | 2086-87 | 2087-88 | 2088-89 | 2089-90 | 2090-91 | 2091-92 | 2092-93 | 2093-94 | 2094-95 | 2095-96 | 2096-97 | 2097-98 | 2098-99 | 2099-100
1FP | Raw water abstracted | Input | Ml/d | 2 | 2019-20: 0; 2020-21: 0; 2021-22: 0; 2022-23: 0; 2023-24: 0; 2024-25: 0; 2025-26: 0; 2026-27: 0; 2027-28: 0; 2028-29: 0; 2029-30: 0; 2030-31: 0; 2031-32: 0; 2032-33: 0; 2033-34: 0; 2034-35: 0; 2035-36: 0; 2036-37: 0; 2037-38: 0; 2038-39: 0; 2039-40: 0; 2040-41: 0; 2041-42: 0; 2042-43: 0; 2043-44: 0; 2044-45: 0; 2045-46: 0; 2046-47: 0; 2047-48: 0; 2048-49: 0; 2049-50: 0
1.1FP | Non-potable water supplies | 1.1BL + 1.11FP | Ml/d | 2 | 2019-20: 0; 2020-21: 0; 2021-22: 0; 2022-23: 0; 2023-24: 0; 2024-25: 0; 2025-26: 0; 2026-27: 0; 2027-28: 0; 2028-29: 0; 2029-30: 0; 2030-31: 0; 2031-32: 0; 2032-33: 0; 2033-34: 0; 2034-35: 0; 2035-36: 0; 2036-37: 0; 2037-38: 0; 2038-39: 0; 2039-40: 0; 2040-41: 0; 2041-42: 0; 2042-43: 0; 2043-44: 0; 2044-45: 0; 2045-46: 0; 2046-47: 0; 2047-48: 0; 2048-49: 0; 2049-50: 0
2FP | Raw water imported | 2BL + 2.1FP | Ml/d | 2 | 2019-20: 75.39; 2020-21: 75.07; 2021-22: 75.64; 2022-23: 76.06; 2023-24: 76.51; 2024-25: 76.92; 2025-26: 73.04; 2026-27: 73.48; 2027-28: 74.24; 2028-29: 74.84; 2029-30: 75.53; 2030-31: 76.21; 2031-32: 76.98; 2032-33: 77.94; 2033-34: 79.16; 2034-35: 80.38; 2035-36: 81.15; 2036-37: 81.99; 2037-38: 83.45; 2038-39: 84.88; 2039-40: 85.74; 2040-41: 87.37; 2041-42: 89.1; 2042-43: 90.94; 2043-44: 92.85; 2044-45: 94.73; 2045-46: 96.32; 2046-47: 98.38; 2047-48: 100.58; 2048-49: 100.7; 2049-50: 100.7
3FP | Potable water imported | 3BL + 3.1FP | Ml/d | 2 | 2019-20: 0; 2020-21: 0; 2021-22: 0; 2022-23: 0; 2023-24: 0; 2024-25: 0; 2025-26: -0.68; 2026-27: -1.01; 2027-28: -1.32; 2028-29: -1.88; 2029-30: -2.33; 2030-31: -3.3; 2031-32: -3.78; 2032-33: -4.12; 2033-34: -4.79; 2034-35: -5.39; 2035-36: -5.97; 2036-37: -6.83; 2037-38: -7.5; 2038-39: -8.16; 2039-40: -9.1; 2040-41: -9.77; 2041-42: -10.47; 2042-43: -11.27; 2043-44: -12.09; 2044-45: -12.52; 2045-46: -13.02; 2046-47: -13.52; 2047-48: -14.11; 2048-49: -12.51; 2049-50: -10.68
4FP | Raw water exported enter as -ve | 4BL + 4.1FP | Ml/d | 2 | 2019-20: 0; 2020-21: 0; 2021-22: 0; 2022-23: 0; 2023-24: 0; 2024-25: 0; 2025-26: 0; 2026-27: 0; 2027-28: 0; 2028-29: 0; 2029-30: 0; 2030-31: 0; 2031-32: 0; 2032-33: 0; 2033-34: 0; 2034-35: 0; 2035-36: 0; 2036-37: 0; 2037-38: 0; 2038-39: 0; 2039-40: 0; 2040-41: 0; 2041-42: 0; 2042-43: 0; 2043-44: 0; 2044-45: 0; 2045-46: 0; 2046-47: 0; 2047-48: 0; 2048-49: 0; 2049-50: 0
5FP | Potable water exported enter as -ve | 5BL + 5.1FP | Ml/d | 2 | 2019-20: 0; 2020-21: 0; 2021-22: 0; 2022-23: 0; 2023-24: 0; 2024-25: 0; 2025-26: 0; 2026-27: 0; 2027-28: 0; 2028-29: 0; 2029-30: 0; 2030-31: 0; 2031-32: 0; 2032-33: 0; 2033-34: 0; 2034-35: 0; 2035-36: 0; 2036-37: 0; 2037-38: 0; 2038-39: 0; 2039-40: 0; 2040-41: 0; 2041-42: 0; 2042-43: 0; 2043-44: 0; 2044-45: 0; 2045-46: 0; 2046-47: 0; 2047-48: 0; 2048-49: 0; 2049-50: 0
6.1FP | Deployable Output post forecast changes | 6.1BL + 6.2FP + 6.3FP +7.01FP +7.02FP | Ml/d | 2 | 2019-20: 0; 2020-21: 0; 2021-22: 0; 2022-23: 0; 2023-24: 0; 2024-25: 0; 2025-26: 0; 2026-27: 0; 2027-28: 0; 2028-29: 0; 2029-30: 0; 2030-31: 0; 2031-32: 0; 2032-33: 0; 2033-34: 0; 2034-35: 0; 2035-36: 0; 2036-37: 0; 2037-38: 0; 2038-39: 0; 2039-40: 0; 2040-41: 0; 2041-42: 0; 2042-43: 0; 2043-44: 0; 2044-45: 0; 2045-46: 0; 2046-47: 0; 2047-48: 0; 2048-49: 0; 2049-50: 0
8FP | Raw water losses, treatment works losses and operational use | 8BL + 8.1FP + 8.2FP | Ml/d | 2 | 2019-20: 0; 2020-21: 0; 2021-22: 0; 2022-23: 0; 2023-24: 0; 2024-25: 0; 2025-26: 0; 2026-27: 0; 2027-28: 0; 2028-29: 0; 2029-30: 0; 2030-31: 0; 2031-32: 0; 2032-33: 0; 2033-34: 0; 2034-35: 0; 2035-36: 0; 2036-37: 0; 2037-38: 0; 2038-39: 0; 2039-40: 0; 2040-41: 0; 2041-42: 0; 2042-43: 0; 2043-44: 0; 2044-45: 0; 2045-46: 0; 2046-47: 0; 2047-48: 0; 2048-49: 0; 2049-50: 0
9FP | Total Outage Allowance | 9BL + 9.1FP | Ml/d | 2 | 2019-20: 0; 2020-21: 0; 2021-22: 0; 2022-23: 0; 2023-24: 0; 2024-25: 0; 2025-26: 0; 2026-27: 0; 2027-28: 0; 2028-29: 0; 2029-30: 0; 2030-31: 0; 2031-32: 0; 2032-33: 0; 2033-34: 0; 2034-35: 0; 2035-36: 0; 2036-37: 0; 2037-38: 0; 2038-39: 0; 2039-40: 0; 2040-41: 0; 2041-42: 0; 2042-43: 0; 2043-44: 0; 2044-45: 0; 2045-46: 0; 2046-47: 0; 2047-48: 0; 2048-49: 0; 2049-50: 0
10FP | Water Available For Use (own sources) | (6.1FP) - (8FP + 9FP) | Ml/d | 2 | 2019-20: 0; 2020-21: 0; 2021-22: 0; 2022-23: 0; 2023-24: 0; 2024-25: 0; 2025-26: 0; 2026-27: 0; 2027-28: 0; 2028-29: 0; 2029-30: 0; 2030-31: 0; 2031-32: 0; 2032-33: 0; 2033-34: 0; 2034-35: 0; 2035-36: 0; 2036-37: 0; 2037-38: 0; 2038-39: 0; 2039-40: 0; 2040-41: 0; 2041-42: 0; 2042-43: 0; 2043-44: 0; 2044-45: 0; 2045-46: 0; 2046-47: 0; 2047-48: 0; 2048-49: 0; 2049-50: 0
11FP | Total Water Available For Use | 10FP + sum (2FP:5FP) | Ml/d | 2 | 2019-20: 75.39; 2020-21: 75.07; 2021-22: 75.64; 2022-23: 76.06; 2023-24: 76.51; 2024-25: 76.92; 2025-26: 72.36; 2026-27: 72.47; 2027-28: 72.92; 2028-29: 72.96; 2029-30: 73.2; 2030-31: 72.91; 2031-32: 73.2; 2032-33: 73.82; 2033-34: 74.37; 2034-35: 74.99; 2035-36: 75.18; 2036-37: 75.16; 2037-38: 75.95; 2038-39: 76.72; 2039-40: 76.64; 2040-41: 77.6; 2041-42: 78.63; 2042-43: 79.67; 2043-44: 80.76; 2044-45: 82.21; 2045-46: 83.3; 2046-47: 84.86; 2047-48: 86.47; 2048-49: 88.19; 2049-50: 90.02
12FP | Water delivered measured non-household | 12BL + 12.2FP | Ml/d | 2 | 2019-20: 17.89; 2020-21: 18.07; 2021-22: 18.21; 2022-23: 18.42; 2023-24: 18.6; 2024-25: 18.73; 2025-26: 18.73; 2026-27: 18.78; 2027-28: 18.84; 2028-29: 18.93; 2029-30: 19.05; 2030-31: 19.19; 2031-32: 19.34; 2032-33: 19.51; 2033-34: 19.81; 2034-35: 20.16; 2035-36: 20.48; 2036-37: 20.77; 2037-38: 21.08; 2038-39: 21.42; 2039-40: 21.84; 2040-41: 22.35; 2041-42: 22.9; 2042-43: 23.53; 2043-44: 24.22; 2044-45: 24.95; 2045-46: 25.76; 2046-47: 26.65; 2047-48: 27.6; 2048-49: 28.6; 2049-50: 29.66
12.1FP | Non-potable water consumption | Input | Ml/d | 2 | 2019-20: 0; 2020-21: 0; 2021-22: 0; 2022-23: 0; 2023-24: 0; 2024-25: 0; 2025-26: 0; 2026-27: 0; 2027-28: 0; 2028-29: 0; 2029-30: 0; 2030-31: 0; 2031-32: 0; 2032-33: 0; 2033-34: 0; 2034-35: 0; 2035-36: 0; 2036-37: 0; 2037-38: 0; 2038-39: 0; 2039-40: 0; 2040-41: 0; 2041-42: 0; 2042-43: 0; 2043-44: 0; 2044-45: 0; 2045-46: 0; 2046-47: 0; 2047-48: 0; 2048-49: 0; 2049-50: 0
13FP | Water delivered unmeasured non-household | 13BL + 13.1FP | Ml/d | 2 | 2019-20: 0.07; 2020-21: 0.07; 2021-22: 0.07; 2022-23: 0.08; 2023-24: 0.08; 2024-25: 0.08; 2025-26: 0.08; 2026-27: 0.08; 2027-28: 0.08; 2028-29: 0.08; 2029-30: 0.08; 2030-31: 0.08; 2031-32: 0.08; 2032-33: 0.08; 2033-34: 0.09; 2034-35: 0.09; 2035-36: 0.09; 2036-37: 0.09; 2037-38: 0.09; 2038-39: 0.09; 2039-40: 0.1; 2040-41: 0.1; 2041-42: 0.1; 2042-43: 0.1; 2043-44: 0.11; 2044-45: 0.11; 2045-46: 0.11; 2046-47: 0.12; 2047-48: 0.12; 2048-49: 0.13; 2049-50: 0.13
14FP | Water delivered measured household | 14BL + 14.1FP | Ml/d | 2 | 2019-20: 40.68; 2020-21: 40.9; 2021-22: 41.12; 2022-23: 41.58; 2023-24: 41.52; 2024-25: 41.91; 2025-26: 41.74; 2026-27: 42.04; 2027-28: 42.62; 2028-29: 42.75; 2029-30: 42.95; 2030-31: 43.17; 2031-32: 43.42; 2032-33: 43.93; 2033-34: 44.44; 2034-35: 44.64; 2035-36: 44.87; 2036-37: 45.12; 2037-38: 45.51; 2038-39: 45.87; 2039-40: 46.35; 2040-41: 46.79; 2041-42: 47.23; 2042-43: 47.7; 2043-44: 48.2; 2044-45: 48.91; 2045-46: 49.59; 2046-47: 50.29; 2047-48: 51; 2048-49: 51.74; 2049-50: 52.46
15FP | Water delivered unmeasured household | 15BL + 15.1FP | Ml/d | 2 | 2019-20: 5.84; 2020-21: 5.55; 2021-22: 5.3; 2022-23: 5.01; 2023-24: 4.73; 2024-25: 4.46; 2025-26: 4.23; 2026-27: 4.01; 2027-28: 3.8; 2028-29: 3.6; 2029-30: 3.41; 2030-31: 3.24; 2031-32: 3.06; 2032-33: 2.89; 2033-34: 2.73; 2034-35: 2.57; 2035-36: 2.42; 2036-37: 2.26; 2037-38: 2.12; 2038-39: 1.97; 2039-40: 1.83; 2040-41: 1.69; 2041-42: 1.54; 2042-43: 1.39; 2043-44: 1.22; 2044-45: 1.19; 2045-46: 1.18; 2046-47: 1.17; 2047-48: 1.17; 2048-49: 1.16; 2049-50: 1.16
16FP | Percentage of consumption driven by climate change | 16BL | % | 1 | 2019-20: 0%; 2020-21: 0%; 2021-22: 0%; 2022-23: 0.1%; 2023-24: 0.1%; 2024-25: 0.1%; 2025-26: 0.1%; 2026-27: 0.1%; 2027-28: 0.1%; 2028-29: 0.2%; 2029-30: 0.2%; 2030-31: 0.2%; 2031-32: 0.2%; 2032-33: 0.3%; 2033-34: 0.3%; 2034-35: 0.3%; 2035-36: 0.4%; 2036-37: 0.4%; 2037-38: 0.4%; 2038-39: 0.5%; 2039-40: 0.5%; 2040-41: 0.6%; 2041-42: 0.6%; 2042-43: 0.6%; 2043-44: 0.7%; 2044-45: 0.7%; 2045-46: 0.8%; 2046-47: 0.8%; 2047-48: 0.8%; 2048-49: 0.8%; 2049-50: 0.9%
17FP | Volume of consumption driven by climate change | 16FP * (12FP + sum(13FP:15FP) - sum (23FP:26FP)) | Ml/d | 2 | 2019-20: 0; 2020-21: 0; 2021-22: 0; 2022-23: 0.06301; 2023-24: 0.06291; 2024-25: 0.06321; 2025-26: 0.06294; 2026-27: 0.06316; 2027-28: 0.06364; 2028-29: 0.12748; 2029-30: 0.12788; 2030-31: 0.1284; 2031-32: 0.12898; 2032-33: 0.19497; 2033-34: 0.19695; 2034-35: 0.19812; 2035-36: 0.2658; 2036-37: 0.26724; 2037-38: 0.26948; 2038-39: 0.33955; 2039-40: 0.34335; 2040-41: 0.41682; 2041-42: 0.42192; 2042-43: 0.4275; 2043-44: 0.50596; 2044-45: 0.51576; 2045-46: 0.6012; 2046-47: 0.61368; 2047-48: 0.62688; 2048-49: 0.64072; 2049-50: 0.73674
18FP | Measured Household - PCC | ((14FP - 25FP) * 1,000,000) / (39FP * 1000) | l/h/d | 1 | 2019-20: 141.4291; 2020-21: 139.0301; 2021-22: 137.1927; 2022-23: 135.7755; 2023-24: 132.8408; 2024-25: 131.4451; 2025-26: 129.331; 2026-27: 128.2051; 2027-28: 127.1119; 2028-29: 125.4054; 2029-30: 123.9399; 2030-31: 122.843; 2031-32: 121.8342; 2032-33: 121.311; 2033-34: 120.8909; 2034-35: 119.6798; 2035-36: 118.5326; 2036-37: 117.336; 2037-38: 116.4773; 2038-39: 115.4745; 2039-40: 114.492; 2040-41: 113.4281; 2041-42: 112.3711; 2042-43: 111.2781; 2043-44: 110.2389; 2044-45: 109.962; 2045-46: 109.6332; 2046-47: 109.2752; 2047-48: 108.9555; 2048-49: 108.6447; 2049-50: 108.3174
19FP | Unmeasured Household - PCC | ((15FP - 26FP) * 1,000,000) / (40FP * 1000) | l/h/d | 1 | 2019-20: 133.8854; 2020-21: 133.5485; 2021-22: 133.5405; 2022-23: 133.318; 2023-24: 133.0735; 2024-25: 133.1614; 2025-26: 132.8531; 2026-27: 132.8701; 2027-28: 132.8753; 2028-29: 133.1314; 2029-30: 132.8122; 2030-31: 133.5819; 2031-32: 133.6219; 2032-33: 134.4328; 2033-34: 135.0776; 2034-35: 135.5413; 2035-36: 137.0611; 2036-37: 137.2804; 2037-38: 138.7137; 2038-39: 139.489; 2039-40: 140.996; 2040-41: 142.9606; 2041-42: 144.7673; 2042-43: 148.1144; 2043-44: 153.1846; 2044-45: 153.3616; 2045-46: 153.1246; 2046-47: 152.8415; 2047-48: 153.8892; 2048-49: 153.4995; 2049-50: 153.4995
20FP | Average Household - PCC | (((14FP - 25FP) + (15FP - 26FP)) * 1,000,000)/ ((39FP + 40FP) * 1,000) | l/h/d | 1 | 2019-20: 140.4669; 2020-21: 138.3736; 2021-22: 136.78; 2022-23: 135.516; 2023-24: 132.8638; 2024-25: 131.6027; 2025-26: 129.6351; 2026-27: 128.5827; 2027-28: 127.5467; 2028-29: 125.9505; 2029-30: 124.5258; 2030-31: 123.5073; 2031-32: 122.5144; 2032-33: 122.0157; 2033-34: 121.599; 2034-35: 120.4145; 2035-36: 119.3263; 2036-37: 118.1232; 2037-38: 117.2822; 2038-39: 116.2674; 2039-40: 115.2841; 2040-41: 114.2201; 2041-42: 113.1409; 2042-43: 112.0381; 2043-44: 110.978; 2044-45: 110.683; 2045-46: 110.3385; 2046-47: 109.9651; 2047-48: 109.6505; 2048-49: 109.3223; 2049-50: 108.9885
21FP | Water taken unbilled | 21BL + 21.1FP | Ml/d | 2 | 2019-20: 1.86; 2020-21: 1.86; 2021-22: 1.87; 2022-23: 1.87; 2023-24: 1.87; 2024-25: 1.87; 2025-26: 1.86; 2026-27: 1.87; 2027-28: 1.88; 2028-29: 1.86; 2029-30: 1.87; 2030-31: 1.85; 2031-32: 1.86; 2032-33: 1.88; 2033-34: 1.85; 2034-35: 1.87; 2035-36: 1.86; 2036-37: 1.86; 2037-38: 1.88; 2038-39: 1.87; 2039-40: 1.85; 2040-41: 1.85; 2041-42: 1.87; 2042-43: 1.88; 2043-44: 1.86; 2044-45: 1.87; 2045-46: 1.88; 2046-47: 1.87; 2047-48: 1.87; 2048-49: 1.86; 2049-50: 1.87
22FP | Distribution system operational use | 22BL + 22.1FP | Ml/d | 2 | 2019-20: 0.5; 2020-21: 0.5; 2021-22: 0.5; 2022-23: 0.5; 2023-24: 0.5; 2024-25: 0.5; 2025-26: 0.5; 2026-27: 0.5; 2027-28: 0.5; 2028-29: 0.5; 2029-30: 0.5; 2030-31: 0.5; 2031-32: 0.5; 2032-33: 0.5; 2033-34: 0.5; 2034-35: 0.5; 2035-36: 0.5; 2036-37: 0.5; 2037-38: 0.5; 2038-39: 0.5; 2039-40: 0.5; 2040-41: 0.5; 2041-42: 0.5; 2042-43: 0.5; 2043-44: 0.5; 2044-45: 0.5; 2045-46: 0.5; 2046-47: 0.5; 2047-48: 0.5; 2048-49: 0.5; 2049-50: 0.5
23FP | Measured Non Household - USPL | 23BL + 23.1FP | Ml/d | 2 | 2019-20: 0.06; 2020-21: 0.06; 2021-22: 0.06; 2022-23: 0.06; 2023-24: 0.06; 2024-25: 0.06; 2025-26: 0.06; 2026-27: 0.06; 2027-28: 0.06; 2028-29: 0.06; 2029-30: 0.06; 2030-31: 0.06; 2031-32: 0.06; 2032-33: 0.06; 2033-34: 0.06; 2034-35: 0.05; 2035-36: 0.05; 2036-37: 0.05; 2037-38: 0.05; 2038-39: 0.05; 2039-40: 0.05; 2040-41: 0.05; 2041-42: 0.04; 2042-43: 0.04; 2043-44: 0.04; 2044-45: 0.04; 2045-46: 0.04; 2046-47: 0.04; 2047-48: 0.04; 2048-49: 0.03; 2049-50: 0.03
24FP | Unmeasured Non Household - USPL | 24BL + 24.1FP | Ml/d | 2 | 2019-20: 0; 2020-21: 0; 2021-22: 0; 2022-23: 0; 2023-24: 0; 2024-25: 0; 2025-26: 0; 2026-27: 0; 2027-28: 0; 2028-29: 0; 2029-30: 0; 2030-31: 0; 2031-32: 0; 2032-33: 0; 2033-34: 0; 2034-35: 0; 2035-36: 0; 2036-37: 0; 2037-38: 0; 2038-39: 0; 2039-40: 0; 2040-41: 0; 2041-42: 0; 2042-43: 0; 2043-44: 0; 2044-45: 0; 2045-46: 0; 2046-47: 0; 2047-48: 0; 2048-49: 0; 2049-50: 0
25FP | Measured Household - USPL | 25BL + 25.1FP | Ml/d | 2 | 2019-20: 1.66; 2020-21: 1.65; 2021-22: 1.61; 2022-23: 1.64; 2023-24: 1.6; 2024-25: 1.58; 2025-26: 1.46; 2026-27: 1.39; 2027-28: 1.36; 2028-29: 1.3; 2029-30: 1.24; 2030-31: 1.19; 2031-32: 1.13; 2032-33: 1.16; 2033-34: 1.17; 2034-35: 1.19; 2035-36: 1.2; 2036-37: 1.23; 2037-38: 1.24; 2038-39: 1.26; 2039-40: 1.28; 2040-41: 1.3; 2041-42: 1.31; 2042-43: 1.34; 2043-44: 1.35; 2044-45: 1.37; 2045-46: 1.38; 2046-47: 1.41; 2047-48: 1.42; 2048-49: 1.44; 2049-50: 1.45
26FP | Unmeasured Household - USPL | 26BL + 26.1BL | Ml/d | 2 | 2019-20: 0.44; 2020-21: 0.42; 2021-22: 0.4; 2022-23: 0.38; 2023-24: 0.36; 2024-25: 0.33; 2025-26: 0.32; 2026-27: 0.3; 2027-28: 0.28; 2028-29: 0.26; 2029-30: 0.25; 2030-31: 0.23; 2031-32: 0.22; 2032-33: 0.2; 2033-34: 0.19; 2034-35: 0.18; 2035-36: 0.16; 2036-37: 0.15; 2037-38: 0.14; 2038-39: 0.13; 2039-40: 0.12; 2040-41: 0.11; 2041-42: 0.1; 2042-43: 0.09; 2043-44: 0.08; 2044-45: 0.07; 2045-46: 0.07; 2046-47: 0.07; 2047-48: 0.07; 2048-49: 0.07; 2049-50: 0.07
27FP | Void Properties - USPL | 27BL + 27.1FP | Ml/d | 2 | 2019-20: 0.16; 2020-21: 0.16; 2021-22: 0.16; 2022-23: 0.16; 2023-24: 0.16; 2024-25: 0.17; 2025-26: 0.17; 2026-27: 0.17; 2027-28: 0.18; 2028-29: 0.18; 2029-30: 0.19; 2030-31: 0.19; 2031-32: 0.19; 2032-33: 0.2; 2033-34: 0.2; 2034-35: 0.2; 2035-36: 0.21; 2036-37: 0.21; 2037-38: 0.21; 2038-39: 0.22; 2039-40: 0.22; 2040-41: 0.23; 2041-42: 0.23; 2042-43: 0.23; 2043-44: 0.24; 2044-45: 0.24; 2045-46: 0.24; 2046-47: 0.25; 2047-48: 0.25; 2048-49: 0.26; 2049-50: 0.26
28FP | Distribution losses | 28BL + 28.1FP | Ml/d | 2 | 2019-20: 3.4; 2020-21: 3.33; 2021-22: 3.29; 2022-23: 3.23; 2023-24: 3.16; 2024-25: 3.09; 2025-26: 3.09; 2026-27: 3.08; 2027-28: 3.08; 2028-29: 3.08; 2029-30: 3.08; 2030-31: 2.52; 2031-32: 2.49; 2032-33: 2.48; 2033-34: 2.15; 2034-35: 2.15; 2035-36: 2.19; 2036-37: 1.97; 2037-38: 1.94; 2038-39: 1.94; 2039-40: 1.69; 2040-41: 1.68; 2041-42: 1.69; 2042-43: 1.6; 2043-44: 1.52; 2044-45: 1.52; 2045-46: 1.48; 2046-47: 1.44; 2047-48: 1.32; 2048-49: 1.23; 2049-50: 1.22
29FP | Total Leakage | sum (23FP:28FP) | Ml/d | 2 | 2019-20: 5.72; 2020-21: 5.62; 2021-22: 5.52; 2022-23: 5.47; 2023-24: 5.34; 2024-25: 5.23; 2025-26: 5.1; 2026-27: 5; 2027-28: 4.96; 2028-29: 4.88; 2029-30: 4.82; 2030-31: 4.19; 2031-32: 4.09; 2032-33: 4.1; 2033-34: 3.77; 2034-35: 3.77; 2035-36: 3.81; 2036-37: 3.61; 2037-38: 3.58; 2038-39: 3.6; 2039-40: 3.36; 2040-41: 3.37; 2041-42: 3.37; 2042-43: 3.3; 2043-44: 3.23; 2044-45: 3.24; 2045-46: 3.21; 2046-47: 3.21; 2047-48: 3.1; 2048-49: 3.03; 2049-50: 3.03
30FP | Leakage/property | (29FP * 1,000,000) / (36FP * 1,000) | l/prop/d | 2 | 2019-20: 44.5212; 2020-21: 42.8599; 2021-22: 41.2824; 2022-23: 40.1716; 2023-24: 38.4956; 2024-25: 36.9962; 2025-26: 35.5133; 2026-27: 34.203; 2027-28: 33.2059; 2028-29: 32.081; 2029-30: 31.2423; 2030-31: 26.8507; 2031-32: 25.796; 2032-33: 25.4488; 2033-34: 23.0468; 2034-35: 22.7189; 2035-36: 22.6236; 2036-37: 21.1148; 2037-38: 20.6214; 2038-39: 20.4208; 2039-40: 18.7687; 2040-41: 18.5369; 2041-42: 18.2519; 2042-43: 17.5962; 2043-44: 16.9548; 2044-45: 16.741; 2045-46: 16.3246; 2046-47: 16.0661; 2047-48: 15.2688; 2048-49: 14.6858; 2049-50: 14.4505
31FP | Measured Non Household - properties | Input | 000's | 2 | 2019-20: 6.953; 2020-21: 7.033; 2021-22: 7.091; 2022-23: 7.192; 2023-24: 7.262; 2024-25: 7.327; 2025-26: 7.388; 2026-27: 7.452; 2027-28: 7.504; 2028-29: 7.554; 2029-30: 7.609; 2030-31: 7.656; 2031-32: 7.695; 2032-33: 7.723; 2033-34: 7.743; 2034-35: 7.763; 2035-36: 7.785; 2036-37: 7.807; 2037-38: 7.831; 2038-39: 7.855; 2039-40: 7.88; 2040-41: 7.906; 2041-42: 7.933; 2042-43: 7.96; 2043-44: 7.988; 2044-45: 8.016; 2045-46: 8.045; 2046-47: 8.074; 2047-48: 8.104; 2048-49: 8.134; 2049-50: 8.164
32FP | Unmeasured Non Household - properties | Input | 000's | 2 | 2019-20: 0.028; 2020-21: 0.028; 2021-22: 0.028; 2022-23: 0.029; 2023-24: 0.029; 2024-25: 0.029; 2025-26: 0.03; 2026-27: 0.03; 2027-28: 0.03; 2028-29: 0.03; 2029-30: 0.031; 2030-31: 0.031; 2031-32: 0.031; 2032-33: 0.031; 2033-34: 0.031; 2034-35: 0.031; 2035-36: 0.031; 2036-37: 0.031; 2037-38: 0.031; 2038-39: 0.032; 2039-40: 0.032; 2040-41: 0.032; 2041-42: 0.032; 2042-43: 0.032; 2043-44: 0.032; 2044-45: 0.032; 2045-46: 0.032; 2046-47: 0.032; 2047-48: 0.033; 2048-49: 0.033; 2049-50: 0.033
33FP | All void non-households - properties | Input | 000's | 2 | 2019-20: 0; 2020-21: 0; 2021-22: 0; 2022-23: 0; 2023-24: 0; 2024-25: 0; 2025-26: 0; 2026-27: 0; 2027-28: 0; 2028-29: 0; 2029-30: 0; 2030-31: 0; 2031-32: 0; 2032-33: 0; 2033-34: 0; 2034-35: 0; 2035-36: 0; 2036-37: 0; 2037-38: 0; 2038-39: 0; 2039-40: 0; 2040-41: 0; 2041-42: 0; 2042-43: 0; 2043-44: 0; 2044-45: 0; 2045-46: 0; 2046-47: 0; 2047-48: 0; 2048-49: 0; 2049-50: 0
34FP | Measured households - properties (excl. void) | Year before + sum (34.1BL:34.6BL) | 000's | 2 | 2019-20: 108.734; 2020-21: 111.766; 2021-22: 114.704; 2022-23: 117.527; 2023-24: 120.471; 2024-25: 123.489; 2025-26: 126.034; 2026-27: 128.89; 2027-28: 132.34; 2028-29: 135.336; 2029-30: 137.732; 2030-31: 139.731; 2031-32: 142.462; 2032-33: 145.242; 2033-34: 147.938; 2034-35: 150.514; 2035-36: 153.181; 2036-37: 155.932; 2037-38: 158.745; 2038-39: 161.597; 2039-40: 164.483; 2040-41: 167.406; 2041-42: 170.38; 2042-43: 173.406; 2043-44: 176.488; 2044-45: 179.47; 2045-46: 182.489; 2046-47: 185.57; 2047-48: 188.715; 2048-49: 191.924; 2049-50: 195.182
34.1FP | New build properties - properties | Input (new builds in each year) | 000's | 2 | 2019-20: 2.309; 2020-21: 2.409; 2021-22: 2.354; 2022-23: 2.286; 2023-24: 2.428; 2024-25: 2.524; 2025-26: 2.127; 2026-27: 2.453; 2027-28: 3.061; 2028-29: 2.623; 2029-30: 2.037; 2030-31: 1.653; 2031-32: 2.397; 2032-33: 2.459; 2033-34: 2.387; 2034-35: 2.278; 2035-36: 2.381; 2036-37: 2.475; 2037-38: 2.548; 2038-39: 2.597; 2039-40: 2.639; 2040-41: 2.686; 2041-42: 2.745; 2042-43: 2.806; 2043-44: 2.871; 2044-45: 2.935; 2045-46: 3; 2046-47: 3.063; 2047-48: 3.128; 2048-49: 3.193; 2049-50: 3.258
34.2FP | Meter optants - properties | Input (meter optants in each year) | 000's | 2 | 2019-20: 0.339; 2020-21: 0.324; 2021-22: 0.296; 2022-23: 0.26; 2023-24: 0.249; 2024-25: 0.238; 2025-26: 0.173; 2026-27: 0.167; 2027-28: 0.162; 2028-29: 0.156; 2029-30: 0.151; 2030-31: 0.146; 2031-32: 0.141; 2032-33: 0.137; 2033-34: 0.132; 2034-35: 0.128; 2035-36: 0.123; 2036-37: 0.119; 2037-38: 0.115; 2038-39: 0.111; 2039-40: 0.108; 2040-41: 0.104; 2041-42: 0.101; 2042-43: 0.097; 2043-44: 0.094; 2044-45: 0.027; 2045-46: 0; 2046-47: 0; 2047-48: 0; 2048-49: 0; 2049-50: 0
34.3FP | Compulsory metering - properties | Input (compulsory meters in each year) | 000's | 2 | 2019-20: 0; 2020-21: 0; 2021-22: 0; 2022-23: 0; 2023-24: 0; 2024-25: 0; 2025-26: 0; 2026-27: 0; 2027-28: 0; 2028-29: 0; 2029-30: 0; 2030-31: 0; 2031-32: 0; 2032-33: 0; 2033-34: 0; 2034-35: 0; 2035-36: 0; 2036-37: 0; 2037-38: 0; 2038-39: 0; 2039-40: 0; 2040-41: 0; 2041-42: 0; 2042-43: 0; 2043-44: 0; 2044-45: 0; 2045-46: 0; 2046-47: 0; 2047-48: 0; 2048-49: 0; 2049-50: 0
34.4FP | Metering on change of occupancy - properties | Input (change of occupancy meters in each year) | 000's | 2 | 2019-20: 0.299; 2020-21: 0.289; 2021-22: 0.278; 2022-23: 0.268; 2023-24: 0.258; 2024-25: 0.247; 2025-26: 0.237; 2026-27: 0.228; 2027-28: 0.219; 2028-29: 0.21; 2029-30: 0.201; 2030-31: 0.193; 2031-32: 0.186; 2032-33: 0.178; 2033-34: 0.171; 2034-35: 0.164; 2035-36: 0.157; 2036-37: 0.151; 2037-38: 0.145; 2038-39: 0.139; 2039-40: 0.134; 2040-41: 0.128; 2041-42: 0.123; 2042-43: 0.118; 2043-44: 0.113; 2044-45: 0.019; 2045-46: 0.019; 2046-47: 0.018; 2047-48: 0.017; 2048-49: 0.016; 2049-50: 0
34.5FP | Selective metering - properties | Input (selective meters in each year) | 000's | 2 | 2019-20: 0.01; 2020-21: 0.01; 2021-22: 0.01; 2022-23: 0.009; 2023-24: 0.009; 2024-25: 0.009; 2025-26: 0.008; 2026-27: 0.008; 2027-28: 0.008; 2028-29: 0.007; 2029-30: 0.007; 2030-31: 0.007; 2031-32: 0.007; 2032-33: 0.006; 2033-34: 0.006; 2034-35: 0.006; 2035-36: 0.006; 2036-37: 0.006; 2037-38: 0.005; 2038-39: 0.005; 2039-40: 0.005; 2040-41: 0.005; 2041-42: 0.005; 2042-43: 0.005; 2043-44: 0.004; 2044-45: 0.001; 2045-46: 0; 2046-47: 0; 2047-48: 0; 2048-49: 0; 2049-50: 0
34.6FP | Other changes to existing metering - properties | Input (other changes to meters in each year) | 000's | 2 | 2019-20: 0; 2020-21: 0; 2021-22: 0; 2022-23: 0; 2023-24: 0; 2024-25: 0; 2025-26: 0; 2026-27: 0; 2027-28: 0; 2028-29: 0; 2029-30: 0; 2030-31: 0; 2031-32: 0; 2032-33: 0; 2033-34: 0; 2034-35: 0; 2035-36: 0; 2036-37: 0; 2037-38: 0; 2038-39: 0; 2039-40: 0; 2040-41: 0; 2041-42: 0; 2042-43: 0; 2043-44: 0; 2044-45: 0; 2045-46: 0; 2046-47: 0; 2047-48: 0; 2048-49: 0; 2049-50: 0
34.7FP | Measured household void properties | Input | 000's | 2 | 2019-20: 2.534; 2020-21: 2.605; 2021-22: 2.669; 2022-23: 2.747; 2023-24: 2.811; 2024-25: 2.881; 2025-26: 2.945; 2026-27: 3.015; 2027-28: 3.095; 2028-29: 3.175; 2029-30: 3.254; 2030-31: 3.331; 2031-32: 3.406; 2032-33: 3.482; 2033-34: 3.555; 2034-35: 3.625; 2035-36: 3.696; 2036-37: 3.767; 2037-38: 3.838; 2038-39: 3.909; 2039-40: 3.98; 2040-41: 4.052; 2041-42: 4.124; 2042-43: 4.197; 2043-44: 4.271; 2044-45: 4.34; 2045-46: 4.41; 2046-47: 4.481; 2047-48: 4.552; 2048-49: 4.624; 2049-50: 4.696
35FP | Unmeasured households - properties (excl. void) | Input | 000's | 2 | 2019-20: 10.004; 2020-21: 9.48; 2021-22: 9.019; 2022-23: 8.481; 2023-24: 7.966; 2024-25: 7.473; 2025-26: 7.054; 2026-27: 6.651; 2027-28: 6.263; 2028-29: 5.889; 2029-30: 5.529; 2030-31: 5.183; 2031-32: 4.85; 2032-33: 4.529; 2033-34: 4.22; 2034-35: 3.922; 2035-36: 3.635; 2036-37: 3.36; 2037-38: 3.094; 2038-39: 2.838; 2039-40: 2.592; 2040-41: 2.355; 2041-42: 2.126; 2042-43: 1.907; 2043-44: 1.695; 2044-45: 1.647; 2045-46: 1.629; 2046-47: 1.611; 2047-48: 1.594; 2048-49: 1.577; 2049-50: 1.577
35.1FP | Unmeasured household void properties | Input | 000's | 2 | 2019-20: 0.225; 2020-21: 0.213; 2021-22: 0.202; 2022-23: 0.19; 2023-24: 0.178; 2024-25: 0.167; 2025-26: 0.157; 2026-27: 0.148; 2027-28: 0.139; 2028-29: 0.131; 2029-30: 0.123; 2030-31: 0.116; 2031-32: 0.108; 2032-33: 0.101; 2033-34: 0.093; 2034-35: 0.086; 2035-36: 0.08; 2036-37: 0.073; 2037-38: 0.067; 2038-39: 0.06; 2039-40: 0.054; 2040-41: 0.049; 2041-42: 0.043; 2042-43: 0.038; 2043-44: 0.033; 2044-45: 0.032; 2045-46: 0.031; 2046-47: 0.031; 2047-48: 0.031; 2048-49: 0.03; 2049-50: 0.03
36FP | Total Resource Zone Properties (incl. voids) | sum (31FP:34FP) + 34.7FP + 35BL + 35.1BL | 000's | 2 | 2019-20: 128.478; 2020-21: 131.125; 2021-22: 133.713; 2022-23: 136.166; 2023-24: 138.717; 2024-25: 141.366; 2025-26: 143.608; 2026-27: 146.186; 2027-28: 149.371; 2028-29: 152.115; 2029-30: 154.278; 2030-31: 156.048; 2031-32: 158.552; 2032-33: 161.108; 2033-34: 163.58; 2034-35: 165.941; 2035-36: 168.408; 2036-37: 170.97; 2037-38: 173.606; 2038-39: 176.291; 2039-40: 179.021; 2040-41: 181.8; 2041-42: 184.638; 2042-43: 187.54; 2043-44: 190.507; 2044-45: 193.537; 2045-46: 196.636; 2046-47: 199.799; 2047-48: 203.029; 2048-49: 206.322; 2049-50: 209.682
37FP | Measured Non Household - Population | Input | 000's | 2 | 2019-20: 2.001; 2020-21: 2.051; 2021-22: 2.098; 2022-23: 2.148; 2023-24: 2.2; 2024-25: 2.247; 2025-26: 2.293; 2026-27: 2.356; 2027-28: 2.424; 2028-29: 2.492; 2029-30: 2.557; 2030-31: 2.626; 2031-32: 2.722; 2032-33: 2.806; 2033-34: 2.883; 2034-35: 2.956; 2035-36: 3.026; 2036-37: 3.09; 2037-38: 3.157; 2038-39: 3.226; 2039-40: 3.293; 2040-41: 3.362; 2041-42: 3.432; 2042-43: 3.509; 2043-44: 3.594; 2044-45: 3.679; 2045-46: 3.768; 2046-47: 3.862; 2047-48: 3.958; 2048-49: 4.059; 2049-50: 4.155
38FP | Unmeasured Non Household - Population | Input | 000's | 2 | 2019-20: 0.008; 2020-21: 0.008; 2021-22: 0.008; 2022-23: 0.009; 2023-24: 0.009; 2024-25: 0.009; 2025-26: 0.009; 2026-27: 0.009; 2027-28: 0.01; 2028-29: 0.01; 2029-30: 0.01; 2030-31: 0.011; 2031-32: 0.011; 2032-33: 0.011; 2033-34: 0.012; 2034-35: 0.012; 2035-36: 0.012; 2036-37: 0.012; 2037-38: 0.013; 2038-39: 0.013; 2039-40: 0.013; 2040-41: 0.014; 2041-42: 0.014; 2042-43: 0.014; 2043-44: 0.014; 2044-45: 0.015; 2045-46: 0.015; 2046-47: 0.016; 2047-48: 0.016; 2048-49: 0.016; 2049-50: 0.017
39FP | Measured Household - Population | Input | 000's | 2 | 2019-20: 275.898; 2020-21: 282.313; 2021-22: 287.989; 2022-23: 294.162; 2023-24: 300.51; 2024-25: 306.82; 2025-26: 311.449; 2026-27: 317.07; 2027-28: 324.596; 2028-29: 330.528; 2029-30: 336.534; 2030-31: 341.737; 2031-32: 347.111; 2032-33: 352.565; 2033-34: 357.926; 2034-35: 363.052; 2035-36: 368.422; 2036-37: 374.054; 2037-38: 380.074; 2038-39: 386.319; 2039-40: 393.652; 2040-41: 401.047; 2041-42: 408.646; 2042-43: 416.614; 2043-44: 424.986; 2044-45: 432.331; 2045-46: 439.739; 2046-47: 447.311; 2047-48: 455.048; 2048-49: 462.977; 2049-50: 470.931
40FP | Unmeasured Household - Population | Input | 000's | 2 | 2019-20: 40.333; 2020-21: 38.413; 2021-22: 36.693; 2022-23: 34.729; 2023-24: 32.839; 2024-25: 31.015; 2025-26: 29.431; 2026-27: 27.922; 2027-28: 26.491; 2028-29: 25.088; 2029-30: 23.793; 2030-31: 22.533; 2031-32: 21.254; 2032-33: 20.01; 2033-34: 18.804; 2034-35: 17.633; 2035-36: 16.489; 2036-37: 15.37; 2037-38: 14.274; 2038-39: 13.191; 2039-40: 12.128; 2040-41: 11.052; 2041-42: 9.947; 2042-43: 8.777; 2043-44: 7.442; 2044-45: 7.303; 2045-46: 7.249; 2046-47: 7.197; 2047-48: 7.148; 2048-49: 7.101; 2049-50: 7.101
41FP | Total Resource Zone Population | sum (37FP:40FP) | 000's | 2 | 2019-20: 318.24; 2020-21: 322.785; 2021-22: 326.788; 2022-23: 331.048; 2023-24: 335.558; 2024-25: 340.091; 2025-26: 343.182; 2026-27: 347.357; 2027-28: 353.521; 2028-29: 358.118; 2029-30: 362.894; 2030-31: 366.907; 2031-32: 371.098; 2032-33: 375.392; 2033-34: 379.625; 2034-35: 383.653; 2035-36: 387.949; 2036-37: 392.526; 2037-38: 397.518; 2038-39: 402.749; 2039-40: 409.086; 2040-41: 415.475; 2041-42: 422.039; 2042-43: 428.914; 2043-44: 436.036; 2044-45: 443.328; 2045-46: 450.771; 2046-47: 458.386; 2047-48: 466.17; 2048-49: 474.153; 2049-50: 482.204
42FP | Average household occupancy rate (excl. voids) | (39FP + 40FP) / (34FP + 35FP) | h/prop | 1 | 2019-20: 2.6633; 2020-21: 2.6453; 2021-22: 2.6243; 2022-23: 2.6101; 2023-24: 2.5954; 2024-25: 2.5796; 2025-26: 2.5613; 2026-27: 2.5453; 2027-28: 2.533; 2028-29: 2.5181; 2029-30: 2.5152; 2030-31: 2.5137; 2031-32: 2.5006; 2032-33: 2.4876; 2033-34: 2.4759; 2034-35: 2.465; 2035-36: 2.4545; 2036-37: 2.4447; 2037-38: 2.4367; 2038-39: 2.4296; 2039-40: 2.4287; 2040-41: 2.4275; 2041-42: 2.4265; 2042-43: 2.4265; 2043-44: 2.4269; 2044-45: 2.4273; 2045-46: 2.4277; 2046-47: 2.4282; 2047-48: 2.4287; 2048-49: 2.4293; 2049-50: 2.4295
43FP | Total Household Metering penetration (excl. voids) | 34FP / (34FP + 35FP) | % | 1 | 2019-20: 91.57%; 2020-21: 92.18%; 2021-22: 92.71%; 2022-23: 93.27%; 2023-24: 93.8%; 2024-25: 94.29%; 2025-26: 94.7%; 2026-27: 95.09%; 2027-28: 95.48%; 2028-29: 95.83%; 2029-30: 96.14%; 2030-31: 96.42%; 2031-32: 96.71%; 2032-33: 96.98%; 2033-34: 97.23%; 2034-35: 97.46%; 2035-36: 97.68%; 2036-37: 97.89%; 2037-38: 98.09%; 2038-39: 98.27%; 2039-40: 98.45%; 2040-41: 98.61%; 2041-42: 98.77%; 2042-43: 98.91%; 2043-44: 99.05%; 2044-45: 99.09%; 2045-46: 99.12%; 2046-47: 99.14%; 2047-48: 99.16%; 2048-49: 99.19%; 2049-50: 99.2%
44FP | Total Household Metering penetration (incl. voids) | (34FP) / (34FP + 34.7FP + 35FP + 35.1FP) | % | 1 | 2019-20: 89.5%; 2020-21: 90.09%; 2021-22: 90.61%; 2022-23: 91.15%; 2023-24: 91.66%; 2024-25: 92.15%; 2025-26: 92.54%; 2026-27: 92.92%; 2027-28: 93.3%; 2028-29: 93.64%; 2029-30: 93.93%; 2030-31: 94.18%; 2031-32: 94.45%; 2032-33: 94.71%; 2033-34: 94.95%; 2034-35: 95.17%; 2035-36: 95.39%; 2036-37: 95.59%; 2037-38: 95.78%; 2038-39: 95.96%; 2039-40: 96.13%; 2040-41: 96.29%; 2041-42: 96.44%; 2042-43: 96.58%; 2043-44: 96.71%; 2044-45: 96.76%; 2045-46: 96.78%; 2046-47: 96.81%; 2047-48: 96.83%; 2048-49: 96.86%; 2049-50: 96.87%
45FP | Distribution input | sum (12FP:15FP) + 21FP + 22FP + 27FP + 28FP | Ml/d | 2 | 2019-20: 70.4; 2020-21: 70.44; 2021-22: 70.52; 2022-23: 70.85; 2023-24: 70.62; 2024-25: 70.81; 2025-26: 70.4; 2026-27: 70.53; 2027-28: 70.98; 2028-29: 70.98; 2029-30: 71.13; 2030-31: 70.74; 2031-32: 70.94; 2032-33: 71.47; 2033-34: 71.77; 2034-35: 72.18; 2035-36: 72.62; 2036-37: 72.78; 2037-38: 73.33; 2038-39: 73.88; 2039-40: 74.38; 2040-41: 75.19; 2041-42: 76.06; 2042-43: 76.93; 2043-44: 77.87; 2044-45: 79.29; 2045-46: 80.74; 2046-47: 82.29; 2047-48: 83.83; 2048-49: 85.48; 2049-50: 87.26
46FP | Target headroom (climate change component) | Input | Ml/d | 2 | 2019-20: 0.0040516; 2020-21: 0.0040516; 2021-22: 0.0040516; 2022-23: 0.0040516; 2023-24: 0.0040516; 2024-25: 0.0040516; 2025-26: 0.0040516; 2026-27: 0.0047619; 2027-28: 0.0051635; 2028-29: 0.0036872; 2029-30: 0.0037834; 2030-31: 0.010245; 2031-32: 0.0055037; 2032-33: 0.014601; 2033-34: 0.012695; 2034-35: 0.019193; 2035-36: 0.018477; 2036-37: 0.017093; 2037-38: 0.025285; 2038-39: 0.018098; 2039-40: -3.4249e-10; 2040-41: 0; 2041-42: 0; 2042-43: 0; 2043-44: 0; 2044-45: 0; 2045-46: 0; 2046-47: 0; 2047-48: 0; 2048-49: 0; 2049-50: 0
47FP | Target headroom (All other components) | Input | Ml/d | 2 | 2019-20: 1.9549; 2020-21: 1.9549; 2021-22: 1.9549; 2022-23: 1.9549; 2023-24: 1.9549; 2024-25: 1.9549; 2025-26: 1.9549; 2026-27: 1.9369; 2027-28: 1.9332; 2028-29: 1.9715; 2029-30: 2.065; 2030-31: 2.1646; 2031-32: 2.259; 2032-33: 2.3364; 2033-34: 2.5898; 2034-35: 2.7909; 2035-36: 2.5448; 2036-37: 2.3629; 2037-38: 2.5954; 2038-39: 2.8262; 2039-40: 2.2634; 2040-41: 2.4058; 2041-42: 2.5707; 2042-43: 2.7404; 2043-44: 2.8924; 2044-45: 2.9239; 2045-46: 2.5621; 2046-47: 2.5717; 2047-48: 2.6418; 2048-49: 2.7056; 2049-50: 2.7582
48FP | Target Headroom | 46FP + 47FP | Ml/d | 2 | 2019-20: 1.959; 2020-21: 1.959; 2021-22: 1.959; 2022-23: 1.959; 2023-24: 1.959; 2024-25: 1.959; 2025-26: 1.959; 2026-27: 1.9416; 2027-28: 1.9384; 2028-29: 1.9752; 2029-30: 2.0688; 2030-31: 2.1748; 2031-32: 2.2645; 2032-33: 2.351; 2033-34: 2.6025; 2034-35: 2.8101; 2035-36: 2.5632; 2036-37: 2.38; 2037-38: 2.6207; 2038-39: 2.8443; 2039-40: 2.2634; 2040-41: 2.4058; 2041-42: 2.5707; 2042-43: 2.7404; 2043-44: 2.8924; 2044-45: 2.9239; 2045-46: 2.5621; 2046-47: 2.5717; 2047-48: 2.6418; 2048-49: 2.7056; 2049-50: 2.7582
49FP | Available Headroom | 11FP - 45FP | Ml/d | 2 | 2019-20: 4.99; 2020-21: 4.63; 2021-22: 5.12; 2022-23: 5.21; 2023-24: 5.89; 2024-25: 6.11; 2025-26: 1.96; 2026-27: 1.94; 2027-28: 1.94; 2028-29: 1.98; 2029-30: 2.07; 2030-31: 2.17; 2031-32: 2.26; 2032-33: 2.35; 2033-34: 2.6; 2034-35: 2.81; 2035-36: 2.56; 2036-37: 2.38; 2037-38: 2.62; 2038-39: 2.84; 2039-40: 2.26; 2040-41: 2.41; 2041-42: 2.57; 2042-43: 2.74; 2043-44: 2.89; 2044-45: 2.92; 2045-46: 2.56; 2046-47: 2.57; 2047-48: 2.64; 2048-49: 2.71; 2049-50: 2.76
49.1FP | Available non-potable balance (if applicable) | 1.1FP - 12.1FP | Ml/d | 2 | 2019-20: 0; 2020-21: 0; 2021-22: 0; 2022-23: 0; 2023-24: 0; 2024-25: 0; 2025-26: 0; 2026-27: 0; 2027-28: 0; 2028-29: 0; 2029-30: 0; 2030-31: 0; 2031-32: 0; 2032-33: 0; 2033-34: 0; 2034-35: 0; 2035-36: 0; 2036-37: 0; 2037-38: 0; 2038-39: 0; 2039-40: 0; 2040-41: 0; 2041-42: 0; 2042-43: 0; 2043-44: 0; 2044-45: 0; 2045-46: 0; 2046-47: 0; 2047-48: 0; 2048-49: 0; 2049-50: 0
50FP | Supply Demand Balance | 49FP - 48FP | Ml/d | 2 | 2019-20: 3.031; 2020-21: 2.671; 2021-22: 3.161; 2022-23: 3.251; 2023-24: 3.931; 2024-25: 4.151; 2025-26: 0.0010225; 2026-27: -0.0016185; 2027-28: 0.0016179; 2028-29: 0.0048079; 2029-30: 0.0011732; 2030-31: -0.004798; 2031-32: -0.0044852; 2032-33: -0.00098834; 2033-34: -0.0025087; 2034-35: -8.7063e-05; 2035-36: -0.0032343; 2036-37: -3.113e-05; 2037-38: -0.00073128; 2038-39: -0.004271; 2039-40: -0.0034387; 2040-41: 0.0041512; 2041-42: -0.00067744; 2042-43: -0.00038879; 2043-44: -0.0024085; 2044-45: -0.0038538; 2045-46: -0.0021364; 2046-47: -0.0017058; 2047-48: -0.0017946; 2048-49: 0.004395; 2049-50: 0.0017852
Water Company | Anglian Water | Version | V3.1
WRZ | AWSRTC | Planning Scenario | DYCP
Table 3d: DYCP - Baseline | Back to top of sheet
WRMP24 reference | Component | Derivation | Unit | Decimal places | 2019-20 | 2020-21 | 2021-22 | 2022-23 | 2023-24 | 2024-25 | 2025-26 | 2026-27 | 2027-28 | 2028-29 | 2029-30 | 2030-31 | 2031-32 | 2032-33 | 2033-34 | 2034-35 | 2035-36 | 2036-37 | 2037-38 | 2038-39 | 2039-40 | 2040-41 | 2041-42 | 2042-43 | 2043-44 | 2044-45 | 2045-46 | 2046-47 | 2047-48 | 2048-49 | 2049-50 | 2050-51 | 2051-52 | 2052-53 | 2053-54 | 2054-55 | 2055-56 | 2056-57 | 2057-58 | 2058-59 | 2059-60 | 2060-61 | 2061-62 | 2062-63 | 2063-64 | 2064-65 | 2065-66 | 2066-67 | 2067-68 | 2068-69 | 2069-70 | 2070-71 | 2071-72 | 2072-73 | 2073-74 | 2074-75 | 2075-76 | 2076-77 | 2077-78 | 2078-79 | 2079-80 | 2080-81 | 2081-82 | 2082-83 | 2083-84 | 2084-85 | 2085-86 | 2086-87 | 2087-88 | 2088-89 | 2089-90 | 2090-91 | 2091-92 | 2092-93 | 2093-94 | 2094-95 | 2095-96 | 2096-97 | 2097-98 | 2098-99 | 2099-100
1BL | Raw water abstracted | Input | Ml/d | 2 | 2019-20: 0; 2020-21: 0; 2021-22: 0; 2022-23: 0; 2023-24: 0; 2024-25: 0; 2025-26: 0; 2026-27: 0; 2027-28: 0; 2028-29: 0; 2029-30: 0; 2030-31: 0; 2031-32: 0; 2032-33: 0; 2033-34: 0; 2034-35: 0; 2035-36: 0; 2036-37: 0; 2037-38: 0; 2038-39: 0; 2039-40: 0; 2040-41: 0; 2041-42: 0; 2042-43: 0; 2043-44: 0; 2044-45: 0; 2045-46: 0; 2046-47: 0; 2047-48: 0; 2048-49: 0; 2049-50: 0
1.1BL | Non-potable water supplies | Input | Ml/d | 2 | 2019-20: 0; 2020-21: 0; 2021-22: 0; 2022-23: 0; 2023-24: 0; 2024-25: 0; 2025-26: 0; 2026-27: 0; 2027-28: 0; 2028-29: 0; 2029-30: 0; 2030-31: 0; 2031-32: 0; 2032-33: 0; 2033-34: 0; 2034-35: 0; 2035-36: 0; 2036-37: 0; 2037-38: 0; 2038-39: 0; 2039-40: 0; 2040-41: 0; 2041-42: 0; 2042-43: 0; 2043-44: 0; 2044-45: 0; 2045-46: 0; 2046-47: 0; 2047-48: 0; 2048-49: 0; 2049-50: 0
2BL | Raw water imported | Input | Ml/d | 2 | 2019-20: 0; 2020-21: 0; 2021-22: 0; 2022-23: 0; 2023-24: 0; 2024-25: 0; 2025-26: 0; 2026-27: 0; 2027-28: 0; 2028-29: 0; 2029-30: 0; 2030-31: 0; 2031-32: 0; 2032-33: 0; 2033-34: 0; 2034-35: 0; 2035-36: 0; 2036-37: 0; 2037-38: 0; 2038-39: 0; 2039-40: 0; 2040-41: 0; 2041-42: 0; 2042-43: 0; 2043-44: 0; 2044-45: 0; 2045-46: 0; 2046-47: 0; 2047-48: 0; 2048-49: 0; 2049-50: 0
3BL | Potable water imported | Input | Ml/d | 2 | 2019-20: 92.39; 2020-21: 92.39; 2021-22: 92.39; 2022-23: 92.39; 2023-24: 92.39; 2024-25: 92.39; 2025-26: 92.39; 2026-27: 92.98; 2027-28: 93.984; 2028-29: 94.77; 2029-30: 95.69; 2030-31: 96.6; 2031-32: 97.62; 2032-33: 98.86; 2033-34: 100.45; 2034-35: 100.7; 2035-36: 100.7; 2036-37: 100.7; 2037-38: 100.7; 2038-39: 100.7; 2039-40: 100.7; 2040-41: 100.7; 2041-42: 100.7; 2042-43: 100.7; 2043-44: 100.7; 2044-45: 100.7; 2045-46: 100.7; 2046-47: 100.7; 2047-48: 100.7; 2048-49: 100.7; 2049-50: 100.7
4BL | Raw water exported enter as -ve | Input | Ml/d | 2 | 2019-20: 0; 2020-21: 0; 2021-22: 0; 2022-23: 0; 2023-24: 0; 2024-25: 0; 2025-26: 0; 2026-27: 0; 2027-28: 0; 2028-29: 0; 2029-30: 0; 2030-31: 0; 2031-32: 0; 2032-33: 0; 2033-34: 0; 2034-35: 0; 2035-36: 0; 2036-37: 0; 2037-38: 0; 2038-39: 0; 2039-40: 0; 2040-41: 0; 2041-42: 0; 2042-43: 0; 2043-44: 0; 2044-45: 0; 2045-46: 0; 2046-47: 0; 2047-48: 0; 2048-49: 0; 2049-50: 0
5BL | Potable water exported enter as -ve | Input | Ml/d | 2 | 2019-20: 0; 2020-21: 0; 2021-22: 0; 2022-23: 0; 2023-24: 0; 2024-25: 0; 2025-26: 0; 2026-27: 0; 2027-28: 0; 2028-29: 0; 2029-30: 0; 2030-31: 0; 2031-32: 0; 2032-33: 0; 2033-34: 0; 2034-35: 0; 2035-36: 0; 2036-37: 0; 2037-38: 0; 2038-39: 0; 2039-40: 0; 2040-41: 0; 2041-42: 0; 2042-43: 0; 2043-44: 0; 2044-45: 0; 2045-46: 0; 2046-47: 0; 2047-48: 0; 2048-49: 0; 2049-50: 0
6BL | Deployable Output before forecast changes | Input | Ml/d | 2 | 2019-20: 0; 2020-21: 0; 2021-22: 0; 2022-23: 0; 2023-24: 0; 2024-25: 0; 2025-26: 0; 2026-27: 0; 2027-28: 0; 2028-29: 0; 2029-30: 0; 2030-31: 0; 2031-32: 0; 2032-33: 0; 2033-34: 0; 2034-35: 0; 2035-36: 0; 2036-37: 0; 2037-38: 0; 2038-39: 0; 2039-40: 0; 2040-41: 0; 2041-42: 0; 2042-43: 0; 2043-44: 0; 2044-45: 0; 2045-46: 0; 2046-47: 0; 2047-48: 0; 2048-49: 0; 2049-50: 0
6.1BL | Deployable Output post forecast changes | 6BL + 7BL | Ml/d | 2 | 2019-20: 0; 2020-21: 0; 2021-22: 0; 2022-23: 0; 2023-24: 0; 2024-25: 0; 2025-26: 0; 2026-27: 0; 2027-28: 0; 2028-29: 0; 2029-30: 0; 2030-31: 0; 2031-32: 0; 2032-33: 0; 2033-34: 0; 2034-35: 0; 2035-36: 0; 2036-37: 0; 2037-38: 0; 2038-39: 0; 2039-40: 0; 2040-41: 0; 2041-42: 0; 2042-43: 0; 2043-44: 0; 2044-45: 0; 2045-46: 0; 2046-47: 0; 2047-48: 0; 2048-49: 0; 2049-50: 0
7BL | Baseline forecast changes to Deployable Output | sum (7.1BL:7.6BL) | Ml/d | 2 | 2019-20: 0; 2020-21: 0; 2021-22: 0; 2022-23: 0; 2023-24: 0; 2024-25: 0; 2025-26: 0; 2026-27: 0; 2027-28: 0; 2028-29: 0; 2029-30: 0; 2030-31: 0; 2031-32: 0; 2032-33: 0; 2033-34: 0; 2034-35: 0; 2035-36: 0; 2036-37: 0; 2037-38: 0; 2038-39: 0; 2039-40: 0; 2040-41: 0; 2041-42: 0; 2042-43: 0; 2043-44: 0; 2044-45: 0; 2045-46: 0; 2046-47: 0; 2047-48: 0; 2048-49: 0; 2049-50: 0
7.1BL | Change in DO due to climate change | Input | Ml/d | 2 | 2019-20: 0; 2020-21: 0; 2021-22: 0; 2022-23: 0; 2023-24: 0; 2024-25: 0; 2025-26: 0; 2026-27: 0; 2027-28: 0; 2028-29: 0; 2029-30: 0; 2030-31: 0; 2031-32: 0; 2032-33: 0; 2033-34: 0; 2034-35: 0; 2035-36: 0; 2036-37: 0; 2037-38: 0; 2038-39: 0; 2039-40: 0; 2040-41: 0; 2041-42: 0; 2042-43: 0; 2043-44: 0; 2044-45: 0; 2045-46: 0; 2046-47: 0; 2047-48: 0; 2048-49: 0; 2049-50: 0
7.2BL | Total confirmed DO reductions to restore sustainable abstraction enter as -ve | Input | Ml/d | 2 | 2019-20: 0; 2020-21: 0; 2021-22: 0; 2022-23: 0; 2023-24: 0; 2024-25: 0; 2025-26: 0; 2026-27: 0; 2027-28: 0; 2028-29: 0; 2029-30: 0; 2030-31: 0; 2031-32: 0; 2032-33: 0; 2033-34: 0; 2034-35: 0; 2035-36: 0; 2036-37: 0; 2037-38: 0; 2038-39: 0; 2039-40: 0; 2040-41: 0; 2041-42: 0; 2042-43: 0; 2043-44: 0; 2044-45: 0; 2045-46: 0; 2046-47: 0; 2047-48: 0; 2048-49: 0; 2049-50: 0
7.3BL | Total expected DO reductions to restore sustainable abstraction (Environmental Destination) (excl. any confirmed reductions) enter as -ve | Input | Ml/d | 2 | 2019-20: 0; 2020-21: 0; 2021-22: 0; 2022-23: 0; 2023-24: 0; 2024-25: 0; 2025-26: 0; 2026-27: 0; 2027-28: 0; 2028-29: 0; 2029-30: 0; 2030-31: 0; 2031-32: 0; 2032-33: 0; 2033-34: 0; 2034-35: 0; 2035-36: 0; 2036-37: 0; 2037-38: 0; 2038-39: 0; 2039-40: 0; 2040-41: 0; 2041-42: 0; 2042-43: 0; 2043-44: 0; 2044-45: 0; 2045-46: 0; 2046-47: 0; 2047-48: 0; 2048-49: 0; 2049-50: 0
7.4BL | Change in DO from prolonged Outage reduction enter as -ve | Input | Ml/d | 2 | 2019-20: 0; 2020-21: 0; 2021-22: 0; 2022-23: 0; 2023-24: 0; 2024-25: 0; 2025-26: 0; 2026-27: 0; 2027-28: 0; 2028-29: 0; 2029-30: 0; 2030-31: 0; 2031-32: 0; 2032-33: 0; 2033-34: 0; 2034-35: 0; 2035-36: 0; 2036-37: 0; 2037-38: 0; 2038-39: 0; 2039-40: 0; 2040-41: 0; 2041-42: 0; 2042-43: 0; 2043-44: 0; 2044-45: 0; 2045-46: 0; 2046-47: 0; 2047-48: 0; 2048-49: 0; 2049-50: 0
7.5BL | Change in DO from drought measures | Zero for baseline | Ml/d | 2 | 2019-20: 0; 2020-21: 0; 2021-22: 0; 2022-23: 0; 2023-24: 0; 2024-25: 0; 2025-26: 0; 2026-27: 0; 2027-28: 0; 2028-29: 0; 2029-30: 0; 2030-31: 0; 2031-32: 0; 2032-33: 0; 2033-34: 0; 2034-35: 0; 2035-36: 0; 2036-37: 0; 2037-38: 0; 2038-39: 0; 2039-40: 0; 2040-41: 0; 2041-42: 0; 2042-43: 0; 2043-44: 0; 2044-45: 0; 2045-46: 0; 2046-47: 0; 2047-48: 0; 2048-49: 0; 2049-50: 0
7.6BL | Total other changes to DO (specify e.g. Nitrates) | Input | Ml/d | 2 | 2019-20: 0; 2020-21: 0; 2021-22: 0; 2022-23: 0; 2023-24: 0; 2024-25: 0; 2025-26: 0; 2026-27: 0; 2027-28: 0; 2028-29: 0; 2029-30: 0; 2030-31: 0; 2031-32: 0; 2032-33: 0; 2033-34: 0; 2034-35: 0; 2035-36: 0; 2036-37: 0; 2037-38: 0; 2038-39: 0; 2039-40: 0; 2040-41: 0; 2041-42: 0; 2042-43: 0; 2043-44: 0; 2044-45: 0; 2045-46: 0; 2046-47: 0; 2047-48: 0; 2048-49: 0; 2049-50: 0
8BL | Raw water losses, treatment works losses and operational use | Input | Ml/d | 2 | 2019-20: 0; 2020-21: 0; 2021-22: 0; 2022-23: 0; 2023-24: 0; 2024-25: 0; 2025-26: 0; 2026-27: 0; 2027-28: 0; 2028-29: 0; 2029-30: 0; 2030-31: 0; 2031-32: 0; 2032-33: 0; 2033-34: 0; 2034-35: 0; 2035-36: 0; 2036-37: 0; 2037-38: 0; 2038-39: 0; 2039-40: 0; 2040-41: 0; 2041-42: 0; 2042-43: 0; 2043-44: 0; 2044-45: 0; 2045-46: 0; 2046-47: 0; 2047-48: 0; 2048-49: 0; 2049-50: 0
9BL | Total Outage Allowance | Input | Ml/d | 2 | 2019-20: 0; 2020-21: 0; 2021-22: 0; 2022-23: 0; 2023-24: 0; 2024-25: 0; 2025-26: 0; 2026-27: 0; 2027-28: 0; 2028-29: 0; 2029-30: 0; 2030-31: 0; 2031-32: 0; 2032-33: 0; 2033-34: 0; 2034-35: 0; 2035-36: 0; 2036-37: 0; 2037-38: 0; 2038-39: 0; 2039-40: 0; 2040-41: 0; 2041-42: 0; 2042-43: 0; 2043-44: 0; 2044-45: 0; 2045-46: 0; 2046-47: 0; 2047-48: 0; 2048-49: 0; 2049-50: 0
10BL | Water Available For Use (own sources) | (6BL + 7BL) - (8BL + 9BL) | Ml/d | 2 | 2019-20: 0; 2020-21: 0; 2021-22: 0; 2022-23: 0; 2023-24: 0; 2024-25: 0; 2025-26: 0; 2026-27: 0; 2027-28: 0; 2028-29: 0; 2029-30: 0; 2030-31: 0; 2031-32: 0; 2032-33: 0; 2033-34: 0; 2034-35: 0; 2035-36: 0; 2036-37: 0; 2037-38: 0; 2038-39: 0; 2039-40: 0; 2040-41: 0; 2041-42: 0; 2042-43: 0; 2043-44: 0; 2044-45: 0; 2045-46: 0; 2046-47: 0; 2047-48: 0; 2048-49: 0; 2049-50: 0
11BL | Total Water Available For Use | 10BL + sum (2BL:5BL) | Ml/d | 2 | 2019-20: 92.39; 2020-21: 92.39; 2021-22: 92.39; 2022-23: 92.39; 2023-24: 92.39; 2024-25: 92.39; 2025-26: 92.39; 2026-27: 92.98; 2027-28: 93.984; 2028-29: 94.77; 2029-30: 95.69; 2030-31: 96.6; 2031-32: 97.62; 2032-33: 98.86; 2033-34: 100.45; 2034-35: 100.7; 2035-36: 100.7; 2036-37: 100.7; 2037-38: 100.7; 2038-39: 100.7; 2039-40: 100.7; 2040-41: 100.7; 2041-42: 100.7; 2042-43: 100.7; 2043-44: 100.7; 2044-45: 100.7; 2045-46: 100.7; 2046-47: 100.7; 2047-48: 100.7; 2048-49: 100.7; 2049-50: 100.7
12BL | Water delivered measured non-household | Input Note - consumption & uspl | Ml/d | 2 | 2019-20: 21.93; 2020-21: 22.15; 2021-22: 22.31; 2022-23: 22.58; 2023-24: 22.8; 2024-25: 22.96; 2025-26: 23.13; 2026-27: 23.36; 2027-28: 23.58; 2028-29: 23.83; 2029-30: 24.12; 2030-31: 24.43; 2031-32: 24.75; 2032-33: 25.11; 2033-34: 25.6; 2034-35: 26.18; 2035-36: 26.71; 2036-37: 27.2; 2037-38: 27.73; 2038-39: 28.27; 2039-40: 28.92; 2040-41: 29.68; 2041-42: 30.51; 2042-43: 31.42; 2043-44: 32.39; 2044-45: 33.43; 2045-46: 34.57; 2046-47: 35.79; 2047-48: 37.1; 2048-49: 38.47; 2049-50: 39.9
12.1BL | Non-potable water consumption | Input | Ml/d | 2 | 2019-20: 0; 2020-21: 0; 2021-22: 0; 2022-23: 0; 2023-24: 0; 2024-25: 0; 2025-26: 0; 2026-27: 0; 2027-28: 0; 2028-29: 0; 2029-30: 0; 2030-31: 0; 2031-32: 0; 2032-33: 0; 2033-34: 0; 2034-35: 0; 2035-36: 0; 2036-37: 0; 2037-38: 0; 2038-39: 0; 2039-40: 0; 2040-41: 0; 2041-42: 0; 2042-43: 0; 2043-44: 0; 2044-45: 0; 2045-46: 0; 2046-47: 0; 2047-48: 0; 2048-49: 0; 2049-50: 0
13BL | Water delivered unmeasured non-household | Input Note - consumption & uspl | Ml/d | 2 | 2019-20: 0.07; 2020-21: 0.07; 2021-22: 0.07; 2022-23: 0.07; 2023-24: 0.07; 2024-25: 0.08; 2025-26: 0.08; 2026-27: 0.08; 2027-28: 0.08; 2028-29: 0.08; 2029-30: 0.08; 2030-31: 0.08; 2031-32: 0.08; 2032-33: 0.08; 2033-34: 0.08; 2034-35: 0.09; 2035-36: 0.09; 2036-37: 0.09; 2037-38: 0.09; 2038-39: 0.09; 2039-40: 0.09; 2040-41: 0.1; 2041-42: 0.1; 2042-43: 0.1; 2043-44: 0.11; 2044-45: 0.11; 2045-46: 0.11; 2046-47: 0.12; 2047-48: 0.12; 2048-49: 0.13; 2049-50: 0.13
14BL | Water delivered measured household | Input Note - consumption & uspl | Ml/d | 2 | 2019-20: 53.09; 2020-21: 53.4; 2021-22: 53.72; 2022-23: 54.34; 2023-24: 54.29; 2024-25: 54.82; 2025-26: 55.31; 2026-27: 56; 2027-28: 57.05; 2028-29: 57.81; 2029-30: 58.56; 2030-31: 59.27; 2031-32: 60.07; 2032-33: 61.08; 2033-34: 62.07; 2034-35: 63.02; 2035-36: 64.02; 2036-37: 65.07; 2037-38: 66.34; 2038-39: 67.58; 2039-40: 69.01; 2040-41: 70.39; 2041-42: 71.81; 2042-43: 73.29; 2043-44: 74.84; 2044-45: 76.27; 2045-46: 77.7; 2046-47: 79.17; 2047-48: 80.64; 2048-49: 82.15; 2049-50: 83.68
15BL | Water delivered unmeasured household | Input Note - consumption & uspl | Ml/d | 2 | 2019-20: 7.92; 2020-21: 7.54; 2021-22: 7.2; 2022-23: 6.81; 2023-24: 6.43; 2024-25: 6.07; 2025-26: 5.76; 2026-27: 5.46; 2027-28: 5.18; 2028-29: 4.91; 2029-30: 4.65; 2030-31: 4.42; 2031-32: 4.18; 2032-33: 3.95; 2033-34: 3.73; 2034-35: 3.52; 2035-36: 3.31; 2036-37: 3.1; 2037-38: 2.9; 2038-39: 2.71; 2039-40: 2.52; 2040-41: 2.32; 2041-42: 2.12; 2042-43: 1.92; 2043-44: 1.68; 2044-45: 1.65; 2045-46: 1.64; 2046-47: 1.62; 2047-48: 1.61; 2048-49: 1.6; 2049-50: 1.6
16BL | Percentage of consumption driven by climate change | Input | % | 1 | 2019-20: 0%; 2020-21: 0%; 2021-22: 0%; 2022-23: 0.1%; 2023-24: 0.1%; 2024-25: 0.1%; 2025-26: 0.1%; 2026-27: 0.1%; 2027-28: 0.1%; 2028-29: 0.2%; 2029-30: 0.2%; 2030-31: 0.2%; 2031-32: 0.2%; 2032-33: 0.3%; 2033-34: 0.3%; 2034-35: 0.3%; 2035-36: 0.4%; 2036-37: 0.4%; 2037-38: 0.4%; 2038-39: 0.5%; 2039-40: 0.5%; 2040-41: 0.6%; 2041-42: 0.6%; 2042-43: 0.6%; 2043-44: 0.7%; 2044-45: 0.7%; 2045-46: 0.8%; 2046-47: 0.8%; 2047-48: 0.8%; 2048-49: 0.8%; 2049-50: 0.9%
17BL | Volume of consumption driven by climate change | 16BL * (12BL + sum(13BL:15BL) - sum (23BL:26BL)) | Ml/d | 2 | 2019-20: 0; 2020-21: 0; 2021-22: 0; 2022-23: 0.08172; 2023-24: 0.08157; 2024-25: 0.08196; 2025-26: 0.08234; 2026-27: 0.08299; 2027-28: 0.084; 2028-29: 0.16954; 2029-30: 0.17116; 2030-31: 0.17282; 2031-32: 0.17464; 2032-33: 0.26532; 2033-34: 0.26904; 2034-35: 0.27297; 2035-36: 0.3692; 2036-37: 0.3744; 2037-38: 0.38072; 2038-39: 0.4837; 2039-40: 0.49305; 2040-41: 0.60318; 2041-42: 0.61536; 2042-43: 0.62832; 2043-44: 0.74893; 2044-45: 0.7658; 2045-46: 0.89544; 2046-47: 0.91656; 2047-48: 0.93848; 2048-49: 0.9612; 2049-50: 1.1077
18BL | Measured Household - PCC | ((14BL - 25BL) * 1,000,000) / (39BL *1,000) | l/h/d | 1 | 2019-20: 186.4095; 2020-21: 183.3072; 2021-22: 180.9444; 2022-23: 179.153; 2023-24: 175.3353; 2024-25: 173.5219; 2025-26: 172.5804; 2026-27: 171.7286; 2027-28: 171.0126; 2028-29: 170.273; 2029-30: 169.5222; 2030-31: 169.0774; 2031-32: 168.8221; 2032-33: 168.9618; 2033-34: 169.1132; 2034-35: 169.2595; 2035-36: 169.4253; 2036-37: 169.5744; 2037-38: 170.1511; 2038-39: 170.5068; 2039-40: 170.887; 2040-41: 171.0772; 2041-42: 171.2974; 2042-43: 171.4777; 2043-44: 171.6762; 2044-45: 171.9747; 2045-46: 172.2613; 2046-47: 172.5421; 2047-48: 172.773; 2048-49: 172.9892; 2049-50: 173.2526
19BL | Unmeasured Household - PCC | ((15BL - 26BL) * 1,000,000) / (40BL *1,000) | l/h/d | 1 | 2019-20: 185.4561; 2020-21: 185.3539; 2021-22: 185.3215; 2022-23: 185.1479; 2023-24: 184.8412; 2024-25: 185.0717; 2025-26: 184.8391; 2026-27: 184.8005; 2027-28: 184.9685; 2028-29: 185.3476; 2029-30: 184.9283; 2030-31: 185.9495; 2031-32: 186.3179; 2032-33: 187.4063; 2033-34: 188.2578; 2034-35: 189.4176; 2035-36: 191.0364; 2036-37: 191.9323; 2037-38: 193.3586; 2038-39: 195.5879; 2039-40: 197.8892; 2040-41: 199.9638; 2041-42: 203.0763; 2042-43: 208.4995; 2043-44: 214.996; 2044-45: 216.3494; 2045-46: 216.5816; 2046-47: 215.3675; 2047-48: 215.4449; 2048-49: 215.4626; 2049-50: 215.4626
20BL | Average Household - PCC | (((14BL - 25BL) + (15BL - 26BL)) * 1,000,000) / ((39BL + 40BL) *1,000) | l/h/d | 1 | 2019-20: 186.2879; 2020-21: 183.5523; 2021-22: 181.4391; 2022-23: 179.786; 2023-24: 176.2717; 2024-25: 174.5823; 2025-26: 173.6388; 2026-27: 172.7866; 2027-28: 172.0656; 2028-29: 171.3365; 2029-30: 170.5395; 2030-31: 170.1211; 2031-32: 169.8316; 2032-33: 169.9524; 2033-34: 170.0687; 2034-35: 170.1932; 2035-36: 170.3511; 2036-37: 170.4569; 2037-38: 170.9911; 2038-39: 171.3349; 2039-40: 171.694; 2040-41: 171.8519; 2041-42: 172.0526; 2042-43: 172.2415; 2043-44: 172.4218; 2044-45: 172.7118; 2045-46: 172.98; 2046-47: 173.2203; 2047-48: 173.4329; 2048-49: 173.6308; 2049-50: 173.8796
21BL | Water taken unbilled | Input | Ml/d | 2 | 2019-20: 1.86; 2020-21: 1.86; 2021-22: 1.87; 2022-23: 1.87; 2023-24: 1.87; 2024-25: 1.87; 2025-26: 1.86; 2026-27: 1.87; 2027-28: 1.88; 2028-29: 1.86; 2029-30: 1.87; 2030-31: 1.85; 2031-32: 1.86; 2032-33: 1.88; 2033-34: 1.85; 2034-35: 1.87; 2035-36: 1.86; 2036-37: 1.86; 2037-38: 1.88; 2038-39: 1.87; 2039-40: 1.85; 2040-41: 1.85; 2041-42: 1.87; 2042-43: 1.88; 2043-44: 1.86; 2044-45: 1.87; 2045-46: 1.88; 2046-47: 1.87; 2047-48: 1.87; 2048-49: 1.86; 2049-50: 1.87
22BL | Distribution system operational use | Input | Ml/d | 2 | 2019-20: 0.5; 2020-21: 0.5; 2021-22: 0.5; 2022-23: 0.5; 2023-24: 0.5; 2024-25: 0.5; 2025-26: 0.5; 2026-27: 0.5; 2027-28: 0.5; 2028-29: 0.5; 2029-30: 0.5; 2030-31: 0.5; 2031-32: 0.5; 2032-33: 0.5; 2033-34: 0.5; 2034-35: 0.5; 2035-36: 0.5; 2036-37: 0.5; 2037-38: 0.5; 2038-39: 0.5; 2039-40: 0.5; 2040-41: 0.5; 2041-42: 0.5; 2042-43: 0.5; 2043-44: 0.5; 2044-45: 0.5; 2045-46: 0.5; 2046-47: 0.5; 2047-48: 0.5; 2048-49: 0.5; 2049-50: 0.5
23BL | Measured Non Household - USPL | Input | Ml/d | 2 | 2019-20: 0.06; 2020-21: 0.06; 2021-22: 0.06; 2022-23: 0.06; 2023-24: 0.06; 2024-25: 0.06; 2025-26: 0.06; 2026-27: 0.06; 2027-28: 0.07; 2028-29: 0.07; 2029-30: 0.07; 2030-31: 0.07; 2031-32: 0.07; 2032-33: 0.07; 2033-34: 0.07; 2034-35: 0.07; 2035-36: 0.07; 2036-37: 0.07; 2037-38: 0.07; 2038-39: 0.07; 2039-40: 0.07; 2040-41: 0.07; 2041-42: 0.07; 2042-43: 0.07; 2043-44: 0.07; 2044-45: 0.07; 2045-46: 0.07; 2046-47: 0.07; 2047-48: 0.07; 2048-49: 0.07; 2049-50: 0.07
24BL | Unmeasured Non Household - USPL | Input | Ml/d | 2 | 2019-20: 0; 2020-21: 0; 2021-22: 0; 2022-23: 0; 2023-24: 0; 2024-25: 0; 2025-26: 0; 2026-27: 0; 2027-28: 0; 2028-29: 0; 2029-30: 0; 2030-31: 0; 2031-32: 0; 2032-33: 0; 2033-34: 0; 2034-35: 0; 2035-36: 0; 2036-37: 0; 2037-38: 0; 2038-39: 0; 2039-40: 0; 2040-41: 0; 2041-42: 0; 2042-43: 0; 2043-44: 0; 2044-45: 0; 2045-46: 0; 2046-47: 0; 2047-48: 0; 2048-49: 0; 2049-50: 0
25BL | Measured Household - USPL | Input | Ml/d | 2 | 2019-20: 1.66; 2020-21: 1.65; 2021-22: 1.61; 2022-23: 1.64; 2023-24: 1.6; 2024-25: 1.58; 2025-26: 1.56; 2026-27: 1.55; 2027-28: 1.54; 2028-29: 1.53; 2029-30: 1.51; 2030-31: 1.49; 2031-32: 1.47; 2032-33: 1.51; 2033-34: 1.54; 2034-35: 1.57; 2035-36: 1.6; 2036-37: 1.64; 2037-38: 1.67; 2038-39: 1.71; 2039-40: 1.74; 2040-41: 1.78; 2041-42: 1.81; 2042-43: 1.85; 2043-44: 1.88; 2044-45: 1.92; 2045-46: 1.95; 2046-47: 1.99; 2047-48: 2.02; 2048-49: 2.06; 2049-50: 2.09
26BL | Unmeasured Household - USPL | Input | Ml/d | 2 | 2019-20: 0.44; 2020-21: 0.42; 2021-22: 0.4; 2022-23: 0.38; 2023-24: 0.36; 2024-25: 0.33; 2025-26: 0.32; 2026-27: 0.3; 2027-28: 0.28; 2028-29: 0.26; 2029-30: 0.25; 2030-31: 0.23; 2031-32: 0.22; 2032-33: 0.2; 2033-34: 0.19; 2034-35: 0.18; 2035-36: 0.16; 2036-37: 0.15; 2037-38: 0.14; 2038-39: 0.13; 2039-40: 0.12; 2040-41: 0.11; 2041-42: 0.1; 2042-43: 0.09; 2043-44: 0.08; 2044-45: 0.07; 2045-46: 0.07; 2046-47: 0.07; 2047-48: 0.07; 2048-49: 0.07; 2049-50: 0.07
27BL | Void Properties - USPL | Input | Ml/d | 2 | 2019-20: 0.16; 2020-21: 0.16; 2021-22: 0.16; 2022-23: 0.16; 2023-24: 0.16; 2024-25: 0.17; 2025-26: 0.17; 2026-27: 0.17; 2027-28: 0.18; 2028-29: 0.18; 2029-30: 0.19; 2030-31: 0.19; 2031-32: 0.19; 2032-33: 0.2; 2033-34: 0.2; 2034-35: 0.2; 2035-36: 0.21; 2036-37: 0.21; 2037-38: 0.21; 2038-39: 0.22; 2039-40: 0.22; 2040-41: 0.23; 2041-42: 0.23; 2042-43: 0.23; 2043-44: 0.24; 2044-45: 0.24; 2045-46: 0.24; 2046-47: 0.25; 2047-48: 0.25; 2048-49: 0.26; 2049-50: 0.26
28BL | Distribution losses | Input | Ml/d | 2 | 2019-20: 3.4; 2020-21: 3.33; 2021-22: 3.29; 2022-23: 3.23; 2023-24: 3.16; 2024-25: 3.09; 2025-26: 3.09; 2026-27: 3.09; 2027-28: 3.09; 2028-29: 3.09; 2029-30: 3.09; 2030-31: 3.09; 2031-32: 3.09; 2032-33: 3.09; 2033-34: 3.09; 2034-35: 3.09; 2035-36: 3.09; 2036-37: 3.09; 2037-38: 3.09; 2038-39: 3.09; 2039-40: 3.09; 2040-41: 3.09; 2041-42: 3.09; 2042-43: 3.09; 2043-44: 3.09; 2044-45: 3.09; 2045-46: 3.09; 2046-47: 3.09; 2047-48: 3.09; 2048-49: 3.09; 2049-50: 3.09
29BL | Total Leakage | sum (23BL:28BL) | Ml/d | 2 | 2019-20: 5.72; 2020-21: 5.62; 2021-22: 5.52; 2022-23: 5.47; 2023-24: 5.34; 2024-25: 5.23; 2025-26: 5.2; 2026-27: 5.17; 2027-28: 5.16; 2028-29: 5.13; 2029-30: 5.11; 2030-31: 5.07; 2031-32: 5.04; 2032-33: 5.07; 2033-34: 5.09; 2034-35: 5.11; 2035-36: 5.13; 2036-37: 5.16; 2037-38: 5.18; 2038-39: 5.22; 2039-40: 5.24; 2040-41: 5.28; 2041-42: 5.3; 2042-43: 5.33; 2043-44: 5.36; 2044-45: 5.39; 2045-46: 5.42; 2046-47: 5.47; 2047-48: 5.5; 2048-49: 5.55; 2049-50: 5.58
30BL | Leakage/property | (29BL * 1,000,000) / (36BL * 1,000) | l/prop/d | 2 | 2019-20: 44.5212; 2020-21: 42.8599; 2021-22: 41.2824; 2022-23: 40.1716; 2023-24: 38.4956; 2024-25: 36.9962; 2025-26: 36.2097; 2026-27: 35.3659; 2027-28: 34.5449; 2028-29: 33.7245; 2029-30: 33.122; 2030-31: 32.49; 2031-32: 31.7877; 2032-33: 31.4696; 2033-34: 31.1163; 2034-35: 30.7941; 2035-36: 30.4617; 2036-37: 30.1807; 2037-38: 29.8377; 2038-39: 29.6101; 2039-40: 29.2703; 2040-41: 29.0429; 2041-42: 28.7048; 2042-43: 28.4206; 2043-44: 28.1354; 2044-45: 27.85; 2045-46: 27.5636; 2046-47: 27.3775; 2047-48: 27.0897; 2048-49: 26.8997; 2049-50: 26.6117
31BL | Measured Non Household - properties | Input | 000's | 2 | 2019-20: 6.953; 2020-21: 7.033; 2021-22: 7.091; 2022-23: 7.192; 2023-24: 7.262; 2024-25: 7.327; 2025-26: 7.388; 2026-27: 7.452; 2027-28: 7.504; 2028-29: 7.554; 2029-30: 7.609; 2030-31: 7.656; 2031-32: 7.695; 2032-33: 7.723; 2033-34: 7.743; 2034-35: 7.763; 2035-36: 7.785; 2036-37: 7.807; 2037-38: 7.831; 2038-39: 7.855; 2039-40: 7.88; 2040-41: 7.906; 2041-42: 7.933; 2042-43: 7.96; 2043-44: 7.988; 2044-45: 8.016; 2045-46: 8.045; 2046-47: 8.074; 2047-48: 8.104; 2048-49: 8.134; 2049-50: 8.164
32BL | Unmeasured Non Household - properties | Input | 000's | 2 | 2019-20: 0.028; 2020-21: 0.028; 2021-22: 0.028; 2022-23: 0.029; 2023-24: 0.029; 2024-25: 0.029; 2025-26: 0.03; 2026-27: 0.03; 2027-28: 0.03; 2028-29: 0.03; 2029-30: 0.031; 2030-31: 0.031; 2031-32: 0.031; 2032-33: 0.031; 2033-34: 0.031; 2034-35: 0.031; 2035-36: 0.031; 2036-37: 0.031; 2037-38: 0.031; 2038-39: 0.032; 2039-40: 0.032; 2040-41: 0.032; 2041-42: 0.032; 2042-43: 0.032; 2043-44: 0.032; 2044-45: 0.032; 2045-46: 0.032; 2046-47: 0.032; 2047-48: 0.033; 2048-49: 0.033; 2049-50: 0.033
33BL | All void non-households - properties | Input | 000's | 2 | 2019-20: 0; 2020-21: 0; 2021-22: 0; 2022-23: 0; 2023-24: 0; 2024-25: 0; 2025-26: 0; 2026-27: 0; 2027-28: 0; 2028-29: 0; 2029-30: 0; 2030-31: 0; 2031-32: 0; 2032-33: 0; 2033-34: 0; 2034-35: 0; 2035-36: 0; 2036-37: 0; 2037-38: 0; 2038-39: 0; 2039-40: 0; 2040-41: 0; 2041-42: 0; 2042-43: 0; 2043-44: 0; 2044-45: 0; 2045-46: 0; 2046-47: 0; 2047-48: 0; 2048-49: 0; 2049-50: 0
34BL | Measured households - properties (excl. void) | Year before + sum (34.1BL:34.6BL) | 000's | 2 | 2019-20: 108.734; 2020-21: 111.766; 2021-22: 114.704; 2022-23: 117.527; 2023-24: 120.471; 2024-25: 123.489; 2025-26: 126.034; 2026-27: 128.89; 2027-28: 132.34; 2028-29: 135.336; 2029-30: 137.732; 2030-31: 139.731; 2031-32: 142.462; 2032-33: 145.242; 2033-34: 147.938; 2034-35: 150.514; 2035-36: 153.181; 2036-37: 155.932; 2037-38: 158.745; 2038-39: 161.597; 2039-40: 164.483; 2040-41: 167.406; 2041-42: 170.38; 2042-43: 173.406; 2043-44: 176.488; 2044-45: 179.47; 2045-46: 182.489; 2046-47: 185.57; 2047-48: 188.715; 2048-49: 191.924; 2049-50: 195.182
34.1BL | New build properties - properties | Input (new builds in each year) | 000's | 2 | 2019-20: 2.309; 2020-21: 2.409; 2021-22: 2.354; 2022-23: 2.286; 2023-24: 2.428; 2024-25: 2.524; 2025-26: 2.127; 2026-27: 2.453; 2027-28: 3.061; 2028-29: 2.623; 2029-30: 2.037; 2030-31: 1.653; 2031-32: 2.397; 2032-33: 2.459; 2033-34: 2.387; 2034-35: 2.278; 2035-36: 2.381; 2036-37: 2.475; 2037-38: 2.548; 2038-39: 2.597; 2039-40: 2.639; 2040-41: 2.686; 2041-42: 2.745; 2042-43: 2.806; 2043-44: 2.871; 2044-45: 2.935; 2045-46: 3; 2046-47: 3.063; 2047-48: 3.128; 2048-49: 3.193; 2049-50: 3.258
34.2BL | Meter optants - properties | Input (meter optants in each year) | 000's | 2 | 2019-20: 0.339; 2020-21: 0.324; 2021-22: 0.296; 2022-23: 0.26; 2023-24: 0.249; 2024-25: 0.238; 2025-26: 0.173; 2026-27: 0.167; 2027-28: 0.162; 2028-29: 0.156; 2029-30: 0.151; 2030-31: 0.146; 2031-32: 0.141; 2032-33: 0.137; 2033-34: 0.132; 2034-35: 0.128; 2035-36: 0.123; 2036-37: 0.119; 2037-38: 0.115; 2038-39: 0.111; 2039-40: 0.108; 2040-41: 0.104; 2041-42: 0.101; 2042-43: 0.097; 2043-44: 0.094; 2044-45: 0.027; 2045-46: 0; 2046-47: 0; 2047-48: 0; 2048-49: 0; 2049-50: 0
34.3BL | Compulsory metering - properties | Input (compulsory meters in each year) | 000's | 2 | 2019-20: 0; 2020-21: 0; 2021-22: 0; 2022-23: 0; 2023-24: 0; 2024-25: 0; 2025-26: 0; 2026-27: 0; 2027-28: 0; 2028-29: 0; 2029-30: 0; 2030-31: 0; 2031-32: 0; 2032-33: 0; 2033-34: 0; 2034-35: 0; 2035-36: 0; 2036-37: 0; 2037-38: 0; 2038-39: 0; 2039-40: 0; 2040-41: 0; 2041-42: 0; 2042-43: 0; 2043-44: 0; 2044-45: 0; 2045-46: 0; 2046-47: 0; 2047-48: 0; 2048-49: 0; 2049-50: 0
34.4BL | Metering on change of occupancy - properties | Input (change of occupancy meters in each year) | 000's | 2 | 2019-20: 0.299; 2020-21: 0.289; 2021-22: 0.278; 2022-23: 0.268; 2023-24: 0.258; 2024-25: 0.247; 2025-26: 0.237; 2026-27: 0.228; 2027-28: 0.219; 2028-29: 0.21; 2029-30: 0.201; 2030-31: 0.193; 2031-32: 0.186; 2032-33: 0.178; 2033-34: 0.171; 2034-35: 0.164; 2035-36: 0.157; 2036-37: 0.151; 2037-38: 0.145; 2038-39: 0.139; 2039-40: 0.134; 2040-41: 0.128; 2041-42: 0.123; 2042-43: 0.118; 2043-44: 0.113; 2044-45: 0.019; 2045-46: 0.019; 2046-47: 0.018; 2047-48: 0.017; 2048-49: 0.016; 2049-50: 0
34.5BL | Selective metering - properties | Input (selective meters in each year) | 000's | 2 | 2019-20: 0.01; 2020-21: 0.01; 2021-22: 0.01; 2022-23: 0.009; 2023-24: 0.009; 2024-25: 0.009; 2025-26: 0.008; 2026-27: 0.008; 2027-28: 0.008; 2028-29: 0.007; 2029-30: 0.007; 2030-31: 0.007; 2031-32: 0.007; 2032-33: 0.006; 2033-34: 0.006; 2034-35: 0.006; 2035-36: 0.006; 2036-37: 0.006; 2037-38: 0.005; 2038-39: 0.005; 2039-40: 0.005; 2040-41: 0.005; 2041-42: 0.005; 2042-43: 0.005; 2043-44: 0.004; 2044-45: 0.001; 2045-46: 0; 2046-47: 0; 2047-48: 0; 2048-49: 0; 2049-50: 0
34.6BL | Other changes to existing metering - properties | Input (other changes to meters in each year) | 000's | 2 | 2019-20: 0; 2020-21: 0; 2021-22: 0; 2022-23: 0; 2023-24: 0; 2024-25: 0; 2025-26: 0; 2026-27: 0; 2027-28: 0; 2028-29: 0; 2029-30: 0; 2030-31: 0; 2031-32: 0; 2032-33: 0; 2033-34: 0; 2034-35: 0; 2035-36: 0; 2036-37: 0; 2037-38: 0; 2038-39: 0; 2039-40: 0; 2040-41: 0; 2041-42: 0; 2042-43: 0; 2043-44: 0; 2044-45: 0; 2045-46: 0; 2046-47: 0; 2047-48: 0; 2048-49: 0; 2049-50: 0
34.7BL | Measured household void properties | Input | 000's | 2 | 2019-20: 2.534; 2020-21: 2.605; 2021-22: 2.669; 2022-23: 2.747; 2023-24: 2.811; 2024-25: 2.881; 2025-26: 2.945; 2026-27: 3.015; 2027-28: 3.095; 2028-29: 3.175; 2029-30: 3.254; 2030-31: 3.331; 2031-32: 3.406; 2032-33: 3.482; 2033-34: 3.555; 2034-35: 3.625; 2035-36: 3.696; 2036-37: 3.767; 2037-38: 3.838; 2038-39: 3.909; 2039-40: 3.98; 2040-41: 4.052; 2041-42: 4.124; 2042-43: 4.197; 2043-44: 4.271; 2044-45: 4.34; 2045-46: 4.41; 2046-47: 4.481; 2047-48: 4.552; 2048-49: 4.624; 2049-50: 4.696
35BL | Unmeasured households - properties (excl. void) | Input | 000's | 2 | 2019-20: 10.004; 2020-21: 9.48; 2021-22: 9.019; 2022-23: 8.481; 2023-24: 7.966; 2024-25: 7.473; 2025-26: 7.054; 2026-27: 6.651; 2027-28: 6.263; 2028-29: 5.889; 2029-30: 5.529; 2030-31: 5.183; 2031-32: 4.85; 2032-33: 4.529; 2033-34: 4.22; 2034-35: 3.922; 2035-36: 3.635; 2036-37: 3.36; 2037-38: 3.094; 2038-39: 2.838; 2039-40: 2.592; 2040-41: 2.355; 2041-42: 2.126; 2042-43: 1.907; 2043-44: 1.695; 2044-45: 1.647; 2045-46: 1.629; 2046-47: 1.611; 2047-48: 1.594; 2048-49: 1.577; 2049-50: 1.577
35.1BL | Unmeasured household void properties | Input | 000's | 2 | 2019-20: 0.225; 2020-21: 0.213; 2021-22: 0.202; 2022-23: 0.19; 2023-24: 0.178; 2024-25: 0.167; 2025-26: 0.157; 2026-27: 0.148; 2027-28: 0.139; 2028-29: 0.131; 2029-30: 0.123; 2030-31: 0.116; 2031-32: 0.108; 2032-33: 0.101; 2033-34: 0.093; 2034-35: 0.086; 2035-36: 0.08; 2036-37: 0.073; 2037-38: 0.067; 2038-39: 0.06; 2039-40: 0.054; 2040-41: 0.049; 2041-42: 0.043; 2042-43: 0.038; 2043-44: 0.033; 2044-45: 0.032; 2045-46: 0.031; 2046-47: 0.031; 2047-48: 0.031; 2048-49: 0.03; 2049-50: 0.03
36BL | Total Resource Zone Properties (incl. voids) | sum (31BL:34BL) + 34.7BL + 35BL + 35.1BL | 000's | 2 | 2019-20: 128.478; 2020-21: 131.125; 2021-22: 133.713; 2022-23: 136.166; 2023-24: 138.717; 2024-25: 141.366; 2025-26: 143.608; 2026-27: 146.186; 2027-28: 149.371; 2028-29: 152.115; 2029-30: 154.278; 2030-31: 156.048; 2031-32: 158.552; 2032-33: 161.108; 2033-34: 163.58; 2034-35: 165.941; 2035-36: 168.408; 2036-37: 170.97; 2037-38: 173.606; 2038-39: 176.291; 2039-40: 179.021; 2040-41: 181.8; 2041-42: 184.638; 2042-43: 187.54; 2043-44: 190.507; 2044-45: 193.537; 2045-46: 196.636; 2046-47: 199.799; 2047-48: 203.029; 2048-49: 206.322; 2049-50: 209.682
37BL | Measured Non Household - Population | Input | 000's | 2 | 2019-20: 2.001; 2020-21: 2.051; 2021-22: 2.098; 2022-23: 2.148; 2023-24: 2.2; 2024-25: 2.247; 2025-26: 2.293; 2026-27: 2.356; 2027-28: 2.424; 2028-29: 2.492; 2029-30: 2.557; 2030-31: 2.626; 2031-32: 2.722; 2032-33: 2.806; 2033-34: 2.883; 2034-35: 2.956; 2035-36: 3.026; 2036-37: 3.09; 2037-38: 3.157; 2038-39: 3.226; 2039-40: 3.293; 2040-41: 3.362; 2041-42: 3.432; 2042-43: 3.509; 2043-44: 3.594; 2044-45: 3.679; 2045-46: 3.768; 2046-47: 3.862; 2047-48: 3.958; 2048-49: 4.059; 2049-50: 4.155
38BL | Unmeasured Non Household - Population | Input | 000's | 2 | 2019-20: 0.008; 2020-21: 0.008; 2021-22: 0.008; 2022-23: 0.009; 2023-24: 0.009; 2024-25: 0.009; 2025-26: 0.009; 2026-27: 0.009; 2027-28: 0.01; 2028-29: 0.01; 2029-30: 0.01; 2030-31: 0.011; 2031-32: 0.011; 2032-33: 0.011; 2033-34: 0.012; 2034-35: 0.012; 2035-36: 0.012; 2036-37: 0.012; 2037-38: 0.013; 2038-39: 0.013; 2039-40: 0.013; 2040-41: 0.014; 2041-42: 0.014; 2042-43: 0.014; 2043-44: 0.014; 2044-45: 0.015; 2045-46: 0.015; 2046-47: 0.016; 2047-48: 0.016; 2048-49: 0.016; 2049-50: 0.017
39BL | Measured Household - Population | Input | 000's | 2 | 2019-20: 275.898; 2020-21: 282.313; 2021-22: 287.989; 2022-23: 294.162; 2023-24: 300.51; 2024-25: 306.82; 2025-26: 311.449; 2026-27: 317.07; 2027-28: 324.596; 2028-29: 330.528; 2029-30: 336.534; 2030-31: 341.737; 2031-32: 347.111; 2032-33: 352.565; 2033-34: 357.926; 2034-35: 363.052; 2035-36: 368.422; 2036-37: 374.054; 2037-38: 380.074; 2038-39: 386.319; 2039-40: 393.652; 2040-41: 401.047; 2041-42: 408.646; 2042-43: 416.614; 2043-44: 424.986; 2044-45: 432.331; 2045-46: 439.739; 2046-47: 447.311; 2047-48: 455.048; 2048-49: 462.977; 2049-50: 470.931
40BL | Unmeasured Household - Population | Input | 000's | 2 | 2019-20: 40.333; 2020-21: 38.413; 2021-22: 36.693; 2022-23: 34.729; 2023-24: 32.839; 2024-25: 31.015; 2025-26: 29.431; 2026-27: 27.922; 2027-28: 26.491; 2028-29: 25.088; 2029-30: 23.793; 2030-31: 22.533; 2031-32: 21.254; 2032-33: 20.01; 2033-34: 18.804; 2034-35: 17.633; 2035-36: 16.489; 2036-37: 15.37; 2037-38: 14.274; 2038-39: 13.191; 2039-40: 12.128; 2040-41: 11.052; 2041-42: 9.947; 2042-43: 8.777; 2043-44: 7.442; 2044-45: 7.303; 2045-46: 7.249; 2046-47: 7.197; 2047-48: 7.148; 2048-49: 7.101; 2049-50: 7.101
41BL | Total Resource Zone Population | sum (37BL:40BL) | 000's | 2 | 2019-20: 318.24; 2020-21: 322.785; 2021-22: 326.788; 2022-23: 331.048; 2023-24: 335.558; 2024-25: 340.091; 2025-26: 343.182; 2026-27: 347.357; 2027-28: 353.521; 2028-29: 358.118; 2029-30: 362.894; 2030-31: 366.907; 2031-32: 371.098; 2032-33: 375.392; 2033-34: 379.625; 2034-35: 383.653; 2035-36: 387.949; 2036-37: 392.526; 2037-38: 397.518; 2038-39: 402.749; 2039-40: 409.086; 2040-41: 415.475; 2041-42: 422.039; 2042-43: 428.914; 2043-44: 436.036; 2044-45: 443.328; 2045-46: 450.771; 2046-47: 458.386; 2047-48: 466.17; 2048-49: 474.153; 2049-50: 482.204
42BL | Average household occupancy rate (excl. voids) | (39BL + 40BL) / (34BL + 35BL) | h/prop | 1 | 2019-20: 2.6633; 2020-21: 2.6453; 2021-22: 2.6243; 2022-23: 2.6101; 2023-24: 2.5954; 2024-25: 2.5796; 2025-26: 2.5613; 2026-27: 2.5453; 2027-28: 2.533; 2028-29: 2.5181; 2029-30: 2.5152; 2030-31: 2.5137; 2031-32: 2.5006; 2032-33: 2.4876; 2033-34: 2.4759; 2034-35: 2.465; 2035-36: 2.4545; 2036-37: 2.4447; 2037-38: 2.4367; 2038-39: 2.4296; 2039-40: 2.4287; 2040-41: 2.4275; 2041-42: 2.4265; 2042-43: 2.4265; 2043-44: 2.4269; 2044-45: 2.4273; 2045-46: 2.4277; 2046-47: 2.4282; 2047-48: 2.4287; 2048-49: 2.4293; 2049-50: 2.4295
43BL | Total Household Metering penetration (excl. voids) | 34BL / (34BL + 35BL) | % | 1 | 2019-20: 91.57%; 2020-21: 92.18%; 2021-22: 92.71%; 2022-23: 93.27%; 2023-24: 93.8%; 2024-25: 94.29%; 2025-26: 94.7%; 2026-27: 95.09%; 2027-28: 95.48%; 2028-29: 95.83%; 2029-30: 96.14%; 2030-31: 96.42%; 2031-32: 96.71%; 2032-33: 96.98%; 2033-34: 97.23%; 2034-35: 97.46%; 2035-36: 97.68%; 2036-37: 97.89%; 2037-38: 98.09%; 2038-39: 98.27%; 2039-40: 98.45%; 2040-41: 98.61%; 2041-42: 98.77%; 2042-43: 98.91%; 2043-44: 99.05%; 2044-45: 99.09%; 2045-46: 99.12%; 2046-47: 99.14%; 2047-48: 99.16%; 2048-49: 99.19%; 2049-50: 99.2%
44BL | Total Household Metering penetration (incl. voids) | (34BL) / (34BL + 34.7BL + 35BL + 35.1BL) | % | 1 | 2019-20: 89.5%; 2020-21: 90.09%; 2021-22: 90.61%; 2022-23: 91.15%; 2023-24: 91.66%; 2024-25: 92.15%; 2025-26: 92.54%; 2026-27: 92.92%; 2027-28: 93.3%; 2028-29: 93.64%; 2029-30: 93.93%; 2030-31: 94.18%; 2031-32: 94.45%; 2032-33: 94.71%; 2033-34: 94.95%; 2034-35: 95.17%; 2035-36: 95.39%; 2036-37: 95.59%; 2037-38: 95.78%; 2038-39: 95.96%; 2039-40: 96.13%; 2040-41: 96.29%; 2041-42: 96.44%; 2042-43: 96.58%; 2043-44: 96.71%; 2044-45: 96.76%; 2045-46: 96.78%; 2046-47: 96.81%; 2047-48: 96.83%; 2048-49: 96.86%; 2049-50: 96.87%
45BL | Distribution input | sum (12BL:15BL) +21BL + 22BL + 27BL + 28BL | Ml/d | 2 | 2019-20: 88.93; 2020-21: 89.01; 2021-22: 89.12; 2022-23: 89.56; 2023-24: 89.28; 2024-25: 89.56; 2025-26: 89.9; 2026-27: 90.53; 2027-28: 91.54; 2028-29: 92.26; 2029-30: 93.06; 2030-31: 93.83; 2031-32: 94.72; 2032-33: 95.89; 2033-34: 97.12; 2034-35: 98.47; 2035-36: 99.79; 2036-37: 101.12; 2037-38: 102.74; 2038-39: 104.33; 2039-40: 106.2; 2040-41: 108.16; 2041-42: 110.23; 2042-43: 112.43; 2043-44: 114.71; 2044-45: 117.16; 2045-46: 119.73; 2046-47: 122.41; 2047-48: 125.18; 2048-49: 128.06; 2049-50: 131.03
46BL | Target headroom (climate change component) | Input | Ml/d | 2 | 2019-20: 0.0051249; 2020-21: 0.0051249; 2021-22: 0.0051249; 2022-23: 0.0051249; 2023-24: 0.0051249; 2024-25: 0.0051249; 2025-26: 0.0051249; 2026-27: 0.0060258; 2027-28: 0.006; 2028-29: 0.00467; 2029-30: 0.0047935; 2030-31: 0.013007; 2031-32: 0.0069918; 2032-33: 0.018555; 2033-34: 0.016153; 2034-35: 0.024424; 2035-36: 0.023512; 2036-37: 0.021771; 2037-38: 0.032219; 2038-39: 0.023068; 2039-40: -4.3703e-10; 2040-41: 0; 2041-42: 0; 2042-43: 0; 2043-44: 0; 2044-45: 0; 2045-46: 0; 2046-47: 0; 2047-48: 0; 2048-49: 0; 2049-50: 0
47BL | Target headroom (All other components) | Input | Ml/d | 2 | 2019-20: 2.4728; 2020-21: 2.4728; 2021-22: 2.4728; 2022-23: 2.4728; 2023-24: 2.4728; 2024-25: 2.4728; 2025-26: 2.4728; 2026-27: 2.4509; 2027-28: 2.445; 2028-29: 2.497; 2029-30: 2.6164; 2030-31: 2.7481; 2031-32: 2.8697; 2032-33: 2.9689; 2033-34: 3.2953; 2034-35: 3.5514; 2035-36: 3.2382; 2036-37: 3.0097; 2037-38: 3.3072; 2038-39: 3.6023; 2039-40: 2.8882; 2040-41: 3.0704; 2041-42: 3.2818; 2042-43: 3.5; 2043-44: 3.6962; 2044-45: 3.7381; 2045-46: 3.278; 2046-47: 3.29; 2047-48: 3.3833; 2048-49: 3.4665; 2049-50: 3.5352
48BL | Target Headroom | 46BL + 47BL | Ml/d | 2 | 2019-20: 2.4779; 2020-21: 2.4779; 2021-22: 2.4779; 2022-23: 2.4779; 2023-24: 2.4779; 2024-25: 2.4779; 2025-26: 2.4779; 2026-27: 2.457; 2027-28: 2.451; 2028-29: 2.5017; 2029-30: 2.6212; 2030-31: 2.7611; 2031-32: 2.8767; 2032-33: 2.9875; 2033-34: 3.3114; 2034-35: 3.5759; 2035-36: 3.2618; 2036-37: 3.0314; 2037-38: 3.3394; 2038-39: 3.6254; 2039-40: 2.8882; 2040-41: 3.0704; 2041-42: 3.2818; 2042-43: 3.5; 2043-44: 3.6962; 2044-45: 3.7381; 2045-46: 3.278; 2046-47: 3.29; 2047-48: 3.3833; 2048-49: 3.4665; 2049-50: 3.5352
49BL | Available Headroom | 11BL - 45BL | Ml/d | 2 | 2019-20: 3.46; 2020-21: 3.38; 2021-22: 3.27; 2022-23: 2.83; 2023-24: 3.11; 2024-25: 2.83; 2025-26: 2.49; 2026-27: 2.45; 2027-28: 2.444; 2028-29: 2.51; 2029-30: 2.63; 2030-31: 2.77; 2031-32: 2.9; 2032-33: 2.97; 2033-34: 3.33; 2034-35: 2.23; 2035-36: 0.91; 2036-37: -0.42; 2037-38: -2.04; 2038-39: -3.63; 2039-40: -5.5; 2040-41: -7.46; 2041-42: -9.53; 2042-43: -11.73; 2043-44: -14.01; 2044-45: -16.46; 2045-46: -19.03; 2046-47: -21.71; 2047-48: -24.48; 2048-49: -27.36; 2049-50: -30.33
49.1BL | Available non-potable balance (if applicable) | 1.1BL -12.1BL | Ml/d | 2 | 2019-20: 0; 2020-21: 0; 2021-22: 0; 2022-23: 0; 2023-24: 0; 2024-25: 0; 2025-26: 0; 2026-27: 0; 2027-28: 0; 2028-29: 0; 2029-30: 0; 2030-31: 0; 2031-32: 0; 2032-33: 0; 2033-34: 0; 2034-35: 0; 2035-36: 0; 2036-37: 0; 2037-38: 0; 2038-39: 0; 2039-40: 0; 2040-41: 0; 2041-42: 0; 2042-43: 0; 2043-44: 0; 2044-45: 0; 2045-46: 0; 2046-47: 0; 2047-48: 0; 2048-49: 0; 2049-50: 0
50BL | Supply Demand Balance |  | Ml/d | 2 | 2019-20: 0.98206; 2020-21: 0.90206; 2021-22: 0.79206; 2022-23: 0.35206; 2023-24: 0.63206; 2024-25: 0.35206; 2025-26: 0.01206; 2026-27: -0.0069609; 2027-28: -0.007; 2028-29: 0.0083126; 2029-30: 0.0088461; 2030-31: 0.0089227; 2031-32: 0.023267; 2032-33: -0.017502; 2033-34: 0.018573; 2034-35: -1.3459; 2035-36: -2.3518; 2036-37: -3.4514; 2037-38: -5.3794; 2038-39: -7.2554; 2039-40: -8.3882; 2040-41: -10.5304; 2041-42: -12.8118; 2042-43: -15.23; 2043-44: -17.7062; 2044-45: -20.1981; 2045-46: -22.308; 2046-47: -25; 2047-48: -27.8633; 2048-49: -30.8265; 2049-50: -33.8652
Table 3e: DYCP - Final plan Options | Back to top of sheet
WRMP24 reference | Option type | Cat ID | Unit | Decimal places | 2019-20 | 2020-21 | 2021-22 | 2022-23 | 2023-24 | 2024-25 | 2025-26 | 2026-27 | 2027-28 | 2028-29 | 2029-30 | 2030-31 | 2031-32 | 2032-33 | 2033-34 | 2034-35 | 2035-36 | 2036-37 | 2037-38 | 2038-39 | 2039-40 | 2040-41 | 2041-42 | 2042-43 | 2043-44 | 2044-45 | 2045-46 | 2046-47 | 2047-48 | 2048-49 | 2049-50 | 2050-51 | 2051-52 | 2052-53 | 2053-54 | 2054-55 | 2055-56 | 2056-57 | 2057-58 | 2058-59 | 2059-60 | 2060-61 | 2061-62 | 2062-63 | 2063-64 | 2064-65 | 2065-66 | 2066-67 | 2067-68 | 2068-69 | 2069-70 | 2070-71 | 2071-72 | 2072-73 | 2073-74 | 2074-75 | 2075-76 | 2076-77 | 2077-78 | 2078-79 | 2079-80 | 2080-81 | 2081-82 | 2082-83 | 2083-84 | 2084-85 | 2085-86 | 2086-87 | 2087-88 | 2088-89 | 2089-90 | 2090-91 | 2091-92 | 2092-93 | 2093-94 | 2094-95 | 2095-96 | 2096-97 | 2097-98 | 2098-99 | 2099-100
1.11FP | Non potable supplies input reductions as -ve and increases as +ve | RSNPS | Ml/d | 2 | 2019-20: 0; 2020-21: 0; 2021-22: 0; 2022-23: 0; 2023-24: 0; 2024-25: 0; 2025-26: 0; 2026-27: 0; 2027-28: 0; 2028-29: 0; 2029-30: 0; 2030-31: 0; 2031-32: 0; 2032-33: 0; 2033-34: 0; 2034-35: 0; 2035-36: 0; 2036-37: 0; 2037-38: 0; 2038-39: 0; 2039-40: 0; 2040-41: 0; 2041-42: 0; 2042-43: 0; 2043-44: 0; 2044-45: 0; 2045-46: 0; 2046-47: 0; 2047-48: 0; 2048-49: 0; 2049-50: 0
2.1FP | Raw water imports | RSRWI | Ml/d | 2 | 2019-20: 0; 2020-21: 0; 2021-22: 0; 2022-23: 0; 2023-24: 0; 2024-25: 0; 2025-26: 0; 2026-27: 0; 2027-28: 0; 2028-29: 0; 2029-30: 0; 2030-31: 0; 2031-32: 0; 2032-33: 0; 2033-34: 0; 2034-35: 0; 2035-36: 0; 2036-37: 0; 2037-38: 0; 2038-39: 0; 2039-40: 0; 2040-41: 0; 2041-42: 0; 2042-43: 0; 2043-44: 0; 2044-45: 0; 2045-46: 0; 2046-47: 0; 2047-48: 0; 2048-49: 0; 2049-50: 0
3.1FP | Potable water imports input reductions as -ve | RSPWI | Ml/d | 2 | 2019-20: 0; 2020-21: 0; 2021-22: 0; 2022-23: 0; 2023-24: 0; 2024-25: 0; 2025-26: -0.84; 2026-27: -1.26; 2027-28: -1.645; 2028-29: -2.36; 2029-30: -2.93; 2030-31: -4.01; 2031-32: -4.61; 2032-33: -5.04; 2033-34: -5.81; 2034-35: -5.26; 2035-36: -5.01; 2036-37: -4.95; 2037-38: -3.9; 2038-39: -2.89; 2039-40: -2.88; 2040-41: -1.65; 2041-42: -0.3; 2042-43: 1.084; 2043-44: 2.52; 2044-45: 4.43; 2045-46: 5.9; 2046-47: 7.944; 2047-48: 10.07; 2048-49: 12.32; 2049-50: 14.7
4.1FP | Raw water exports input reductions as +ve and increases as -ve | RSRWE | Ml/d | 2 | 2019-20: 0; 2020-21: 0; 2021-22: 0; 2022-23: 0; 2023-24: 0; 2024-25: 0; 2025-26: 0; 2026-27: 0; 2027-28: 0; 2028-29: 0; 2029-30: 0; 2030-31: 0; 2031-32: 0; 2032-33: 0; 2033-34: 0; 2034-35: 0; 2035-36: 0; 2036-37: 0; 2037-38: 0; 2038-39: 0; 2039-40: 0; 2040-41: 0; 2041-42: 0; 2042-43: 0; 2043-44: 0; 2044-45: 0; 2045-46: 0; 2046-47: 0; 2047-48: 0; 2048-49: 0; 2049-50: 0
5.1FP | Potable water exports input reductions as +ve and increases as -ve | RSPWE | Ml/d | 2 | 2019-20: 0; 2020-21: 0; 2021-22: 0; 2022-23: 0; 2023-24: 0; 2024-25: 0; 2025-26: 0; 2026-27: 0; 2027-28: 0; 2028-29: 0; 2029-30: 0; 2030-31: 0; 2031-32: 0; 2032-33: 0; 2033-34: 0; 2034-35: 0; 2035-36: 0; 2036-37: 0; 2037-38: 0; 2038-39: 0; 2039-40: 0; 2040-41: 0; 2041-42: 0; 2042-43: 0; 2043-44: 0; 2044-45: 0; 2045-46: 0; 2046-47: 0; 2047-48: 0; 2048-49: 0; 2049-50: 0
6.2FP | DO benefit from increase raw water abstractions | RSRWA | Ml/d | 2 | 2019-20: 0; 2020-21: 0; 2021-22: 0; 2022-23: 0; 2023-24: 0; 2024-25: 0; 2025-26: 0; 2026-27: 0; 2027-28: 0; 2028-29: 0; 2029-30: 0; 2030-31: 0; 2031-32: 0; 2032-33: 0; 2033-34: 0; 2034-35: 0; 2035-36: 0; 2036-37: 0; 2037-38: 0; 2038-39: 0; 2039-40: 0; 2040-41: 0; 2041-42: 0; 2042-43: 0; 2043-44: 0; 2044-45: 0; 2045-46: 0; 2046-47: 0; 2047-48: 0; 2048-49: 0; 2049-50: 0
6.3FP | Other options to increase deployable output | RSIPO | Ml/d | 2 | 2019-20: 0; 2020-21: 0; 2021-22: 0; 2022-23: 0; 2023-24: 0; 2024-25: 0; 2025-26: 0; 2026-27: 0; 2027-28: 0; 2028-29: 0; 2029-30: 0; 2030-31: 0; 2031-32: 0; 2032-33: 0; 2033-34: 0; 2034-35: 0; 2035-36: 0; 2036-37: 0; 2037-38: 0; 2038-39: 0; 2039-40: 0; 2040-41: 0; 2041-42: 0; 2042-43: 0; 2043-44: 0; 2044-45: 0; 2045-46: 0; 2046-47: 0; 2047-48: 0; 2048-49: 0; 2049-50: 0
7.01FP | DO benefit from supply side drought measures | RSDPS | Ml/d | 2 | 2019-20: 0; 2020-21: 0; 2021-22: 0; 2022-23: 0; 2023-24: 0; 2024-25: 0; 2025-26: 0; 2026-27: 0; 2027-28: 0; 2028-29: 0; 2029-30: 0; 2030-31: 0; 2031-32: 0; 2032-33: 0; 2033-34: 0; 2034-35: 0; 2035-36: 0; 2036-37: 0; 2037-38: 0; 2038-39: 0; 2039-40: 0; 2040-41: 0; 2041-42: 0; 2042-43: 0; 2043-44: 0; 2044-45: 0; 2045-46: 0; 2046-47: 0; 2047-48: 0; 2048-49: 0; 2049-50: 0
7.02FP | DO benefit from demand side drought measures | RSDPD | Ml/d | 2 | 2019-20: 0; 2020-21: 0; 2021-22: 0; 2022-23: 0; 2023-24: 0; 2024-25: 0; 2025-26: 0; 2026-27: 0; 2027-28: 0; 2028-29: 0; 2029-30: 0; 2030-31: 0; 2031-32: 0; 2032-33: 0; 2033-34: 0; 2034-35: 0; 2035-36: 0; 2036-37: 0; 2037-38: 0; 2038-39: 0; 2039-40: 0; 2040-41: 0; 2041-42: 0; 2042-43: 0; 2043-44: 0; 2044-45: 0; 2045-46: 0; 2046-47: 0; 2047-48: 0; 2048-49: 0; 2049-50: 0
8.1FP | Reduce raw water losses and operational use input as -ve | RSLOU | Ml/d | 2 | 2019-20: 0; 2020-21: 0; 2021-22: 0; 2022-23: 0; 2023-24: 0; 2024-25: 0; 2025-26: 0; 2026-27: 0; 2027-28: 0; 2028-29: 0; 2029-30: 0; 2030-31: 0; 2031-32: 0; 2032-33: 0; 2033-34: 0; 2034-35: 0; 2035-36: 0; 2036-37: 0; 2037-38: 0; 2038-39: 0; 2039-40: 0; 2040-41: 0; 2041-42: 0; 2042-43: 0; 2043-44: 0; 2044-45: 0; 2045-46: 0; 2046-47: 0; 2047-48: 0; 2048-49: 0; 2049-50: 0
8.2FP | Reduce treatment works losses input as -ve | PSTWL | Ml/d | 2 | 2019-20: 0; 2020-21: 0; 2021-22: 0; 2022-23: 0; 2023-24: 0; 2024-25: 0; 2025-26: 0; 2026-27: 0; 2027-28: 0; 2028-29: 0; 2029-30: 0; 2030-31: 0; 2031-32: 0; 2032-33: 0; 2033-34: 0; 2034-35: 0; 2035-36: 0; 2036-37: 0; 2037-38: 0; 2038-39: 0; 2039-40: 0; 2040-41: 0; 2041-42: 0; 2042-43: 0; 2043-44: 0; 2044-45: 0; 2045-46: 0; 2046-47: 0; 2047-48: 0; 2048-49: 0; 2049-50: 0
9.1FP | Reduce outages input as -ve | PSROU | Ml/d | 2 | 2019-20: 0; 2020-21: 0; 2021-22: 0; 2022-23: 0; 2023-24: 0; 2024-25: 0; 2025-26: 0; 2026-27: 0; 2027-28: 0; 2028-29: 0; 2029-30: 0; 2030-31: 0; 2031-32: 0; 2032-33: 0; 2033-34: 0; 2034-35: 0; 2035-36: 0; 2036-37: 0; 2037-38: 0; 2038-39: 0; 2039-40: 0; 2040-41: 0; 2041-42: 0; 2042-43: 0; 2043-44: 0; 2044-45: 0; 2045-46: 0; 2046-47: 0; 2047-48: 0; 2048-49: 0; 2049-50: 0
12.2FP | Change volume delivered to measured non households input reductions as -ve, line to include both measured non-household consumption and USPL options | CVMNH | Ml/d | 2 | 2019-20: 0; 2020-21: 0; 2021-22: 0; 2022-23: 0; 2023-24: 0; 2024-25: 0; 2025-26: -0.18; 2026-27: -0.34; 2027-28: -0.49; 2028-29: -0.63; 2029-30: -0.77; 2030-31: -0.91; 2031-32: -1.05; 2032-33: -1.19; 2033-34: -1.33; 2034-35: -1.47; 2035-36: -1.6; 2036-37: -1.74; 2037-38: -1.88; 2038-39: -2.02; 2039-40: -2.16; 2040-41: -2.29; 2041-42: -2.43; 2042-43: -2.57; 2043-44: -2.71; 2044-45: -2.84; 2045-46: -2.98; 2046-47: -3.12; 2047-48: -3.26; 2048-49: -3.4; 2049-50: -3.54
13.1FP | Change volume delivered to unmeasured non households input reductions as -ve, line to include both unmeasured non-household consumption and USPL options | CVUNH | Ml/d | 2 | 2019-20: 0; 2020-21: 0; 2021-22: 0; 2022-23: 0; 2023-24: 0; 2024-25: 0; 2025-26: 0; 2026-27: 0; 2027-28: 0; 2028-29: 0; 2029-30: 0; 2030-31: 0; 2031-32: 0; 2032-33: 0; 2033-34: 0; 2034-35: 0; 2035-36: 0; 2036-37: 0; 2037-38: 0; 2038-39: 0; 2039-40: 0; 2040-41: 0; 2041-42: 0; 2042-43: 0; 2043-44: 0; 2044-45: 0; 2045-46: 0; 2046-47: 0; 2047-48: 0; 2048-49: 0; 2049-50: 0
14.1FP | Change volume delivered to measured households input reductions as -ve, line to include both measured household consumption and USPL options | CVMHH | Ml/d | 2 | 2019-20: 0; 2020-21: 0; 2021-22: 0; 2022-23: 0; 2023-24: 0; 2024-25: 0; 2025-26: -0.66; 2026-27: -0.92; 2027-28: -1.15; 2028-29: -1.72; 2029-30: -2.14; 2030-31: -2.53; 2031-32: -2.96; 2032-33: -3.25; 2033-34: -3.54; 2034-35: -4.19; 2035-36: -4.86; 2036-37: -5.55; 2037-38: -6.26; 2038-39: -6.98; 2039-40: -7.74; 2040-41: -8.49; 2041-42: -9.27; 2042-43: -10.08; 2043-44: -10.92; 2044-45: -11.36; 2045-46: -11.81; 2046-47: -12.28; 2047-48: -12.76; 2048-49: -13.26; 2049-50: -13.76
15.1FP | Change volume delivered to unmeasured households input reductions as -ve, line to include both unmeasured household consumption and USPL options | CVUHH | Ml/d | 2 | 2019-20: 0; 2020-21: 0; 2021-22: 0; 2022-23: 0; 2023-24: 0; 2024-25: 0; 2025-26: 0; 2026-27: 0; 2027-28: 0; 2028-29: 0; 2029-30: 0; 2030-31: 0; 2031-32: 0; 2032-33: 0; 2033-34: 0; 2034-35: 0; 2035-36: 0; 2036-37: 0; 2037-38: 0; 2038-39: 0; 2039-40: 0; 2040-41: 0; 2041-42: 0; 2042-43: 0; 2043-44: 0; 2044-45: 0; 2045-46: 0; 2046-47: 0; 2047-48: 0; 2048-49: 0; 2049-50: 0
21.1FP | Options to reduce water taken unbilled input as -ve | CSWTU | Ml/d | 2 | 2019-20: 0; 2020-21: 0; 2021-22: 0; 2022-23: 0; 2023-24: 0; 2024-25: 0; 2025-26: 0; 2026-27: 0; 2027-28: 0; 2028-29: 0; 2029-30: 0; 2030-31: 0; 2031-32: 0; 2032-33: 0; 2033-34: 0; 2034-35: 0; 2035-36: 0; 2036-37: 0; 2037-38: 0; 2038-39: 0; 2039-40: 0; 2040-41: 0; 2041-42: 0; 2042-43: 0; 2043-44: 0; 2044-45: 0; 2045-46: 0; 2046-47: 0; 2047-48: 0; 2048-49: 0; 2049-50: 0
22.1FP | Reduce distribution system operational use (DSOU) input as -ve | DSDOU | Ml/d | 2 | 2019-20: 0; 2020-21: 0; 2021-22: 0; 2022-23: 0; 2023-24: 0; 2024-25: 0; 2025-26: 0; 2026-27: 0; 2027-28: 0; 2028-29: 0; 2029-30: 0; 2030-31: 0; 2031-32: 0; 2032-33: 0; 2033-34: 0; 2034-35: 0; 2035-36: 0; 2036-37: 0; 2037-38: 0; 2038-39: 0; 2039-40: 0; 2040-41: 0; 2041-42: 0; 2042-43: 0; 2043-44: 0; 2044-45: 0; 2045-46: 0; 2046-47: 0; 2047-48: 0; 2048-49: 0; 2049-50: 0
23.1FP | Options impacting on measured Non Household - USPL input reductions as -ve | CUMNH | Ml/d | 2 | 2019-20: 0; 2020-21: 0; 2021-22: 0; 2022-23: 0; 2023-24: 0; 2024-25: 0; 2025-26: 0; 2026-27: 0; 2027-28: -0.01; 2028-29: -0.01; 2029-30: -0.01; 2030-31: -0.01; 2031-32: -0.01; 2032-33: -0.01; 2033-34: -0.01; 2034-35: -0.02; 2035-36: -0.02; 2036-37: -0.02; 2037-38: -0.02; 2038-39: -0.02; 2039-40: -0.02; 2040-41: -0.02; 2041-42: -0.03; 2042-43: -0.03; 2043-44: -0.03; 2044-45: -0.03; 2045-46: -0.03; 2046-47: -0.03; 2047-48: -0.03; 2048-49: -0.04; 2049-50: -0.04
24.1FP | Options impacting on unmeasured Non Household - USPL input reductions as -ve | CUUNH | Ml/d | 2 | 2019-20: 0; 2020-21: 0; 2021-22: 0; 2022-23: 0; 2023-24: 0; 2024-25: 0; 2025-26: 0; 2026-27: 0; 2027-28: 0; 2028-29: 0; 2029-30: 0; 2030-31: 0; 2031-32: 0; 2032-33: 0; 2033-34: 0; 2034-35: 0; 2035-36: 0; 2036-37: 0; 2037-38: 0; 2038-39: 0; 2039-40: 0; 2040-41: 0; 2041-42: 0; 2042-43: 0; 2043-44: 0; 2044-45: 0; 2045-46: 0; 2046-47: 0; 2047-48: 0; 2048-49: 0; 2049-50: 0
25.1FP | Options impacting on measured Household - USPL input reductions as -ve | CUMHH | Ml/d | 2 | 2019-20: 0; 2020-21: 0; 2021-22: 0; 2022-23: 0; 2023-24: 0; 2024-25: 0; 2025-26: -0.1; 2026-27: -0.16; 2027-28: -0.18; 2028-29: -0.23; 2029-30: -0.27; 2030-31: -0.3; 2031-32: -0.34; 2032-33: -0.35; 2033-34: -0.37; 2034-35: -0.38; 2035-36: -0.4; 2036-37: -0.41; 2037-38: -0.43; 2038-39: -0.45; 2039-40: -0.46; 2040-41: -0.48; 2041-42: -0.5; 2042-43: -0.51; 2043-44: -0.53; 2044-45: -0.55; 2045-46: -0.57; 2046-47: -0.58; 2047-48: -0.6; 2048-49: -0.62; 2049-50: -0.64
26.1FP | Options impacting on unmeasured Household - USPL input reductions as -ve | CUUHH | Ml/d | 2 | 2019-20: 0; 2020-21: 0; 2021-22: 0; 2022-23: 0; 2023-24: 0; 2024-25: 0; 2025-26: 0; 2026-27: 0; 2027-28: 0; 2028-29: 0; 2029-30: 0; 2030-31: 0; 2031-32: 0; 2032-33: 0; 2033-34: 0; 2034-35: 0; 2035-36: 0; 2036-37: 0; 2037-38: 0; 2038-39: 0; 2039-40: 0; 2040-41: 0; 2041-42: 0; 2042-43: 0; 2043-44: 0; 2044-45: 0; 2045-46: 0; 2046-47: 0; 2047-48: 0; 2048-49: 0; 2049-50: 0
27.1FP | Options impacting on Void properties - USPL input reductions as -ve | CUVPP | Ml/d | 2 | 2019-20: 0; 2020-21: 0; 2021-22: 0; 2022-23: 0; 2023-24: 0; 2024-25: 0; 2025-26: 0; 2026-27: 0; 2027-28: 0; 2028-29: 0; 2029-30: 0; 2030-31: 0; 2031-32: 0; 2032-33: 0; 2033-34: 0; 2034-35: 0; 2035-36: 0; 2036-37: 0; 2037-38: 0; 2038-39: 0; 2039-40: 0; 2040-41: 0; 2041-42: 0; 2042-43: 0; 2043-44: 0; 2044-45: 0; 2045-46: 0; 2046-47: 0; 2047-48: 0; 2048-49: 0; 2049-50: 0
28.1FP | Reduce distribution losses input as -ve | DSRDL | Ml/d | 2 | 2019-20: 0; 2020-21: 0; 2021-22: 0; 2022-23: 0; 2023-24: 0; 2024-25: 0; 2025-26: 0; 2026-27: -0.01; 2027-28: -0.01; 2028-29: -0.01; 2029-30: -0.01; 2030-31: -0.57; 2031-32: -0.6; 2032-33: -0.61; 2033-34: -0.94; 2034-35: -0.94; 2035-36: -0.9; 2036-37: -1.12; 2037-38: -1.15; 2038-39: -1.15; 2039-40: -1.4; 2040-41: -1.41; 2041-42: -1.4; 2042-43: -1.49; 2043-44: -1.57; 2044-45: -1.57; 2045-46: -1.61; 2046-47: -1.65; 2047-48: -1.77; 2048-49: -1.86; 2049-50: -1.87
Table 3f: DYCP - Final plan | Back to top of sheet
WRMP24 reference | Component | Derivation | Unit | Decimal places | 2019-20 | 2020-21 | 2021-22 | 2022-23 | 2023-24 | 2024-25 | 2025-26 | 2026-27 | 2027-28 | 2028-29 | 2029-30 | 2030-31 | 2031-32 | 2032-33 | 2033-34 | 2034-35 | 2035-36 | 2036-37 | 2037-38 | 2038-39 | 2039-40 | 2040-41 | 2041-42 | 2042-43 | 2043-44 | 2044-45 | 2045-46 | 2046-47 | 2047-48 | 2048-49 | 2049-50 | 2050-51 | 2051-52 | 2052-53 | 2053-54 | 2054-55 | 2055-56 | 2056-57 | 2057-58 | 2058-59 | 2059-60 | 2060-61 | 2061-62 | 2062-63 | 2063-64 | 2064-65 | 2065-66 | 2066-67 | 2067-68 | 2068-69 | 2069-70 | 2070-71 | 2071-72 | 2072-73 | 2073-74 | 2074-75 | 2075-76 | 2076-77 | 2077-78 | 2078-79 | 2079-80 | 2080-81 | 2081-82 | 2082-83 | 2083-84 | 2084-85 | 2085-86 | 2086-87 | 2087-88 | 2088-89 | 2089-90 | 2090-91 | 2091-92 | 2092-93 | 2093-94 | 2094-95 | 2095-96 | 2096-97 | 2097-98 | 2098-99 | 2099-100
1FP | Raw water abstracted | Input | Ml/d | 2 | 2019-20: 0; 2020-21: 0; 2021-22: 0; 2022-23: 0; 2023-24: 0; 2024-25: 0; 2025-26: 0; 2026-27: 0; 2027-28: 0; 2028-29: 0; 2029-30: 0; 2030-31: 0; 2031-32: 0; 2032-33: 0; 2033-34: 0; 2034-35: 0; 2035-36: 0; 2036-37: 0; 2037-38: 0; 2038-39: 0; 2039-40: 0; 2040-41: 0; 2041-42: 0; 2042-43: 0; 2043-44: 0; 2044-45: 0; 2045-46: 0; 2046-47: 0; 2047-48: 0; 2048-49: 0; 2049-50: 0
1.1FP | Non-potable water supplies | 1.1BL + 1.11FP | Ml/d | 2 | 2019-20: 0; 2020-21: 0; 2021-22: 0; 2022-23: 0; 2023-24: 0; 2024-25: 0; 2025-26: 0; 2026-27: 0; 2027-28: 0; 2028-29: 0; 2029-30: 0; 2030-31: 0; 2031-32: 0; 2032-33: 0; 2033-34: 0; 2034-35: 0; 2035-36: 0; 2036-37: 0; 2037-38: 0; 2038-39: 0; 2039-40: 0; 2040-41: 0; 2041-42: 0; 2042-43: 0; 2043-44: 0; 2044-45: 0; 2045-46: 0; 2046-47: 0; 2047-48: 0; 2048-49: 0; 2049-50: 0
2FP | Raw water imported | 2BL + 2.1FP | Ml/d | 2 | 2019-20: 0; 2020-21: 0; 2021-22: 0; 2022-23: 0; 2023-24: 0; 2024-25: 0; 2025-26: 0; 2026-27: 0; 2027-28: 0; 2028-29: 0; 2029-30: 0; 2030-31: 0; 2031-32: 0; 2032-33: 0; 2033-34: 0; 2034-35: 0; 2035-36: 0; 2036-37: 0; 2037-38: 0; 2038-39: 0; 2039-40: 0; 2040-41: 0; 2041-42: 0; 2042-43: 0; 2043-44: 0; 2044-45: 0; 2045-46: 0; 2046-47: 0; 2047-48: 0; 2048-49: 0; 2049-50: 0
3FP | Potable water imported | 3BL + 3.1FP | Ml/d | 2 | 2019-20: 92.39; 2020-21: 92.39; 2021-22: 92.39; 2022-23: 92.39; 2023-24: 92.39; 2024-25: 92.39; 2025-26: 91.55; 2026-27: 91.72; 2027-28: 92.339; 2028-29: 92.41; 2029-30: 92.76; 2030-31: 92.59; 2031-32: 93.01; 2032-33: 93.82; 2033-34: 94.64; 2034-35: 95.44; 2035-36: 95.69; 2036-37: 95.75; 2037-38: 96.8; 2038-39: 97.81; 2039-40: 97.82; 2040-41: 99.05; 2041-42: 100.4; 2042-43: 101.784; 2043-44: 103.22; 2044-45: 105.13; 2045-46: 106.6; 2046-47: 108.644; 2047-48: 110.77; 2048-49: 113.02; 2049-50: 115.4
4FP | Raw water exported enter as -ve | 4BL + 4.1FP | Ml/d | 2 | 2019-20: 0; 2020-21: 0; 2021-22: 0; 2022-23: 0; 2023-24: 0; 2024-25: 0; 2025-26: 0; 2026-27: 0; 2027-28: 0; 2028-29: 0; 2029-30: 0; 2030-31: 0; 2031-32: 0; 2032-33: 0; 2033-34: 0; 2034-35: 0; 2035-36: 0; 2036-37: 0; 2037-38: 0; 2038-39: 0; 2039-40: 0; 2040-41: 0; 2041-42: 0; 2042-43: 0; 2043-44: 0; 2044-45: 0; 2045-46: 0; 2046-47: 0; 2047-48: 0; 2048-49: 0; 2049-50: 0
5FP | Potable water exported enter as -ve | 5BL + 5.1FP | Ml/d | 2 | 2019-20: 0; 2020-21: 0; 2021-22: 0; 2022-23: 0; 2023-24: 0; 2024-25: 0; 2025-26: 0; 2026-27: 0; 2027-28: 0; 2028-29: 0; 2029-30: 0; 2030-31: 0; 2031-32: 0; 2032-33: 0; 2033-34: 0; 2034-35: 0; 2035-36: 0; 2036-37: 0; 2037-38: 0; 2038-39: 0; 2039-40: 0; 2040-41: 0; 2041-42: 0; 2042-43: 0; 2043-44: 0; 2044-45: 0; 2045-46: 0; 2046-47: 0; 2047-48: 0; 2048-49: 0; 2049-50: 0
6.1FP | Deployable Output post forecast changes | 6.1BL + 6.2FP + 6.3FP +7.01FP +7.02FP | Ml/d | 2 | 2019-20: 0; 2020-21: 0; 2021-22: 0; 2022-23: 0; 2023-24: 0; 2024-25: 0; 2025-26: 0; 2026-27: 0; 2027-28: 0; 2028-29: 0; 2029-30: 0; 2030-31: 0; 2031-32: 0; 2032-33: 0; 2033-34: 0; 2034-35: 0; 2035-36: 0; 2036-37: 0; 2037-38: 0; 2038-39: 0; 2039-40: 0; 2040-41: 0; 2041-42: 0; 2042-43: 0; 2043-44: 0; 2044-45: 0; 2045-46: 0; 2046-47: 0; 2047-48: 0; 2048-49: 0; 2049-50: 0
8FP | Raw water losses, treatment works losses and operational use | 8BL + 8.1FP + 8.2FP | Ml/d | 2 | 2019-20: 0; 2020-21: 0; 2021-22: 0; 2022-23: 0; 2023-24: 0; 2024-25: 0; 2025-26: 0; 2026-27: 0; 2027-28: 0; 2028-29: 0; 2029-30: 0; 2030-31: 0; 2031-32: 0; 2032-33: 0; 2033-34: 0; 2034-35: 0; 2035-36: 0; 2036-37: 0; 2037-38: 0; 2038-39: 0; 2039-40: 0; 2040-41: 0; 2041-42: 0; 2042-43: 0; 2043-44: 0; 2044-45: 0; 2045-46: 0; 2046-47: 0; 2047-48: 0; 2048-49: 0; 2049-50: 0
9FP | Total Outage Allowance | 9BL + 9.1FP | Ml/d | 2 | 2019-20: 0; 2020-21: 0; 2021-22: 0; 2022-23: 0; 2023-24: 0; 2024-25: 0; 2025-26: 0; 2026-27: 0; 2027-28: 0; 2028-29: 0; 2029-30: 0; 2030-31: 0; 2031-32: 0; 2032-33: 0; 2033-34: 0; 2034-35: 0; 2035-36: 0; 2036-37: 0; 2037-38: 0; 2038-39: 0; 2039-40: 0; 2040-41: 0; 2041-42: 0; 2042-43: 0; 2043-44: 0; 2044-45: 0; 2045-46: 0; 2046-47: 0; 2047-48: 0; 2048-49: 0; 2049-50: 0
10FP | Water Available For Use (own sources) | (6.1FP) - (8FP + 9FP) | Ml/d | 2 | 2019-20: 0; 2020-21: 0; 2021-22: 0; 2022-23: 0; 2023-24: 0; 2024-25: 0; 2025-26: 0; 2026-27: 0; 2027-28: 0; 2028-29: 0; 2029-30: 0; 2030-31: 0; 2031-32: 0; 2032-33: 0; 2033-34: 0; 2034-35: 0; 2035-36: 0; 2036-37: 0; 2037-38: 0; 2038-39: 0; 2039-40: 0; 2040-41: 0; 2041-42: 0; 2042-43: 0; 2043-44: 0; 2044-45: 0; 2045-46: 0; 2046-47: 0; 2047-48: 0; 2048-49: 0; 2049-50: 0
11FP | Total Water Available For Use | 10FP + sum (2FP:5FP) | Ml/d | 2 | 2019-20: 92.39; 2020-21: 92.39; 2021-22: 92.39; 2022-23: 92.39; 2023-24: 92.39; 2024-25: 92.39; 2025-26: 91.55; 2026-27: 91.72; 2027-28: 92.339; 2028-29: 92.41; 2029-30: 92.76; 2030-31: 92.59; 2031-32: 93.01; 2032-33: 93.82; 2033-34: 94.64; 2034-35: 95.44; 2035-36: 95.69; 2036-37: 95.75; 2037-38: 96.8; 2038-39: 97.81; 2039-40: 97.82; 2040-41: 99.05; 2041-42: 100.4; 2042-43: 101.784; 2043-44: 103.22; 2044-45: 105.13; 2045-46: 106.6; 2046-47: 108.644; 2047-48: 110.77; 2048-49: 113.02; 2049-50: 115.4
12FP | Water delivered measured non-household | 12BL + 12.2FP | Ml/d | 2 | 2019-20: 21.93; 2020-21: 22.15; 2021-22: 22.31; 2022-23: 22.58; 2023-24: 22.8; 2024-25: 22.96; 2025-26: 22.95; 2026-27: 23.02; 2027-28: 23.09; 2028-29: 23.2; 2029-30: 23.35; 2030-31: 23.52; 2031-32: 23.7; 2032-33: 23.92; 2033-34: 24.27; 2034-35: 24.71; 2035-36: 25.11; 2036-37: 25.46; 2037-38: 25.85; 2038-39: 26.25; 2039-40: 26.76; 2040-41: 27.39; 2041-42: 28.08; 2042-43: 28.85; 2043-44: 29.68; 2044-45: 30.59; 2045-46: 31.59; 2046-47: 32.67; 2047-48: 33.84; 2048-49: 35.07; 2049-50: 36.36
12.1FP | Non-potable water consumption | Input | Ml/d | 2 | 2019-20: 0; 2020-21: 0; 2021-22: 0; 2022-23: 0; 2023-24: 0; 2024-25: 0; 2025-26: 0; 2026-27: 0; 2027-28: 0; 2028-29: 0; 2029-30: 0; 2030-31: 0; 2031-32: 0; 2032-33: 0; 2033-34: 0; 2034-35: 0; 2035-36: 0; 2036-37: 0; 2037-38: 0; 2038-39: 0; 2039-40: 0; 2040-41: 0; 2041-42: 0; 2042-43: 0; 2043-44: 0; 2044-45: 0; 2045-46: 0; 2046-47: 0; 2047-48: 0; 2048-49: 0; 2049-50: 0
13FP | Water delivered unmeasured non-household | 13BL + 13.1FP | Ml/d | 2 | 2019-20: 0.07; 2020-21: 0.07; 2021-22: 0.07; 2022-23: 0.07; 2023-24: 0.07; 2024-25: 0.08; 2025-26: 0.08; 2026-27: 0.08; 2027-28: 0.08; 2028-29: 0.08; 2029-30: 0.08; 2030-31: 0.08; 2031-32: 0.08; 2032-33: 0.08; 2033-34: 0.08; 2034-35: 0.09; 2035-36: 0.09; 2036-37: 0.09; 2037-38: 0.09; 2038-39: 0.09; 2039-40: 0.09; 2040-41: 0.1; 2041-42: 0.1; 2042-43: 0.1; 2043-44: 0.11; 2044-45: 0.11; 2045-46: 0.11; 2046-47: 0.12; 2047-48: 0.12; 2048-49: 0.13; 2049-50: 0.13
14FP | Water delivered measured household | 14BL + 14.1FP | Ml/d | 2 | 2019-20: 53.09; 2020-21: 53.4; 2021-22: 53.72; 2022-23: 54.34; 2023-24: 54.29; 2024-25: 54.82; 2025-26: 54.65; 2026-27: 55.08; 2027-28: 55.9; 2028-29: 56.09; 2029-30: 56.42; 2030-31: 56.74; 2031-32: 57.11; 2032-33: 57.83; 2033-34: 58.53; 2034-35: 58.83; 2035-36: 59.16; 2036-37: 59.52; 2037-38: 60.08; 2038-39: 60.6; 2039-40: 61.27; 2040-41: 61.9; 2041-42: 62.54; 2042-43: 63.21; 2043-44: 63.92; 2044-45: 64.91; 2045-46: 65.89; 2046-47: 66.89; 2047-48: 67.88; 2048-49: 68.89; 2049-50: 69.92
15FP | Water delivered unmeasured household | 15BL + 15.1FP | Ml/d | 2 | 2019-20: 7.92; 2020-21: 7.54; 2021-22: 7.2; 2022-23: 6.81; 2023-24: 6.43; 2024-25: 6.07; 2025-26: 5.76; 2026-27: 5.46; 2027-28: 5.18; 2028-29: 4.91; 2029-30: 4.65; 2030-31: 4.42; 2031-32: 4.18; 2032-33: 3.95; 2033-34: 3.73; 2034-35: 3.52; 2035-36: 3.31; 2036-37: 3.1; 2037-38: 2.9; 2038-39: 2.71; 2039-40: 2.52; 2040-41: 2.32; 2041-42: 2.12; 2042-43: 1.92; 2043-44: 1.68; 2044-45: 1.65; 2045-46: 1.64; 2046-47: 1.62; 2047-48: 1.61; 2048-49: 1.6; 2049-50: 1.6
16FP | Percentage of consumption driven by climate change | 16BL | % | 1 | 2019-20: 0%; 2020-21: 0%; 2021-22: 0%; 2022-23: 0.1%; 2023-24: 0.1%; 2024-25: 0.1%; 2025-26: 0.1%; 2026-27: 0.1%; 2027-28: 0.1%; 2028-29: 0.2%; 2029-30: 0.2%; 2030-31: 0.2%; 2031-32: 0.2%; 2032-33: 0.3%; 2033-34: 0.3%; 2034-35: 0.3%; 2035-36: 0.4%; 2036-37: 0.4%; 2037-38: 0.4%; 2038-39: 0.5%; 2039-40: 0.5%; 2040-41: 0.6%; 2041-42: 0.6%; 2042-43: 0.6%; 2043-44: 0.7%; 2044-45: 0.7%; 2045-46: 0.8%; 2046-47: 0.8%; 2047-48: 0.8%; 2048-49: 0.8%; 2049-50: 0.9%
17FP | Volume of consumption driven by climate change | 16FP * (12FP + sum(13FP:15FP) - sum (23FP:26FP)) | Ml/d | 2 | 2019-20: 0; 2020-21: 0; 2021-22: 0; 2022-23: 0.08172; 2023-24: 0.08157; 2024-25: 0.08196; 2025-26: 0.0816; 2026-27: 0.08189; 2027-28: 0.08255; 2028-29: 0.16532; 2029-30: 0.1659; 2030-31: 0.16656; 2031-32: 0.16732; 2032-33: 0.25308; 2033-34: 0.25557; 2034-35: 0.25719; 2035-36: 0.34504; 2036-37: 0.34696; 2037-38: 0.34996; 2038-39: 0.44105; 2039-40: 0.44595; 2040-41: 0.5415; 2041-42: 0.54834; 2042-43: 0.55566; 2043-44: 0.65744; 2044-45: 0.67046; 2045-46: 0.78192; 2046-47: 0.79824; 2047-48: 0.81536; 2048-49: 0.8332; 2049-50: 0.95814
18FP | Measured Household - PCC | ((14FP - 25FP) * 1,000,000) / (39FP * 1000) | l/h/d | 1 | 2019-20: 186.4095; 2020-21: 183.3072; 2021-22: 180.9444; 2022-23: 179.153; 2023-24: 175.3353; 2024-25: 173.5219; 2025-26: 170.7824; 2026-27: 169.3317; 2027-28: 168.0243; 2028-29: 165.7651; 2029-30: 163.9656; 2030-31: 162.5519; 2031-32: 161.2741; 2032-33: 160.7363; 2033-34: 160.2566; 2034-35: 158.7651; 2035-36: 157.3196; 2036-37: 155.8331; 2037-38: 154.812; 2038-39: 153.6036; 2039-40: 152.3935; 2040-41: 151.1045; 2041-42: 149.8363; 2042-43: 148.5068; 2043-44: 147.2284; 2044-45: 146.9707; 2045-46: 146.7007; 2046-47: 146.3858; 2047-48: 146.0505; 2048-49: 145.6876; 2049-50: 145.3928
19FP | Unmeasured Household - PCC | ((15FP - 26FP) * 1,000,000) / (40FP * 1000) | l/h/d | 1 | 2019-20: 185.4561; 2020-21: 185.3539; 2021-22: 185.3215; 2022-23: 185.1479; 2023-24: 184.8412; 2024-25: 185.0717; 2025-26: 184.8391; 2026-27: 184.8005; 2027-28: 184.9685; 2028-29: 185.3476; 2029-30: 184.9283; 2030-31: 185.9495; 2031-32: 186.3179; 2032-33: 187.4063; 2033-34: 188.2578; 2034-35: 189.4176; 2035-36: 191.0364; 2036-37: 191.9323; 2037-38: 193.3586; 2038-39: 195.5879; 2039-40: 197.8892; 2040-41: 199.9638; 2041-42: 203.0763; 2042-43: 208.4995; 2043-44: 214.996; 2044-45: 216.3494; 2045-46: 216.5816; 2046-47: 215.3675; 2047-48: 215.4449; 2048-49: 215.4626; 2049-50: 215.4626
20FP | Average Household - PCC | (((14FP - 25FP) + (15FP - 26FP)) * 1,000,000)/ ((39FP + 40FP) * 1,000) | l/h/d | 1 | 2019-20: 186.2879; 2020-21: 183.5523; 2021-22: 181.4391; 2022-23: 179.786; 2023-24: 176.2717; 2024-25: 174.5823; 2025-26: 171.996; 2026-27: 170.5837; 2027-28: 169.3028; 2028-29: 167.1466; 2029-30: 165.3498; 2030-31: 163.9992; 2031-32: 162.719; 2032-33: 162.1687; 2033-34: 161.6542; 2034-35: 160.1849; 2035-36: 158.764; 2036-37: 157.2579; 2037-38: 156.2072; 2038-39: 154.9899; 2039-40: 153.7533; 2040-41: 152.4148; 2041-42: 151.1014; 2042-43: 149.7446; 2043-44: 148.3946; 2044-45: 148.1232; 2045-46: 147.8339; 2046-47: 147.4782; 2047-48: 147.1237; 2048-49: 146.7416; 2049-50: 146.4337
21FP | Water taken unbilled | 21BL + 21.1FP | Ml/d | 2 | 2019-20: 1.86; 2020-21: 1.86; 2021-22: 1.87; 2022-23: 1.87; 2023-24: 1.87; 2024-25: 1.87; 2025-26: 1.86; 2026-27: 1.87; 2027-28: 1.88; 2028-29: 1.86; 2029-30: 1.87; 2030-31: 1.85; 2031-32: 1.86; 2032-33: 1.88; 2033-34: 1.85; 2034-35: 1.87; 2035-36: 1.86; 2036-37: 1.86; 2037-38: 1.88; 2038-39: 1.87; 2039-40: 1.85; 2040-41: 1.85; 2041-42: 1.87; 2042-43: 1.88; 2043-44: 1.86; 2044-45: 1.87; 2045-46: 1.88; 2046-47: 1.87; 2047-48: 1.87; 2048-49: 1.86; 2049-50: 1.87
22FP | Distribution system operational use | 22BL + 22.1FP | Ml/d | 2 | 2019-20: 0.5; 2020-21: 0.5; 2021-22: 0.5; 2022-23: 0.5; 2023-24: 0.5; 2024-25: 0.5; 2025-26: 0.5; 2026-27: 0.5; 2027-28: 0.5; 2028-29: 0.5; 2029-30: 0.5; 2030-31: 0.5; 2031-32: 0.5; 2032-33: 0.5; 2033-34: 0.5; 2034-35: 0.5; 2035-36: 0.5; 2036-37: 0.5; 2037-38: 0.5; 2038-39: 0.5; 2039-40: 0.5; 2040-41: 0.5; 2041-42: 0.5; 2042-43: 0.5; 2043-44: 0.5; 2044-45: 0.5; 2045-46: 0.5; 2046-47: 0.5; 2047-48: 0.5; 2048-49: 0.5; 2049-50: 0.5
23FP | Measured Non Household - USPL | 23BL + 23.1FP | Ml/d | 2 | 2019-20: 0.06; 2020-21: 0.06; 2021-22: 0.06; 2022-23: 0.06; 2023-24: 0.06; 2024-25: 0.06; 2025-26: 0.06; 2026-27: 0.06; 2027-28: 0.06; 2028-29: 0.06; 2029-30: 0.06; 2030-31: 0.06; 2031-32: 0.06; 2032-33: 0.06; 2033-34: 0.06; 2034-35: 0.05; 2035-36: 0.05; 2036-37: 0.05; 2037-38: 0.05; 2038-39: 0.05; 2039-40: 0.05; 2040-41: 0.05; 2041-42: 0.04; 2042-43: 0.04; 2043-44: 0.04; 2044-45: 0.04; 2045-46: 0.04; 2046-47: 0.04; 2047-48: 0.04; 2048-49: 0.03; 2049-50: 0.03
24FP | Unmeasured Non Household - USPL | 24BL + 24.1FP | Ml/d | 2 | 2019-20: 0; 2020-21: 0; 2021-22: 0; 2022-23: 0; 2023-24: 0; 2024-25: 0; 2025-26: 0; 2026-27: 0; 2027-28: 0; 2028-29: 0; 2029-30: 0; 2030-31: 0; 2031-32: 0; 2032-33: 0; 2033-34: 0; 2034-35: 0; 2035-36: 0; 2036-37: 0; 2037-38: 0; 2038-39: 0; 2039-40: 0; 2040-41: 0; 2041-42: 0; 2042-43: 0; 2043-44: 0; 2044-45: 0; 2045-46: 0; 2046-47: 0; 2047-48: 0; 2048-49: 0; 2049-50: 0
25FP | Measured Household - USPL | 25BL + 25.1FP | Ml/d | 2 | 2019-20: 1.66; 2020-21: 1.65; 2021-22: 1.61; 2022-23: 1.64; 2023-24: 1.6; 2024-25: 1.58; 2025-26: 1.46; 2026-27: 1.39; 2027-28: 1.36; 2028-29: 1.3; 2029-30: 1.24; 2030-31: 1.19; 2031-32: 1.13; 2032-33: 1.16; 2033-34: 1.17; 2034-35: 1.19; 2035-36: 1.2; 2036-37: 1.23; 2037-38: 1.24; 2038-39: 1.26; 2039-40: 1.28; 2040-41: 1.3; 2041-42: 1.31; 2042-43: 1.34; 2043-44: 1.35; 2044-45: 1.37; 2045-46: 1.38; 2046-47: 1.41; 2047-48: 1.42; 2048-49: 1.44; 2049-50: 1.45
26FP | Unmeasured Household - USPL | 26BL + 26.1BL | Ml/d | 2 | 2019-20: 0.44; 2020-21: 0.42; 2021-22: 0.4; 2022-23: 0.38; 2023-24: 0.36; 2024-25: 0.33; 2025-26: 0.32; 2026-27: 0.3; 2027-28: 0.28; 2028-29: 0.26; 2029-30: 0.25; 2030-31: 0.23; 2031-32: 0.22; 2032-33: 0.2; 2033-34: 0.19; 2034-35: 0.18; 2035-36: 0.16; 2036-37: 0.15; 2037-38: 0.14; 2038-39: 0.13; 2039-40: 0.12; 2040-41: 0.11; 2041-42: 0.1; 2042-43: 0.09; 2043-44: 0.08; 2044-45: 0.07; 2045-46: 0.07; 2046-47: 0.07; 2047-48: 0.07; 2048-49: 0.07; 2049-50: 0.07
27FP | Void Properties - USPL | 27BL + 27.1FP | Ml/d | 2 | 2019-20: 0.16; 2020-21: 0.16; 2021-22: 0.16; 2022-23: 0.16; 2023-24: 0.16; 2024-25: 0.17; 2025-26: 0.17; 2026-27: 0.17; 2027-28: 0.18; 2028-29: 0.18; 2029-30: 0.19; 2030-31: 0.19; 2031-32: 0.19; 2032-33: 0.2; 2033-34: 0.2; 2034-35: 0.2; 2035-36: 0.21; 2036-37: 0.21; 2037-38: 0.21; 2038-39: 0.22; 2039-40: 0.22; 2040-41: 0.23; 2041-42: 0.23; 2042-43: 0.23; 2043-44: 0.24; 2044-45: 0.24; 2045-46: 0.24; 2046-47: 0.25; 2047-48: 0.25; 2048-49: 0.26; 2049-50: 0.26
28FP | Distribution losses | 28BL + 28.1FP | Ml/d | 2 | 2019-20: 3.4; 2020-21: 3.33; 2021-22: 3.29; 2022-23: 3.23; 2023-24: 3.16; 2024-25: 3.09; 2025-26: 3.09; 2026-27: 3.08; 2027-28: 3.08; 2028-29: 3.08; 2029-30: 3.08; 2030-31: 2.52; 2031-32: 2.49; 2032-33: 2.48; 2033-34: 2.15; 2034-35: 2.15; 2035-36: 2.19; 2036-37: 1.97; 2037-38: 1.94; 2038-39: 1.94; 2039-40: 1.69; 2040-41: 1.68; 2041-42: 1.69; 2042-43: 1.6; 2043-44: 1.52; 2044-45: 1.52; 2045-46: 1.48; 2046-47: 1.44; 2047-48: 1.32; 2048-49: 1.23; 2049-50: 1.22
29FP | Total Leakage | sum (23FP:28FP) | Ml/d | 2 | 2019-20: 5.72; 2020-21: 5.62; 2021-22: 5.52; 2022-23: 5.47; 2023-24: 5.34; 2024-25: 5.23; 2025-26: 5.1; 2026-27: 5; 2027-28: 4.96; 2028-29: 4.88; 2029-30: 4.82; 2030-31: 4.19; 2031-32: 4.09; 2032-33: 4.1; 2033-34: 3.77; 2034-35: 3.77; 2035-36: 3.81; 2036-37: 3.61; 2037-38: 3.58; 2038-39: 3.6; 2039-40: 3.36; 2040-41: 3.37; 2041-42: 3.37; 2042-43: 3.3; 2043-44: 3.23; 2044-45: 3.24; 2045-46: 3.21; 2046-47: 3.21; 2047-48: 3.1; 2048-49: 3.03; 2049-50: 3.03
30FP | Leakage/property | (29FP * 1,000,000) / (36FP * 1,000) | l/prop/d | 2 | 2019-20: 44.5212; 2020-21: 42.8599; 2021-22: 41.2824; 2022-23: 40.1716; 2023-24: 38.4956; 2024-25: 36.9962; 2025-26: 35.5133; 2026-27: 34.203; 2027-28: 33.2059; 2028-29: 32.081; 2029-30: 31.2423; 2030-31: 26.8507; 2031-32: 25.796; 2032-33: 25.4488; 2033-34: 23.0468; 2034-35: 22.7189; 2035-36: 22.6236; 2036-37: 21.1148; 2037-38: 20.6214; 2038-39: 20.4208; 2039-40: 18.7687; 2040-41: 18.5369; 2041-42: 18.2519; 2042-43: 17.5962; 2043-44: 16.9548; 2044-45: 16.741; 2045-46: 16.3246; 2046-47: 16.0661; 2047-48: 15.2688; 2048-49: 14.6858; 2049-50: 14.4505
31FP | Measured Non Household - properties | Input | 000's | 2 | 2019-20: 6.953; 2020-21: 7.033; 2021-22: 7.091; 2022-23: 7.192; 2023-24: 7.262; 2024-25: 7.327; 2025-26: 7.388; 2026-27: 7.452; 2027-28: 7.504; 2028-29: 7.554; 2029-30: 7.609; 2030-31: 7.656; 2031-32: 7.695; 2032-33: 7.723; 2033-34: 7.743; 2034-35: 7.763; 2035-36: 7.785; 2036-37: 7.807; 2037-38: 7.831; 2038-39: 7.855; 2039-40: 7.88; 2040-41: 7.906; 2041-42: 7.933; 2042-43: 7.96; 2043-44: 7.988; 2044-45: 8.016; 2045-46: 8.045; 2046-47: 8.074; 2047-48: 8.104; 2048-49: 8.134; 2049-50: 8.164
32FP | Unmeasured Non Household - properties | Input | 000's | 2 | 2019-20: 0.028; 2020-21: 0.028; 2021-22: 0.028; 2022-23: 0.029; 2023-24: 0.029; 2024-25: 0.029; 2025-26: 0.03; 2026-27: 0.03; 2027-28: 0.03; 2028-29: 0.03; 2029-30: 0.031; 2030-31: 0.031; 2031-32: 0.031; 2032-33: 0.031; 2033-34: 0.031; 2034-35: 0.031; 2035-36: 0.031; 2036-37: 0.031; 2037-38: 0.031; 2038-39: 0.032; 2039-40: 0.032; 2040-41: 0.032; 2041-42: 0.032; 2042-43: 0.032; 2043-44: 0.032; 2044-45: 0.032; 2045-46: 0.032; 2046-47: 0.032; 2047-48: 0.033; 2048-49: 0.033; 2049-50: 0.033
33FP | All void non-households - properties | Input | 000's | 2 | 2019-20: 0; 2020-21: 0; 2021-22: 0; 2022-23: 0; 2023-24: 0; 2024-25: 0; 2025-26: 0; 2026-27: 0; 2027-28: 0; 2028-29: 0; 2029-30: 0; 2030-31: 0; 2031-32: 0; 2032-33: 0; 2033-34: 0; 2034-35: 0; 2035-36: 0; 2036-37: 0; 2037-38: 0; 2038-39: 0; 2039-40: 0; 2040-41: 0; 2041-42: 0; 2042-43: 0; 2043-44: 0; 2044-45: 0; 2045-46: 0; 2046-47: 0; 2047-48: 0; 2048-49: 0; 2049-50: 0
34FP | Measured households - properties (excl. void) | Year before + sum (34.1BL:34.6BL) | 000's | 2 | 2019-20: 108.734; 2020-21: 111.766; 2021-22: 114.704; 2022-23: 117.527; 2023-24: 120.471; 2024-25: 123.489; 2025-26: 126.034; 2026-27: 128.89; 2027-28: 132.34; 2028-29: 135.336; 2029-30: 137.732; 2030-31: 139.731; 2031-32: 142.462; 2032-33: 145.242; 2033-34: 147.938; 2034-35: 150.514; 2035-36: 153.181; 2036-37: 155.932; 2037-38: 158.745; 2038-39: 161.597; 2039-40: 164.483; 2040-41: 167.406; 2041-42: 170.38; 2042-43: 173.406; 2043-44: 176.488; 2044-45: 179.47; 2045-46: 182.489; 2046-47: 185.57; 2047-48: 188.715; 2048-49: 191.924; 2049-50: 195.182
34.1FP | New build properties - properties | Input (new builds in each year) | 000's | 2 | 2019-20: 2.309; 2020-21: 2.409; 2021-22: 2.354; 2022-23: 2.286; 2023-24: 2.428; 2024-25: 2.524; 2025-26: 2.127; 2026-27: 2.453; 2027-28: 3.061; 2028-29: 2.623; 2029-30: 2.037; 2030-31: 1.653; 2031-32: 2.397; 2032-33: 2.459; 2033-34: 2.387; 2034-35: 2.278; 2035-36: 2.381; 2036-37: 2.475; 2037-38: 2.548; 2038-39: 2.597; 2039-40: 2.639; 2040-41: 2.686; 2041-42: 2.745; 2042-43: 2.806; 2043-44: 2.871; 2044-45: 2.935; 2045-46: 3; 2046-47: 3.063; 2047-48: 3.128; 2048-49: 3.193; 2049-50: 3.258
34.2FP | Meter optants - properties | Input (meter optants in each year) | 000's | 2 | 2019-20: 0.339; 2020-21: 0.324; 2021-22: 0.296; 2022-23: 0.26; 2023-24: 0.249; 2024-25: 0.238; 2025-26: 0.173; 2026-27: 0.167; 2027-28: 0.162; 2028-29: 0.156; 2029-30: 0.151; 2030-31: 0.146; 2031-32: 0.141; 2032-33: 0.137; 2033-34: 0.132; 2034-35: 0.128; 2035-36: 0.123; 2036-37: 0.119; 2037-38: 0.115; 2038-39: 0.111; 2039-40: 0.108; 2040-41: 0.104; 2041-42: 0.101; 2042-43: 0.097; 2043-44: 0.094; 2044-45: 0.027; 2045-46: 0; 2046-47: 0; 2047-48: 0; 2048-49: 0; 2049-50: 0
34.3FP | Compulsory metering - properties | Input (compulsory meters in each year) | 000's | 2 | 2019-20: 0; 2020-21: 0; 2021-22: 0; 2022-23: 0; 2023-24: 0; 2024-25: 0; 2025-26: 0; 2026-27: 0; 2027-28: 0; 2028-29: 0; 2029-30: 0; 2030-31: 0; 2031-32: 0; 2032-33: 0; 2033-34: 0; 2034-35: 0; 2035-36: 0; 2036-37: 0; 2037-38: 0; 2038-39: 0; 2039-40: 0; 2040-41: 0; 2041-42: 0; 2042-43: 0; 2043-44: 0; 2044-45: 0; 2045-46: 0; 2046-47: 0; 2047-48: 0; 2048-49: 0; 2049-50: 0
34.4FP | Metering on change of occupancy - properties | Input (change of occupancy meters in each year) | 000's | 2 | 2019-20: 0.299; 2020-21: 0.289; 2021-22: 0.278; 2022-23: 0.268; 2023-24: 0.258; 2024-25: 0.247; 2025-26: 0.237; 2026-27: 0.228; 2027-28: 0.219; 2028-29: 0.21; 2029-30: 0.201; 2030-31: 0.193; 2031-32: 0.186; 2032-33: 0.178; 2033-34: 0.171; 2034-35: 0.164; 2035-36: 0.157; 2036-37: 0.151; 2037-38: 0.145; 2038-39: 0.139; 2039-40: 0.134; 2040-41: 0.128; 2041-42: 0.123; 2042-43: 0.118; 2043-44: 0.113; 2044-45: 0.019; 2045-46: 0.019; 2046-47: 0.018; 2047-48: 0.017; 2048-49: 0.016; 2049-50: 0
34.5FP | Selective metering - properties | Input (selective meters in each year) | 000's | 2 | 2019-20: 0.01; 2020-21: 0.01; 2021-22: 0.01; 2022-23: 0.009; 2023-24: 0.009; 2024-25: 0.009; 2025-26: 0.008; 2026-27: 0.008; 2027-28: 0.008; 2028-29: 0.007; 2029-30: 0.007; 2030-31: 0.007; 2031-32: 0.007; 2032-33: 0.006; 2033-34: 0.006; 2034-35: 0.006; 2035-36: 0.006; 2036-37: 0.006; 2037-38: 0.005; 2038-39: 0.005; 2039-40: 0.005; 2040-41: 0.005; 2041-42: 0.005; 2042-43: 0.005; 2043-44: 0.004; 2044-45: 0.001; 2045-46: 0; 2046-47: 0; 2047-48: 0; 2048-49: 0; 2049-50: 0
34.6FP | Other changes to existing metering - properties | Input (other changes to meters in each year) | 000's | 2 | 2019-20: 0; 2020-21: 0; 2021-22: 0; 2022-23: 0; 2023-24: 0; 2024-25: 0; 2025-26: 0; 2026-27: 0; 2027-28: 0; 2028-29: 0; 2029-30: 0; 2030-31: 0; 2031-32: 0; 2032-33: 0; 2033-34: 0; 2034-35: 0; 2035-36: 0; 2036-37: 0; 2037-38: 0; 2038-39: 0; 2039-40: 0; 2040-41: 0; 2041-42: 0; 2042-43: 0; 2043-44: 0; 2044-45: 0; 2045-46: 0; 2046-47: 0; 2047-48: 0; 2048-49: 0; 2049-50: 0
34.7FP | Measured household void properties | Input | 000's | 2 | 2019-20: 2.534; 2020-21: 2.605; 2021-22: 2.669; 2022-23: 2.747; 2023-24: 2.811; 2024-25: 2.881; 2025-26: 2.945; 2026-27: 3.015; 2027-28: 3.095; 2028-29: 3.175; 2029-30: 3.254; 2030-31: 3.331; 2031-32: 3.406; 2032-33: 3.482; 2033-34: 3.555; 2034-35: 3.625; 2035-36: 3.696; 2036-37: 3.767; 2037-38: 3.838; 2038-39: 3.909; 2039-40: 3.98; 2040-41: 4.052; 2041-42: 4.124; 2042-43: 4.197; 2043-44: 4.271; 2044-45: 4.34; 2045-46: 4.41; 2046-47: 4.481; 2047-48: 4.552; 2048-49: 4.624; 2049-50: 4.696
35FP | Unmeasured households - properties (excl. void) | Input | 000's | 2 | 2019-20: 10.004; 2020-21: 9.48; 2021-22: 9.019; 2022-23: 8.481; 2023-24: 7.966; 2024-25: 7.473; 2025-26: 7.054; 2026-27: 6.651; 2027-28: 6.263; 2028-29: 5.889; 2029-30: 5.529; 2030-31: 5.183; 2031-32: 4.85; 2032-33: 4.529; 2033-34: 4.22; 2034-35: 3.922; 2035-36: 3.635; 2036-37: 3.36; 2037-38: 3.094; 2038-39: 2.838; 2039-40: 2.592; 2040-41: 2.355; 2041-42: 2.126; 2042-43: 1.907; 2043-44: 1.695; 2044-45: 1.647; 2045-46: 1.629; 2046-47: 1.611; 2047-48: 1.594; 2048-49: 1.577; 2049-50: 1.577
35.1FP | Unmeasured household void properties | Input | 000's | 2 | 2019-20: 0.225; 2020-21: 0.213; 2021-22: 0.202; 2022-23: 0.19; 2023-24: 0.178; 2024-25: 0.167; 2025-26: 0.157; 2026-27: 0.148; 2027-28: 0.139; 2028-29: 0.131; 2029-30: 0.123; 2030-31: 0.116; 2031-32: 0.108; 2032-33: 0.101; 2033-34: 0.093; 2034-35: 0.086; 2035-36: 0.08; 2036-37: 0.073; 2037-38: 0.067; 2038-39: 0.06; 2039-40: 0.054; 2040-41: 0.049; 2041-42: 0.043; 2042-43: 0.038; 2043-44: 0.033; 2044-45: 0.032; 2045-46: 0.031; 2046-47: 0.031; 2047-48: 0.031; 2048-49: 0.03; 2049-50: 0.03
36FP | Total Resource Zone Properties (incl. voids) | sum (31FP:34FP) + 34.7FP + 35BL + 35.1BL | 000's | 2 | 2019-20: 128.478; 2020-21: 131.125; 2021-22: 133.713; 2022-23: 136.166; 2023-24: 138.717; 2024-25: 141.366; 2025-26: 143.608; 2026-27: 146.186; 2027-28: 149.371; 2028-29: 152.115; 2029-30: 154.278; 2030-31: 156.048; 2031-32: 158.552; 2032-33: 161.108; 2033-34: 163.58; 2034-35: 165.941; 2035-36: 168.408; 2036-37: 170.97; 2037-38: 173.606; 2038-39: 176.291; 2039-40: 179.021; 2040-41: 181.8; 2041-42: 184.638; 2042-43: 187.54; 2043-44: 190.507; 2044-45: 193.537; 2045-46: 196.636; 2046-47: 199.799; 2047-48: 203.029; 2048-49: 206.322; 2049-50: 209.682
37FP | Measured Non Household - Population | Input | 000's | 2 | 2019-20: 2.001; 2020-21: 2.051; 2021-22: 2.098; 2022-23: 2.148; 2023-24: 2.2; 2024-25: 2.247; 2025-26: 2.293; 2026-27: 2.356; 2027-28: 2.424; 2028-29: 2.492; 2029-30: 2.557; 2030-31: 2.626; 2031-32: 2.722; 2032-33: 2.806; 2033-34: 2.883; 2034-35: 2.956; 2035-36: 3.026; 2036-37: 3.09; 2037-38: 3.157; 2038-39: 3.226; 2039-40: 3.293; 2040-41: 3.362; 2041-42: 3.432; 2042-43: 3.509; 2043-44: 3.594; 2044-45: 3.679; 2045-46: 3.768; 2046-47: 3.862; 2047-48: 3.958; 2048-49: 4.059; 2049-50: 4.155
38FP | Unmeasured Non Household - Population | Input | 000's | 2 | 2019-20: 0.008; 2020-21: 0.008; 2021-22: 0.008; 2022-23: 0.009; 2023-24: 0.009; 2024-25: 0.009; 2025-26: 0.009; 2026-27: 0.009; 2027-28: 0.01; 2028-29: 0.01; 2029-30: 0.01; 2030-31: 0.011; 2031-32: 0.011; 2032-33: 0.011; 2033-34: 0.012; 2034-35: 0.012; 2035-36: 0.012; 2036-37: 0.012; 2037-38: 0.013; 2038-39: 0.013; 2039-40: 0.013; 2040-41: 0.014; 2041-42: 0.014; 2042-43: 0.014; 2043-44: 0.014; 2044-45: 0.015; 2045-46: 0.015; 2046-47: 0.016; 2047-48: 0.016; 2048-49: 0.016; 2049-50: 0.017
39FP | Measured Household - Population | Input | 000's | 2 | 2019-20: 275.898; 2020-21: 282.313; 2021-22: 287.989; 2022-23: 294.162; 2023-24: 300.51; 2024-25: 306.82; 2025-26: 311.449; 2026-27: 317.07; 2027-28: 324.596; 2028-29: 330.528; 2029-30: 336.534; 2030-31: 341.737; 2031-32: 347.111; 2032-33: 352.565; 2033-34: 357.926; 2034-35: 363.052; 2035-36: 368.422; 2036-37: 374.054; 2037-38: 380.074; 2038-39: 386.319; 2039-40: 393.652; 2040-41: 401.047; 2041-42: 408.646; 2042-43: 416.614; 2043-44: 424.986; 2044-45: 432.331; 2045-46: 439.739; 2046-47: 447.311; 2047-48: 455.048; 2048-49: 462.977; 2049-50: 470.931
40FP | Unmeasured Household - Population | Input | 000's | 2 | 2019-20: 40.333; 2020-21: 38.413; 2021-22: 36.693; 2022-23: 34.729; 2023-24: 32.839; 2024-25: 31.015; 2025-26: 29.431; 2026-27: 27.922; 2027-28: 26.491; 2028-29: 25.088; 2029-30: 23.793; 2030-31: 22.533; 2031-32: 21.254; 2032-33: 20.01; 2033-34: 18.804; 2034-35: 17.633; 2035-36: 16.489; 2036-37: 15.37; 2037-38: 14.274; 2038-39: 13.191; 2039-40: 12.128; 2040-41: 11.052; 2041-42: 9.947; 2042-43: 8.777; 2043-44: 7.442; 2044-45: 7.303; 2045-46: 7.249; 2046-47: 7.197; 2047-48: 7.148; 2048-49: 7.101; 2049-50: 7.101
41FP | Total Resource Zone Population | sum (37FP:40FP) | 000's | 2 | 2019-20: 318.24; 2020-21: 322.785; 2021-22: 326.788; 2022-23: 331.048; 2023-24: 335.558; 2024-25: 340.091; 2025-26: 343.182; 2026-27: 347.357; 2027-28: 353.521; 2028-29: 358.118; 2029-30: 362.894; 2030-31: 366.907; 2031-32: 371.098; 2032-33: 375.392; 2033-34: 379.625; 2034-35: 383.653; 2035-36: 387.949; 2036-37: 392.526; 2037-38: 397.518; 2038-39: 402.749; 2039-40: 409.086; 2040-41: 415.475; 2041-42: 422.039; 2042-43: 428.914; 2043-44: 436.036; 2044-45: 443.328; 2045-46: 450.771; 2046-47: 458.386; 2047-48: 466.17; 2048-49: 474.153; 2049-50: 482.204
42FP | Average household occupancy rate (excl. voids) | (39FP + 40FP) / (34FP + 35FP) | h/prop | 1 | 2019-20: 2.6633; 2020-21: 2.6453; 2021-22: 2.6243; 2022-23: 2.6101; 2023-24: 2.5954; 2024-25: 2.5796; 2025-26: 2.5613; 2026-27: 2.5453; 2027-28: 2.533; 2028-29: 2.5181; 2029-30: 2.5152; 2030-31: 2.5137; 2031-32: 2.5006; 2032-33: 2.4876; 2033-34: 2.4759; 2034-35: 2.465; 2035-36: 2.4545; 2036-37: 2.4447; 2037-38: 2.4367; 2038-39: 2.4296; 2039-40: 2.4287; 2040-41: 2.4275; 2041-42: 2.4265; 2042-43: 2.4265; 2043-44: 2.4269; 2044-45: 2.4273; 2045-46: 2.4277; 2046-47: 2.4282; 2047-48: 2.4287; 2048-49: 2.4293; 2049-50: 2.4295
43FP | Total Household Metering penetration (excl. voids) | 34FP / (34FP + 35FP) | % | 1 | 2019-20: 91.57%; 2020-21: 92.18%; 2021-22: 92.71%; 2022-23: 93.27%; 2023-24: 93.8%; 2024-25: 94.29%; 2025-26: 94.7%; 2026-27: 95.09%; 2027-28: 95.48%; 2028-29: 95.83%; 2029-30: 96.14%; 2030-31: 96.42%; 2031-32: 96.71%; 2032-33: 96.98%; 2033-34: 97.23%; 2034-35: 97.46%; 2035-36: 97.68%; 2036-37: 97.89%; 2037-38: 98.09%; 2038-39: 98.27%; 2039-40: 98.45%; 2040-41: 98.61%; 2041-42: 98.77%; 2042-43: 98.91%; 2043-44: 99.05%; 2044-45: 99.09%; 2045-46: 99.12%; 2046-47: 99.14%; 2047-48: 99.16%; 2048-49: 99.19%; 2049-50: 99.2%
44FP | Total Household Metering penetration (incl. voids) | (34FP) / (34FP + 34.7FP + 35FP + 35.1FP) | % | 1 | 2019-20: 89.5%; 2020-21: 90.09%; 2021-22: 90.61%; 2022-23: 91.15%; 2023-24: 91.66%; 2024-25: 92.15%; 2025-26: 92.54%; 2026-27: 92.92%; 2027-28: 93.3%; 2028-29: 93.64%; 2029-30: 93.93%; 2030-31: 94.18%; 2031-32: 94.45%; 2032-33: 94.71%; 2033-34: 94.95%; 2034-35: 95.17%; 2035-36: 95.39%; 2036-37: 95.59%; 2037-38: 95.78%; 2038-39: 95.96%; 2039-40: 96.13%; 2040-41: 96.29%; 2041-42: 96.44%; 2042-43: 96.58%; 2043-44: 96.71%; 2044-45: 96.76%; 2045-46: 96.78%; 2046-47: 96.81%; 2047-48: 96.83%; 2048-49: 96.86%; 2049-50: 96.87%
45FP | Distribution input | sum (12FP:15FP) + 21FP + 22FP + 27FP + 28FP | Ml/d | 2 | 2019-20: 88.93; 2020-21: 89.01; 2021-22: 89.12; 2022-23: 89.56; 2023-24: 89.28; 2024-25: 89.56; 2025-26: 89.06; 2026-27: 89.26; 2027-28: 89.89; 2028-29: 89.9; 2029-30: 90.14; 2030-31: 89.82; 2031-32: 90.11; 2032-33: 90.84; 2033-34: 91.31; 2034-35: 91.87; 2035-36: 92.43; 2036-37: 92.71; 2037-38: 93.45; 2038-39: 94.18; 2039-40: 94.9; 2040-41: 95.97; 2041-42: 97.13; 2042-43: 98.29; 2043-44: 99.51; 2044-45: 101.39; 2045-46: 103.33; 2046-47: 105.36; 2047-48: 107.39; 2048-49: 109.54; 2049-50: 111.86
46FP | Target headroom (climate change component) | Input | Ml/d | 2 | 2019-20: 0.0051249; 2020-21: 0.0051249; 2021-22: 0.0051249; 2022-23: 0.0051249; 2023-24: 0.0051249; 2024-25: 0.0051249; 2025-26: 0.005; 2026-27: 0.0060258; 2027-28: 0.006; 2028-29: 0.00467; 2029-30: 0.0047935; 2030-31: 0.013007; 2031-32: 0.0069918; 2032-33: 0.018555; 2033-34: 0.016153; 2034-35: 0.024424; 2035-36: 0.023512; 2036-37: 0.021771; 2037-38: 0.032219; 2038-39: 0.023068; 2039-40: -4.3703e-10; 2040-41: 0; 2041-42: 0; 2042-43: 0; 2043-44: 0; 2044-45: 0; 2045-46: 0; 2046-47: 0; 2047-48: 0; 2048-49: 0; 2049-50: 0
47FP | Target headroom (All other components) | Input | Ml/d | 2 | 2019-20: 2.4728; 2020-21: 2.4728; 2021-22: 2.4728; 2022-23: 2.4728; 2023-24: 2.4728; 2024-25: 2.4728; 2025-26: 2.47; 2026-27: 2.4509; 2027-28: 2.445; 2028-29: 2.497; 2029-30: 2.6164; 2030-31: 2.7481; 2031-32: 2.8697; 2032-33: 2.965; 2033-34: 3.2953; 2034-35: 3.55; 2035-36: 3.2382; 2036-37: 3.009; 2037-38: 3.3072; 2038-39: 3.6023; 2039-40: 2.8882; 2040-41: 3.0704; 2041-42: 3.275; 2042-43: 3.495; 2043-44: 3.6962; 2044-45: 3.7381; 2045-46: 3.275; 2046-47: 3.285; 2047-48: 3.3833; 2048-49: 3.4665; 2049-50: 3.5352
48FP | Target Headroom | 46FP + 47FP | Ml/d | 2 | 2019-20: 2.4779; 2020-21: 2.4779; 2021-22: 2.4779; 2022-23: 2.4779; 2023-24: 2.4779; 2024-25: 2.4779; 2025-26: 2.475; 2026-27: 2.457; 2027-28: 2.451; 2028-29: 2.5017; 2029-30: 2.6212; 2030-31: 2.7611; 2031-32: 2.8767; 2032-33: 2.9836; 2033-34: 3.3114; 2034-35: 3.5744; 2035-36: 3.2618; 2036-37: 3.0308; 2037-38: 3.3394; 2038-39: 3.6254; 2039-40: 2.8882; 2040-41: 3.0704; 2041-42: 3.275; 2042-43: 3.495; 2043-44: 3.6962; 2044-45: 3.7381; 2045-46: 3.275; 2046-47: 3.285; 2047-48: 3.3833; 2048-49: 3.4665; 2049-50: 3.5352
49FP | Available Headroom | 11FP - 45FP | Ml/d | 2 | 2019-20: 3.46; 2020-21: 3.38; 2021-22: 3.27; 2022-23: 2.83; 2023-24: 3.11; 2024-25: 2.83; 2025-26: 2.49; 2026-27: 2.46; 2027-28: 2.449; 2028-29: 2.51; 2029-30: 2.62; 2030-31: 2.77; 2031-32: 2.9; 2032-33: 2.98; 2033-34: 3.33; 2034-35: 3.57; 2035-36: 3.26; 2036-37: 3.04; 2037-38: 3.35; 2038-39: 3.63; 2039-40: 2.92; 2040-41: 3.08; 2041-42: 3.27; 2042-43: 3.494; 2043-44: 3.71; 2044-45: 3.74; 2045-46: 3.27; 2046-47: 3.284; 2047-48: 3.38; 2048-49: 3.48; 2049-50: 3.54
49.1FP | Available non-potable balance (if applicable) | 1.1FP - 12.1FP | Ml/d | 2 | 2019-20: 0; 2020-21: 0; 2021-22: 0; 2022-23: 0; 2023-24: 0; 2024-25: 0; 2025-26: 0; 2026-27: 0; 2027-28: 0; 2028-29: 0; 2029-30: 0; 2030-31: 0; 2031-32: 0; 2032-33: 0; 2033-34: 0; 2034-35: 0; 2035-36: 0; 2036-37: 0; 2037-38: 0; 2038-39: 0; 2039-40: 0; 2040-41: 0; 2041-42: 0; 2042-43: 0; 2043-44: 0; 2044-45: 0; 2045-46: 0; 2046-47: 0; 2047-48: 0; 2048-49: 0; 2049-50: 0
50FP | Supply Demand Balance | 49FP - 48FP | Ml/d | 2 | 2019-20: 0.98206; 2020-21: 0.90206; 2021-22: 0.79206; 2022-23: 0.35206; 2023-24: 0.63206; 2024-25: 0.35206; 2025-26: 0.015; 2026-27: 0.0030391; 2027-28: -0.002; 2028-29: 0.0083126; 2029-30: -0.0011539; 2030-31: 0.0089227; 2031-32: 0.023267; 2032-33: -0.0035547; 2033-34: 0.018573; 2034-35: -0.0044237; 2035-36: -0.0017527; 2036-37: 0.0092288; 2037-38: 0.01056; 2038-39: 0.004594; 2039-40: 0.031818; 2040-41: 0.0095751; 2041-42: -0.005; 2042-43: -0.001; 2043-44: 0.013794; 2044-45: 0.0019365; 2045-46: -0.005; 2046-47: -0.001; 2047-48: -0.0033123; 2048-49: 0.013483; 2049-50: 0.0048322
Data for Charts
DYAA Baseline |  |  |  |  | 2019-20 | 2020-21 | 2021-22 | 2022-23 | 2023-24 | 2024-25 | 2025-26 | 2026-27 | 2027-28 | 2028-29 | 2029-30 | 2030-31 | 2031-32 | 2032-33 | 2033-34 | 2034-35 | 2035-36 | 2036-37 | 2037-38 | 2038-39 | 2039-40 | 2040-41 | 2041-42 | 2042-43 | 2043-44 | 2044-45 | 2045-46 | 2046-47 | 2047-48 | 2048-49 | 2049-50 | 2050-51 | 2051-52 | 2052-53 | 2053-54 | 2054-55 | 2055-56 | 2056-57 | 2057-58 | 2058-59 | 2059-60 | 2060-61 | 2061-62 | 2062-63 | 2063-64 | 2064-65 | 2065-66 | 2066-67 | 2067-68 | 2068-69 | 2069-70 | 2070-71 | 2071-72 | 2072-73 | 2073-74 | 2074-75 | 2075-76 | 2076-77 | 2077-78 | 2078-79 | 2079-80 | 2080-81 | 2081-82 | 2082-83 | 2083-84 | 2084-85 | 2085-86 | 2086-87 | 2087-88 | 2088-89 | 2089-90 | 2090-91 | 2091-92 | 2092-93 | 2093-94 | 2094-95 | 2095-96 | 2096-97 | 2097-98 | 2098-99 | 2099-100
| Measured HH consumption |  | Ml/d | 2 | 39.02 | 39.25 | 39.51 | 39.94 | 39.92 | 40.33 | 40.7 | 41.22 | 42 | 42.57 | 43.13 | 43.66 | 44.26 | 44.96 | 45.66 | 46.33 | 47.03 | 47.76 | 48.65 | 49.52 | 50.54 | 51.5 | 52.5 | 53.53 | 54.63 | 55.62 | 56.61 | 57.62 | 58.66 | 59.72 | 60.79 | 0 | 0 | 0 | 0 | 0 | 0 | 0 | 0 | 0 | 0 | 0 | 0 | 0 | 0 | 0 | 0 | 0 | 0 | 0 | 0 | 0 | 0 | 0 | 0 | 0 | 0 | 0 | 0 | 0 | 0 | 0 | 0 | 0 | 0 | 0 | 0 | 0 | 0 | 0 | 0 | 0 | 0 | 0 | 0 | 0 | 0 | 0 | 0 | 0 | 0
| Unmeasured HH consumption |  | Ml/d | 2 | 5.4 | 5.13 | 4.9 | 4.63 | 4.37 | 4.13 | 3.91 | 3.71 | 3.52 | 3.34 | 3.16 | 3.01 | 2.84 | 2.69 | 2.54 | 2.39 | 2.26 | 2.11 | 1.98 | 1.84 | 1.71 | 1.58 | 1.44 | 1.3 | 1.14 | 1.12 | 1.11 | 1.1 | 1.1 | 1.09 | 1.09 | 0 | 0 | 0 | 0 | 0 | 0 | 0 | 0 | 0 | 0 | 0 | 0 | 0 | 0 | 0 | 0 | 0 | 0 | 0 | 0 | 0 | 0 | 0 | 0 | 0 | 0 | 0 | 0 | 0 | 0 | 0 | 0 | 0 | 0 | 0 | 0 | 0 | 0 | 0 | 0 | 0 | 0 | 0 | 0 | 0 | 0 | 0 | 0 | 0 | 0
| Non-HH consumption |  | Ml/d | 2 | 17.9 | 18.08 | 18.22 | 18.44 | 18.62 | 18.75 | 18.9 | 19.08 | 19.25 | 19.46 | 19.69 | 19.94 | 20.21 | 20.49 | 20.91 | 21.38 | 21.81 | 22.21 | 22.64 | 23.09 | 23.63 | 24.25 | 24.92 | 25.66 | 26.47 | 27.31 | 28.24 | 29.25 | 30.31 | 31.44 | 32.61 | 0 | 0 | 0 | 0 | 0 | 0 | 0 | 0 | 0 | 0 | 0 | 0 | 0 | 0 | 0 | 0 | 0 | 0 | 0 | 0 | 0 | 0 | 0 | 0 | 0 | 0 | 0 | 0 | 0 | 0 | 0 | 0 | 0 | 0 | 0 | 0 | 0 | 0 | 0 | 0 | 0 | 0 | 0 | 0 | 0 | 0 | 0 | 0 | 0 | 0
| Total Leakage |  | Ml/d | 2 | 5.72 | 5.62 | 5.52 | 5.47 | 5.34 | 5.23 | 5.2 | 5.17 | 5.16 | 5.13 | 5.11 | 5.07 | 5.04 | 5.07 | 5.09 | 5.11 | 5.13 | 5.16 | 5.18 | 5.22 | 5.24 | 5.28 | 5.3 | 5.33 | 5.36 | 5.39 | 5.42 | 5.47 | 5.5 | 5.55 | 5.58 | 0 | 0 | 0 | 0 | 0 | 0 | 0 | 0 | 0 | 0 | 0 | 0 | 0 | 0 | 0 | 0 | 0 | 0 | 0 | 0 | 0 | 0 | 0 | 0 | 0 | 0 | 0 | 0 | 0 | 0 | 0 | 0 | 0 | 0 | 0 | 0 | 0 | 0 | 0 | 0 | 0 | 0 | 0 | 0 | 0 | 0 | 0 | 0 | 0 | 0
| Other demand components |  | Ml/d | 2 | 2.36 | 2.36 | 2.37 | 2.37 | 2.37 | 2.37 | 2.36 | 2.37 | 2.38 | 2.36 | 2.37 | 2.35 | 2.36 | 2.38 | 2.35 | 2.37 | 2.36 | 2.36 | 2.38 | 2.37 | 2.35 | 2.35 | 2.37 | 2.38 | 2.36 | 2.37 | 2.38 | 2.37 | 2.37 | 2.36 | 2.37 | 0 | 0 | 0 | 0 | 0 | 0 | 0 | 0 | 0 | 0 | 0 | 0 | 0 | 0 | 0 | 0 | 0 | 0 | 0 | 0 | 0 | 0 | 0 | 0 | 0 | 0 | 0 | 0 | 0 | 0 | 0 | 0 | 0 | 0 | 0 | 0 | 0 | 0 | 0 | 0 | 0 | 0 | 0 | 0 | 0 | 0 | 0 | 0 | 0 | 0
| Total Water Available for use |  | Ml/d | 2 | 75.39 | 75.07 | 75.64 | 76.06 | 76.51 | 76.92 | 73.04 | 73.48 | 74.24 | 74.84 | 75.53 | 76.21 | 76.98 | 77.94 | 79.16 | 80.38 | 81.15 | 81.99 | 83.45 | 84.88 | 85.74 | 87.37 | 89.1 | 90.94 | 92.85 | 94.73 | 96.32 | 98.38 | 100.58 | 100.7 | 100.7 | 0 | 0 | 0 | 0 | 0 | 0 | 0 | 0 | 0 | 0 | 0 | 0 | 0 | 0 | 0 | 0 | 0 | 0 | 0 | 0 | 0 | 0 | 0 | 0 | 0 | 0 | 0 | 0 | 0 | 0 | 0 | 0 | 0 | 0 | 0 | 0 | 0 | 0 | 0 | 0 | 0 | 0 | 0 | 0 | 0 | 0 | 0 | 0 | 0 | 0
| Total Demand + Target Headroom |  | Ml/d | 2 | 72.359 | 72.399 | 72.479 | 72.809 | 72.579 | 72.769 | 73.029 | 73.4916 | 74.2484 | 74.8352 | 75.5288 | 76.2048 | 76.9745 | 77.941 | 79.1525 | 80.3901 | 81.1532 | 81.98 | 83.4507 | 84.8843 | 85.7334 | 87.3658 | 89.1007 | 90.9404 | 92.8524 | 94.7339 | 96.3221 | 98.3817 | 100.5818 | 102.8656 | 105.1982 | 0 | 0 | 0 | 0 | 0 | 0 | 0 | 0 | 0 | 0 | 0 | 0 | 0 | 0 | 0 | 0 | 0 | 0 | 0 | 0 | 0 | 0 | 0 | 0 | 0 | 0 | 0 | 0 | 0 | 0 | 0 | 0 | 0 | 0 | 0 | 0 | 0 | 0 | 0 | 0 | 0 | 0 | 0 | 0 | 0 | 0 | 0 | 0 | 0 | 0
DYAA Final Plan |  |  |  |  | 2019-20 | 2020-21 | 2021-22 | 2022-23 | 2023-24 | 2024-25 | 2025-26 | 2026-27 | 2027-28 | 2028-29 | 2029-30 | 2030-31 | 2031-32 | 2032-33 | 2033-34 | 2034-35 | 2035-36 | 2036-37 | 2037-38 | 2038-39 | 2039-40 | 2040-41 | 2041-42 | 2042-43 | 2043-44 | 2044-45 | 2045-46 | 2046-47 | 2047-48 | 2048-49 | 2049-50 | 2050-51 | 2051-52 | 2052-53 | 2053-54 | 2054-55 | 2055-56 | 2056-57 | 2057-58 | 2058-59 | 2059-60 | 2060-61 | 2061-62 | 2062-63 | 2063-64 | 2064-65 | 2065-66 | 2066-67 | 2067-68 | 2068-69 | 2069-70 | 2070-71 | 2071-72 | 2072-73 | 2073-74 | 2074-75 | 2075-76 | 2076-77 | 2077-78 | 2078-79 | 2079-80 | 2080-81 | 2081-82 | 2082-83 | 2083-84 | 2084-85 | 2085-86 | 2086-87 | 2087-88 | 2088-89 | 2089-90 | 2090-91 | 2091-92 | 2092-93 | 2093-94 | 2094-95 | 2095-96 | 2096-97 | 2097-98 | 2098-99 | 2099-100
| Measured HH consumption |  | Ml/d | 2 | 39.02 | 39.25 | 39.51 | 39.94 | 39.92 | 40.33 | 40.28 | 40.65 | 41.26 | 41.45 | 41.71 | 41.98 | 42.29 | 42.77 | 43.27 | 43.45 | 43.67 | 43.89 | 44.27 | 44.61 | 45.07 | 45.49 | 45.92 | 46.36 | 46.85 | 47.54 | 48.21 | 48.88 | 49.58 | 50.3 | 51.01 | 0 | 0 | 0 | 0 | 0 | 0 | 0 | 0 | 0 | 0 | 0 | 0 | 0 | 0 | 0 | 0 | 0 | 0 | 0 | 0 | 0 | 0 | 0 | 0 | 0 | 0 | 0 | 0 | 0 | 0 | 0 | 0 | 0 | 0 | 0 | 0 | 0 | 0 | 0 | 0 | 0 | 0 | 0 | 0 | 0 | 0 | 0 | 0 | 0 | 0
| Unmeasured HH consumption |  | Ml/d | 2 | 5.4 | 5.13 | 4.9 | 4.63 | 4.37 | 4.13 | 3.91 | 3.71 | 3.52 | 3.34 | 3.16 | 3.01 | 2.84 | 2.69 | 2.54 | 2.39 | 2.26 | 2.11 | 1.98 | 1.84 | 1.71 | 1.58 | 1.44 | 1.3 | 1.14 | 1.12 | 1.11 | 1.1 | 1.1 | 1.09 | 1.09 | 0 | 0 | 0 | 0 | 0 | 0 | 0 | 0 | 0 | 0 | 0 | 0 | 0 | 0 | 0 | 0 | 0 | 0 | 0 | 0 | 0 | 0 | 0 | 0 | 0 | 0 | 0 | 0 | 0 | 0 | 0 | 0 | 0 | 0 | 0 | 0 | 0 | 0 | 0 | 0 | 0 | 0 | 0 | 0 | 0 | 0 | 0 | 0 | 0 | 0
| Non-HH consumption |  | Ml/d | 2 | 17.9 | 18.08 | 18.22 | 18.44 | 18.62 | 18.75 | 18.75 | 18.8 | 18.86 | 18.95 | 19.07 | 19.21 | 19.36 | 19.53 | 19.84 | 20.2 | 20.52 | 20.81 | 21.12 | 21.46 | 21.89 | 22.4 | 22.96 | 23.59 | 24.29 | 25.02 | 25.83 | 26.73 | 27.68 | 28.7 | 29.76 | 0 | 0 | 0 | 0 | 0 | 0 | 0 | 0 | 0 | 0 | 0 | 0 | 0 | 0 | 0 | 0 | 0 | 0 | 0 | 0 | 0 | 0 | 0 | 0 | 0 | 0 | 0 | 0 | 0 | 0 | 0 | 0 | 0 | 0 | 0 | 0 | 0 | 0 | 0 | 0 | 0 | 0 | 0 | 0 | 0 | 0 | 0 | 0 | 0 | 0
| Total Leakage |  | Ml/d | 2 | 5.72 | 5.62 | 5.52 | 5.47 | 5.34 | 5.23 | 5.1 | 5 | 4.96 | 4.88 | 4.82 | 4.19 | 4.09 | 4.1 | 3.77 | 3.77 | 3.81 | 3.61 | 3.58 | 3.6 | 3.36 | 3.37 | 3.37 | 3.3 | 3.23 | 3.24 | 3.21 | 3.21 | 3.1 | 3.03 | 3.03 | 0 | 0 | 0 | 0 | 0 | 0 | 0 | 0 | 0 | 0 | 0 | 0 | 0 | 0 | 0 | 0 | 0 | 0 | 0 | 0 | 0 | 0 | 0 | 0 | 0 | 0 | 0 | 0 | 0 | 0 | 0 | 0 | 0 | 0 | 0 | 0 | 0 | 0 | 0 | 0 | 0 | 0 | 0 | 0 | 0 | 0 | 0 | 0 | 0 | 0
| Other demand components |  | Ml/d | 2 | 2.36 | 2.36 | 2.37 | 2.37 | 2.37 | 2.37 | 2.36 | 2.37 | 2.38 | 2.36 | 2.37 | 2.35 | 2.36 | 2.38 | 2.35 | 2.37 | 2.36 | 2.36 | 2.38 | 2.37 | 2.35 | 2.35 | 2.37 | 2.38 | 2.36 | 2.37 | 2.38 | 2.37 | 2.37 | 2.36 | 2.37 | 0 | 0 | 0 | 0 | 0 | 0 | 0 | 0 | 0 | 0 | 0 | 0 | 0 | 0 | 0 | 0 | 0 | 0 | 0 | 0 | 0 | 0 | 0 | 0 | 0 | 0 | 0 | 0 | 0 | 0 | 0 | 0 | 0 | 0 | 0 | 0 | 0 | 0 | 0 | 0 | 0 | 0 | 0 | 0 | 0 | 0 | 0 | 0 | 0 | 0
| Total Water Available for use |  | Ml/d | 2 | 75.39 | 75.07 | 75.64 | 76.06 | 76.51 | 76.92 | 72.36 | 72.47 | 72.92 | 72.96 | 73.2 | 72.91 | 73.2 | 73.82 | 74.37 | 74.99 | 75.18 | 75.16 | 75.95 | 76.72 | 76.64 | 77.6 | 78.63 | 79.67 | 80.76 | 82.21 | 83.3 | 84.86 | 86.47 | 88.19 | 90.02 | 0 | 0 | 0 | 0 | 0 | 0 | 0 | 0 | 0 | 0 | 0 | 0 | 0 | 0 | 0 | 0 | 0 | 0 | 0 | 0 | 0 | 0 | 0 | 0 | 0 | 0 | 0 | 0 | 0 | 0 | 0 | 0 | 0 | 0 | 0 | 0 | 0 | 0 | 0 | 0 | 0 | 0 | 0 | 0 | 0 | 0 | 0 | 0 | 0 | 0
| Total Demand + Target Headroom |  | Ml/d | 2 | 72.359 | 72.399 | 72.479 | 72.809 | 72.579 | 72.769 | 72.359 | 72.4716 | 72.9184 | 72.9552 | 73.1988 | 72.9148 | 73.2045 | 73.821 | 74.3725 | 74.9901 | 75.1832 | 75.16 | 75.9507 | 76.7243 | 76.6434 | 77.5958 | 78.6307 | 79.6704 | 80.7624 | 82.2139 | 83.3021 | 84.8617 | 86.4718 | 88.1856 | 90.0182 | 0 | 0 | 0 | 0 | 0 | 0 | 0 | 0 | 0 | 0 | 0 | 0 | 0 | 0 | 0 | 0 | 0 | 0 | 0 | 0 | 0 | 0 | 0 | 0 | 0 | 0 | 0 | 0 | 0 | 0 | 0 | 0 | 0 | 0 | 0 | 0 | 0 | 0 | 0 | 0 | 0 | 0 | 0 | 0 | 0 | 0 | 0 | 0 | 0 | 0
DYCP Baseline |  |  |  |  | 2019-20 | 2020-21 | 2021-22 | 2022-23 | 2023-24 | 2024-25 | 2025-26 | 2026-27 | 2027-28 | 2028-29 | 2029-30 | 2030-31 | 2031-32 | 2032-33 | 2033-34 | 2034-35 | 2035-36 | 2036-37 | 2037-38 | 2038-39 | 2039-40 | 2040-41 | 2041-42 | 2042-43 | 2043-44 | 2044-45 | 2045-46 | 2046-47 | 2047-48 | 2048-49 | 2049-50 | 2050-51 | 2051-52 | 2052-53 | 2053-54 | 2054-55 | 2055-56 | 2056-57 | 2057-58 | 2058-59 | 2059-60 | 2060-61 | 2061-62 | 2062-63 | 2063-64 | 2064-65 | 2065-66 | 2066-67 | 2067-68 | 2068-69 | 2069-70 | 2070-71 | 2071-72 | 2072-73 | 2073-74 | 2074-75 | 2075-76 | 2076-77 | 2077-78 | 2078-79 | 2079-80 | 2080-81 | 2081-82 | 2082-83 | 2083-84 | 2084-85 | 2085-86 | 2086-87 | 2087-88 | 2088-89 | 2089-90 | 2090-91 | 2091-92 | 2092-93 | 2093-94 | 2094-95 | 2095-96 | 2096-97 | 2097-98 | 2098-99 | 2099-100
| Measured HH consumption |  | Ml/d | 2 | 51.43 | 51.75 | 52.11 | 52.7 | 52.69 | 53.24 | 53.75 | 54.45 | 55.51 | 56.28 | 57.05 | 57.78 | 58.6 | 59.57 | 60.53 | 61.45 | 62.42 | 63.43 | 64.67 | 65.87 | 67.27 | 68.61 | 70 | 71.44 | 72.96 | 74.35 | 75.75 | 77.18 | 78.62 | 80.09 | 81.59 | 0 | 0 | 0 | 0 | 0 | 0 | 0 | 0 | 0 | 0 | 0 | 0 | 0 | 0 | 0 | 0 | 0 | 0 | 0 | 0 | 0 | 0 | 0 | 0 | 0 | 0 | 0 | 0 | 0 | 0 | 0 | 0 | 0 | 0 | 0 | 0 | 0 | 0 | 0 | 0 | 0 | 0 | 0 | 0 | 0 | 0 | 0 | 0 | 0 | 0
| Unmeasured HH consumption |  | Ml/d | 2 | 7.48 | 7.12 | 6.8 | 6.43 | 6.07 | 5.74 | 5.44 | 5.16 | 4.9 | 4.65 | 4.4 | 4.19 | 3.96 | 3.75 | 3.54 | 3.34 | 3.15 | 2.95 | 2.76 | 2.58 | 2.4 | 2.21 | 2.02 | 1.83 | 1.6 | 1.58 | 1.57 | 1.55 | 1.54 | 1.53 | 1.53 | 0 | 0 | 0 | 0 | 0 | 0 | 0 | 0 | 0 | 0 | 0 | 0 | 0 | 0 | 0 | 0 | 0 | 0 | 0 | 0 | 0 | 0 | 0 | 0 | 0 | 0 | 0 | 0 | 0 | 0 | 0 | 0 | 0 | 0 | 0 | 0 | 0 | 0 | 0 | 0 | 0 | 0 | 0 | 0 | 0 | 0 | 0 | 0 | 0 | 0
| Non-HH consumption |  | Ml/d | 2 | 21.94 | 22.16 | 22.32 | 22.59 | 22.81 | 22.98 | 23.15 | 23.38 | 23.59 | 23.84 | 24.13 | 24.44 | 24.76 | 25.12 | 25.61 | 26.2 | 26.73 | 27.22 | 27.75 | 28.29 | 28.94 | 29.71 | 30.54 | 31.45 | 32.43 | 33.47 | 34.61 | 35.84 | 37.15 | 38.53 | 39.96 | 0 | 0 | 0 | 0 | 0 | 0 | 0 | 0 | 0 | 0 | 0 | 0 | 0 | 0 | 0 | 0 | 0 | 0 | 0 | 0 | 0 | 0 | 0 | 0 | 0 | 0 | 0 | 0 | 0 | 0 | 0 | 0 | 0 | 0 | 0 | 0 | 0 | 0 | 0 | 0 | 0 | 0 | 0 | 0 | 0 | 0 | 0 | 0 | 0 | 0
| Total Leakage |  | Ml/d | 2 | 5.72 | 5.62 | 5.52 | 5.47 | 5.34 | 5.23 | 5.2 | 5.17 | 5.16 | 5.13 | 5.11 | 5.07 | 5.04 | 5.07 | 5.09 | 5.11 | 5.13 | 5.16 | 5.18 | 5.22 | 5.24 | 5.28 | 5.3 | 5.33 | 5.36 | 5.39 | 5.42 | 5.47 | 5.5 | 5.55 | 5.58 | 0 | 0 | 0 | 0 | 0 | 0 | 0 | 0 | 0 | 0 | 0 | 0 | 0 | 0 | 0 | 0 | 0 | 0 | 0 | 0 | 0 | 0 | 0 | 0 | 0 | 0 | 0 | 0 | 0 | 0 | 0 | 0 | 0 | 0 | 0 | 0 | 0 | 0 | 0 | 0 | 0 | 0 | 0 | 0 | 0 | 0 | 0 | 0 | 0 | 0
| Other demand components |  | Ml/d | 2 | 2.36 | 2.36 | 2.37 | 2.37 | 2.37 | 2.37 | 2.36 | 2.37 | 2.38 | 2.36 | 2.37 | 2.35 | 2.36 | 2.38 | 2.35 | 2.37 | 2.36 | 2.36 | 2.38 | 2.37 | 2.35 | 2.35 | 2.37 | 2.38 | 2.36 | 2.37 | 2.38 | 2.37 | 2.37 | 2.36 | 2.37 | 0 | 0 | 0 | 0 | 0 | 0 | 0 | 0 | 0 | 0 | 0 | 0 | 0 | 0 | 0 | 0 | 0 | 0 | 0 | 0 | 0 | 0 | 0 | 0 | 0 | 0 | 0 | 0 | 0 | 0 | 0 | 0 | 0 | 0 | 0 | 0 | 0 | 0 | 0 | 0 | 0 | 0 | 0 | 0 | 0 | 0 | 0 | 0 | 0 | 0
| Total Water Available for use |  | Ml/d | 2 | 92.39 | 92.39 | 92.39 | 92.39 | 92.39 | 92.39 | 92.39 | 92.98 | 93.984 | 94.77 | 95.69 | 96.6 | 97.62 | 98.86 | 100.45 | 100.7 | 100.7 | 100.7 | 100.7 | 100.7 | 100.7 | 100.7 | 100.7 | 100.7 | 100.7 | 100.7 | 100.7 | 100.7 | 100.7 | 100.7 | 100.7 | 0 | 0 | 0 | 0 | 0 | 0 | 0 | 0 | 0 | 0 | 0 | 0 | 0 | 0 | 0 | 0 | 0 | 0 | 0 | 0 | 0 | 0 | 0 | 0 | 0 | 0 | 0 | 0 | 0 | 0 | 0 | 0 | 0 | 0 | 0 | 0 | 0 | 0 | 0 | 0 | 0 | 0 | 0 | 0 | 0 | 0 | 0 | 0 | 0 | 0
| Total Demand + Target Headroom |  | Ml/d | 2 | 91.4079 | 91.4879 | 91.5979 | 92.0379 | 91.7579 | 92.0379 | 92.3779 | 92.987 | 93.991 | 94.7617 | 95.6812 | 96.5911 | 97.5967 | 98.8775 | 100.4314 | 102.0459 | 103.0518 | 104.1514 | 106.0794 | 107.9554 | 109.0882 | 111.2304 | 113.5118 | 115.93 | 118.4062 | 120.8981 | 123.008 | 125.7 | 128.5633 | 131.5265 | 134.5652 | 0 | 0 | 0 | 0 | 0 | 0 | 0 | 0 | 0 | 0 | 0 | 0 | 0 | 0 | 0 | 0 | 0 | 0 | 0 | 0 | 0 | 0 | 0 | 0 | 0 | 0 | 0 | 0 | 0 | 0 | 0 | 0 | 0 | 0 | 0 | 0 | 0 | 0 | 0 | 0 | 0 | 0 | 0 | 0 | 0 | 0 | 0 | 0 | 0 | 0
DYCP Final Plan |  |  |  |  | 2019-20 | 2020-21 | 2021-22 | 2022-23 | 2023-24 | 2024-25 | 2025-26 | 2026-27 | 2027-28 | 2028-29 | 2029-30 | 2030-31 | 2031-32 | 2032-33 | 2033-34 | 2034-35 | 2035-36 | 2036-37 | 2037-38 | 2038-39 | 2039-40 | 2040-41 | 2041-42 | 2042-43 | 2043-44 | 2044-45 | 2045-46 | 2046-47 | 2047-48 | 2048-49 | 2049-50 | 2050-51 | 2051-52 | 2052-53 | 2053-54 | 2054-55 | 2055-56 | 2056-57 | 2057-58 | 2058-59 | 2059-60 | 2060-61 | 2061-62 | 2062-63 | 2063-64 | 2064-65 | 2065-66 | 2066-67 | 2067-68 | 2068-69 | 2069-70 | 2070-71 | 2071-72 | 2072-73 | 2073-74 | 2074-75 | 2075-76 | 2076-77 | 2077-78 | 2078-79 | 2079-80 | 2080-81 | 2081-82 | 2082-83 | 2083-84 | 2084-85 | 2085-86 | 2086-87 | 2087-88 | 2088-89 | 2089-90 | 2090-91 | 2091-92 | 2092-93 | 2093-94 | 2094-95 | 2095-96 | 2096-97 | 2097-98 | 2098-99 | 2099-100
| Measured HH consumption |  | Ml/d | 2 | 51.43 | 51.75 | 52.11 | 52.7 | 52.69 | 53.24 | 53.19 | 53.69 | 54.54 | 54.79 | 55.18 | 55.55 | 55.98 | 56.67 | 57.36 | 57.64 | 57.96 | 58.29 | 58.84 | 59.34 | 59.99 | 60.6 | 61.23 | 61.87 | 62.57 | 63.54 | 64.51 | 65.48 | 66.46 | 67.45 | 68.47 | 0 | 0 | 0 | 0 | 0 | 0 | 0 | 0 | 0 | 0 | 0 | 0 | 0 | 0 | 0 | 0 | 0 | 0 | 0 | 0 | 0 | 0 | 0 | 0 | 0 | 0 | 0 | 0 | 0 | 0 | 0 | 0 | 0 | 0 | 0 | 0 | 0 | 0 | 0 | 0 | 0 | 0 | 0 | 0 | 0 | 0 | 0 | 0 | 0 | 0
| Unmeasured HH consumption |  | Ml/d | 2 | 7.48 | 7.12 | 6.8 | 6.43 | 6.07 | 5.74 | 5.44 | 5.16 | 4.9 | 4.65 | 4.4 | 4.19 | 3.96 | 3.75 | 3.54 | 3.34 | 3.15 | 2.95 | 2.76 | 2.58 | 2.4 | 2.21 | 2.02 | 1.83 | 1.6 | 1.58 | 1.57 | 1.55 | 1.54 | 1.53 | 1.53 | 0 | 0 | 0 | 0 | 0 | 0 | 0 | 0 | 0 | 0 | 0 | 0 | 0 | 0 | 0 | 0 | 0 | 0 | 0 | 0 | 0 | 0 | 0 | 0 | 0 | 0 | 0 | 0 | 0 | 0 | 0 | 0 | 0 | 0 | 0 | 0 | 0 | 0 | 0 | 0 | 0 | 0 | 0 | 0 | 0 | 0 | 0 | 0 | 0 | 0
| Non-HH consumption |  | Ml/d | 2 | 21.94 | 22.16 | 22.32 | 22.59 | 22.81 | 22.98 | 22.97 | 23.04 | 23.11 | 23.22 | 23.37 | 23.54 | 23.72 | 23.94 | 24.29 | 24.75 | 25.15 | 25.5 | 25.89 | 26.29 | 26.8 | 27.44 | 28.14 | 28.91 | 29.75 | 30.66 | 31.66 | 32.75 | 33.92 | 35.17 | 36.46 | 0 | 0 | 0 | 0 | 0 | 0 | 0 | 0 | 0 | 0 | 0 | 0 | 0 | 0 | 0 | 0 | 0 | 0 | 0 | 0 | 0 | 0 | 0 | 0 | 0 | 0 | 0 | 0 | 0 | 0 | 0 | 0 | 0 | 0 | 0 | 0 | 0 | 0 | 0 | 0 | 0 | 0 | 0 | 0 | 0 | 0 | 0 | 0 | 0 | 0
| Total Leakage |  | Ml/d | 2 | 5.72 | 5.62 | 5.52 | 5.47 | 5.34 | 5.23 | 5.1 | 5 | 4.96 | 4.88 | 4.82 | 4.19 | 4.09 | 4.1 | 3.77 | 3.77 | 3.81 | 3.61 | 3.58 | 3.6 | 3.36 | 3.37 | 3.37 | 3.3 | 3.23 | 3.24 | 3.21 | 3.21 | 3.1 | 3.03 | 3.03 | 0 | 0 | 0 | 0 | 0 | 0 | 0 | 0 | 0 | 0 | 0 | 0 | 0 | 0 | 0 | 0 | 0 | 0 | 0 | 0 | 0 | 0 | 0 | 0 | 0 | 0 | 0 | 0 | 0 | 0 | 0 | 0 | 0 | 0 | 0 | 0 | 0 | 0 | 0 | 0 | 0 | 0 | 0 | 0 | 0 | 0 | 0 | 0 | 0 | 0
| Other demand components |  | Ml/d | 2 | 2.36 | 2.36 | 2.37 | 2.37 | 2.37 | 2.37 | 2.36 | 2.37 | 2.38 | 2.36 | 2.37 | 2.35 | 2.36 | 2.38 | 2.35 | 2.37 | 2.36 | 2.36 | 2.38 | 2.37 | 2.35 | 2.35 | 2.37 | 2.38 | 2.36 | 2.37 | 2.38 | 2.37 | 2.37 | 2.36 | 2.37 | 0 | 0 | 0 | 0 | 0 | 0 | 0 | 0 | 0 | 0 | 0 | 0 | 0 | 0 | 0 | 0 | 0 | 0 | 0 | 0 | 0 | 0 | 0 | 0 | 0 | 0 | 0 | 0 | 0 | 0 | 0 | 0 | 0 | 0 | 0 | 0 | 0 | 0 | 0 | 0 | 0 | 0 | 0 | 0 | 0 | 0 | 0 | 0 | 0 | 0
| Total Water Available for use |  | Ml/d | 2 | 92.39 | 92.39 | 92.39 | 92.39 | 92.39 | 92.39 | 91.55 | 91.72 | 92.339 | 92.41 | 92.76 | 92.59 | 93.01 | 93.82 | 94.64 | 95.44 | 95.69 | 95.75 | 96.8 | 97.81 | 97.82 | 99.05 | 100.4 | 101.784 | 103.22 | 105.13 | 106.6 | 108.644 | 110.77 | 113.02 | 115.4 | 0 | 0 | 0 | 0 | 0 | 0 | 0 | 0 | 0 | 0 | 0 | 0 | 0 | 0 | 0 | 0 | 0 | 0 | 0 | 0 | 0 | 0 | 0 | 0 | 0 | 0 | 0 | 0 | 0 | 0 | 0 | 0 | 0 | 0 | 0 | 0 | 0 | 0 | 0 | 0 | 0 | 0 | 0 | 0 | 0 | 0 | 0 | 0 | 0 | 0
| Total Demand + Target Headroom |  | Ml/d | 2 | 91.4079 | 91.4879 | 91.5979 | 92.0379 | 91.7579 | 92.0379 | 91.535 | 91.717 | 92.341 | 92.4017 | 92.7612 | 92.5811 | 92.9867 | 93.8236 | 94.6214 | 95.4444 | 95.6918 | 95.7408 | 96.7894 | 97.8054 | 97.7882 | 99.0404 | 100.405 | 101.785 | 103.2062 | 105.1281 | 106.605 | 108.645 | 110.7733 | 113.0065 | 115.3952 | 0 | 0 | 0 | 0 | 0 | 0 | 0 | 0 | 0 | 0 | 0 | 0 | 0 | 0 | 0 | 0 | 0 | 0 | 0 | 0 | 0 | 0 | 0 | 0 | 0 | 0 | 0 | 0 | 0 | 0 | 0 | 0 | 0 | 0 | 0 | 0 | 0 | 0 | 0 | 0 | 0 | 0 | 0 | 0 | 0 | 0 | 0 | 0 | 0 | 0

## AWSRTN
Back to title page
Table 3a: DYAA - Baseline
Table 3b: DYAA - Final plan Options
Table 3c: DYAA - Final plan
Table 3d: DYCP - Baseline
Table 3e: DYCP - Final plan Options
Table 3f: DYCP - Final plan
Water Company | Anglian Water | Version | V3.2
WRZ | AWSRTN | Planning Scenario | DYAA
Table 3a: DYAA - Baseline | Back to top of sheet
WRMP24 reference | Component | Derivation | Unit | Decimal places | 2019-20 | 2020-21 | 2021-22 | 2022-23 | 2023-24 | 2024-25 | 2025-26 | 2026-27 | 2027-28 | 2028-29 | 2029-30 | 2030-31 | 2031-32 | 2032-33 | 2033-34 | 2034-35 | 2035-36 | 2036-37 | 2037-38 | 2038-39 | 2039-40 | 2040-41 | 2041-42 | 2042-43 | 2043-44 | 2044-45 | 2045-46 | 2046-47 | 2047-48 | 2048-49 | 2049-50 | 2050-51 | 2051-52 | 2052-53 | 2053-54 | 2054-55 | 2055-56 | 2056-57 | 2057-58 | 2058-59 | 2059-60 | 2060-61 | 2061-62 | 2062-63 | 2063-64 | 2064-65 | 2065-66 | 2066-67 | 2067-68 | 2068-69 | 2069-70 | 2070-71 | 2071-72 | 2072-73 | 2073-74 | 2074-75 | 2075-76 | 2076-77 | 2077-78 | 2078-79 | 2079-80 | 2080-81 | 2081-82 | 2082-83 | 2083-84 | 2084-85 | 2085-86 | 2086-87 | 2087-88 | 2088-89 | 2089-90 | 2090-91 | 2091-92 | 2092-93 | 2093-94 | 2094-95 | 2095-96 | 2096-97 | 2097-98 | 2098-99 | 2099-100
1BL | Raw water abstracted | Input | Ml/d | 2 | 2019-20: 0; 2020-21: 0; 2021-22: 0; 2022-23: 0; 2023-24: 0; 2024-25: 0; 2025-26: 0; 2026-27: 0; 2027-28: 0; 2028-29: 0; 2029-30: 0; 2030-31: 0; 2031-32: 0; 2032-33: 0; 2033-34: 0; 2034-35: 0; 2035-36: 0; 2036-37: 0; 2037-38: 0; 2038-39: 0; 2039-40: 0; 2040-41: 0; 2041-42: 0; 2042-43: 0; 2043-44: 0; 2044-45: 0; 2045-46: 0; 2046-47: 0; 2047-48: 0; 2048-49: 0; 2049-50: 0
1.1BL | Non-potable water supplies (if applicable) | Input | Ml/d | 2 | 2019-20: 0; 2020-21: 0; 2021-22: 0; 2022-23: 0; 2023-24: 0; 2024-25: 0; 2025-26: 0; 2026-27: 0; 2027-28: 0; 2028-29: 0; 2029-30: 0; 2030-31: 0; 2031-32: 0; 2032-33: 0; 2033-34: 0; 2034-35: 0; 2035-36: 0; 2036-37: 0; 2037-38: 0; 2038-39: 0; 2039-40: 0; 2040-41: 0; 2041-42: 0; 2042-43: 0; 2043-44: 0; 2044-45: 0; 2045-46: 0; 2046-47: 0; 2047-48: 0; 2048-49: 0; 2049-50: 0
2BL | Raw water imported | Input | Ml/d | 2 | 2019-20: 0; 2020-21: 0; 2021-22: 0; 2022-23: 0; 2023-24: 0; 2024-25: 0; 2025-26: 0; 2026-27: 0; 2027-28: 0; 2028-29: 0; 2029-30: 0; 2030-31: 0; 2031-32: 0; 2032-33: 0; 2033-34: 0; 2034-35: 0; 2035-36: 0; 2036-37: 0; 2037-38: 0; 2038-39: 0; 2039-40: 0; 2040-41: 0; 2041-42: 0; 2042-43: 0; 2043-44: 0; 2044-45: 0; 2045-46: 0; 2046-47: 0; 2047-48: 0; 2048-49: 0; 2049-50: 0
3BL | Potable water imported | Input | Ml/d | 2 | 2019-20: 21; 2020-21: 11.87; 2021-22: 11.34; 2022-23: 11.43; 2023-24: 11.81; 2024-25: 11.28; 2025-26: 42.5; 2026-27: 42.5; 2027-28: 42.5; 2028-29: 42.5; 2029-30: 42.5; 2030-31: 42.5; 2031-32: 42.5; 2032-33: 42.5; 2033-34: 42.5; 2034-35: 42.5; 2035-36: 42.5; 2036-37: 42.5; 2037-38: 42.5; 2038-39: 42.5; 2039-40: 42.5; 2040-41: 42.5; 2041-42: 42.5; 2042-43: 42.5; 2043-44: 42.5; 2044-45: 42.5; 2045-46: 42.5; 2046-47: 42.5; 2047-48: 42.5; 2048-49: 42.5; 2049-50: 42.5
4BL | Raw water exported enter as -ve | Input | Ml/d | 2 | 2019-20: 0; 2020-21: 0; 2021-22: 0; 2022-23: 0; 2023-24: 0; 2024-25: 0; 2025-26: 0; 2026-27: 0; 2027-28: 0; 2028-29: 0; 2029-30: 0; 2030-31: 0; 2031-32: 0; 2032-33: 0; 2033-34: 0; 2034-35: 0; 2035-36: 0; 2036-37: 0; 2037-38: 0; 2038-39: 0; 2039-40: 0; 2040-41: 0; 2041-42: 0; 2042-43: 0; 2043-44: 0; 2044-45: 0; 2045-46: 0; 2046-47: 0; 2047-48: 0; 2048-49: 0; 2049-50: 0
5BL | Potable water exported enter as -ve | Input | Ml/d | 2 | 2019-20: -85.6; 2020-21: -85.44; 2021-22: -85.49; 2022-23: -85.53; 2023-24: -85.56; 2024-25: -85.56; 2025-26: -128.09; 2026-27: -128.11; 2027-28: -128.12; 2028-29: -128.12; 2029-30: -128.25; 2030-31: -128.28; 2031-32: -128.34; 2032-33: -128.33; 2033-34: -128.39; 2034-35: -128.47; 2035-36: -128.34; 2036-37: -128.38; 2037-38: -128.48; 2038-39: -128.56; 2039-40: -128.38; 2040-41: -128.45; 2041-42: -128.52; 2042-43: -128.6; 2043-44: -128.69; 2044-45: -128.83; 2045-46: -128.75; 2046-47: -128.81; 2047-48: -128.87; 2048-49: -128.94; 2049-50: -129.04
6BL | Deployable Output before forecast changes | Input | Ml/d | 2 | 2019-20: 352.275; 2020-21: 352.275; 2021-22: 352.275; 2022-23: 352.275; 2023-24: 352.275; 2024-25: 352.275; 2025-26: 316.69; 2026-27: 316.69; 2027-28: 316.69; 2028-29: 316.69; 2029-30: 316.69; 2030-31: 316.69; 2031-32: 316.69; 2032-33: 316.69; 2033-34: 316.69; 2034-35: 316.69; 2035-36: 316.69; 2036-37: 316.69; 2037-38: 316.69; 2038-39: 316.69; 2039-40: 316.69; 2040-41: 316.69; 2041-42: 316.69; 2042-43: 316.69; 2043-44: 316.69; 2044-45: 316.69; 2045-46: 316.69; 2046-47: 316.69; 2047-48: 316.69; 2048-49: 316.69; 2049-50: 316.69
6.1BL | Deployable Output post forecast changes | 6BL + 7BL | Ml/d | 2 | 2019-20: 352.275; 2020-21: 352.275; 2021-22: 352.275; 2022-23: 352.275; 2023-24: 352.275; 2024-25: 352.275; 2025-26: 304.29; 2026-27: 303.95; 2027-28: 303.62; 2028-29: 303.28; 2029-30: 302.95; 2030-31: 303.26; 2031-32: 302.93; 2032-33: 302.59; 2033-34: 302.25; 2034-35: 301.92; 2035-36: 301.58; 2036-37: 301.25; 2037-38: 300.91; 2038-39: 300.58; 2039-40: 300.24; 2040-41: 299.9; 2041-42: 299.57; 2042-43: 299.23; 2043-44: 298.9; 2044-45: 298.56; 2045-46: 298.23; 2046-47: 297.89; 2047-48: 297.55; 2048-49: 297.22; 2049-50: 296.88
7BL | Baseline forecast changes to Deployable Output | sum (7.1BL:7.6BL) | Ml/d | 2 | 2019-20: 0; 2020-21: 0; 2021-22: 0; 2022-23: 0; 2023-24: 0; 2024-25: 0; 2025-26: -12.4; 2026-27: -12.74; 2027-28: -13.07; 2028-29: -13.41; 2029-30: -13.74; 2030-31: -13.43; 2031-32: -13.76; 2032-33: -14.1; 2033-34: -14.44; 2034-35: -14.77; 2035-36: -15.11; 2036-37: -15.44; 2037-38: -15.78; 2038-39: -16.11; 2039-40: -16.45; 2040-41: -16.79; 2041-42: -17.12; 2042-43: -17.46; 2043-44: -17.79; 2044-45: -18.13; 2045-46: -18.46; 2046-47: -18.8; 2047-48: -19.14; 2048-49: -19.47; 2049-50: -19.81
7.1BL | Change in DO due to climate change | Input | Ml/d | 2 | 2019-20: 0; 2020-21: 0; 2021-22: 0; 2022-23: 0; 2023-24: 0; 2024-25: 0; 2025-26: -11.75; 2026-27: -12.09; 2027-28: -12.42; 2028-29: -12.76; 2029-30: -13.09; 2030-31: -13.43; 2031-32: -13.76; 2032-33: -14.1; 2033-34: -14.44; 2034-35: -14.77; 2035-36: -15.11; 2036-37: -15.44; 2037-38: -15.78; 2038-39: -16.11; 2039-40: -16.45; 2040-41: -16.79; 2041-42: -17.12; 2042-43: -17.46; 2043-44: -17.79; 2044-45: -18.13; 2045-46: -18.46; 2046-47: -18.8; 2047-48: -19.14; 2048-49: -19.47; 2049-50: -19.81
7.2BL | Total confirmed DO reductions to restore sustainable abstraction enter as -ve | Input | Ml/d | 2 | 2019-20: 0; 2020-21: 0; 2021-22: 0; 2022-23: 0; 2023-24: 0; 2024-25: 0; 2025-26: -0.65; 2026-27: -0.65; 2027-28: -0.65; 2028-29: -0.65; 2029-30: -0.65; 2030-31: 0; 2031-32: 0; 2032-33: 0; 2033-34: 0; 2034-35: 0; 2035-36: 0; 2036-37: 0; 2037-38: 0; 2038-39: 0; 2039-40: 0; 2040-41: 0; 2041-42: 0; 2042-43: 0; 2043-44: 0; 2044-45: 0; 2045-46: 0; 2046-47: 0; 2047-48: 0; 2048-49: 0; 2049-50: 0
7.3BL | Total additional DO reductions for Environmental Destination (excl. any confirmed reductions) enter as -ve | Input | Ml/d | 2 | 2019-20: 0; 2020-21: 0; 2021-22: 0; 2022-23: 0; 2023-24: 0; 2024-25: 0; 2025-26: 0; 2026-27: 0; 2027-28: 0; 2028-29: 0; 2029-30: 0; 2030-31: 0; 2031-32: 0; 2032-33: 0; 2033-34: 0; 2034-35: 0; 2035-36: 0; 2036-37: 0; 2037-38: 0; 2038-39: 0; 2039-40: 0; 2040-41: 0; 2041-42: 0; 2042-43: 0; 2043-44: 0; 2044-45: 0; 2045-46: 0; 2046-47: 0; 2047-48: 0; 2048-49: 0; 2049-50: 0
7.4BL | Change in DO from prolonged Outage reduction enter as -ve | Input | Ml/d | 2 | 2019-20: 0; 2020-21: 0; 2021-22: 0; 2022-23: 0; 2023-24: 0; 2024-25: 0; 2025-26: 0; 2026-27: 0; 2027-28: 0; 2028-29: 0; 2029-30: 0; 2030-31: 0; 2031-32: 0; 2032-33: 0; 2033-34: 0; 2034-35: 0; 2035-36: 0; 2036-37: 0; 2037-38: 0; 2038-39: 0; 2039-40: 0; 2040-41: 0; 2041-42: 0; 2042-43: 0; 2043-44: 0; 2044-45: 0; 2045-46: 0; 2046-47: 0; 2047-48: 0; 2048-49: 0; 2049-50: 0
7.5BL | Change in DO from drought measures | Zero for baseline | Ml/d | 2 | 2019-20: 0; 2020-21: 0; 2021-22: 0; 2022-23: 0; 2023-24: 0; 2024-25: 0; 2025-26: 0; 2026-27: 0; 2027-28: 0; 2028-29: 0; 2029-30: 0; 2030-31: 0; 2031-32: 0; 2032-33: 0; 2033-34: 0; 2034-35: 0; 2035-36: 0; 2036-37: 0; 2037-38: 0; 2038-39: 0; 2039-40: 0; 2040-41: 0; 2041-42: 0; 2042-43: 0; 2043-44: 0; 2044-45: 0; 2045-46: 0; 2046-47: 0; 2047-48: 0; 2048-49: 0; 2049-50: 0
7.6BL | Total other changes to DO (e.g. nitrates/operational decline) | Input | Ml/d | 2 | 2019-20: 0; 2020-21: 0; 2021-22: 0; 2022-23: 0; 2023-24: 0; 2024-25: 0; 2025-26: 0; 2026-27: 0; 2027-28: 0; 2028-29: 0; 2029-30: 0; 2030-31: 0; 2031-32: 0; 2032-33: 0; 2033-34: 0; 2034-35: 0; 2035-36: 0; 2036-37: 0; 2037-38: 0; 2038-39: 0; 2039-40: 0; 2040-41: 0; 2041-42: 0; 2042-43: 0; 2043-44: 0; 2044-45: 0; 2045-46: 0; 2046-47: 0; 2047-48: 0; 2048-49: 0; 2049-50: 0
8BL | Raw water losses, treatment works losses and operational use | Input | Ml/d | 2 | 2019-20: 33.935; 2020-21: 33.935; 2021-22: 33.935; 2022-23: 33.935; 2023-24: 33.935; 2024-25: 33.935; 2025-26: 33.94; 2026-27: 33.94; 2027-28: 33.94; 2028-29: 33.94; 2029-30: 33.94; 2030-31: 33.94; 2031-32: 33.94; 2032-33: 33.94; 2033-34: 33.94; 2034-35: 33.94; 2035-36: 33.94; 2036-37: 33.94; 2037-38: 33.94; 2038-39: 33.94; 2039-40: 33.94; 2040-41: 33.94; 2041-42: 33.94; 2042-43: 33.94; 2043-44: 33.94; 2044-45: 33.94; 2045-46: 33.94; 2046-47: 33.94; 2047-48: 33.94; 2048-49: 33.94; 2049-50: 33.94
9BL | Total Outage Allowance | Input | Ml/d | 2 | 2019-20: 6.66; 2020-21: 6.66; 2021-22: 6.66; 2022-23: 6.66; 2023-24: 6.66; 2024-25: 6.66; 2025-26: 6.66; 2026-27: 6.68; 2027-28: 6.67; 2028-29: 6.65; 2029-30: 6.63; 2030-31: 6.66; 2031-32: 6.67; 2032-33: 6.66; 2033-34: 6.63; 2034-35: 6.64; 2035-36: 6.65; 2036-37: 6.67; 2037-38: 6.59; 2038-39: 6.66; 2039-40: 6.47; 2040-41: 6.47; 2041-42: 6.48; 2042-43: 6.46; 2043-44: 6.46; 2044-45: 6.47; 2045-46: 6.47; 2046-47: 6.43; 2047-48: 6.46; 2048-49: 6.46; 2049-50: 6.46
10BL | Water Available For Use (own sources) | (6BL + 7BL) - (8BL + 9BL) | Ml/d | 2 | 2019-20: 311.68; 2020-21: 311.68; 2021-22: 311.68; 2022-23: 311.68; 2023-24: 311.68; 2024-25: 311.68; 2025-26: 263.69; 2026-27: 263.33; 2027-28: 263.01; 2028-29: 262.69; 2029-30: 262.38; 2030-31: 262.66; 2031-32: 262.32; 2032-33: 261.99; 2033-34: 261.68; 2034-35: 261.34; 2035-36: 260.99; 2036-37: 260.64; 2037-38: 260.38; 2038-39: 259.98; 2039-40: 259.83; 2040-41: 259.49; 2041-42: 259.15; 2042-43: 258.83; 2043-44: 258.5; 2044-45: 258.15; 2045-46: 257.82; 2046-47: 257.52; 2047-48: 257.15; 2048-49: 256.82; 2049-50: 256.48
11BL | Total Water Available For Use | 10BL + sum (2BL:5BL) | Ml/d | 2 | 2019-20: 247.08; 2020-21: 238.11; 2021-22: 237.53; 2022-23: 237.58; 2023-24: 237.93; 2024-25: 237.4; 2025-26: 178.1; 2026-27: 177.72; 2027-28: 177.39; 2028-29: 177.07; 2029-30: 176.63; 2030-31: 176.88; 2031-32: 176.48; 2032-33: 176.16; 2033-34: 175.79; 2034-35: 175.37; 2035-36: 175.15; 2036-37: 174.76; 2037-38: 174.4; 2038-39: 173.92; 2039-40: 173.95; 2040-41: 173.54; 2041-42: 173.13; 2042-43: 172.73; 2043-44: 172.31; 2044-45: 171.82; 2045-46: 171.57; 2046-47: 171.21; 2047-48: 170.78; 2048-49: 170.38; 2049-50: 169.94
12BL | Water delivered measured non-household | Input | Ml/d | 2 | 2019-20: 49.33; 2020-21: 50.53; 2021-22: 51.92; 2022-23: 51.97; 2023-24: 53.32; 2024-25: 55.28; 2025-26: 55.31; 2026-27: 55.35; 2027-28: 55.38; 2028-29: 55.41; 2029-30: 55.43; 2030-31: 55.46; 2031-32: 55.5; 2032-33: 55.54; 2033-34: 55.59; 2034-35: 55.64; 2035-36: 55.69; 2036-37: 55.74; 2037-38: 55.8; 2038-39: 55.85; 2039-40: 55.93; 2040-41: 56.01; 2041-42: 56.1; 2042-43: 56.19; 2043-44: 56.28; 2044-45: 56.38; 2045-46: 56.48; 2046-47: 56.59; 2047-48: 56.7; 2048-49: 56.81; 2049-50: 56.92
12.1BL | Non-potable water consumption (if applicable) | Input | Ml/d | 2 | 2019-20: 0; 2020-21: 0; 2021-22: 0; 2022-23: 0; 2023-24: 0; 2024-25: 0; 2025-26: 0; 2026-27: 0; 2027-28: 0; 2028-29: 0; 2029-30: 0; 2030-31: 0; 2031-32: 0; 2032-33: 0; 2033-34: 0; 2034-35: 0; 2035-36: 0; 2036-37: 0; 2037-38: 0; 2038-39: 0; 2039-40: 0; 2040-41: 0; 2041-42: 0; 2042-43: 0; 2043-44: 0; 2044-45: 0; 2045-46: 0; 2046-47: 0; 2047-48: 0; 2048-49: 0; 2049-50: 0
13BL | Water delivered unmeasured non-household | Input | Ml/d | 2 | 2019-20: 0.22; 2020-21: 0.22; 2021-22: 0.22; 2022-23: 0.22; 2023-24: 0.22; 2024-25: 0.23; 2025-26: 0.23; 2026-27: 0.23; 2027-28: 0.23; 2028-29: 0.23; 2029-30: 0.23; 2030-31: 0.23; 2031-32: 0.23; 2032-33: 0.23; 2033-34: 0.23; 2034-35: 0.23; 2035-36: 0.23; 2036-37: 0.23; 2037-38: 0.23; 2038-39: 0.23; 2039-40: 0.23; 2040-41: 0.23; 2041-42: 0.23; 2042-43: 0.23; 2043-44: 0.23; 2044-45: 0.23; 2045-46: 0.23; 2046-47: 0.24; 2047-48: 0.24; 2048-49: 0.24; 2049-50: 0.24
14BL | Water delivered measured household | Input | Ml/d | 2 | 2019-20: 110; 2020-21: 110.78; 2021-22: 111.64; 2022-23: 112.45; 2023-24: 113.25; 2024-25: 114.02; 2025-26: 115.01; 2026-27: 116.34; 2027-28: 117.54; 2028-29: 118.43; 2029-30: 119.23; 2030-31: 120.16; 2031-32: 121.19; 2032-33: 122.54; 2033-34: 123.84; 2034-35: 125.08; 2035-36: 126.31; 2036-37: 127.52; 2037-38: 128.94; 2038-39: 130.37; 2039-40: 132.09; 2040-41: 133.66; 2041-42: 135.25; 2042-43: 136.88; 2043-44: 138.54; 2044-45: 140.22; 2045-46: 141.72; 2046-47: 143.21; 2047-48: 144.67; 2048-49: 146.14; 2049-50: 147.55
15BL | Water delivered unmeasured household | Input | Ml/d | 2 | 2019-20: 27.44; 2020-21: 26.37; 2021-22: 25.43; 2022-23: 24.33; 2023-24: 23.28; 2024-25: 22.27; 2025-26: 21.42; 2026-27: 20.61; 2027-28: 19.84; 2028-29: 19.09; 2029-30: 18.37; 2030-31: 17.72; 2031-32: 17.11; 2032-33: 16.52; 2033-34: 15.95; 2034-35: 15.41; 2035-36: 14.89; 2036-37: 14.37; 2037-38: 13.87; 2038-39: 13.4; 2039-40: 12.96; 2040-41: 12.53; 2041-42: 12.12; 2042-43: 11.71; 2043-44: 11.32; 2044-45: 10.93; 2045-46: 10.75; 2046-47: 10.56; 2047-48: 10.47; 2048-49: 10.39; 2049-50: 10.39
16BL | Percentage of consumption driven by climate change | Input | % | 1 | 2019-20: 0%; 2020-21: 0%; 2021-22: 0%; 2022-23: 0.1%; 2023-24: 0.1%; 2024-25: 0.1%; 2025-26: 0.1%; 2026-27: 0.1%; 2027-28: 0.1%; 2028-29: 0.2%; 2029-30: 0.2%; 2030-31: 0.2%; 2031-32: 0.2%; 2032-33: 0.3%; 2033-34: 0.3%; 2034-35: 0.3%; 2035-36: 0.4%; 2036-37: 0.4%; 2037-38: 0.4%; 2038-39: 0.5%; 2039-40: 0.5%; 2040-41: 0.6%; 2041-42: 0.6%; 2042-43: 0.6%; 2043-44: 0.7%; 2044-45: 0.7%; 2045-46: 0.8%; 2046-47: 0.8%; 2047-48: 0.8%; 2048-49: 0.8%; 2049-50: 0.9%
17BL | Volume of consumption driven by climate change | 16BL * (12BL + sum(13BL:15BL) - sum (23BL:26BL)) | Ml/d | 2 | 2019-20: 0; 2020-21: 0; 2021-22: 0; 2022-23: 0.18141; 2023-24: 0.18269; 2024-25: 0.1846; 2025-26: 0.18494; 2026-27: 0.18564; 2027-28: 0.18625; 2028-29: 0.37316; 2029-30: 0.37368; 2030-31: 0.37462; 2031-32: 0.37584; 2032-33: 0.56613; 2033-34: 0.56838; 2034-35: 0.57057; 2035-36: 0.76372; 2036-37: 0.76656; 2037-38: 0.77036; 2038-39: 0.9679; 2039-40: 0.9745; 2040-41: 1.1765; 2041-42: 1.184; 2042-43: 1.1917; 2043-44: 1.3996; 2044-45: 1.409; 2045-46: 1.6213; 2046-47: 1.6323; 2047-48: 1.6437; 2048-49: 1.6553; 2049-50: 1.8754
18BL | Measured Household - PCC | ((14BL - 25BL) * 1,000,000) / (39BL *1,000) | l/h/d | 1 | 2019-20: 128.4117; 2020-21: 126.9995; 2021-22: 126.1052; 2022-23: 124.664; 2023-24: 123.4435; 2024-25: 122.4586; 2025-26: 121.9292; 2026-27: 121.4871; 2027-28: 121.0892; 2028-29: 120.6953; 2029-30: 120.2775; 2030-31: 120.0528; 2031-32: 119.9432; 2032-33: 120.0354; 2033-34: 120.1065; 2034-35: 120.1834; 2035-36: 120.2605; 2036-37: 120.3357; 2037-38: 120.5799; 2038-39: 120.7868; 2039-40: 120.9837; 2040-41: 121.0651; 2041-42: 121.145; 2042-43: 121.2225; 2043-44: 121.2981; 2044-45: 121.3684; 2045-46: 121.4086; 2046-47: 121.4327; 2047-48: 121.4966; 2048-49: 121.5522; 2049-50: 121.609
19BL | Unmeasured Household - PCC | ((15BL - 26BL) * 1,000,000) / (40BL *1,000) | l/h/d | 1 | 2019-20: 162.7318; 2020-21: 162.5411; 2021-22: 162.3941; 2022-23: 162.1673; 2023-24: 161.9743; 2024-25: 161.6917; 2025-26: 161.5562; 2026-27: 161.2626; 2027-28: 161.1607; 2028-29: 161.0016; 2029-30: 160.9315; 2030-31: 161.2451; 2031-32: 161.6405; 2032-33: 162.1464; 2033-34: 162.5497; 2034-35: 163.0972; 2035-36: 163.6889; 2036-37: 164.2927; 2037-38: 164.8014; 2038-39: 165.6438; 2039-40: 166.3706; 2040-41: 167.1672; 2041-42: 168.1799; 2042-43: 169.1369; 2043-44: 170.4545; 2044-45: 171.7863; 2045-46: 172.7728; 2046-47: 174.2312; 2047-48: 174.3389; 2048-49: 174.5526; 2049-50: 174.5847
20BL | Average Household - PCC | (((14BL - 25BL) + (15BL - 26BL)) * 1,000,000) / ((39BL + 40BL) *1,000) | l/h/d | 1 | 2019-20: 133.8587; 2020-21: 132.3707; 2021-22: 131.3526; 2022-23: 129.8052; 2023-24: 128.4528; 2024-25: 127.3025; 2025-26: 126.6027; 2026-27: 125.9602; 2027-28: 125.3913; 2028-29: 124.8333; 2029-30: 124.271; 2030-31: 123.9248; 2031-32: 123.694; 2032-33: 123.6615; 2033-34: 123.6061; 2034-35: 123.5726; 2035-36: 123.5458; 2036-37: 123.5176; 2037-38: 123.6419; 2038-39: 123.7565; 2039-40: 123.8537; 2040-41: 123.8481; 2041-42: 123.8536; 2042-43: 123.852; 2043-44: 123.865; 2044-45: 123.868; 2045-46: 123.8758; 2046-47: 123.883; 2047-48: 123.9059; 2048-49: 123.927; 2049-50: 123.9617
21BL | Water taken unbilled | Input | Ml/d | 2 | 2019-20: 4.12; 2020-21: 4.12; 2021-22: 4.11; 2022-23: 4.11; 2023-24: 4.11; 2024-25: 4.12; 2025-26: 4.12; 2026-27: 4.11; 2027-28: 4.1; 2028-29: 4.1; 2029-30: 4.11; 2030-31: 4.11; 2031-32: 4.11; 2032-33: 4.09; 2033-34: 4.11; 2034-35: 4.11; 2035-36: 4.11; 2036-37: 4.11; 2037-38: 4.11; 2038-39: 4.12; 2039-40: 4.12; 2040-41: 4.13; 2041-42: 4.1; 2042-43: 4.12; 2043-44: 4.12; 2044-45: 4.12; 2045-46: 4.11; 2046-47: 4.1; 2047-48: 4.11; 2048-49: 4.11; 2049-50: 4.11
22BL | Distribution system operational use | Input | Ml/d | 2 | 2019-20: 1.02; 2020-21: 1.02; 2021-22: 1.02; 2022-23: 1.02; 2023-24: 1.02; 2024-25: 1.02; 2025-26: 1.02; 2026-27: 1.02; 2027-28: 1.02; 2028-29: 1.02; 2029-30: 1.02; 2030-31: 1.02; 2031-32: 1.02; 2032-33: 1.02; 2033-34: 1.02; 2034-35: 1.02; 2035-36: 1.02; 2036-37: 1.02; 2037-38: 1.02; 2038-39: 1.02; 2039-40: 1.02; 2040-41: 1.02; 2041-42: 1.02; 2042-43: 1.02; 2043-44: 1.02; 2044-45: 1.02; 2045-46: 1.02; 2046-47: 1.02; 2047-48: 1.02; 2048-49: 1.02; 2049-50: 1.02
23BL | Measured Non Household - USPL | Input | Ml/d | 2 | 2019-20: 0.16; 2020-21: 0.16; 2021-22: 0.16; 2022-23: 0.16; 2023-24: 0.16; 2024-25: 0.16; 2025-26: 0.16; 2026-27: 0.16; 2027-28: 0.16; 2028-29: 0.16; 2029-30: 0.17; 2030-31: 0.17; 2031-32: 0.17; 2032-33: 0.17; 2033-34: 0.17; 2034-35: 0.17; 2035-36: 0.17; 2036-37: 0.17; 2037-38: 0.17; 2038-39: 0.17; 2039-40: 0.17; 2040-41: 0.17; 2041-42: 0.17; 2042-43: 0.17; 2043-44: 0.17; 2044-45: 0.17; 2045-46: 0.17; 2046-47: 0.17; 2047-48: 0.18; 2048-49: 0.18; 2049-50: 0.18
24BL | Unmeasured Non Household - USPL | Input | Ml/d | 2 | 2019-20: 0.01; 2020-21: 0.01; 2021-22: 0.01; 2022-23: 0.01; 2023-24: 0.01; 2024-25: 0.01; 2025-26: 0.01; 2026-27: 0.01; 2027-28: 0.01; 2028-29: 0.01; 2029-30: 0.01; 2030-31: 0.01; 2031-32: 0.01; 2032-33: 0.01; 2033-34: 0.01; 2034-35: 0.01; 2035-36: 0.01; 2036-37: 0.01; 2037-38: 0.01; 2038-39: 0.01; 2039-40: 0.01; 2040-41: 0.01; 2041-42: 0.01; 2042-43: 0.01; 2043-44: 0.01; 2044-45: 0.01; 2045-46: 0.01; 2046-47: 0.01; 2047-48: 0.01; 2048-49: 0.01; 2049-50: 0.01
25BL | Measured Household - USPL | Input | Ml/d | 2 | 2019-20: 5.43; 2020-21: 5.36; 2021-22: 5.25; 2022-23: 5.22; 2023-24: 5.13; 2024-25: 5.03; 2025-26: 4.94; 2026-27: 4.86; 2027-28: 4.78; 2028-29: 4.68; 2029-30: 4.58; 2030-31: 4.48; 2031-32: 4.38; 2032-33: 4.45; 2033-34: 4.53; 2034-35: 4.6; 2035-36: 4.67; 2036-37: 4.75; 2037-38: 4.82; 2038-39: 4.89; 2039-40: 4.97; 2040-41: 5.04; 2041-42: 5.11; 2042-43: 5.18; 2043-44: 5.25; 2044-45: 5.32; 2045-46: 5.38; 2046-47: 5.44; 2047-48: 5.5; 2048-49: 5.56; 2049-50: 5.61
26BL | Unmeasured Household - USPL | Input | Ml/d | 2 | 2019-20: 2.44; 2020-21: 2.35; 2021-22: 2.27; 2022-23: 2.17; 2023-24: 2.08; 2024-25: 2; 2025-26: 1.92; 2026-27: 1.86; 2027-28: 1.79; 2028-29: 1.73; 2029-30: 1.66; 2030-31: 1.6; 2031-32: 1.55; 2032-33: 1.49; 2033-34: 1.44; 2034-35: 1.39; 2035-36: 1.34; 2036-37: 1.29; 2037-38: 1.25; 2038-39: 1.2; 2039-40: 1.16; 2040-41: 1.12; 2041-42: 1.08; 2042-43: 1.04; 2043-44: 1; 2044-45: 0.97; 2045-46: 0.96; 2046-47: 0.94; 2047-48: 0.93; 2048-49: 0.92; 2049-50: 0.92
27BL | Void Properties - USPL | Input | Ml/d | 2 | 2019-20: 0.49; 2020-21: 0.5; 2021-22: 0.5; 2022-23: 0.51; 2023-24: 0.52; 2024-25: 0.52; 2025-26: 0.53; 2026-27: 0.54; 2027-28: 0.55; 2028-29: 0.55; 2029-30: 0.56; 2030-31: 0.57; 2031-32: 0.57; 2032-33: 0.58; 2033-34: 0.58; 2034-35: 0.59; 2035-36: 0.59; 2036-37: 0.6; 2037-38: 0.61; 2038-39: 0.61; 2039-40: 0.62; 2040-41: 0.62; 2041-42: 0.63; 2042-43: 0.63; 2043-44: 0.64; 2044-45: 0.65; 2045-46: 0.65; 2046-47: 0.66; 2047-48: 0.66; 2048-49: 0.67; 2049-50: 0.67
28BL | Distribution losses | Input | Ml/d | 2 | 2019-20: 23.04; 2020-21: 22.55; 2021-22: 22.27; 2022-23: 21.82; 2023-24: 21.37; 2024-25: 20.91; 2025-26: 20.91; 2026-27: 20.91; 2027-28: 20.91; 2028-29: 20.91; 2029-30: 20.91; 2030-31: 20.91; 2031-32: 20.91; 2032-33: 20.91; 2033-34: 20.91; 2034-35: 20.91; 2035-36: 20.91; 2036-37: 20.91; 2037-38: 20.91; 2038-39: 20.91; 2039-40: 20.91; 2040-41: 20.91; 2041-42: 20.91; 2042-43: 20.91; 2043-44: 20.91; 2044-45: 20.91; 2045-46: 20.91; 2046-47: 20.91; 2047-48: 20.91; 2048-49: 20.91; 2049-50: 20.91
29BL | Total Leakage | sum (23BL:28BL) | Ml/d | 2 | 2019-20: 31.57; 2020-21: 30.93; 2021-22: 30.46; 2022-23: 29.89; 2023-24: 29.27; 2024-25: 28.63; 2025-26: 28.47; 2026-27: 28.34; 2027-28: 28.2; 2028-29: 28.04; 2029-30: 27.89; 2030-31: 27.74; 2031-32: 27.59; 2032-33: 27.61; 2033-34: 27.64; 2034-35: 27.67; 2035-36: 27.69; 2036-37: 27.73; 2037-38: 27.77; 2038-39: 27.79; 2039-40: 27.84; 2040-41: 27.87; 2041-42: 27.91; 2042-43: 27.94; 2043-44: 27.98; 2044-45: 28.03; 2045-46: 28.08; 2046-47: 28.13; 2047-48: 28.19; 2048-49: 28.25; 2049-50: 28.3
30BL | Leakage/property | (29BL * 1,000,000) / (36BL * 1,000) | l/prop/d | 2 | 2019-20: 74.4718; 2020-21: 71.8197; 2021-22: 69.6796; 2022-23: 67.4234; 2023-24: 65.1217; 2024-25: 62.917; 2025-26: 61.8174; 2026-27: 60.7011; 2027-28: 59.6502; 2028-29: 58.6769; 2029-30: 57.7829; 2030-31: 56.9125; 2031-32: 56.065; 2032-33: 55.591; 2033-34: 55.1677; 2034-35: 54.7735; 2035-36: 54.3712; 2036-37: 53.9675; 2037-38: 53.5684; 2038-39: 53.137; 2039-40: 52.7686; 2040-41: 52.3684; 2041-42: 51.992; 2042-43: 51.6011; 2043-44: 51.2335; 2044-45: 50.8883; 2045-46: 50.5469; 2046-47: 50.2095; 2047-48: 49.8936; 2048-49: 49.5813; 2049-50: 49.2548
31BL | Measured Non Household - properties | Input | 000's | 2 | 2019-20: 22.537; 2020-21: 22.777; 2021-22: 23.002; 2022-23: 23.242; 2023-24: 23.482; 2024-25: 23.715; 2025-26: 23.926; 2026-27: 24.12; 2027-28: 24.293; 2028-29: 24.429; 2029-30: 24.545; 2030-31: 24.652; 2031-32: 24.752; 2032-33: 24.844; 2033-34: 24.934; 2034-35: 25.018; 2035-36: 25.099; 2036-37: 25.178; 2037-38: 25.255; 2038-39: 25.328; 2039-40: 25.403; 2040-41: 25.476; 2041-42: 25.547; 2042-43: 25.618; 2043-44: 25.687; 2044-45: 25.755; 2045-46: 25.822; 2046-47: 25.886; 2047-48: 25.95; 2048-49: 26.01; 2049-50: 26.069
32BL | Unmeasured Non Household - properties | Input | 000's | 2 | 2019-20: 0.09; 2020-21: 0.091; 2021-22: 0.092; 2022-23: 0.093; 2023-24: 0.094; 2024-25: 0.095; 2025-26: 0.096; 2026-27: 0.097; 2027-28: 0.098; 2028-29: 0.098; 2029-30: 0.099; 2030-31: 0.099; 2031-32: 0.099; 2032-33: 0.1; 2033-34: 0.1; 2034-35: 0.1; 2035-36: 0.101; 2036-37: 0.101; 2037-38: 0.101; 2038-39: 0.102; 2039-40: 0.102; 2040-41: 0.102; 2041-42: 0.103; 2042-43: 0.103; 2043-44: 0.103; 2044-45: 0.103; 2045-46: 0.104; 2046-47: 0.104; 2047-48: 0.104; 2048-49: 0.104; 2049-50: 0.105
33BL | All void non-households - properties | Input | 000's | 2 | 2019-20: 0; 2020-21: 0; 2021-22: 0; 2022-23: 0; 2023-24: 0; 2024-25: 0; 2025-26: 0; 2026-27: 0; 2027-28: 0; 2028-29: 0; 2029-30: 0; 2030-31: 0; 2031-32: 0; 2032-33: 0; 2033-34: 0; 2034-35: 0; 2035-36: 0; 2036-37: 0; 2037-38: 0; 2038-39: 0; 2039-40: 0; 2040-41: 0; 2041-42: 0; 2042-43: 0; 2043-44: 0; 2044-45: 0; 2045-46: 0; 2046-47: 0; 2047-48: 0; 2048-49: 0; 2049-50: 0
34BL | Measured households - properties (excl. void) | Year before + sum (34.1BL:34.6BL) | 000's | 2 | 2019-20: 341.649; 2020-21: 349.943; 2021-22: 357.75; 2022-23: 365.511; 2023-24: 373.177; 2024-25: 380.207; 2025-26: 386.865; 2026-27: 394.303; 2027-28: 401.272; 2028-29: 407.476; 2029-30: 413.336; 2030-31: 419.107; 2031-32: 424.788; 2032-33: 430.298; 2033-34: 435.575; 2034-35: 440.617; 2035-36: 445.579; 2036-37: 450.948; 2037-38: 456.308; 2038-39: 461.646; 2039-40: 466.961; 2040-41: 472.254; 2041-42: 477.534; 2042-43: 482.809; 2043-44: 488.076; 2044-45: 493.337; 2045-46: 498.178; 2046-47: 503.028; 2047-48: 507.804; 2048-49: 512.594; 2049-50: 517.23
34.1BL | New build properties - properties | Input (new builds in each year) | 000's | 2 | 2019-20: 6.085; 2020-21: 5.966; 2021-22: 5.636; 2022-23: 5.78; 2023-24: 5.769; 2024-25: 5.213; 2025-26: 5.164; 2026-27: 5.998; 2027-28: 5.581; 2028-29: 4.868; 2029-30: 4.572; 2030-31: 4.53; 2031-32: 4.485; 2032-33: 4.357; 2033-34: 4.167; 2034-35: 3.972; 2035-36: 3.932; 2036-37: 4.375; 2037-38: 4.403; 2038-39: 4.415; 2039-40: 4.426; 2040-41: 4.436; 2041-42: 4.455; 2042-43: 4.478; 2043-44: 4.5; 2044-45: 4.522; 2045-46: 4.546; 2046-47: 4.567; 2047-48: 4.59; 2048-49: 4.612; 2049-50: 4.636
34.2BL | Meter optants - properties | Input (meter optants in each year) | 000's | 2 | 2019-20: 1.537; 2020-21: 1.468; 2021-22: 1.343; 2022-23: 1.181; 2023-24: 1.13; 2024-25: 1.08; 2025-26: 0.787; 2026-27: 0.761; 2027-28: 0.736; 2028-29: 0.711; 2029-30: 0.687; 2030-31: 0.664; 2031-32: 0.642; 2032-33: 0.621; 2033-34: 0.6; 2034-35: 0.58; 2035-36: 0.56; 2036-37: 0.542; 2037-38: 0.523; 2038-39: 0.506; 2039-40: 0.489; 2040-41: 0.473; 2041-42: 0.457; 2042-43: 0.442; 2043-44: 0.427; 2044-45: 0.413; 2045-46: 0; 2046-47: 0; 2047-48: 0; 2048-49: 0; 2049-50: 0
34.3BL | Compulsory metering - properties | Input (compulsory meters in each year) | 000's | 2 | 2019-20: 0; 2020-21: 0; 2021-22: 0; 2022-23: 0; 2023-24: 0; 2024-25: 0; 2025-26: 0; 2026-27: 0; 2027-28: 0; 2028-29: 0; 2029-30: 0; 2030-31: 0; 2031-32: 0; 2032-33: 0; 2033-34: 0; 2034-35: 0; 2035-36: 0; 2036-37: 0; 2037-38: 0; 2038-39: 0; 2039-40: 0; 2040-41: 0; 2041-42: 0; 2042-43: 0; 2043-44: 0; 2044-45: 0; 2045-46: 0; 2046-47: 0; 2047-48: 0; 2048-49: 0; 2049-50: 0
34.4BL | Metering on change of occupancy - properties | Input (change of occupancy meters in each year) | 000's | 2 | 2019-20: 0.844; 2020-21: 0.815; 2021-22: 0.785; 2022-23: 0.758; 2023-24: 0.727; 2024-25: 0.698; 2025-26: 0.67; 2026-27: 0.643; 2027-28: 0.617; 2028-29: 0.592; 2029-30: 0.569; 2030-31: 0.546; 2031-32: 0.524; 2032-33: 0.503; 2033-34: 0.482; 2034-35: 0.463; 2035-36: 0.444; 2036-37: 0.427; 2037-38: 0.409; 2038-39: 0.393; 2039-40: 0.377; 2040-41: 0.362; 2041-42: 0.347; 2042-43: 0.334; 2043-44: 0.32; 2044-45: 0.307; 2045-46: 0.295; 2046-47: 0.283; 2047-48: 0.186; 2048-49: 0.178; 2049-50: 0
34.5BL | Selective metering - properties | Input (selective meters in each year) | 000's | 2 | 2019-20: 0.046; 2020-21: 0.045; 2021-22: 0.043; 2022-23: 0.042; 2023-24: 0.04; 2024-25: 0.039; 2025-26: 0.037; 2026-27: 0.036; 2027-28: 0.035; 2028-29: 0.033; 2029-30: 0.032; 2030-31: 0.031; 2031-32: 0.03; 2032-33: 0.029; 2033-34: 0.028; 2034-35: 0.027; 2035-36: 0.026; 2036-37: 0.025; 2037-38: 0.025; 2038-39: 0.024; 2039-40: 0.023; 2040-41: 0.022; 2041-42: 0.021; 2042-43: 0.021; 2043-44: 0.02; 2044-45: 0.019; 2045-46: 0; 2046-47: 0; 2047-48: 0; 2048-49: 0; 2049-50: 0
34.6BL | Other changes to existing metering - properties | Input (other changes to meters in each year) | 000's | 2 | 2019-20: 0; 2020-21: 0; 2021-22: 0; 2022-23: 0; 2023-24: 0; 2024-25: 0; 2025-26: 0; 2026-27: 0; 2027-28: 0; 2028-29: 0; 2029-30: 0; 2030-31: 0; 2031-32: 0; 2032-33: 0; 2033-34: 0; 2034-35: 0; 2035-36: 0; 2036-37: 0; 2037-38: 0; 2038-39: 0; 2039-40: 0; 2040-41: 0; 2041-42: 0; 2042-43: 0; 2043-44: 0; 2044-45: 0; 2045-46: 0; 2046-47: 0; 2047-48: 0; 2048-49: 0; 2049-50: 0
34.7BL | Measured household void properties | Input | 000's | 2 | 2019-20: 7.215; 2020-21: 7.395; 2021-22: 7.557; 2022-23: 7.749; 2023-24: 7.925; 2024-25: 8.092; 2025-26: 8.253; 2026-27: 8.417; 2027-28: 8.57; 2028-29: 8.71; 2029-30: 8.846; 2030-31: 8.981; 2031-32: 9.113; 2032-33: 9.242; 2033-34: 9.365; 2034-35: 9.484; 2035-36: 9.599; 2036-37: 9.717; 2037-38: 9.834; 2038-39: 9.95; 2039-40: 10.066; 2040-41: 10.181; 2041-42: 10.295; 2042-43: 10.409; 2043-44: 10.522; 2044-45: 10.635; 2045-46: 10.738; 2046-47: 10.841; 2047-48: 10.941; 2048-49: 11.042; 2049-50: 11.138
35BL | Unmeasured households - properties (excl. void) | Input | 000's | 2 | 2019-20: 51.351; 2020-21: 49.417; 2021-22: 47.738; 2022-23: 45.757; 2023-24: 43.86; 2024-25: 42.043; 2025-26: 40.548; 2026-27: 39.109; 2027-28: 37.721; 2028-29: 36.384; 2029-30: 35.096; 2030-31: 33.855; 2031-32: 32.659; 2032-33: 31.507; 2033-34: 30.396; 2034-35: 29.326; 2035-36: 28.295; 2036-37: 27.302; 2037-38: 26.344; 2038-39: 25.421; 2039-40: 24.532; 2040-41: 23.675; 2041-42: 22.849; 2042-43: 22.054; 2043-44: 21.287; 2044-45: 20.548; 2045-46: 20.253; 2046-47: 19.97; 2047-48: 19.784; 2048-49: 19.606; 2049-50: 19.606
35.1BL | Unmeasured household void properties | Input | 000's | 2 | 2019-20: 1.077; 2020-21: 1.039; 2021-22: 1.005; 2022-23: 0.966; 2023-24: 0.928; 2024-25: 0.892; 2025-26: 0.862; 2026-27: 0.832; 2027-28: 0.802; 2028-29: 0.774; 2029-30: 0.747; 2030-31: 0.721; 2031-32: 0.696; 2032-33: 0.672; 2033-34: 0.648; 2034-35: 0.626; 2035-36: 0.604; 2036-37: 0.582; 2037-38: 0.561; 2038-39: 0.541; 2039-40: 0.522; 2040-41: 0.503; 2041-42: 0.485; 2042-43: 0.468; 2043-44: 0.452; 2044-45: 0.436; 2045-46: 0.429; 2046-47: 0.423; 2047-48: 0.419; 2048-49: 0.415; 2049-50: 0.415
36BL | Total Resource Zone Properties (incl. voids) | sum (31BL:34BL) + 34.7BL + 35BL + 35.1BL | 000's | 2 | 2019-20: 423.919; 2020-21: 430.662; 2021-22: 437.144; 2022-23: 443.318; 2023-24: 449.466; 2024-25: 455.044; 2025-26: 460.55; 2026-27: 466.878; 2027-28: 472.756; 2028-29: 477.871; 2029-30: 482.669; 2030-31: 487.415; 2031-32: 492.107; 2032-33: 496.663; 2033-34: 501.018; 2034-35: 505.171; 2035-36: 509.277; 2036-37: 513.828; 2037-38: 518.403; 2038-39: 522.988; 2039-40: 527.586; 2040-41: 532.191; 2041-42: 536.813; 2042-43: 541.461; 2043-44: 546.127; 2044-45: 550.814; 2045-46: 555.524; 2046-47: 560.252; 2047-48: 565.002; 2048-49: 569.771; 2049-50: 574.563
37BL | Measured Non Household - Population | Input | 000's | 2 | 2019-20: 11.284; 2020-21: 11.421; 2021-22: 11.537; 2022-23: 11.678; 2023-24: 11.812; 2024-25: 11.94; 2025-26: 12.04; 2026-27: 12.212; 2027-28: 12.386; 2028-29: 12.579; 2029-30: 12.754; 2030-31: 12.929; 2031-32: 13.205; 2032-33: 13.424; 2033-34: 13.616; 2034-35: 13.77; 2035-36: 13.915; 2036-37: 14.053; 2037-38: 14.194; 2038-39: 14.348; 2039-40: 14.495; 2040-41: 14.654; 2041-42: 14.827; 2042-43: 15.021; 2043-44: 15.229; 2044-45: 15.441; 2045-46: 15.68; 2046-47: 15.928; 2047-48: 16.175; 2048-49: 16.423; 2049-50: 16.655
38BL | Unmeasured Non Household - Population | Input | 000's | 2 | 2019-20: 0.045; 2020-21: 0.046; 2021-22: 0.046; 2022-23: 0.047; 2023-24: 0.047; 2024-25: 0.048; 2025-26: 0.048; 2026-27: 0.049; 2027-28: 0.05; 2028-29: 0.051; 2029-30: 0.051; 2030-31: 0.052; 2031-32: 0.053; 2032-33: 0.054; 2033-34: 0.055; 2034-35: 0.055; 2035-36: 0.056; 2036-37: 0.056; 2037-38: 0.057; 2038-39: 0.058; 2039-40: 0.058; 2040-41: 0.059; 2041-42: 0.06; 2042-43: 0.06; 2043-44: 0.061; 2044-45: 0.062; 2045-46: 0.063; 2046-47: 0.064; 2047-48: 0.065; 2048-49: 0.066; 2049-50: 0.067
39BL | Measured Household - Population | Input | 000's | 2 | 2019-20: 814.334; 2020-21: 830.082; 2021-22: 843.661; 2022-23: 860.152; 2023-24: 875.866; 2024-25: 890.015; 2025-26: 902.737; 2026-27: 917.628; 2027-28: 931.214; 2028-29: 942.456; 2029-30: 953.212; 2030-31: 963.576; 2031-32: 973.878; 2032-33: 983.793; 2033-34: 993.368; 2034-35: 1002.468; 2035-36: 1011.471; 2036-37: 1020.229; 2037-38: 1029.359; 2038-39: 1038.855; 2039-40: 1050.72; 2040-41: 1062.404; 2041-42: 1074.25; 2042-43: 1086.432; 2043-44: 1098.863; 2044-45: 1111.492; 2045-46: 1122.985; 2046-47: 1134.538; 2047-48: 1145.464; 2048-49: 1156.54; 2049-50: 1167.183
40BL | Unmeasured Household - Population | Input | 000's | 2 | 2019-20: 153.627; 2020-21: 147.778; 2021-22: 142.616; 2022-23: 136.649; 2023-24: 130.885; 2024-25: 125.362; 2025-26: 120.701; 2026-27: 116.27; 2027-28: 112; 2028-29: 107.825; 2029-30: 103.833; 2030-31: 99.972; 2031-32: 96.263; 2032-33: 92.694; 2033-34: 89.265; 2034-35: 85.961; 2035-36: 82.779; 2036-37: 79.614; 2037-38: 76.577; 2038-39: 73.652; 2039-40: 70.926; 2040-41: 68.255; 2041-42: 65.644; 2042-43: 63.085; 2043-44: 60.544; 2044-45: 57.979; 2045-46: 56.664; 2046-47: 55.214; 2047-48: 54.721; 2048-49: 54.253; 2049-50: 54.243
41BL | Total Resource Zone Population | sum (37BL:40BL) | 000's | 2 | 2019-20: 979.29; 2020-21: 989.327; 2021-22: 997.86; 2022-23: 1008.526; 2023-24: 1018.61; 2024-25: 1027.365; 2025-26: 1035.526; 2026-27: 1046.159; 2027-28: 1055.65; 2028-29: 1062.911; 2029-30: 1069.85; 2030-31: 1076.529; 2031-32: 1083.399; 2032-33: 1089.965; 2033-34: 1096.304; 2034-35: 1102.254; 2035-36: 1108.221; 2036-37: 1113.952; 2037-38: 1120.187; 2038-39: 1126.913; 2039-40: 1136.199; 2040-41: 1145.372; 2041-42: 1154.781; 2042-43: 1164.598; 2043-44: 1174.697; 2044-45: 1184.974; 2045-46: 1195.392; 2046-47: 1205.744; 2047-48: 1216.425; 2048-49: 1227.282; 2049-50: 1238.148
42BL | Average household occupancy rate (excl. voids) | (39BL + 40BL) / (34BL + 35BL) | h/prop | 1 | 2019-20: 2.463; 2020-21: 2.4486; 2021-22: 2.4323; 2022-23: 2.4237; 2023-24: 2.4141; 2024-25: 2.4047; 2025-26: 2.3945; 2026-27: 2.3855; 2027-28: 2.3764; 2028-29: 2.3662; 2029-30: 2.3572; 2030-31: 2.348; 2031-32: 2.3394; 2032-33: 2.331; 2033-34: 2.3234; 2034-35: 2.3161; 2035-36: 2.3092; 2036-37: 2.2997; 2037-38: 2.2914; 2038-39: 2.2841; 2039-40: 2.2821; 2040-41: 2.2799; 2041-42: 2.278; 2042-43: 2.2769; 2043-44: 2.2762; 2044-45: 2.2757; 2045-46: 2.2754; 2046-47: 2.2749; 2047-48: 2.2749; 2048-49: 2.2751; 2049-50: 2.2752
43BL | Total Household Metering penetration (excl. voids) | 34BL / (34BL + 35BL) | % | 1 | 2019-20: 86.93%; 2020-21: 87.63%; 2021-22: 88.23%; 2022-23: 88.87%; 2023-24: 89.48%; 2024-25: 90.04%; 2025-26: 90.51%; 2026-27: 90.98%; 2027-28: 91.41%; 2028-29: 91.8%; 2029-30: 92.17%; 2030-31: 92.53%; 2031-32: 92.86%; 2032-33: 93.18%; 2033-34: 93.48%; 2034-35: 93.76%; 2035-36: 94.03%; 2036-37: 94.29%; 2037-38: 94.54%; 2038-39: 94.78%; 2039-40: 95.01%; 2040-41: 95.23%; 2041-42: 95.43%; 2042-43: 95.63%; 2043-44: 95.82%; 2044-45: 96%; 2045-46: 96.09%; 2046-47: 96.18%; 2047-48: 96.25%; 2048-49: 96.32%; 2049-50: 96.35%
44BL | Total Household Metering penetration (incl. voids) | (34BL) / (34BL + 34.7BL + 35BL + 35.1BL) | % | 1 | 2019-20: 85.14%; 2020-21: 85.81%; 2021-22: 86.4%; 2022-23: 87.03%; 2023-24: 87.62%; 2024-25: 88.17%; 2025-26: 88.62%; 2026-27: 89.08%; 2027-28: 89.5%; 2028-29: 89.88%; 2029-30: 90.24%; 2030-31: 90.59%; 2031-32: 90.91%; 2032-33: 91.22%; 2033-34: 91.51%; 2034-35: 91.79%; 2035-36: 92.05%; 2036-37: 92.3%; 2037-38: 92.55%; 2038-39: 92.78%; 2039-40: 93.01%; 2040-41: 93.22%; 2041-42: 93.42%; 2042-43: 93.61%; 2043-44: 93.8%; 2044-45: 93.98%; 2045-46: 94.07%; 2046-47: 94.15%; 2047-48: 94.22%; 2048-49: 94.29%; 2049-50: 94.32%
45BL | Distribution input | sum (12BL:15BL) +21BL + 22BL + 27BL + 28BL | Ml/d | 2 | 2019-20: 215.66; 2020-21: 216.09; 2021-22: 217.11; 2022-23: 216.43; 2023-24: 217.09; 2024-25: 218.37; 2025-26: 218.55; 2026-27: 219.11; 2027-28: 219.57; 2028-29: 219.74; 2029-30: 219.86; 2030-31: 220.18; 2031-32: 220.64; 2032-33: 221.43; 2033-34: 222.23; 2034-35: 222.99; 2035-36: 223.75; 2036-37: 224.5; 2037-38: 225.49; 2038-39: 226.51; 2039-40: 227.88; 2040-41: 229.11; 2041-42: 230.36; 2042-43: 231.69; 2043-44: 233.06; 2044-45: 234.46; 2045-46: 235.87; 2046-47: 237.29; 2047-48: 238.78; 2048-49: 240.29; 2049-50: 241.81
46BL | Target headroom (climate change component) | Input | Ml/d | 2 | 2019-20: 3.0399; 2020-21: 3.0399; 2021-22: 3.0399; 2022-23: 3.0399; 2023-24: 3.0399; 2024-25: 3.0399; 2025-26: 3.0399; 2026-27: 3.1111; 2027-28: 3.0998; 2028-29: 3.2183; 2029-30: 3.5097; 2030-31: 3.5074; 2031-32: 3.7333; 2032-33: 3.842; 2033-34: 3.986; 2034-35: 3.9043; 2035-36: 3.7121; 2036-37: 3.6583; 2037-38: 3.7787; 2038-39: 3.884; 2039-40: 0; 2040-41: 0; 2041-42: 0; 2042-43: 0; 2043-44: 0; 2044-45: 0; 2045-46: 0; 2046-47: 0; 2047-48: 0; 2048-49: 0; 2049-50: 0
47BL | Target headroom (All other components) | Input | Ml/d | 2 | 2019-20: 6.6436; 2020-21: 6.6436; 2021-22: 6.6436; 2022-23: 6.6436; 2023-24: 6.6436; 2024-25: 6.6436; 2025-26: 6.6436; 2026-27: 6.4193; 2027-28: 6.324; 2028-29: 6.2658; 2029-30: 6.9358; 2030-31: 7.0438; 2031-32: 7.4509; 2032-33: 7.5401; 2033-34: 7.6853; 2034-35: 8.3806; 2035-36: 6.3146; 2036-37: 4.9472; 2037-38: 5.4408; 2038-39: 5.9709; 2039-40: 15.9724; 2040-41: 16.0065; 2041-42: 16.7579; 2042-43: 17.024; 2043-44: 17.5714; 2044-45: 17.5414; 2045-46: 15.2512; 2046-47: 15.3629; 2047-48: 15.3049; 2048-49: 15.6945; 2049-50: 15.6072
48BL | Target Headroom | 46BL + 47BL | Ml/d | 2 | 2019-20: 9.6835; 2020-21: 9.6835; 2021-22: 9.6835; 2022-23: 9.6835; 2023-24: 9.6835; 2024-25: 9.6835; 2025-26: 9.6835; 2026-27: 9.5304; 2027-28: 9.4238; 2028-29: 9.4841; 2029-30: 10.4456; 2030-31: 10.5512; 2031-32: 11.1842; 2032-33: 11.3821; 2033-34: 11.6713; 2034-35: 12.2849; 2035-36: 10.0267; 2036-37: 8.6055; 2037-38: 9.2195; 2038-39: 9.8548; 2039-40: 15.9724; 2040-41: 16.0065; 2041-42: 16.7579; 2042-43: 17.024; 2043-44: 17.5714; 2044-45: 17.5414; 2045-46: 15.2512; 2046-47: 15.3629; 2047-48: 15.3049; 2048-49: 15.6945; 2049-50: 15.6072
49BL | Available Headroom | 11BL - 45BL | Ml/d | 2 | 2019-20: 31.42; 2020-21: 22.02; 2021-22: 20.42; 2022-23: 21.15; 2023-24: 20.84; 2024-25: 19.03; 2025-26: -40.45; 2026-27: -41.39; 2027-28: -42.18; 2028-29: -42.67; 2029-30: -43.23; 2030-31: -43.3; 2031-32: -44.16; 2032-33: -45.27; 2033-34: -46.44; 2034-35: -47.62; 2035-36: -48.6; 2036-37: -49.74; 2037-38: -51.09; 2038-39: -52.59; 2039-40: -53.93; 2040-41: -55.57; 2041-42: -57.23; 2042-43: -58.96; 2043-44: -60.75; 2044-45: -62.64; 2045-46: -64.3; 2046-47: -66.08; 2047-48: -68; 2048-49: -69.91; 2049-50: -71.87
49.1BL | Available non-potable balance (if applicable) | 1.1BL -12.1BL | Ml/d | 2 | 2019-20: 0; 2020-21: 0; 2021-22: 0; 2022-23: 0; 2023-24: 0; 2024-25: 0; 2025-26: 0; 2026-27: 0; 2027-28: 0; 2028-29: 0; 2029-30: 0; 2030-31: 0; 2031-32: 0; 2032-33: 0; 2033-34: 0; 2034-35: 0; 2035-36: 0; 2036-37: 0; 2037-38: 0; 2038-39: 0; 2039-40: 0; 2040-41: 0; 2041-42: 0; 2042-43: 0; 2043-44: 0; 2044-45: 0; 2045-46: 0; 2046-47: 0; 2047-48: 0; 2048-49: 0; 2049-50: 0
50BL | Supply Demand Balance | 49BL - 48BL | Ml/d | 2 | 2019-20: 21.7365; 2020-21: 12.3365; 2021-22: 10.7365; 2022-23: 11.4665; 2023-24: 11.1565; 2024-25: 9.3465; 2025-26: -50.1335; 2026-27: -50.9204; 2027-28: -51.6038; 2028-29: -52.1541; 2029-30: -53.6756; 2030-31: -53.8512; 2031-32: -55.3442; 2032-33: -56.6521; 2033-34: -58.1113; 2034-35: -59.9049; 2035-36: -58.6267; 2036-37: -58.3455; 2037-38: -60.3095; 2038-39: -62.4448; 2039-40: -69.9024; 2040-41: -71.5765; 2041-42: -73.9879; 2042-43: -75.984; 2043-44: -78.3214; 2044-45: -80.1814; 2045-46: -79.5512; 2046-47: -81.4429; 2047-48: -83.3049; 2048-49: -85.6045; 2049-50: -87.4772
Table 3b: DYAA - Final plan Options | Back to top of sheet |  |  |  | 2019-20: 0.1
WRMP24 reference | Option type | Cat ID | Unit | Decimal places | 2019-20 | 2020-21 | 2021-22 | 2022-23 | 2023-24 | 2024-25 | 2025-26 | 2026-27 | 2027-28 | 2028-29 | 2029-30 | 2030-31 | 2031-32 | 2032-33 | 2033-34 | 2034-35 | 2035-36 | 2036-37 | 2037-38 | 2038-39 | 2039-40 | 2040-41 | 2041-42 | 2042-43 | 2043-44 | 2044-45 | 2045-46 | 2046-47 | 2047-48 | 2048-49 | 2049-50 | 2050-51 | 2051-52 | 2052-53 | 2053-54 | 2054-55 | 2055-56 | 2056-57 | 2057-58 | 2058-59 | 2059-60 | 2060-61 | 2061-62 | 2062-63 | 2063-64 | 2064-65 | 2065-66 | 2066-67 | 2067-68 | 2068-69 | 2069-70 | 2070-71 | 2071-72 | 2072-73 | 2073-74 | 2074-75 | 2075-76 | 2076-77 | 2077-78 | 2078-79 | 2079-80 | 2080-81 | 2081-82 | 2082-83 | 2083-84 | 2084-85 | 2085-86 | 2086-87 | 2087-88 | 2088-89 | 2089-90 | 2090-91 | 2091-92 | 2092-93 | 2093-94 | 2094-95 | 2095-96 | 2096-97 | 2097-98 | 2098-99 | 2099-100
1.11FP | Non potable supplies input reductions as -ve and increases as +ve | RSNPS | Ml/d | 2 | 0.1 2019-20: 0; 0.1 2020-21: 0; 0.1 2021-22: 0; 0.1 2022-23: 0; 0.1 2023-24: 0; 0.1 2024-25: 0; 0.1 2025-26: 0; 0.1 2026-27: 0; 0.1 2027-28: 0; 0.1 2028-29: 0; 0.1 2029-30: 0; 0.1 2030-31: 0; 0.1 2031-32: 0; 0.1 2032-33: 0; 0.1 2033-34: 0; 0.1 2034-35: 0; 0.1 2035-36: 0; 0.1 2036-37: 0; 0.1 2037-38: 0; 0.1 2038-39: 0; 0.1 2039-40: 0; 0.1 2040-41: 0; 0.1 2041-42: 0; 0.1 2042-43: 0; 0.1 2043-44: 0; 0.1 2044-45: 0; 0.1 2045-46: 0; 0.1 2046-47: 0; 0.1 2047-48: 0; 0.1 2048-49: 0; 0.1 2049-50: 0
2.1FP | Raw water imports input reductions as -ve | RSRWI | Ml/d | 2 | 0.1 2019-20: 0; 0.1 2020-21: 0; 0.1 2021-22: 0; 0.1 2022-23: 0; 0.1 2023-24: 0; 0.1 2024-25: 0; 0.1 2025-26: 0; 0.1 2026-27: 0; 0.1 2027-28: 0; 0.1 2028-29: 0; 0.1 2029-30: 0; 0.1 2030-31: 0; 0.1 2031-32: 0; 0.1 2032-33: 0; 0.1 2033-34: 0; 0.1 2034-35: 0; 0.1 2035-36: 0; 0.1 2036-37: 0; 0.1 2037-38: 0; 0.1 2038-39: 0; 0.1 2039-40: 0; 0.1 2040-41: 0; 0.1 2041-42: 0; 0.1 2042-43: 0; 0.1 2043-44: 0; 0.1 2044-45: 0; 0.1 2045-46: 0; 0.1 2046-47: 0; 0.1 2047-48: 0; 0.1 2048-49: 0; 0.1 2049-50: 0
3.1FP | Potable water imports input reductions as -ve | RSPWI | Ml/d | 2 | 0.1 2019-20: 0; 0.1 2020-21: 0; 0.1 2021-22: 0; 0.1 2022-23: 0; 0.1 2023-24: 0; 0.1 2024-25: 0; 0.1 2025-26: 0.001; 0.1 2026-27: 2.099; 0.1 2027-28: -0.569; 0.1 2028-29: 19.089; 0.1 2029-30: 20.439; 0.1 2030-31: -0.368; 0.1 2031-32: -0.328; 0.1 2032-33: -1.099; 0.1 2033-34: -0.179; 0.1 2034-35: -0.039; 0.1 2035-36: 0.001; 0.1 2036-37: -22.83; 0.1 2037-38: -21.65; 0.1 2038-39: -20.87; 0.1 2039-40: -23.49; 0.1 2040-41: -30.139; 0.1 2041-42: -30.139; 0.1 2042-43: -30.139; 0.1 2043-44: -30.139; 0.1 2044-45: -30.139; 0.1 2045-46: -30.139; 0.1 2046-47: -30.139; 0.1 2047-48: -30.139; 0.1 2048-49: -30.139; 0.1 2049-50: -30.139
4.1FP | Raw water exports input reductions as +ve and increases as -ve | RSRWE | Ml/d | 2 | 0.1 2019-20: 0; 0.1 2020-21: 0; 0.1 2021-22: 0; 0.1 2022-23: 0; 0.1 2023-24: 0; 0.1 2024-25: 0; 0.1 2025-26: 0; 0.1 2026-27: 0; 0.1 2027-28: 0; 0.1 2028-29: 0; 0.1 2029-30: 0; 0.1 2030-31: 0; 0.1 2031-32: 0; 0.1 2032-33: 0; 0.1 2033-34: 0; 0.1 2034-35: 0; 0.1 2035-36: 0; 0.1 2036-37: 0; 0.1 2037-38: 0; 0.1 2038-39: 0; 0.1 2039-40: 0; 0.1 2040-41: 0; 0.1 2041-42: 0; 0.1 2042-43: 0; 0.1 2043-44: 0; 0.1 2044-45: 0; 0.1 2045-46: 0; 0.1 2046-47: 0; 0.1 2047-48: 0; 0.1 2048-49: 0; 0.1 2049-50: 0
5.1FP | Potable water exports input reductions as +ve and increases as -ve | RSPWE | Ml/d | 2 | 0.1 2019-20: 0; 0.1 2020-21: 0; 0.1 2021-22: 0; 0.1 2022-23: 0; 0.1 2023-24: 0; 0.1 2024-25: 0; 0.1 2025-26: 13.79; 0.1 2026-27: 14.93; 0.1 2027-28: 14.75; 0.1 2028-29: -1.34; 0.1 2029-30: -0.91; 0.1 2030-31: -0.381; 0.1 2031-32: 0.089; 0.1 2032-33: 0.93; 0.1 2033-34: 0.09; 0.1 2034-35: 0.1; 0.1 2035-36: 0.17; 0.1 2036-37: 23.331; 0.1 2037-38: 22.311; 0.1 2038-39: 21.681; 0.1 2039-40: 24.471; 0.1 2040-41: -97.471; 0.1 2041-42: -97.281; 0.1 2042-43: -97.521; 0.1 2043-44: -97.351; 0.1 2044-45: -96.941; 0.1 2045-46: -94.281; 0.1 2046-47: -96.741; 0.1 2047-48: -97.951; 0.1 2048-49: -97.041; 0.1 2049-50: -96.281
6.2FP | DO benefit from increase raw water abstractions | RSRWA | Ml/d | 2 | 0.1 2019-20: 0; 0.1 2020-21: 0; 0.1 2021-22: 0; 0.1 2022-23: 0; 0.1 2023-24: 0; 0.1 2024-25: 0; 0.1 2025-26: 0; 0.1 2026-27: 0; 0.1 2027-28: 0; 0.1 2028-29: 0; 0.1 2029-30: 0; 0.1 2030-31: 0; 0.1 2031-32: 0; 0.1 2032-33: 0; 0.1 2033-34: 0; 0.1 2034-35: 0; 0.1 2035-36: 0; 0.1 2036-37: 0; 0.1 2037-38: 0; 0.1 2038-39: 0; 0.1 2039-40: 0; 0.1 2040-41: 0; 0.1 2041-42: 0; 0.1 2042-43: 0; 0.1 2043-44: 0; 0.1 2044-45: 0; 0.1 2045-46: 0; 0.1 2046-47: 0; 0.1 2047-48: 0; 0.1 2048-49: 0; 0.1 2049-50: 0
6.3FP | Other options to increase deployable output | RSIPO | Ml/d | 2 | 0.1 2019-20: 0; 0.1 2020-21: 0; 0.1 2021-22: 0; 0.1 2022-23: 0; 0.1 2023-24: 0; 0.1 2024-25: 0; 0.1 2025-26: 39.44; 0.1 2026-27: 39.6; 0.1 2027-28: 39.76; 0.1 2028-29: 39.92; 0.1 2029-30: 40.07; 0.1 2030-31: 39.58; 0.1 2031-32: 39.73; 0.1 2032-33: 39.9; 0.1 2033-34: 40.06; 0.1 2034-35: 40.21; 0.1 2035-36: 40.37; 0.1 2036-37: 40.52; 0.1 2037-38: 40.68; 0.1 2038-39: 40.84; 0.1 2039-40: 41; 0.1 2040-41: 169; 0.1 2041-42: 169; 0.1 2042-43: 169; 0.1 2043-44: 169; 0.1 2044-45: 169; 0.1 2045-46: 169; 0.1 2046-47: 169; 0.1 2047-48: 169; 0.1 2048-49: 169; 0.1 2049-50: 169
7.01FP | DO benefit from supply side drought measures | RSDPS | Ml/d | 2 | 0.1 2019-20: 0; 0.1 2020-21: 0; 0.1 2021-22: 0; 0.1 2022-23: 0; 0.1 2023-24: 0; 0.1 2024-25: 0; 0.1 2025-26: 0; 0.1 2026-27: 0; 0.1 2027-28: 0; 0.1 2028-29: 0; 0.1 2029-30: 0; 0.1 2030-31: 0; 0.1 2031-32: 0; 0.1 2032-33: 0; 0.1 2033-34: 0; 0.1 2034-35: 0; 0.1 2035-36: 0; 0.1 2036-37: 0; 0.1 2037-38: 0; 0.1 2038-39: 0; 0.1 2039-40: 0; 0.1 2040-41: 0; 0.1 2041-42: 0; 0.1 2042-43: 0; 0.1 2043-44: 0; 0.1 2044-45: 0; 0.1 2045-46: 0; 0.1 2046-47: 0; 0.1 2047-48: 0; 0.1 2048-49: 0; 0.1 2049-50: 0
7.02FP | Benefit from demand side drought measures | RSDPD | Ml/d | 2 | 0.1 2019-20: 0; 0.1 2020-21: 0; 0.1 2021-22: 0; 0.1 2022-23: 0; 0.1 2023-24: 0; 0.1 2024-25: 0; 0.1 2025-26: 7.2; 0.1 2026-27: 7.2; 0.1 2027-28: 7.2; 0.1 2028-29: 7.2; 0.1 2029-30: 7.2; 0.1 2030-31: 7.2; 0.1 2031-32: 7.2; 0.1 2032-33: 7.2; 0.1 2033-34: 7.2; 0.1 2034-35: 7.2; 0.1 2035-36: 7.2; 0.1 2036-37: 7.2; 0.1 2037-38: 7.2; 0.1 2038-39: 7.2; 0.1 2039-40: 7.2; 0.1 2040-41: 3.3; 0.1 2041-42: 3.3; 0.1 2042-43: 3.3; 0.1 2043-44: 3.3; 0.1 2044-45: 3.3; 0.1 2045-46: 3.3; 0.1 2046-47: 3.3; 0.1 2047-48: 3.3; 0.1 2048-49: 3.3; 0.1 2049-50: 3.3
8.1FP | Reduce raw water losses and operational use input as -ve | RSLOU | Ml/d | 2 | 0.1 2019-20: 0; 0.1 2020-21: 0; 0.1 2021-22: 0; 0.1 2022-23: 0; 0.1 2023-24: 0; 0.1 2024-25: 0; 0.1 2025-26: 0; 0.1 2026-27: 0; 0.1 2027-28: 0; 0.1 2028-29: 0; 0.1 2029-30: 0; 0.1 2030-31: 0; 0.1 2031-32: 0; 0.1 2032-33: 0; 0.1 2033-34: 0; 0.1 2034-35: 0; 0.1 2035-36: 0; 0.1 2036-37: 0; 0.1 2037-38: 0; 0.1 2038-39: 0; 0.1 2039-40: 0; 0.1 2040-41: 0; 0.1 2041-42: 0; 0.1 2042-43: 0; 0.1 2043-44: 0; 0.1 2044-45: 0; 0.1 2045-46: 0; 0.1 2046-47: 0; 0.1 2047-48: 0; 0.1 2048-49: 0; 0.1 2049-50: 0
8.2FP | Reduce treatment works losses input as -ve | PSTWL | Ml/d | 2 | 0.1 2019-20: 0; 0.1 2020-21: 0; 0.1 2021-22: 0; 0.1 2022-23: 0; 0.1 2023-24: 0; 0.1 2024-25: 0; 0.1 2025-26: 0; 0.1 2026-27: 0; 0.1 2027-28: 0; 0.1 2028-29: 0; 0.1 2029-30: 0; 0.1 2030-31: 0; 0.1 2031-32: 0; 0.1 2032-33: 0; 0.1 2033-34: 0; 0.1 2034-35: 0; 0.1 2035-36: 0; 0.1 2036-37: 0; 0.1 2037-38: 0; 0.1 2038-39: 0; 0.1 2039-40: 0; 0.1 2040-41: 0; 0.1 2041-42: 0; 0.1 2042-43: 0; 0.1 2043-44: 0; 0.1 2044-45: 0; 0.1 2045-46: 0; 0.1 2046-47: 0; 0.1 2047-48: 0; 0.1 2048-49: 0; 0.1 2049-50: 0
9.1FP | Reduce outages input as -ve | PSROU | Ml/d | 2 | 0.1 2019-20: 0; 0.1 2020-21: 0; 0.1 2021-22: 0; 0.1 2022-23: 0; 0.1 2023-24: 0; 0.1 2024-25: 0; 0.1 2025-26: 0; 0.1 2026-27: 0; 0.1 2027-28: 0; 0.1 2028-29: 0; 0.1 2029-30: 0; 0.1 2030-31: 0; 0.1 2031-32: 0; 0.1 2032-33: 0; 0.1 2033-34: 0; 0.1 2034-35: 0; 0.1 2035-36: 0; 0.1 2036-37: 0; 0.1 2037-38: 0; 0.1 2038-39: 0; 0.1 2039-40: 0; 0.1 2040-41: 0; 0.1 2041-42: 0; 0.1 2042-43: 0; 0.1 2043-44: 0; 0.1 2044-45: 0; 0.1 2045-46: 0; 0.1 2046-47: 0; 0.1 2047-48: 0; 0.1 2048-49: 0; 0.1 2049-50: 0
12.2FP | Change volume delivered to measured non households input reductions as -ve, line to include both measured non-household consumption and USPL options | CVMNH | Ml/d | 2 | 0.1 2019-20: 0; 0.1 2020-21: 0; 0.1 2021-22: 0; 0.1 2022-23: 0; 0.1 2023-24: 0; 0.1 2024-25: 0; 0.1 2025-26: -0.44; 0.1 2026-27: -0.84; 0.1 2027-28: -1.2; 0.1 2028-29: -1.54; 0.1 2029-30: -1.91; 0.1 2030-31: -2.29; 0.1 2031-32: -2.66; 0.1 2032-33: -3.03; 0.1 2033-34: -3.41; 0.1 2034-35: -3.78; 0.1 2035-36: -4.15; 0.1 2036-37: -4.52; 0.1 2037-38: -4.89; 0.1 2038-39: -5.26; 0.1 2039-40: -5.63; 0.1 2040-41: -6; 0.1 2041-42: -6.37; 0.1 2042-43: -6.74; 0.1 2043-44: -7.11; 0.1 2044-45: -7.48; 0.1 2045-46: -7.85; 0.1 2046-47: -8.22; 0.1 2047-48: -8.59; 0.1 2048-49: -8.95; 0.1 2049-50: -9.32
13.1FP | Change volume delivered to unmeasured non households input reductions as -ve, line to include both unmeasured non-household consumption and USPL options | CVUNH | Ml/d | 2 | 0.1 2019-20: 0; 0.1 2020-21: 0; 0.1 2021-22: 0; 0.1 2022-23: 0; 0.1 2023-24: 0; 0.1 2024-25: 0; 0.1 2025-26: 0; 0.1 2026-27: 0; 0.1 2027-28: 0; 0.1 2028-29: 0; 0.1 2029-30: 0; 0.1 2030-31: 0; 0.1 2031-32: 0; 0.1 2032-33: 0; 0.1 2033-34: 0; 0.1 2034-35: 0; 0.1 2035-36: 0; 0.1 2036-37: 0; 0.1 2037-38: 0; 0.1 2038-39: 0; 0.1 2039-40: 0; 0.1 2040-41: 0; 0.1 2041-42: 0; 0.1 2042-43: 0; 0.1 2043-44: 0; 0.1 2044-45: 0; 0.1 2045-46: 0; 0.1 2046-47: 0; 0.1 2047-48: 0; 0.1 2048-49: 0; 0.1 2049-50: 0
14.1FP | Change volume delivered to measured households input reductions as -ve, line to include both measured household consumption and USPL options | CVMHH | Ml/d | 2 | 0.1 2019-20: 0; 0.1 2020-21: 0; 0.1 2021-22: 0; 0.1 2022-23: 0; 0.1 2023-24: 0; 0.1 2024-25: 0; 0.1 2025-26: -1.43; 0.1 2026-27: -1.81; 0.1 2027-28: -2.2; 0.1 2028-29: -2.96; 0.1 2029-30: -4.86; 0.1 2030-31: -5.88; 0.1 2031-32: -6.74; 0.1 2032-33: -7.31; 0.1 2033-34: -7.88; 0.1 2034-35: -9.22; 0.1 2035-36: -10.56; 0.1 2036-37: -11.93; 0.1 2037-38: -13.32; 0.1 2038-39: -14.71; 0.1 2039-40: -16.15; 0.1 2040-41: -17.55; 0.1 2041-42: -18.96; 0.1 2042-43: -20.41; 0.1 2043-44: -21.88; 0.1 2044-45: -22.57; 0.1 2045-46: -23.25; 0.1 2046-47: -23.94; 0.1 2047-48: -24.65; 0.1 2048-49: -25.36; 0.1 2049-50: -26.07
15.1FP | Change volume delivered to unmeasured households input reductions as -ve, line to include both unmeasured household consumption and USPL options | CVUHH | Ml/d | 2 | 0.1 2019-20: 0; 0.1 2020-21: 0; 0.1 2021-22: 0; 0.1 2022-23: 0; 0.1 2023-24: 0; 0.1 2024-25: 0; 0.1 2025-26: 0; 0.1 2026-27: 0; 0.1 2027-28: 0; 0.1 2028-29: 0; 0.1 2029-30: 0; 0.1 2030-31: 0; 0.1 2031-32: 0; 0.1 2032-33: 0; 0.1 2033-34: 0; 0.1 2034-35: 0; 0.1 2035-36: 0; 0.1 2036-37: 0; 0.1 2037-38: 0; 0.1 2038-39: 0; 0.1 2039-40: 0; 0.1 2040-41: 0; 0.1 2041-42: 0; 0.1 2042-43: 0; 0.1 2043-44: 0; 0.1 2044-45: 0; 0.1 2045-46: 0; 0.1 2046-47: 0; 0.1 2047-48: 0; 0.1 2048-49: 0; 0.1 2049-50: 0
21.1FP | Options to reduce water taken unbilled input as -ve | CSWTU | Ml/d | 2 | 0.1 2019-20: 0; 0.1 2020-21: 0; 0.1 2021-22: 0; 0.1 2022-23: 0; 0.1 2023-24: 0; 0.1 2024-25: 0; 0.1 2025-26: 0; 0.1 2026-27: 0; 0.1 2027-28: 0; 0.1 2028-29: 0; 0.1 2029-30: 0; 0.1 2030-31: 0; 0.1 2031-32: 0; 0.1 2032-33: 0; 0.1 2033-34: 0; 0.1 2034-35: 0; 0.1 2035-36: 0; 0.1 2036-37: 0; 0.1 2037-38: 0; 0.1 2038-39: 0; 0.1 2039-40: 0; 0.1 2040-41: 0; 0.1 2041-42: 0; 0.1 2042-43: 0; 0.1 2043-44: 0; 0.1 2044-45: 0; 0.1 2045-46: 0; 0.1 2046-47: 0; 0.1 2047-48: 0; 0.1 2048-49: 0; 0.1 2049-50: 0
22.1FP | Reduce distribution system operational use (DSOU) input as -ve | DSDOU | Ml/d | 2 | 0.1 2019-20: 0; 0.1 2020-21: 0; 0.1 2021-22: 0; 0.1 2022-23: 0; 0.1 2023-24: 0; 0.1 2024-25: 0; 0.1 2025-26: 0; 0.1 2026-27: 0; 0.1 2027-28: 0; 0.1 2028-29: 0; 0.1 2029-30: 0; 0.1 2030-31: 0; 0.1 2031-32: 0; 0.1 2032-33: 0; 0.1 2033-34: 0; 0.1 2034-35: 0; 0.1 2035-36: 0; 0.1 2036-37: 0; 0.1 2037-38: 0; 0.1 2038-39: 0; 0.1 2039-40: 0; 0.1 2040-41: 0; 0.1 2041-42: 0; 0.1 2042-43: 0; 0.1 2043-44: 0; 0.1 2044-45: 0; 0.1 2045-46: 0; 0.1 2046-47: 0; 0.1 2047-48: 0; 0.1 2048-49: 0; 0.1 2049-50: 0
23.1FP | Options impacting on measured Non Household - USPL input reductions as -ve | CUMNH | Ml/d | 2 | 0.1 2019-20: 0; 0.1 2020-21: 0; 0.1 2021-22: 0; 0.1 2022-23: 0; 0.1 2023-24: 0; 0.1 2024-25: 0; 0.1 2025-26: -0.01; 0.1 2026-27: -0.01; 0.1 2027-28: -0.01; 0.1 2028-29: -0.02; 0.1 2029-30: -0.02; 0.1 2030-31: -0.03; 0.1 2031-32: -0.03; 0.1 2032-33: -0.04; 0.1 2033-34: -0.04; 0.1 2034-35: -0.05; 0.1 2035-36: -0.05; 0.1 2036-37: -0.05; 0.1 2037-38: -0.06; 0.1 2038-39: -0.06; 0.1 2039-40: -0.07; 0.1 2040-41: -0.07; 0.1 2041-42: -0.08; 0.1 2042-43: -0.08; 0.1 2043-44: -0.09; 0.1 2044-45: -0.09; 0.1 2045-46: -0.09; 0.1 2046-47: -0.1; 0.1 2047-48: -0.1; 0.1 2048-49: -0.11; 0.1 2049-50: -0.11
24.1FP | Options impacting on unmeasured Non Household - USPL input reductions as -ve | CUUNH | Ml/d | 2 | 0.1 2019-20: 0; 0.1 2020-21: 0; 0.1 2021-22: 0; 0.1 2022-23: 0; 0.1 2023-24: 0; 0.1 2024-25: 0; 0.1 2025-26: 0; 0.1 2026-27: 0; 0.1 2027-28: 0; 0.1 2028-29: 0; 0.1 2029-30: 0; 0.1 2030-31: 0; 0.1 2031-32: 0; 0.1 2032-33: 0; 0.1 2033-34: 0; 0.1 2034-35: 0; 0.1 2035-36: 0; 0.1 2036-37: 0; 0.1 2037-38: 0; 0.1 2038-39: 0; 0.1 2039-40: 0; 0.1 2040-41: 0; 0.1 2041-42: 0; 0.1 2042-43: 0; 0.1 2043-44: 0; 0.1 2044-45: 0; 0.1 2045-46: 0; 0.1 2046-47: 0; 0.1 2047-48: 0; 0.1 2048-49: 0; 0.1 2049-50: 0
25.1FP | Options impacting on measured Household - USPL input reductions as -ve | CUMHH | Ml/d | 2 | 0.1 2019-20: 0; 0.1 2020-21: 0; 0.1 2021-22: 0; 0.1 2022-23: 0; 0.1 2023-24: 0; 0.1 2024-25: 0; 0.1 2025-26: -0.71; 0.1 2026-27: -0.73; 0.1 2027-28: -0.76; 0.1 2028-29: -0.79; 0.1 2029-30: -1.04; 0.1 2030-31: -1.3; 0.1 2031-32: -1.38; 0.1 2032-33: -1.41; 0.1 2033-34: -1.44; 0.1 2034-35: -1.47; 0.1 2035-36: -1.5; 0.1 2036-37: -1.53; 0.1 2037-38: -1.56; 0.1 2038-39: -1.59; 0.1 2039-40: -1.62; 0.1 2040-41: -1.65; 0.1 2041-42: -1.68; 0.1 2042-43: -1.71; 0.1 2043-44: -1.74; 0.1 2044-45: -1.77; 0.1 2045-46: -1.8; 0.1 2046-47: -1.83; 0.1 2047-48: -1.86; 0.1 2048-49: -1.89; 0.1 2049-50: -1.92
26.1FP | Options impacting on unmeasured Household - USPL input reductions as -ve | CUUHH | Ml/d | 2 | 0.1 2019-20: 0; 0.1 2020-21: 0; 0.1 2021-22: 0; 0.1 2022-23: 0; 0.1 2023-24: 0; 0.1 2024-25: 0; 0.1 2025-26: 0; 0.1 2026-27: 0; 0.1 2027-28: 0; 0.1 2028-29: 0; 0.1 2029-30: 0; 0.1 2030-31: 0; 0.1 2031-32: 0; 0.1 2032-33: 0; 0.1 2033-34: 0; 0.1 2034-35: 0; 0.1 2035-36: 0; 0.1 2036-37: 0; 0.1 2037-38: 0; 0.1 2038-39: 0; 0.1 2039-40: 0; 0.1 2040-41: 0; 0.1 2041-42: 0; 0.1 2042-43: 0; 0.1 2043-44: 0; 0.1 2044-45: 0; 0.1 2045-46: 0; 0.1 2046-47: 0; 0.1 2047-48: 0; 0.1 2048-49: 0; 0.1 2049-50: 0
27.1FP | Options impacting on Void properties - USPL input reductions as -ve | CUVPP | Ml/d | 2 | 0.1 2019-20: 0; 0.1 2020-21: 0; 0.1 2021-22: 0; 0.1 2022-23: 0; 0.1 2023-24: 0; 0.1 2024-25: 0; 0.1 2025-26: 0; 0.1 2026-27: 0; 0.1 2027-28: 0; 0.1 2028-29: 0; 0.1 2029-30: 0; 0.1 2030-31: 0; 0.1 2031-32: 0; 0.1 2032-33: 0; 0.1 2033-34: 0; 0.1 2034-35: 0; 0.1 2035-36: 0; 0.1 2036-37: 0; 0.1 2037-38: 0; 0.1 2038-39: 0; 0.1 2039-40: 0; 0.1 2040-41: 0; 0.1 2041-42: 0; 0.1 2042-43: 0; 0.1 2043-44: 0; 0.1 2044-45: 0; 0.1 2045-46: 0; 0.1 2046-47: 0; 0.1 2047-48: 0; 0.1 2048-49: 0; 0.1 2049-50: 0
28.1FP | Reduce distribution losses input as -ve | DSRDL | Ml/d | 2 | 0.1 2019-20: 0; 0.1 2020-21: 0; 0.1 2021-22: 0; 0.1 2022-23: 0; 0.1 2023-24: 0; 0.1 2024-25: 0; 0.1 2025-26: -0.01; 0.1 2026-27: -0.02; 0.1 2027-28: -0.12; 0.1 2028-29: -0.13; 0.1 2029-30: -0.47; 0.1 2030-31: -0.54; 0.1 2031-32: -0.58; 0.1 2032-33: -1.2; 0.1 2033-34: -1.56; 0.1 2034-35: -2.5; 0.1 2035-36: -2.41; 0.1 2036-37: -2.49; 0.1 2037-38: -2.82; 0.1 2038-39: -2.83; 0.1 2039-40: -3.01; 0.1 2040-41: -3.34; 0.1 2041-42: -3.78; 0.1 2042-43: -4.19; 0.1 2043-44: -4.52; 0.1 2044-45: -4.91; 0.1 2045-46: -5.27; 0.1 2046-47: -5.61; 0.1 2047-48: -5.85; 0.1 2048-49: -6.17; 0.1 2049-50: -6.21
Table 3c: DYAA - Final plan | Back to top of sheet
WRMP24 reference | Component | Derivation | Unit | Decimal places | 2019-20 | 2020-21 | 2021-22 | 2022-23 | 2023-24 | 2024-25 | 2025-26 | 2026-27 | 2027-28 | 2028-29 | 2029-30 | 2030-31 | 2031-32 | 2032-33 | 2033-34 | 2034-35 | 2035-36 | 2036-37 | 2037-38 | 2038-39 | 2039-40 | 2040-41 | 2041-42 | 2042-43 | 2043-44 | 2044-45 | 2045-46 | 2046-47 | 2047-48 | 2048-49 | 2049-50 | 2050-51 | 2051-52 | 2052-53 | 2053-54 | 2054-55 | 2055-56 | 2056-57 | 2057-58 | 2058-59 | 2059-60 | 2060-61 | 2061-62 | 2062-63 | 2063-64 | 2064-65 | 2065-66 | 2066-67 | 2067-68 | 2068-69 | 2069-70 | 2070-71 | 2071-72 | 2072-73 | 2073-74 | 2074-75 | 2075-76 | 2076-77 | 2077-78 | 2078-79 | 2079-80 | 2080-81 | 2081-82 | 2082-83 | 2083-84 | 2084-85 | 2085-86 | 2086-87 | 2087-88 | 2088-89 | 2089-90 | 2090-91 | 2091-92 | 2092-93 | 2093-94 | 2094-95 | 2095-96 | 2096-97 | 2097-98 | 2098-99 | 2099-100
1FP | Raw water abstracted | Input | Ml/d | 2 | 2019-20: 0; 2020-21: 0; 2021-22: 0; 2022-23: 0; 2023-24: 0; 2024-25: 0; 2025-26: 0; 2026-27: 0; 2027-28: 0; 2028-29: 0; 2029-30: 0; 2030-31: 0; 2031-32: 0; 2032-33: 0; 2033-34: 0; 2034-35: 0; 2035-36: 0; 2036-37: 0; 2037-38: 0; 2038-39: 0; 2039-40: 0; 2040-41: 0; 2041-42: 0; 2042-43: 0; 2043-44: 0; 2044-45: 0; 2045-46: 0; 2046-47: 0; 2047-48: 0; 2048-49: 0; 2049-50: 0
1.1FP | Non-potable water supplies | 1.1BL + 1.11FP | Ml/d | 2 | 2019-20: 0; 2020-21: 0; 2021-22: 0; 2022-23: 0; 2023-24: 0; 2024-25: 0; 2025-26: 0; 2026-27: 0; 2027-28: 0; 2028-29: 0; 2029-30: 0; 2030-31: 0; 2031-32: 0; 2032-33: 0; 2033-34: 0; 2034-35: 0; 2035-36: 0; 2036-37: 0; 2037-38: 0; 2038-39: 0; 2039-40: 0; 2040-41: 0; 2041-42: 0; 2042-43: 0; 2043-44: 0; 2044-45: 0; 2045-46: 0; 2046-47: 0; 2047-48: 0; 2048-49: 0; 2049-50: 0
2FP | Raw water imported | 2BL + 2.1FP | Ml/d | 2 | 2019-20: 0; 2020-21: 0; 2021-22: 0; 2022-23: 0; 2023-24: 0; 2024-25: 0; 2025-26: 0; 2026-27: 0; 2027-28: 0; 2028-29: 0; 2029-30: 0; 2030-31: 0; 2031-32: 0; 2032-33: 0; 2033-34: 0; 2034-35: 0; 2035-36: 0; 2036-37: 0; 2037-38: 0; 2038-39: 0; 2039-40: 0; 2040-41: 0; 2041-42: 0; 2042-43: 0; 2043-44: 0; 2044-45: 0; 2045-46: 0; 2046-47: 0; 2047-48: 0; 2048-49: 0; 2049-50: 0
3FP | Potable water imported | 3BL + 3.1FP | Ml/d | 2 | 2019-20: 21; 2020-21: 11.87; 2021-22: 11.34; 2022-23: 11.43; 2023-24: 11.81; 2024-25: 11.28; 2025-26: 42.501; 2026-27: 44.599; 2027-28: 41.931; 2028-29: 61.589; 2029-30: 62.939; 2030-31: 42.132; 2031-32: 42.172; 2032-33: 41.401; 2033-34: 42.321; 2034-35: 42.461; 2035-36: 42.501; 2036-37: 19.67; 2037-38: 20.85; 2038-39: 21.63; 2039-40: 19.01; 2040-41: 12.361; 2041-42: 12.361; 2042-43: 12.361; 2043-44: 12.361; 2044-45: 12.361; 2045-46: 12.361; 2046-47: 12.361; 2047-48: 12.361; 2048-49: 12.361; 2049-50: 12.361
4FP | Raw water exported enter as -ve | 4BL + 4.1FP | Ml/d | 2 | 2019-20: 0; 2020-21: 0; 2021-22: 0; 2022-23: 0; 2023-24: 0; 2024-25: 0; 2025-26: 0; 2026-27: 0; 2027-28: 0; 2028-29: 0; 2029-30: 0; 2030-31: 0; 2031-32: 0; 2032-33: 0; 2033-34: 0; 2034-35: 0; 2035-36: 0; 2036-37: 0; 2037-38: 0; 2038-39: 0; 2039-40: 0; 2040-41: 0; 2041-42: 0; 2042-43: 0; 2043-44: 0; 2044-45: 0; 2045-46: 0; 2046-47: 0; 2047-48: 0; 2048-49: 0; 2049-50: 0
5FP | Potable water exported enter as -ve | 5BL + 5.1FP | Ml/d | 2 | 2019-20: -85.6; 2020-21: -85.44; 2021-22: -85.49; 2022-23: -85.53; 2023-24: -85.56; 2024-25: -85.56; 2025-26: -114.3; 2026-27: -113.18; 2027-28: -113.37; 2028-29: -129.46; 2029-30: -129.16; 2030-31: -128.661; 2031-32: -128.251; 2032-33: -127.4; 2033-34: -128.3; 2034-35: -128.37; 2035-36: -128.17; 2036-37: -105.049; 2037-38: -106.169; 2038-39: -106.879; 2039-40: -103.909; 2040-41: -225.921; 2041-42: -225.801; 2042-43: -226.121; 2043-44: -226.041; 2044-45: -225.771; 2045-46: -223.031; 2046-47: -225.551; 2047-48: -226.821; 2048-49: -225.981; 2049-50: -225.321
6.1FP | Deployable Output post forecast changes | 6.1BL + 6.2FP + 6.3FP +7.01FP +7.02FP | Ml/d | 2 | 2019-20: 352.275; 2020-21: 352.275; 2021-22: 352.275; 2022-23: 352.275; 2023-24: 352.275; 2024-25: 352.275; 2025-26: 350.93; 2026-27: 350.75; 2027-28: 350.58; 2028-29: 350.4; 2029-30: 350.22; 2030-31: 350.04; 2031-32: 349.86; 2032-33: 349.69; 2033-34: 349.51; 2034-35: 349.33; 2035-36: 349.15; 2036-37: 348.97; 2037-38: 348.79; 2038-39: 348.62; 2039-40: 348.44; 2040-41: 472.2; 2041-42: 471.87; 2042-43: 471.53; 2043-44: 471.2; 2044-45: 470.86; 2045-46: 470.53; 2046-47: 470.19; 2047-48: 469.85; 2048-49: 469.52; 2049-50: 469.18
8FP | Raw water losses, treatment works losses and operational use | 8BL + 8.1FP + 8.2FP | Ml/d | 2 | 2019-20: 33.935; 2020-21: 33.935; 2021-22: 33.935; 2022-23: 33.935; 2023-24: 33.935; 2024-25: 33.935; 2025-26: 33.94; 2026-27: 33.94; 2027-28: 33.94; 2028-29: 33.94; 2029-30: 33.94; 2030-31: 33.94; 2031-32: 33.94; 2032-33: 33.94; 2033-34: 33.94; 2034-35: 33.94; 2035-36: 33.94; 2036-37: 33.94; 2037-38: 33.94; 2038-39: 33.94; 2039-40: 33.94; 2040-41: 33.94; 2041-42: 33.94; 2042-43: 33.94; 2043-44: 33.94; 2044-45: 33.94; 2045-46: 33.94; 2046-47: 33.94; 2047-48: 33.94; 2048-49: 33.94; 2049-50: 33.94
9FP | Total Outage Allowance | 9BL + 9.1FP | Ml/d | 2 | 2019-20: 6.66; 2020-21: 6.66; 2021-22: 6.66; 2022-23: 6.66; 2023-24: 6.66; 2024-25: 6.66; 2025-26: 6.66; 2026-27: 6.68; 2027-28: 6.67; 2028-29: 6.65; 2029-30: 6.63; 2030-31: 6.66; 2031-32: 6.67; 2032-33: 6.66; 2033-34: 6.63; 2034-35: 6.64; 2035-36: 6.65; 2036-37: 6.67; 2037-38: 6.59; 2038-39: 6.66; 2039-40: 6.47; 2040-41: 6.47; 2041-42: 6.48; 2042-43: 6.46; 2043-44: 6.46; 2044-45: 6.47; 2045-46: 6.47; 2046-47: 6.43; 2047-48: 6.46; 2048-49: 6.46; 2049-50: 6.46
10FP | Water Available For Use (own sources) | (6.1FP) - (8FP + 9FP) | Ml/d | 2 | 2019-20: 311.68; 2020-21: 311.68; 2021-22: 311.68; 2022-23: 311.68; 2023-24: 311.68; 2024-25: 311.68; 2025-26: 310.33; 2026-27: 310.13; 2027-28: 309.97; 2028-29: 309.81; 2029-30: 309.65; 2030-31: 309.44; 2031-32: 309.25; 2032-33: 309.09; 2033-34: 308.94; 2034-35: 308.75; 2035-36: 308.56; 2036-37: 308.36; 2037-38: 308.26; 2038-39: 308.02; 2039-40: 308.03; 2040-41: 431.79; 2041-42: 431.45; 2042-43: 431.13; 2043-44: 430.8; 2044-45: 430.45; 2045-46: 430.12; 2046-47: 429.82; 2047-48: 429.45; 2048-49: 429.12; 2049-50: 428.78
11FP | Total Water Available For Use | 10FP + sum (2FP:5FP) | Ml/d | 2 | 2019-20: 247.08; 2020-21: 238.11; 2021-22: 237.53; 2022-23: 237.58; 2023-24: 237.93; 2024-25: 237.4; 2025-26: 238.531; 2026-27: 241.549; 2027-28: 238.531; 2028-29: 241.939; 2029-30: 243.429; 2030-31: 222.911; 2031-32: 223.171; 2032-33: 223.091; 2033-34: 222.961; 2034-35: 222.841; 2035-36: 222.891; 2036-37: 222.981; 2037-38: 222.941; 2038-39: 222.771; 2039-40: 223.131; 2040-41: 218.23; 2041-42: 218.01; 2042-43: 217.37; 2043-44: 217.12; 2044-45: 217.04; 2045-46: 219.45; 2046-47: 216.63; 2047-48: 214.99; 2048-49: 215.5; 2049-50: 215.82
12FP | Water delivered measured non-household | 12BL + 12.2FP | Ml/d | 2 | 2019-20: 49.33; 2020-21: 50.53; 2021-22: 51.92; 2022-23: 51.97; 2023-24: 53.32; 2024-25: 55.28; 2025-26: 54.87; 2026-27: 54.51; 2027-28: 54.18; 2028-29: 53.87; 2029-30: 53.52; 2030-31: 53.17; 2031-32: 52.84; 2032-33: 52.51; 2033-34: 52.18; 2034-35: 51.86; 2035-36: 51.54; 2036-37: 51.22; 2037-38: 50.91; 2038-39: 50.59; 2039-40: 50.3; 2040-41: 50.01; 2041-42: 49.73; 2042-43: 49.45; 2043-44: 49.17; 2044-45: 48.9; 2045-46: 48.63; 2046-47: 48.37; 2047-48: 48.11; 2048-49: 47.86; 2049-50: 47.6
12.1FP | Non-potable water consumption | Input | Ml/d | 2 | 2019-20: 0; 2020-21: 0; 2021-22: 0; 2022-23: 0; 2023-24: 0; 2024-25: 0; 2025-26: 0; 2026-27: 0; 2027-28: 0; 2028-29: 0; 2029-30: 0; 2030-31: 0; 2031-32: 0; 2032-33: 0; 2033-34: 0; 2034-35: 0; 2035-36: 0; 2036-37: 0; 2037-38: 0; 2038-39: 0; 2039-40: 0; 2040-41: 0; 2041-42: 0; 2042-43: 0; 2043-44: 0; 2044-45: 0; 2045-46: 0; 2046-47: 0; 2047-48: 0; 2048-49: 0; 2049-50: 0
13FP | Water delivered unmeasured non-household | 13BL + 13.1FP | Ml/d | 2 | 2019-20: 0.22; 2020-21: 0.22; 2021-22: 0.22; 2022-23: 0.22; 2023-24: 0.22; 2024-25: 0.23; 2025-26: 0.23; 2026-27: 0.23; 2027-28: 0.23; 2028-29: 0.23; 2029-30: 0.23; 2030-31: 0.23; 2031-32: 0.23; 2032-33: 0.23; 2033-34: 0.23; 2034-35: 0.23; 2035-36: 0.23; 2036-37: 0.23; 2037-38: 0.23; 2038-39: 0.23; 2039-40: 0.23; 2040-41: 0.23; 2041-42: 0.23; 2042-43: 0.23; 2043-44: 0.23; 2044-45: 0.23; 2045-46: 0.23; 2046-47: 0.24; 2047-48: 0.24; 2048-49: 0.24; 2049-50: 0.24
14FP | Water delivered measured household | 14BL + 14.1FP | Ml/d | 2 | 2019-20: 110; 2020-21: 110.78; 2021-22: 111.64; 2022-23: 112.45; 2023-24: 113.25; 2024-25: 114.02; 2025-26: 113.58; 2026-27: 114.53; 2027-28: 115.34; 2028-29: 115.47; 2029-30: 114.37; 2030-31: 114.28; 2031-32: 114.45; 2032-33: 115.23; 2033-34: 115.96; 2034-35: 115.86; 2035-36: 115.75; 2036-37: 115.59; 2037-38: 115.62; 2038-39: 115.66; 2039-40: 115.94; 2040-41: 116.11; 2041-42: 116.29; 2042-43: 116.47; 2043-44: 116.66; 2044-45: 117.65; 2045-46: 118.47; 2046-47: 119.27; 2047-48: 120.02; 2048-49: 120.78; 2049-50: 121.48
15FP | Water delivered unmeasured household | 15BL + 15.1FP | Ml/d | 2 | 2019-20: 27.44; 2020-21: 26.37; 2021-22: 25.43; 2022-23: 24.33; 2023-24: 23.28; 2024-25: 22.27; 2025-26: 21.42; 2026-27: 20.61; 2027-28: 19.84; 2028-29: 19.09; 2029-30: 18.37; 2030-31: 17.72; 2031-32: 17.11; 2032-33: 16.52; 2033-34: 15.95; 2034-35: 15.41; 2035-36: 14.89; 2036-37: 14.37; 2037-38: 13.87; 2038-39: 13.4; 2039-40: 12.96; 2040-41: 12.53; 2041-42: 12.12; 2042-43: 11.71; 2043-44: 11.32; 2044-45: 10.93; 2045-46: 10.75; 2046-47: 10.56; 2047-48: 10.47; 2048-49: 10.39; 2049-50: 10.39
16FP | Percentage of consumption driven by climate change | 16BL | % | 1 | 2019-20: 0%; 2020-21: 0%; 2021-22: 0%; 2022-23: 0.1%; 2023-24: 0.1%; 2024-25: 0.1%; 2025-26: 0.1%; 2026-27: 0.1%; 2027-28: 0.1%; 2028-29: 0.2%; 2029-30: 0.2%; 2030-31: 0.2%; 2031-32: 0.2%; 2032-33: 0.3%; 2033-34: 0.3%; 2034-35: 0.3%; 2035-36: 0.4%; 2036-37: 0.4%; 2037-38: 0.4%; 2038-39: 0.5%; 2039-40: 0.5%; 2040-41: 0.6%; 2041-42: 0.6%; 2042-43: 0.6%; 2043-44: 0.7%; 2044-45: 0.7%; 2045-46: 0.8%; 2046-47: 0.8%; 2047-48: 0.8%; 2048-49: 0.8%; 2049-50: 0.9%
17FP | Volume of consumption driven by climate change | 16FP * (12FP + sum(13FP:15FP) - sum (23FP:26FP)) | Ml/d | 2 | 2019-20: 0; 2020-21: 0; 2021-22: 0; 2022-23: 0.18141; 2023-24: 0.18269; 2024-25: 0.1846; 2025-26: 0.18379; 2026-27: 0.18373; 2027-28: 0.18362; 2028-29: 0.36578; 2029-30: 0.36226; 2030-31: 0.36094; 2031-32: 0.35986; 2032-33: 0.53946; 2033-34: 0.53895; 2034-35: 0.53613; 2035-36: 0.71108; 2036-37: 0.70708; 2037-38: 0.704; 2038-39: 0.8763; 2039-40: 0.87405; 2040-41: 1.0456; 2041-42: 1.0426; 2042-43: 1.0395; 2043-44: 1.2095; 2044-45: 1.2117; 2045-46: 1.3876; 2046-47: 1.3905; 2047-48: 1.3934; 2048-49: 1.3968; 2049-50: 1.5752
18FP | Measured Household - PCC | ((14FP - 25FP) * 1,000,000) / (39FP * 1000) | l/h/d | 1 | 2019-20: 128.4117; 2020-21: 126.9995; 2021-22: 126.1052; 2022-23: 124.664; 2023-24: 123.4435; 2024-25: 122.4586; 2025-26: 121.1316; 2026-27: 120.3102; 2027-28: 119.5429; 2028-29: 118.3928; 2029-30: 116.27; 2030-31: 115.2997; 2031-32: 114.4394; 2032-33: 114.0382; 2033-34: 113.6236; 2034-35: 112.4525; 2035-36: 111.3032; 2036-37: 110.1419; 2037-38: 109.1553; 2038-39: 108.1575; 2039-40: 107.1551; 2040-41: 106.099; 2041-42: 105.0593; 2042-43: 104.0102; 2043-44: 102.9701; 2044-45: 102.6548; 2045-46: 102.3077; 2046-47: 101.9446; 2047-48: 101.6007; 2048-49: 101.2589; 2049-50: 100.9182
19FP | Unmeasured Household - PCC | ((15FP - 26FP) * 1,000,000) / (40FP * 1000) | l/h/d | 1 | 2019-20: 162.7318; 2020-21: 162.5411; 2021-22: 162.3941; 2022-23: 162.1673; 2023-24: 161.9743; 2024-25: 161.6917; 2025-26: 161.5562; 2026-27: 161.2626; 2027-28: 161.1607; 2028-29: 161.0016; 2029-30: 160.9315; 2030-31: 161.2451; 2031-32: 161.6405; 2032-33: 162.1464; 2033-34: 162.5497; 2034-35: 163.0972; 2035-36: 163.6889; 2036-37: 164.2927; 2037-38: 164.8014; 2038-39: 165.6438; 2039-40: 166.3706; 2040-41: 167.1672; 2041-42: 168.1799; 2042-43: 169.1369; 2043-44: 170.4545; 2044-45: 171.7863; 2045-46: 172.7728; 2046-47: 174.2312; 2047-48: 174.3389; 2048-49: 174.5526; 2049-50: 174.5847
20FP | Average Household - PCC | (((14FP - 25FP) + (15FP - 26FP)) * 1,000,000)/ ((39FP + 40FP) * 1,000) | l/h/d | 1 | 2019-20: 133.8587; 2020-21: 132.3707; 2021-22: 131.3526; 2022-23: 129.8052; 2023-24: 128.4528; 2024-25: 127.3025; 2025-26: 125.8992; 2026-27: 124.9156; 2027-28: 124.011; 2028-29: 122.7671; 2029-30: 120.6571; 2030-31: 119.6185; 2031-32: 118.6853; 2032-33: 118.1807; 2033-34: 117.6576; 2034-35: 116.4522; 2035-36: 115.2662; 2036-37: 114.0617; 2037-38: 113.0083; 2038-39: 111.9633; 2039-40: 110.8995; 2040-41: 109.7855; 2041-42: 108.6943; 2042-43: 107.5843; 2043-44: 106.4941; 2044-45: 106.0822; 2045-46: 105.6925; 2046-47: 105.2993; 2047-48: 104.9172; 2048-49: 104.5431; 2049-50: 104.1897
21FP | Water taken unbilled | 21BL + 21.1FP | Ml/d | 2 | 2019-20: 4.12; 2020-21: 4.12; 2021-22: 4.11; 2022-23: 4.11; 2023-24: 4.11; 2024-25: 4.12; 2025-26: 4.12; 2026-27: 4.11; 2027-28: 4.1; 2028-29: 4.1; 2029-30: 4.11; 2030-31: 4.11; 2031-32: 4.11; 2032-33: 4.09; 2033-34: 4.11; 2034-35: 4.11; 2035-36: 4.11; 2036-37: 4.11; 2037-38: 4.11; 2038-39: 4.12; 2039-40: 4.12; 2040-41: 4.13; 2041-42: 4.1; 2042-43: 4.12; 2043-44: 4.12; 2044-45: 4.12; 2045-46: 4.11; 2046-47: 4.1; 2047-48: 4.11; 2048-49: 4.11; 2049-50: 4.11
22FP | Distribution system operational use | 22BL + 22.1FP | Ml/d | 2 | 2019-20: 1.02; 2020-21: 1.02; 2021-22: 1.02; 2022-23: 1.02; 2023-24: 1.02; 2024-25: 1.02; 2025-26: 1.02; 2026-27: 1.02; 2027-28: 1.02; 2028-29: 1.02; 2029-30: 1.02; 2030-31: 1.02; 2031-32: 1.02; 2032-33: 1.02; 2033-34: 1.02; 2034-35: 1.02; 2035-36: 1.02; 2036-37: 1.02; 2037-38: 1.02; 2038-39: 1.02; 2039-40: 1.02; 2040-41: 1.02; 2041-42: 1.02; 2042-43: 1.02; 2043-44: 1.02; 2044-45: 1.02; 2045-46: 1.02; 2046-47: 1.02; 2047-48: 1.02; 2048-49: 1.02; 2049-50: 1.02
23FP | Measured Non Household - USPL | 23BL + 23.1FP | Ml/d | 2 | 2019-20: 0.16; 2020-21: 0.16; 2021-22: 0.16; 2022-23: 0.16; 2023-24: 0.16; 2024-25: 0.16; 2025-26: 0.15; 2026-27: 0.15; 2027-28: 0.15; 2028-29: 0.14; 2029-30: 0.15; 2030-31: 0.14; 2031-32: 0.14; 2032-33: 0.13; 2033-34: 0.13; 2034-35: 0.12; 2035-36: 0.12; 2036-37: 0.12; 2037-38: 0.11; 2038-39: 0.11; 2039-40: 0.1; 2040-41: 0.1; 2041-42: 0.09; 2042-43: 0.09; 2043-44: 0.08; 2044-45: 0.08; 2045-46: 0.08; 2046-47: 0.07; 2047-48: 0.08; 2048-49: 0.07; 2049-50: 0.07
24FP | Unmeasured Non Household - USPL | 24BL + 24.1FP | Ml/d | 2 | 2019-20: 0.01; 2020-21: 0.01; 2021-22: 0.01; 2022-23: 0.01; 2023-24: 0.01; 2024-25: 0.01; 2025-26: 0.01; 2026-27: 0.01; 2027-28: 0.01; 2028-29: 0.01; 2029-30: 0.01; 2030-31: 0.01; 2031-32: 0.01; 2032-33: 0.01; 2033-34: 0.01; 2034-35: 0.01; 2035-36: 0.01; 2036-37: 0.01; 2037-38: 0.01; 2038-39: 0.01; 2039-40: 0.01; 2040-41: 0.01; 2041-42: 0.01; 2042-43: 0.01; 2043-44: 0.01; 2044-45: 0.01; 2045-46: 0.01; 2046-47: 0.01; 2047-48: 0.01; 2048-49: 0.01; 2049-50: 0.01
25FP | Measured Household - USPL | 25BL + 25.1FP | Ml/d | 2 | 2019-20: 5.43; 2020-21: 5.36; 2021-22: 5.25; 2022-23: 5.22; 2023-24: 5.13; 2024-25: 5.03; 2025-26: 4.23; 2026-27: 4.13; 2027-28: 4.02; 2028-29: 3.89; 2029-30: 3.54; 2030-31: 3.18; 2031-32: 3; 2032-33: 3.04; 2033-34: 3.09; 2034-35: 3.13; 2035-36: 3.17; 2036-37: 3.22; 2037-38: 3.26; 2038-39: 3.3; 2039-40: 3.35; 2040-41: 3.39; 2041-42: 3.43; 2042-43: 3.47; 2043-44: 3.51; 2044-45: 3.55; 2045-46: 3.58; 2046-47: 3.61; 2047-48: 3.64; 2048-49: 3.67; 2049-50: 3.69
26FP | Unmeasured Household - USPL | 26BL + 26.1BL | Ml/d | 2 | 2019-20: 2.44; 2020-21: 2.35; 2021-22: 2.27; 2022-23: 2.17; 2023-24: 2.08; 2024-25: 2; 2025-26: 1.92; 2026-27: 1.86; 2027-28: 1.79; 2028-29: 1.73; 2029-30: 1.66; 2030-31: 1.6; 2031-32: 1.55; 2032-33: 1.49; 2033-34: 1.44; 2034-35: 1.39; 2035-36: 1.34; 2036-37: 1.29; 2037-38: 1.25; 2038-39: 1.2; 2039-40: 1.16; 2040-41: 1.12; 2041-42: 1.08; 2042-43: 1.04; 2043-44: 1; 2044-45: 0.97; 2045-46: 0.96; 2046-47: 0.94; 2047-48: 0.93; 2048-49: 0.92; 2049-50: 0.92
27FP | Void Properties - USPL | 27BL + 27.1FP | Ml/d | 2 | 2019-20: 0.49; 2020-21: 0.5; 2021-22: 0.5; 2022-23: 0.51; 2023-24: 0.52; 2024-25: 0.52; 2025-26: 0.53; 2026-27: 0.54; 2027-28: 0.55; 2028-29: 0.55; 2029-30: 0.56; 2030-31: 0.57; 2031-32: 0.57; 2032-33: 0.58; 2033-34: 0.58; 2034-35: 0.59; 2035-36: 0.59; 2036-37: 0.6; 2037-38: 0.61; 2038-39: 0.61; 2039-40: 0.62; 2040-41: 0.62; 2041-42: 0.63; 2042-43: 0.63; 2043-44: 0.64; 2044-45: 0.65; 2045-46: 0.65; 2046-47: 0.66; 2047-48: 0.66; 2048-49: 0.67; 2049-50: 0.67
28FP | Distribution losses | 28BL + 28.1FP | Ml/d | 2 | 2019-20: 23.04; 2020-21: 22.55; 2021-22: 22.27; 2022-23: 21.82; 2023-24: 21.37; 2024-25: 20.91; 2025-26: 20.9; 2026-27: 20.89; 2027-28: 20.79; 2028-29: 20.78; 2029-30: 20.44; 2030-31: 20.37; 2031-32: 20.33; 2032-33: 19.71; 2033-34: 19.35; 2034-35: 18.41; 2035-36: 18.5; 2036-37: 18.42; 2037-38: 18.09; 2038-39: 18.08; 2039-40: 17.9; 2040-41: 17.57; 2041-42: 17.13; 2042-43: 16.72; 2043-44: 16.39; 2044-45: 16; 2045-46: 15.64; 2046-47: 15.3; 2047-48: 15.06; 2048-49: 14.74; 2049-50: 14.7
29FP | Total Leakage | sum (23FP:28FP) | Ml/d | 2 | 2019-20: 31.57; 2020-21: 30.93; 2021-22: 30.46; 2022-23: 29.89; 2023-24: 29.27; 2024-25: 28.63; 2025-26: 27.74; 2026-27: 27.58; 2027-28: 27.31; 2028-29: 27.1; 2029-30: 26.36; 2030-31: 25.87; 2031-32: 25.6; 2032-33: 24.96; 2033-34: 24.6; 2034-35: 23.65; 2035-36: 23.73; 2036-37: 23.66; 2037-38: 23.33; 2038-39: 23.31; 2039-40: 23.14; 2040-41: 22.81; 2041-42: 22.37; 2042-43: 21.96; 2043-44: 21.63; 2044-45: 21.26; 2045-46: 20.92; 2046-47: 20.59; 2047-48: 20.38; 2048-49: 20.08; 2049-50: 20.06
30FP | Leakage/property | (29FP * 1,000,000) / (36FP * 1,000) | l/prop/d | 2 | 2019-20: 74.4718; 2020-21: 71.8197; 2021-22: 69.6796; 2022-23: 67.4234; 2023-24: 65.1217; 2024-25: 62.917; 2025-26: 60.2323; 2026-27: 59.0732; 2027-28: 57.7676; 2028-29: 56.7099; 2029-30: 54.613; 2030-31: 53.0759; 2031-32: 52.0212; 2032-33: 50.2554; 2033-34: 49.1; 2034-35: 46.8158; 2035-36: 46.5955; 2036-37: 46.0465; 2037-38: 45.0036; 2038-39: 44.5708; 2039-40: 43.8601; 2040-41: 42.8606; 2041-42: 41.6719; 2042-43: 40.5569; 2043-44: 39.6062; 2044-45: 38.5974; 2045-46: 37.6581; 2046-47: 36.7513; 2047-48: 36.0707; 2048-49: 35.2422; 2049-50: 34.9135
31FP | Measured Non Household - properties | Input | 000's | 2 | 2019-20: 22.537; 2020-21: 22.777; 2021-22: 23.002; 2022-23: 23.242; 2023-24: 23.482; 2024-25: 23.715; 2025-26: 23.926; 2026-27: 24.12; 2027-28: 24.293; 2028-29: 24.429; 2029-30: 24.545; 2030-31: 24.652; 2031-32: 24.752; 2032-33: 24.844; 2033-34: 24.934; 2034-35: 25.018; 2035-36: 25.099; 2036-37: 25.178; 2037-38: 25.255; 2038-39: 25.328; 2039-40: 25.403; 2040-41: 25.476; 2041-42: 25.547; 2042-43: 25.618; 2043-44: 25.687; 2044-45: 25.755; 2045-46: 25.822; 2046-47: 25.886; 2047-48: 25.95; 2048-49: 26.01; 2049-50: 26.069
32FP | Unmeasured Non Household - properties | Input | 000's | 2 | 2019-20: 0.09; 2020-21: 0.091; 2021-22: 0.092; 2022-23: 0.093; 2023-24: 0.094; 2024-25: 0.095; 2025-26: 0.096; 2026-27: 0.097; 2027-28: 0.098; 2028-29: 0.098; 2029-30: 0.099; 2030-31: 0.099; 2031-32: 0.099; 2032-33: 0.1; 2033-34: 0.1; 2034-35: 0.1; 2035-36: 0.101; 2036-37: 0.101; 2037-38: 0.101; 2038-39: 0.102; 2039-40: 0.102; 2040-41: 0.102; 2041-42: 0.103; 2042-43: 0.103; 2043-44: 0.103; 2044-45: 0.103; 2045-46: 0.104; 2046-47: 0.104; 2047-48: 0.104; 2048-49: 0.104; 2049-50: 0.105
33FP | All void non-households - properties | Input | 000's | 2 | 2019-20: 0; 2020-21: 0; 2021-22: 0; 2022-23: 0; 2023-24: 0; 2024-25: 0; 2025-26: 0; 2026-27: 0; 2027-28: 0; 2028-29: 0; 2029-30: 0; 2030-31: 0; 2031-32: 0; 2032-33: 0; 2033-34: 0; 2034-35: 0; 2035-36: 0; 2036-37: 0; 2037-38: 0; 2038-39: 0; 2039-40: 0; 2040-41: 0; 2041-42: 0; 2042-43: 0; 2043-44: 0; 2044-45: 0; 2045-46: 0; 2046-47: 0; 2047-48: 0; 2048-49: 0; 2049-50: 0
34FP | Measured households - properties (excl. void) | Year before + sum (34.1BL:34.6BL) | 000's | 2 | 2019-20: 341.649; 2020-21: 349.943; 2021-22: 357.75; 2022-23: 365.511; 2023-24: 373.177; 2024-25: 380.207; 2025-26: 386.865; 2026-27: 394.303; 2027-28: 401.272; 2028-29: 407.476; 2029-30: 413.336; 2030-31: 419.107; 2031-32: 424.788; 2032-33: 430.298; 2033-34: 435.575; 2034-35: 440.617; 2035-36: 445.579; 2036-37: 450.948; 2037-38: 456.308; 2038-39: 461.646; 2039-40: 466.961; 2040-41: 472.254; 2041-42: 477.534; 2042-43: 482.809; 2043-44: 488.076; 2044-45: 493.337; 2045-46: 498.178; 2046-47: 503.028; 2047-48: 507.804; 2048-49: 512.594; 2049-50: 517.23
34.1FP | New build properties - properties | Input (new builds in each year) | 000's | 2 | 2019-20: 6.085; 2020-21: 5.966; 2021-22: 5.636; 2022-23: 5.78; 2023-24: 5.769; 2024-25: 5.213; 2025-26: 5.164; 2026-27: 5.998; 2027-28: 5.581; 2028-29: 4.868; 2029-30: 4.572; 2030-31: 4.53; 2031-32: 4.485; 2032-33: 4.357; 2033-34: 4.167; 2034-35: 3.972; 2035-36: 3.932; 2036-37: 4.375; 2037-38: 4.403; 2038-39: 4.415; 2039-40: 4.426; 2040-41: 4.436; 2041-42: 4.455; 2042-43: 4.478; 2043-44: 4.5; 2044-45: 4.522; 2045-46: 4.546; 2046-47: 4.567; 2047-48: 4.59; 2048-49: 4.612; 2049-50: 4.636
34.2FP | Meter optants - properties | Input (meter optants in each year) | 000's | 2 | 2019-20: 1.537; 2020-21: 1.468; 2021-22: 1.343; 2022-23: 1.181; 2023-24: 1.13; 2024-25: 1.08; 2025-26: 0.787; 2026-27: 0.761; 2027-28: 0.736; 2028-29: 0.711; 2029-30: 0.687; 2030-31: 0.664; 2031-32: 0.642; 2032-33: 0.621; 2033-34: 0.6; 2034-35: 0.58; 2035-36: 0.56; 2036-37: 0.542; 2037-38: 0.523; 2038-39: 0.506; 2039-40: 0.489; 2040-41: 0.473; 2041-42: 0.457; 2042-43: 0.442; 2043-44: 0.427; 2044-45: 0.413; 2045-46: 0; 2046-47: 0; 2047-48: 0; 2048-49: 0; 2049-50: 0
34.3FP | Compulsory metering - properties | Input (compulsory meters in each year) | 000's | 2 | 2019-20: 0; 2020-21: 0; 2021-22: 0; 2022-23: 0; 2023-24: 0; 2024-25: 0; 2025-26: 0; 2026-27: 0; 2027-28: 0; 2028-29: 0; 2029-30: 0; 2030-31: 0; 2031-32: 0; 2032-33: 0; 2033-34: 0; 2034-35: 0; 2035-36: 0; 2036-37: 0; 2037-38: 0; 2038-39: 0; 2039-40: 0; 2040-41: 0; 2041-42: 0; 2042-43: 0; 2043-44: 0; 2044-45: 0; 2045-46: 0; 2046-47: 0; 2047-48: 0; 2048-49: 0; 2049-50: 0
34.4FP | Metering on change of occupancy - properties | Input (change of occupancy meters in each year) | 000's | 2 | 2019-20: 0.844; 2020-21: 0.815; 2021-22: 0.785; 2022-23: 0.758; 2023-24: 0.727; 2024-25: 0.698; 2025-26: 0.67; 2026-27: 0.643; 2027-28: 0.617; 2028-29: 0.592; 2029-30: 0.569; 2030-31: 0.546; 2031-32: 0.524; 2032-33: 0.503; 2033-34: 0.482; 2034-35: 0.463; 2035-36: 0.444; 2036-37: 0.427; 2037-38: 0.409; 2038-39: 0.393; 2039-40: 0.377; 2040-41: 0.362; 2041-42: 0.347; 2042-43: 0.334; 2043-44: 0.32; 2044-45: 0.307; 2045-46: 0.295; 2046-47: 0.283; 2047-48: 0.186; 2048-49: 0.178; 2049-50: 0
34.5FP | Selective metering - properties | Input (selective meters in each year) | 000's | 2 | 2019-20: 0.046; 2020-21: 0.045; 2021-22: 0.043; 2022-23: 0.042; 2023-24: 0.04; 2024-25: 0.039; 2025-26: 0.037; 2026-27: 0.036; 2027-28: 0.035; 2028-29: 0.033; 2029-30: 0.032; 2030-31: 0.031; 2031-32: 0.03; 2032-33: 0.029; 2033-34: 0.028; 2034-35: 0.027; 2035-36: 0.026; 2036-37: 0.025; 2037-38: 0.025; 2038-39: 0.024; 2039-40: 0.023; 2040-41: 0.022; 2041-42: 0.021; 2042-43: 0.021; 2043-44: 0.02; 2044-45: 0.019; 2045-46: 0; 2046-47: 0; 2047-48: 0; 2048-49: 0; 2049-50: 0
34.6FP | Other changes to existing metering - properties | Input (other changes to meters in each year) | 000's | 2 | 2019-20: 0; 2020-21: 0; 2021-22: 0; 2022-23: 0; 2023-24: 0; 2024-25: 0; 2025-26: 0; 2026-27: 0; 2027-28: 0; 2028-29: 0; 2029-30: 0; 2030-31: 0; 2031-32: 0; 2032-33: 0; 2033-34: 0; 2034-35: 0; 2035-36: 0; 2036-37: 0; 2037-38: 0; 2038-39: 0; 2039-40: 0; 2040-41: 0; 2041-42: 0; 2042-43: 0; 2043-44: 0; 2044-45: 0; 2045-46: 0; 2046-47: 0; 2047-48: 0; 2048-49: 0; 2049-50: 0
34.7FP | Measured household void properties | Input | 000's | 2 | 2019-20: 7.215; 2020-21: 7.395; 2021-22: 7.557; 2022-23: 7.749; 2023-24: 7.925; 2024-25: 8.092; 2025-26: 8.253; 2026-27: 8.417; 2027-28: 8.57; 2028-29: 8.71; 2029-30: 8.846; 2030-31: 8.981; 2031-32: 9.113; 2032-33: 9.242; 2033-34: 9.365; 2034-35: 9.484; 2035-36: 9.599; 2036-37: 9.717; 2037-38: 9.834; 2038-39: 9.95; 2039-40: 10.066; 2040-41: 10.181; 2041-42: 10.295; 2042-43: 10.409; 2043-44: 10.522; 2044-45: 10.635; 2045-46: 10.738; 2046-47: 10.841; 2047-48: 10.941; 2048-49: 11.042; 2049-50: 11.138
35FP | Unmeasured households - properties (excl. void) | Input | 000's | 2 | 2019-20: 51.351; 2020-21: 49.417; 2021-22: 47.738; 2022-23: 45.757; 2023-24: 43.86; 2024-25: 42.043; 2025-26: 40.548; 2026-27: 39.109; 2027-28: 37.721; 2028-29: 36.384; 2029-30: 35.096; 2030-31: 33.855; 2031-32: 32.659; 2032-33: 31.507; 2033-34: 30.396; 2034-35: 29.326; 2035-36: 28.295; 2036-37: 27.302; 2037-38: 26.344; 2038-39: 25.421; 2039-40: 24.532; 2040-41: 23.675; 2041-42: 22.849; 2042-43: 22.054; 2043-44: 21.287; 2044-45: 20.548; 2045-46: 20.253; 2046-47: 19.97; 2047-48: 19.784; 2048-49: 19.606; 2049-50: 19.606
35.1FP | Unmeasured household void properties | Input | 000's | 2 | 2019-20: 1.077; 2020-21: 1.039; 2021-22: 1.005; 2022-23: 0.966; 2023-24: 0.928; 2024-25: 0.892; 2025-26: 0.862; 2026-27: 0.832; 2027-28: 0.802; 2028-29: 0.774; 2029-30: 0.747; 2030-31: 0.721; 2031-32: 0.696; 2032-33: 0.672; 2033-34: 0.648; 2034-35: 0.626; 2035-36: 0.604; 2036-37: 0.582; 2037-38: 0.561; 2038-39: 0.541; 2039-40: 0.522; 2040-41: 0.503; 2041-42: 0.485; 2042-43: 0.468; 2043-44: 0.452; 2044-45: 0.436; 2045-46: 0.429; 2046-47: 0.423; 2047-48: 0.419; 2048-49: 0.415; 2049-50: 0.415
36FP | Total Resource Zone Properties (incl. voids) | sum (31FP:34FP) + 34.7FP + 35BL + 35.1BL | 000's | 2 | 2019-20: 423.919; 2020-21: 430.662; 2021-22: 437.144; 2022-23: 443.318; 2023-24: 449.466; 2024-25: 455.044; 2025-26: 460.55; 2026-27: 466.878; 2027-28: 472.756; 2028-29: 477.871; 2029-30: 482.669; 2030-31: 487.415; 2031-32: 492.107; 2032-33: 496.663; 2033-34: 501.018; 2034-35: 505.171; 2035-36: 509.277; 2036-37: 513.828; 2037-38: 518.403; 2038-39: 522.988; 2039-40: 527.586; 2040-41: 532.191; 2041-42: 536.813; 2042-43: 541.461; 2043-44: 546.127; 2044-45: 550.814; 2045-46: 555.524; 2046-47: 560.252; 2047-48: 565.002; 2048-49: 569.771; 2049-50: 574.563
37FP | Measured Non Household - Population | Input | 000's | 2 | 2019-20: 11.284; 2020-21: 11.421; 2021-22: 11.537; 2022-23: 11.678; 2023-24: 11.812; 2024-25: 11.94; 2025-26: 12.04; 2026-27: 12.212; 2027-28: 12.386; 2028-29: 12.579; 2029-30: 12.754; 2030-31: 12.929; 2031-32: 13.205; 2032-33: 13.424; 2033-34: 13.616; 2034-35: 13.77; 2035-36: 13.915; 2036-37: 14.053; 2037-38: 14.194; 2038-39: 14.348; 2039-40: 14.495; 2040-41: 14.654; 2041-42: 14.827; 2042-43: 15.021; 2043-44: 15.229; 2044-45: 15.441; 2045-46: 15.68; 2046-47: 15.928; 2047-48: 16.175; 2048-49: 16.423; 2049-50: 16.655
38FP | Unmeasured Non Household - Population | Input | 000's | 2 | 2019-20: 0.045; 2020-21: 0.046; 2021-22: 0.046; 2022-23: 0.047; 2023-24: 0.047; 2024-25: 0.048; 2025-26: 0.048; 2026-27: 0.049; 2027-28: 0.05; 2028-29: 0.051; 2029-30: 0.051; 2030-31: 0.052; 2031-32: 0.053; 2032-33: 0.054; 2033-34: 0.055; 2034-35: 0.055; 2035-36: 0.056; 2036-37: 0.056; 2037-38: 0.057; 2038-39: 0.058; 2039-40: 0.058; 2040-41: 0.059; 2041-42: 0.06; 2042-43: 0.06; 2043-44: 0.061; 2044-45: 0.062; 2045-46: 0.063; 2046-47: 0.064; 2047-48: 0.065; 2048-49: 0.066; 2049-50: 0.067
39FP | Measured Household - Population | Input | 000's | 2 | 2019-20: 814.334; 2020-21: 830.082; 2021-22: 843.661; 2022-23: 860.152; 2023-24: 875.866; 2024-25: 890.015; 2025-26: 902.737; 2026-27: 917.628; 2027-28: 931.214; 2028-29: 942.456; 2029-30: 953.212; 2030-31: 963.576; 2031-32: 973.878; 2032-33: 983.793; 2033-34: 993.368; 2034-35: 1002.468; 2035-36: 1011.471; 2036-37: 1020.229; 2037-38: 1029.359; 2038-39: 1038.855; 2039-40: 1050.72; 2040-41: 1062.404; 2041-42: 1074.25; 2042-43: 1086.432; 2043-44: 1098.863; 2044-45: 1111.492; 2045-46: 1122.985; 2046-47: 1134.538; 2047-48: 1145.464; 2048-49: 1156.54; 2049-50: 1167.183
40FP | Unmeasured Household - Population | Input | 000's | 2 | 2019-20: 153.627; 2020-21: 147.778; 2021-22: 142.616; 2022-23: 136.649; 2023-24: 130.885; 2024-25: 125.362; 2025-26: 120.701; 2026-27: 116.27; 2027-28: 112; 2028-29: 107.825; 2029-30: 103.833; 2030-31: 99.972; 2031-32: 96.263; 2032-33: 92.694; 2033-34: 89.265; 2034-35: 85.961; 2035-36: 82.779; 2036-37: 79.614; 2037-38: 76.577; 2038-39: 73.652; 2039-40: 70.926; 2040-41: 68.255; 2041-42: 65.644; 2042-43: 63.085; 2043-44: 60.544; 2044-45: 57.979; 2045-46: 56.664; 2046-47: 55.214; 2047-48: 54.721; 2048-49: 54.253; 2049-50: 54.243
41FP | Total Resource Zone Population | sum (37FP:40FP) | 000's | 2 | 2019-20: 979.29; 2020-21: 989.327; 2021-22: 997.86; 2022-23: 1008.526; 2023-24: 1018.61; 2024-25: 1027.365; 2025-26: 1035.526; 2026-27: 1046.159; 2027-28: 1055.65; 2028-29: 1062.911; 2029-30: 1069.85; 2030-31: 1076.529; 2031-32: 1083.399; 2032-33: 1089.965; 2033-34: 1096.304; 2034-35: 1102.254; 2035-36: 1108.221; 2036-37: 1113.952; 2037-38: 1120.187; 2038-39: 1126.913; 2039-40: 1136.199; 2040-41: 1145.372; 2041-42: 1154.781; 2042-43: 1164.598; 2043-44: 1174.697; 2044-45: 1184.974; 2045-46: 1195.392; 2046-47: 1205.744; 2047-48: 1216.425; 2048-49: 1227.282; 2049-50: 1238.148
42FP | Average household occupancy rate (excl. voids) | (39FP + 40FP) / (34FP + 35FP) | h/prop | 1 | 2019-20: 2.463; 2020-21: 2.4486; 2021-22: 2.4323; 2022-23: 2.4237; 2023-24: 2.4141; 2024-25: 2.4047; 2025-26: 2.3945; 2026-27: 2.3855; 2027-28: 2.3764; 2028-29: 2.3662; 2029-30: 2.3572; 2030-31: 2.348; 2031-32: 2.3394; 2032-33: 2.331; 2033-34: 2.3234; 2034-35: 2.3161; 2035-36: 2.3092; 2036-37: 2.2997; 2037-38: 2.2914; 2038-39: 2.2841; 2039-40: 2.2821; 2040-41: 2.2799; 2041-42: 2.278; 2042-43: 2.2769; 2043-44: 2.2762; 2044-45: 2.2757; 2045-46: 2.2754; 2046-47: 2.2749; 2047-48: 2.2749; 2048-49: 2.2751; 2049-50: 2.2752
43FP | Total Household Metering penetration (excl. voids) | 34FP / (34FP + 35FP) | % | 1 | 2019-20: 86.93%; 2020-21: 87.63%; 2021-22: 88.23%; 2022-23: 88.87%; 2023-24: 89.48%; 2024-25: 90.04%; 2025-26: 90.51%; 2026-27: 90.98%; 2027-28: 91.41%; 2028-29: 91.8%; 2029-30: 92.17%; 2030-31: 92.53%; 2031-32: 92.86%; 2032-33: 93.18%; 2033-34: 93.48%; 2034-35: 93.76%; 2035-36: 94.03%; 2036-37: 94.29%; 2037-38: 94.54%; 2038-39: 94.78%; 2039-40: 95.01%; 2040-41: 95.23%; 2041-42: 95.43%; 2042-43: 95.63%; 2043-44: 95.82%; 2044-45: 96%; 2045-46: 96.09%; 2046-47: 96.18%; 2047-48: 96.25%; 2048-49: 96.32%; 2049-50: 96.35%
44FP | Total Household Metering penetration (incl. voids) | (34FP) / (34FP + 34.7FP + 35FP + 35.1FP) | % | 1 | 2019-20: 85.14%; 2020-21: 85.81%; 2021-22: 86.4%; 2022-23: 87.03%; 2023-24: 87.62%; 2024-25: 88.17%; 2025-26: 88.62%; 2026-27: 89.08%; 2027-28: 89.5%; 2028-29: 89.88%; 2029-30: 90.24%; 2030-31: 90.59%; 2031-32: 90.91%; 2032-33: 91.22%; 2033-34: 91.51%; 2034-35: 91.79%; 2035-36: 92.05%; 2036-37: 92.3%; 2037-38: 92.55%; 2038-39: 92.78%; 2039-40: 93.01%; 2040-41: 93.22%; 2041-42: 93.42%; 2042-43: 93.61%; 2043-44: 93.8%; 2044-45: 93.98%; 2045-46: 94.07%; 2046-47: 94.15%; 2047-48: 94.22%; 2048-49: 94.29%; 2049-50: 94.32%
45FP | Distribution input | sum (12FP:15FP) + 21FP + 22FP + 27FP + 28FP | Ml/d | 2 | 2019-20: 215.66; 2020-21: 216.09; 2021-22: 217.11; 2022-23: 216.43; 2023-24: 217.09; 2024-25: 218.37; 2025-26: 216.67; 2026-27: 216.44; 2027-28: 216.05; 2028-29: 215.11; 2029-30: 212.62; 2030-31: 211.47; 2031-32: 210.66; 2032-33: 209.89; 2033-34: 209.38; 2034-35: 207.49; 2035-36: 206.63; 2036-37: 205.56; 2037-38: 204.46; 2038-39: 203.71; 2039-40: 203.09; 2040-41: 202.22; 2041-42: 201.25; 2042-43: 200.35; 2043-44: 199.55; 2044-45: 199.5; 2045-46: 199.5; 2046-47: 199.52; 2047-48: 199.69; 2048-49: 199.81; 2049-50: 200.21
46FP | Target headroom (climate change component) | Input | Ml/d | 2 | 2019-20: 3.0399; 2020-21: 3.0399; 2021-22: 3.0399; 2022-23: 3.0399; 2023-24: 3.0399; 2024-25: 3.0399; 2025-26: 3.0399; 2026-27: 3.1111; 2027-28: 3.0998; 2028-29: 3.2183; 2029-30: 3.5097; 2030-31: 3.5074; 2031-32: 3.7333; 2032-33: 3.842; 2033-34: 3.986; 2034-35: 3.9043; 2035-36: 3.7121; 2036-37: 3.6583; 2037-38: 3.7787; 2038-39: 3.884; 2039-40: 0; 2040-41: 0; 2041-42: 0; 2042-43: 0; 2043-44: 0; 2044-45: 0; 2045-46: 0; 2046-47: 0; 2047-48: 0; 2048-49: 0; 2049-50: 0
47FP | Target headroom (All other components) | Input | Ml/d | 2 | 2019-20: 6.6436; 2020-21: 6.6436; 2021-22: 6.6436; 2022-23: 6.6436; 2023-24: 6.6436; 2024-25: 6.6436; 2025-26: 6.6436; 2026-27: 6.4193; 2027-28: 6.324; 2028-29: 6.2658; 2029-30: 6.9358; 2030-31: 7.0438; 2031-32: 7.4509; 2032-33: 7.5401; 2033-34: 7.6853; 2034-35: 8.3806; 2035-36: 6.3146; 2036-37: 4.9472; 2037-38: 5.4408; 2038-39: 5.9709; 2039-40: 15.9724; 2040-41: 16.0065; 2041-42: 16.7579; 2042-43: 17.024; 2043-44: 17.5714; 2044-45: 17.5414; 2045-46: 15.2512; 2046-47: 15.3629; 2047-48: 15.3049; 2048-49: 15.6945; 2049-50: 15.6072
48FP | Target Headroom | 46FP + 47FP | Ml/d | 2 | 2019-20: 9.6835; 2020-21: 9.6835; 2021-22: 9.6835; 2022-23: 9.6835; 2023-24: 9.6835; 2024-25: 9.6835; 2025-26: 9.6835; 2026-27: 9.5304; 2027-28: 9.4238; 2028-29: 9.4841; 2029-30: 10.4456; 2030-31: 10.5512; 2031-32: 11.1842; 2032-33: 11.3821; 2033-34: 11.6713; 2034-35: 12.2849; 2035-36: 10.0267; 2036-37: 8.6055; 2037-38: 9.2195; 2038-39: 9.8548; 2039-40: 15.9724; 2040-41: 16.0065; 2041-42: 16.7579; 2042-43: 17.024; 2043-44: 17.5714; 2044-45: 17.5414; 2045-46: 15.2512; 2046-47: 15.3629; 2047-48: 15.3049; 2048-49: 15.6945; 2049-50: 15.6072
49FP | Available Headroom | 11FP - 45FP | Ml/d | 2 | 2019-20: 31.42; 2020-21: 22.02; 2021-22: 20.42; 2022-23: 21.15; 2023-24: 20.84; 2024-25: 19.03; 2025-26: 21.861; 2026-27: 25.109; 2027-28: 22.481; 2028-29: 26.829; 2029-30: 30.809; 2030-31: 11.441; 2031-32: 12.511; 2032-33: 13.201; 2033-34: 13.581; 2034-35: 15.351; 2035-36: 16.261; 2036-37: 17.421; 2037-38: 18.481; 2038-39: 19.061; 2039-40: 20.041; 2040-41: 16.01; 2041-42: 16.76; 2042-43: 17.02; 2043-44: 17.57; 2044-45: 17.54; 2045-46: 19.95; 2046-47: 17.11; 2047-48: 15.3; 2048-49: 15.69; 2049-50: 15.61
49.1FP | Available non-potable balance (if applicable) | 1.1FP - 12.1FP | Ml/d | 2 | 2019-20: 0; 2020-21: 0; 2021-22: 0; 2022-23: 0; 2023-24: 0; 2024-25: 0; 2025-26: 0; 2026-27: 0; 2027-28: 0; 2028-29: 0; 2029-30: 0; 2030-31: 0; 2031-32: 0; 2032-33: 0; 2033-34: 0; 2034-35: 0; 2035-36: 0; 2036-37: 0; 2037-38: 0; 2038-39: 0; 2039-40: 0; 2040-41: 0; 2041-42: 0; 2042-43: 0; 2043-44: 0; 2044-45: 0; 2045-46: 0; 2046-47: 0; 2047-48: 0; 2048-49: 0; 2049-50: 0
50FP | Supply Demand Balance | 49FP - 48FP | Ml/d | 2 | 2019-20: 21.7365; 2020-21: 12.3365; 2021-22: 10.7365; 2022-23: 11.4665; 2023-24: 11.1565; 2024-25: 9.3465; 2025-26: 12.1775; 2026-27: 15.5786; 2027-28: 13.0572; 2028-29: 17.3449; 2029-30: 20.3634; 2030-31: 0.8898; 2031-32: 1.3268; 2032-33: 1.8189; 2033-34: 1.9097; 2034-35: 3.0661; 2035-36: 6.2343; 2036-37: 8.8155; 2037-38: 9.2615; 2038-39: 9.2062; 2039-40: 4.0686; 2040-41: 0.0034986; 2041-42: 0.0021488; 2042-43: -0.0039922; 2043-44: -0.0013706; 2044-45: -0.0013864; 2045-46: 4.6988; 2046-47: 1.7471; 2047-48: -0.0048658; 2048-49: -0.004471; 2049-50: 0.0027785
Water Company | Anglian Water | Version | V3.1
WRZ | AWSRTN | Planning Scenario | DYCP
Table 3d: DYCP - Baseline | Back to top of sheet
WRMP24 reference | Component | Derivation | Unit | Decimal places | 2019-20 | 2020-21 | 2021-22 | 2022-23 | 2023-24 | 2024-25 | 2025-26 | 2026-27 | 2027-28 | 2028-29 | 2029-30 | 2030-31 | 2031-32 | 2032-33 | 2033-34 | 2034-35 | 2035-36 | 2036-37 | 2037-38 | 2038-39 | 2039-40 | 2040-41 | 2041-42 | 2042-43 | 2043-44 | 2044-45 | 2045-46 | 2046-47 | 2047-48 | 2048-49 | 2049-50 | 2050-51 | 2051-52 | 2052-53 | 2053-54 | 2054-55 | 2055-56 | 2056-57 | 2057-58 | 2058-59 | 2059-60 | 2060-61 | 2061-62 | 2062-63 | 2063-64 | 2064-65 | 2065-66 | 2066-67 | 2067-68 | 2068-69 | 2069-70 | 2070-71 | 2071-72 | 2072-73 | 2073-74 | 2074-75 | 2075-76 | 2076-77 | 2077-78 | 2078-79 | 2079-80 | 2080-81 | 2081-82 | 2082-83 | 2083-84 | 2084-85 | 2085-86 | 2086-87 | 2087-88 | 2088-89 | 2089-90 | 2090-91 | 2091-92 | 2092-93 | 2093-94 | 2094-95 | 2095-96 | 2096-97 | 2097-98 | 2098-99 | 2099-100
1BL | Raw water abstracted | Input | Ml/d | 2 | 2019-20: 0; 2020-21: 0; 2021-22: 0; 2022-23: 0; 2023-24: 0; 2024-25: 0; 2025-26: 0; 2026-27: 0; 2027-28: 0; 2028-29: 0; 2029-30: 0; 2030-31: 0; 2031-32: 0; 2032-33: 0; 2033-34: 0; 2034-35: 0; 2035-36: 0; 2036-37: 0; 2037-38: 0; 2038-39: 0; 2039-40: 0; 2040-41: 0; 2041-42: 0; 2042-43: 0; 2043-44: 0; 2044-45: 0; 2045-46: 0; 2046-47: 0; 2047-48: 0; 2048-49: 0; 2049-50: 0
1.1BL | Non-potable water supplies | Input | Ml/d | 2 | 2019-20: 0; 2020-21: 0; 2021-22: 0; 2022-23: 0; 2023-24: 0; 2024-25: 0; 2025-26: 0; 2026-27: 0; 2027-28: 0; 2028-29: 0; 2029-30: 0; 2030-31: 0; 2031-32: 0; 2032-33: 0; 2033-34: 0; 2034-35: 0; 2035-36: 0; 2036-37: 0; 2037-38: 0; 2038-39: 0; 2039-40: 0; 2040-41: 0; 2041-42: 0; 2042-43: 0; 2043-44: 0; 2044-45: 0; 2045-46: 0; 2046-47: 0; 2047-48: 0; 2048-49: 0; 2049-50: 0
2BL | Raw water imported | Input | Ml/d | 2 | 2019-20: 0; 2020-21: 0; 2021-22: 0; 2022-23: 0; 2023-24: 0; 2024-25: 0; 2025-26: 0; 2026-27: 0; 2027-28: 0; 2028-29: 0; 2029-30: 0; 2030-31: 0; 2031-32: 0; 2032-33: 0; 2033-34: 0; 2034-35: 0; 2035-36: 0; 2036-37: 0; 2037-38: 0; 2038-39: 0; 2039-40: 0; 2040-41: 0; 2041-42: 0; 2042-43: 0; 2043-44: 0; 2044-45: 0; 2045-46: 0; 2046-47: 0; 2047-48: 0; 2048-49: 0; 2049-50: 0
3BL | Potable water imported | Input | Ml/d | 2 | 2019-20: 20; 2020-21: 20; 2021-22: 20; 2022-23: 20; 2023-24: 20; 2024-25: 21.6; 2025-26: 43.902; 2026-27: 45.632; 2027-28: 47.783; 2028-29: 50.403; 2029-30: 54.233; 2030-31: 57.89; 2031-32: 55.25; 2032-33: 52.83; 2033-34: 50.57; 2034-35: 47.7; 2035-36: 51.81; 2036-37: 53.64; 2037-38: 49.75; 2038-39: 46.45; 2039-40: 49.57; 2040-41: 48.27; 2041-42: 46.86; 2042-43: 45.45; 2043-44: 43.98; 2044-45: 42.95; 2045-46: 42.5; 2046-47: 42.5; 2047-48: 42.5; 2048-49: 42.5; 2049-50: 42.5
4BL | Raw water exported enter as -ve | Input | Ml/d | 2 | 2019-20: 0; 2020-21: 0; 2021-22: 0; 2022-23: 0; 2023-24: 0; 2024-25: 0; 2025-26: 0; 2026-27: 0; 2027-28: 0; 2028-29: 0; 2029-30: 0; 2030-31: 0; 2031-32: 0; 2032-33: 0; 2033-34: 0; 2034-35: 0; 2035-36: 0; 2036-37: 0; 2037-38: 0; 2038-39: 0; 2039-40: 0; 2040-41: 0; 2041-42: 0; 2042-43: 0; 2043-44: 0; 2044-45: 0; 2045-46: 0; 2046-47: 0; 2047-48: 0; 2048-49: 0; 2049-50: 0
5BL | Potable water exported enter as -ve | Input | Ml/d | 2 | 2019-20: -92.26; 2020-21: -92.26; 2021-22: -92.26; 2022-23: -92.26; 2023-24: -92.26; 2024-25: -92.26; 2025-26: -114.282; 2026-27: -115.402; 2027-28: -116.993; 2028-29: -119.233; 2029-30: -121.613; 2030-31: -124.63; 2031-32: -126.263; 2032-33: -129.143; 2033-34: -132.503; 2034-35: -135.253; 2035-36: -133.653; 2036-37: -133.093; 2037-38: -135.673; 2038-39: -136.193; 2039-40: -128.933; 2040-41: -131.193; 2041-42: -133.393; 2042-43: -135.793; 2043-44: -137.31; 2044-45: -137.9; 2045-46: -138.07; 2046-47: -138.18; 2047-48: -138.31; 2048-49: -138.45; 2049-50: -138.62
6BL | Deployable Output before forecast changes | Input | Ml/d | 2 | 2019-20: 396.84; 2020-21: 396.84; 2021-22: 396.84; 2022-23: 396.84; 2023-24: 396.84; 2024-25: 396.84; 2025-26: 396.84; 2026-27: 396.84; 2027-28: 396.84; 2028-29: 396.84; 2029-30: 396.84; 2030-31: 396.84; 2031-32: 396.84; 2032-33: 396.84; 2033-34: 396.84; 2034-35: 396.84; 2035-36: 396.84; 2036-37: 396.84; 2037-38: 396.84; 2038-39: 396.84; 2039-40: 396.84; 2040-41: 396.84; 2041-42: 396.84; 2042-43: 396.84; 2043-44: 396.84; 2044-45: 396.84; 2045-46: 396.84; 2046-47: 396.84; 2047-48: 396.84; 2048-49: 396.84; 2049-50: 396.84
6.1BL | Deployable Output post forecast changes | 6BL + 7BL | Ml/d | 2 | 396.84 | 396.84 | 396.84 | 396.84 | 396.84 | 396.84 | 396.84 | 396.84 | 396.84 | 396.84 | 396.84 | 396.84 | 396.84 | 396.84 | 396.84 | 396.84 | 396.84 | 396.84 | 396.84 | 396.84 | 396.84 | 396.84 | 396.84 | 396.84 | 396.84 | 396.84 | 396.84 | 396.84 | 396.84 | 396.84 | 396.84 | 0 | 0 | 0 | 0 | 0 | 0 | 0 | 0 | 0 | 0 | 0 | 0 | 0 | 0 | 0 | 0 | 0 | 0 | 0 | 0 | 0 | 0 | 0 | 0 | 0 | 0 | 0 | 0 | 0 | 0 | 0 | 0 | 0 | 0 | 0 | 0 | 0 | 0 | 0 | 0 | 0 | 0 | 0 | 0 | 0 | 0 | 0 | 0 | 0 | 0
7BL | Baseline forecast changes to Deployable Output | sum (7.1BL:7.6BL) | Ml/d | 2 | 0 | 0 | 0 | 0 | 0 | 0 | 0 | 0 | 0 | 0 | 0 | 0 | 0 | 0 | 0 | 0 | 0 | 0 | 0 | 0 | 0 | 0 | 0 | 0 | 0 | 0 | 0 | 0 | 0 | 0 | 0 | 0 | 0 | 0 | 0 | 0 | 0 | 0 | 0 | 0 | 0 | 0 | 0 | 0 | 0 | 0 | 0 | 0 | 0 | 0 | 0 | 0 | 0 | 0 | 0 | 0 | 0 | 0 | 0 | 0 | 0 | 0 | 0 | 0 | 0 | 0 | 0 | 0 | 0 | 0 | 0 | 0 | 0 | 0 | 0 | 0 | 0 | 0 | 0 | 0 | 0
7.1BL | Change in DO due to climate change | Input | Ml/d | 2 | 2019-20: 0; 2020-21: 0; 2021-22: 0; 2022-23: 0; 2023-24: 0; 2024-25: 0; 2025-26: 0; 2026-27: 0; 2027-28: 0; 2028-29: 0; 2029-30: 0; 2030-31: 0; 2031-32: 0; 2032-33: 0; 2033-34: 0; 2034-35: 0; 2035-36: 0; 2036-37: 0; 2037-38: 0; 2038-39: 0; 2039-40: 0; 2040-41: 0; 2041-42: 0; 2042-43: 0; 2043-44: 0; 2044-45: 0; 2045-46: 0; 2046-47: 0; 2047-48: 0; 2048-49: 0; 2049-50: 0
7.2BL | Total confirmed DO reductions to restore sustainable abstraction enter as -ve | Input | Ml/d | 2 | 2019-20: 0; 2020-21: 0; 2021-22: 0; 2022-23: 0; 2023-24: 0; 2024-25: 0; 2025-26: 0; 2026-27: 0; 2027-28: 0; 2028-29: 0; 2029-30: 0; 2030-31: 0; 2031-32: 0; 2032-33: 0; 2033-34: 0; 2034-35: 0; 2035-36: 0; 2036-37: 0; 2037-38: 0; 2038-39: 0; 2039-40: 0; 2040-41: 0; 2041-42: 0; 2042-43: 0; 2043-44: 0; 2044-45: 0; 2045-46: 0; 2046-47: 0; 2047-48: 0; 2048-49: 0; 2049-50: 0
7.3BL | Total expected DO reductions to restore sustainable abstraction (Environmental Destination) (excl. any confirmed reductions) enter as -ve | Input | Ml/d | 2 | 2019-20: 0; 2020-21: 0; 2021-22: 0; 2022-23: 0; 2023-24: 0; 2024-25: 0; 2025-26: 0; 2026-27: 0; 2027-28: 0; 2028-29: 0; 2029-30: 0; 2030-31: 0; 2031-32: 0; 2032-33: 0; 2033-34: 0; 2034-35: 0; 2035-36: 0; 2036-37: 0; 2037-38: 0; 2038-39: 0; 2039-40: 0; 2040-41: 0; 2041-42: 0; 2042-43: 0; 2043-44: 0; 2044-45: 0; 2045-46: 0; 2046-47: 0; 2047-48: 0; 2048-49: 0; 2049-50: 0
7.4BL | Change in DO from prolonged Outage reduction enter as -ve | Input | Ml/d | 2 | 2019-20: 0; 2020-21: 0; 2021-22: 0; 2022-23: 0; 2023-24: 0; 2024-25: 0; 2025-26: 0; 2026-27: 0; 2027-28: 0; 2028-29: 0; 2029-30: 0; 2030-31: 0; 2031-32: 0; 2032-33: 0; 2033-34: 0; 2034-35: 0; 2035-36: 0; 2036-37: 0; 2037-38: 0; 2038-39: 0; 2039-40: 0; 2040-41: 0; 2041-42: 0; 2042-43: 0; 2043-44: 0; 2044-45: 0; 2045-46: 0; 2046-47: 0; 2047-48: 0; 2048-49: 0; 2049-50: 0
7.5BL | Change in DO from drought measures | Zero for baseline | Ml/d | 2 | 2019-20: 0; 2020-21: 0; 2021-22: 0; 2022-23: 0; 2023-24: 0; 2024-25: 0; 2025-26: 0; 2026-27: 0; 2027-28: 0; 2028-29: 0; 2029-30: 0; 2030-31: 0; 2031-32: 0; 2032-33: 0; 2033-34: 0; 2034-35: 0; 2035-36: 0; 2036-37: 0; 2037-38: 0; 2038-39: 0; 2039-40: 0; 2040-41: 0; 2041-42: 0; 2042-43: 0; 2043-44: 0; 2044-45: 0; 2045-46: 0; 2046-47: 0; 2047-48: 0; 2048-49: 0; 2049-50: 0
7.6BL | Total other changes to DO (specify e.g. Nitrates) | Input | Ml/d | 2 | 2019-20: 0; 2020-21: 0; 2021-22: 0; 2022-23: 0; 2023-24: 0; 2024-25: 0; 2025-26: 0; 2026-27: 0; 2027-28: 0; 2028-29: 0; 2029-30: 0; 2030-31: 0; 2031-32: 0; 2032-33: 0; 2033-34: 0; 2034-35: 0; 2035-36: 0; 2036-37: 0; 2037-38: 0; 2038-39: 0; 2039-40: 0; 2040-41: 0; 2041-42: 0; 2042-43: 0; 2043-44: 0; 2044-45: 0; 2045-46: 0; 2046-47: 0; 2047-48: 0; 2048-49: 0; 2049-50: 0
8BL | Raw water losses, treatment works losses and operational use | Input | Ml/d | 2 | 2019-20: 38.23; 2020-21: 38.23; 2021-22: 38.23; 2022-23: 38.23; 2023-24: 38.23; 2024-25: 38.23; 2025-26: 38.23; 2026-27: 38.23; 2027-28: 38.23; 2028-29: 38.23; 2029-30: 38.23; 2030-31: 38.23; 2031-32: 38.23; 2032-33: 38.23; 2033-34: 38.23; 2034-35: 38.23; 2035-36: 38.23; 2036-37: 38.23; 2037-38: 38.23; 2038-39: 38.23; 2039-40: 38.23; 2040-41: 38.23; 2041-42: 38.23; 2042-43: 38.23; 2043-44: 38.23; 2044-45: 38.23; 2045-46: 38.23; 2046-47: 38.23; 2047-48: 38.23; 2048-49: 38.23; 2049-50: 38.23
9BL | Total Outage Allowance | Input | Ml/d | 2 | 2019-20: 2.18; 2020-21: 2.18; 2021-22: 2.18; 2022-23: 2.18; 2023-24: 2.18; 2024-25: 2.18; 2025-26: 2.18; 2026-27: 2.18; 2027-28: 2.18; 2028-29: 2.18; 2029-30: 2.18; 2030-31: 2.18; 2031-32: 2.18; 2032-33: 2.18; 2033-34: 2.18; 2034-35: 2.18; 2035-36: 2.18; 2036-37: 2.18; 2037-38: 2.18; 2038-39: 2.18; 2039-40: 2.18; 2040-41: 2.18; 2041-42: 2.18; 2042-43: 2.18; 2043-44: 2.18; 2044-45: 2.18; 2045-46: 2.18; 2046-47: 2.18; 2047-48: 2.18; 2048-49: 2.18; 2049-50: 2.18
10BL | Water Available For Use (own sources) | (6BL + 7BL) - (8BL + 9BL) | Ml/d | 2 | 2019-20: 356.43; 2020-21: 356.43; 2021-22: 356.43; 2022-23: 356.43; 2023-24: 356.43; 2024-25: 356.43; 2025-26: 356.43; 2026-27: 356.43; 2027-28: 356.43; 2028-29: 356.43; 2029-30: 356.43; 2030-31: 356.43; 2031-32: 356.43; 2032-33: 356.43; 2033-34: 356.43; 2034-35: 356.43; 2035-36: 356.43; 2036-37: 356.43; 2037-38: 356.43; 2038-39: 356.43; 2039-40: 356.43; 2040-41: 356.43; 2041-42: 356.43; 2042-43: 356.43; 2043-44: 356.43; 2044-45: 356.43; 2045-46: 356.43; 2046-47: 356.43; 2047-48: 356.43; 2048-49: 356.43; 2049-50: 356.43
11BL | Total Water Available For Use | 10BL + sum (2BL:5BL) | Ml/d | 2 | 2019-20: 284.17; 2020-21: 284.17; 2021-22: 284.17; 2022-23: 284.17; 2023-24: 284.17; 2024-25: 285.77; 2025-26: 286.05; 2026-27: 286.66; 2027-28: 287.22; 2028-29: 287.6; 2029-30: 289.05; 2030-31: 289.69; 2031-32: 285.417; 2032-33: 280.117; 2033-34: 274.497; 2034-35: 268.877; 2035-36: 274.587; 2036-37: 276.977; 2037-38: 270.507; 2038-39: 266.687; 2039-40: 277.067; 2040-41: 273.507; 2041-42: 269.897; 2042-43: 266.087; 2043-44: 263.1; 2044-45: 261.48; 2045-46: 260.86; 2046-47: 260.75; 2047-48: 260.62; 2048-49: 260.48; 2049-50: 260.31
12BL | Water delivered measured non-household | Input Note - consumption & uspl | Ml/d | 2 | 2019-20: 60.47; 2020-21: 61.94; 2021-22: 63.64; 2022-23: 63.7; 2023-24: 65.36; 2024-25: 67.76; 2025-26: 67.79; 2026-27: 67.84; 2027-28: 67.88; 2028-29: 67.91; 2029-30: 67.94; 2030-31: 67.98; 2031-32: 68.03; 2032-33: 68.07; 2033-34: 68.13; 2034-35: 68.2; 2035-36: 68.26; 2036-37: 68.32; 2037-38: 68.39; 2038-39: 68.46; 2039-40: 68.56; 2040-41: 68.65; 2041-42: 68.76; 2042-43: 68.87; 2043-44: 68.98; 2044-45: 69.1; 2045-46: 69.23; 2046-47: 69.36; 2047-48: 69.49; 2048-49: 69.63; 2049-50: 69.77
12.1BL | Non-potable water consumption | Input | Ml/d | 2
13BL | Water delivered unmeasured non-household | Input Note - consumption & uspl | Ml/d | 2 | 2019-20: 0.2; 2020-21: 0.2; 2021-22: 0.21; 2022-23: 0.21; 2023-24: 0.22; 2024-25: 0.22; 2025-26: 0.23; 2026-27: 0.23; 2027-28: 0.23; 2028-29: 0.23; 2029-30: 0.23; 2030-31: 0.23; 2031-32: 0.23; 2032-33: 0.23; 2033-34: 0.23; 2034-35: 0.23; 2035-36: 0.23; 2036-37: 0.23; 2037-38: 0.23; 2038-39: 0.23; 2039-40: 0.23; 2040-41: 0.23; 2041-42: 0.23; 2042-43: 0.23; 2043-44: 0.23; 2044-45: 0.23; 2045-46: 0.23; 2046-47: 0.23; 2047-48: 0.23; 2048-49: 0.23; 2049-50: 0.23
14BL | Water delivered measured household | Input Note - consumption & uspl | Ml/d | 2 | 2019-20: 143.28; 2020-21: 144.37; 2021-22: 145.59; 2022-23: 146.7; 2023-24: 147.82; 2024-25: 148.92; 2025-26: 150.3; 2026-27: 152.13; 2027-28: 153.81; 2028-29: 155.08; 2029-30: 156.24; 2030-31: 157.58; 2031-32: 159.06; 2032-33: 160.9; 2033-34: 162.69; 2034-35: 164.41; 2035-36: 166.13; 2036-37: 167.81; 2037-38: 169.8; 2038-39: 171.8; 2039-40: 174.19; 2040-41: 176.4; 2041-42: 178.63; 2042-43: 180.93; 2043-44: 183.28; 2044-45: 185.67; 2045-46: 187.81; 2046-47: 189.96; 2047-48: 192.01; 2048-49: 194.09; 2049-50: 196.12
15BL | Water delivered unmeasured household | Input Note - consumption & uspl | Ml/d | 2 | 2019-20: 37.13; 2020-21: 35.69; 2021-22: 34.42; 2022-23: 32.94; 2023-24: 31.52; 2024-25: 30.16; 2025-26: 29.01; 2026-27: 27.93; 2027-28: 26.89; 2028-29: 25.88; 2029-30: 24.93; 2030-31: 24.05; 2031-32: 23.23; 2032-33: 22.44; 2033-34: 21.68; 2034-35: 20.96; 2035-36: 20.26; 2036-37: 19.57; 2037-38: 18.91; 2038-39: 18.28; 2039-40: 17.69; 2040-41: 17.12; 2041-42: 16.57; 2042-43: 16.03; 2043-44: 15.5; 2044-45: 14.98; 2045-46: 14.75; 2046-47: 14.5; 2047-48: 14.39; 2048-49: 14.28; 2049-50: 14.29
16BL | Percentage of consumption driven by climate change | Input | % | 1 | 2019-20: 0%; 2020-21: 0%; 2021-22: 0%; 2022-23: 0.1%; 2023-24: 0.1%; 2024-25: 0.1%; 2025-26: 0.1%; 2026-27: 0.1%; 2027-28: 0.1%; 2028-29: 0.2%; 2029-30: 0.2%; 2030-31: 0.2%; 2031-32: 0.2%; 2032-33: 0.3%; 2033-34: 0.3%; 2034-35: 0.3%; 2035-36: 0.4%; 2036-37: 0.4%; 2037-38: 0.4%; 2038-39: 0.5%; 2039-40: 0.5%; 2040-41: 0.6%; 2041-42: 0.6%; 2042-43: 0.6%; 2043-44: 0.7%; 2044-45: 0.7%; 2045-46: 0.8%; 2046-47: 0.8%; 2047-48: 0.8%; 2048-49: 0.8%; 2049-50: 0.9%
17BL | Volume of consumption driven by climate change | 16BL * (12BL + sum(13BL:15BL) - sum (23BL:26BL)) | Ml/d | 2 | 2019-20: 0; 2020-21: 0; 2021-22: 0; 2022-23: 0.23599; 2023-24: 0.23754; 2024-25: 0.23986; 2025-26: 0.2403; 2026-27: 0.24124; 2027-28: 0.24207; 2028-29: 0.48504; 2029-30: 0.48584; 2030-31: 0.48716; 2031-32: 0.48888; 2032-33: 0.73656; 2033-34: 0.73974; 2034-35: 0.74289; 2035-36: 0.99476; 2036-37: 0.99884; 2037-38: 1.0043; 2038-39: 1.2625; 2039-40: 1.2718; 2040-41: 1.5364; 2041-42: 1.5469; 2042-43: 1.558; 2043-44: 1.8309; 2044-45: 1.8446; 2045-46: 2.124; 2046-47: 2.1399; 2047-48: 2.156; 2048-49: 2.1725; 2049-50: 2.4632
18BL | Measured Household - PCC | ((14BL - 25BL) * 1,000,000) / (39BL *1,000) | l/h/d | 1 | 2019-20: 169.2794; 2020-21: 167.4654; 2021-22: 166.3464; 2022-23: 164.4826; 2023-24: 162.913; 2024-25: 161.6714; 2025-26: 161.0214; 2026-27: 160.4899; 2027-28: 160.0384; 2028-29: 159.583; 2029-30: 159.1042; 2030-31: 158.8873; 2031-32: 158.8289; 2032-33: 159.0274; 2033-34: 159.2159; 2034-35: 159.4166; 2035-36: 159.6289; 2036-37: 159.8269; 2037-38: 160.2745; 2038-39: 160.6673; 2039-40: 161.0515; 2040-41: 161.2946; 2041-42: 161.5266; 2042-43: 161.7681; 2043-44: 162.0129; 2044-45: 162.2594; 2045-46: 162.451; 2046-47: 162.6389; 2047-48: 162.8248; 2048-49: 163.0121; 2049-50: 163.222
19BL | Unmeasured Household - PCC | ((15BL - 26BL) * 1,000,000) / (40BL *1,000) | l/h/d | 1 | 2019-20: 225.8067; 2020-21: 225.6087; 2021-22: 225.4305; 2022-23: 225.1754; 2023-24: 224.9303; 2024-25: 224.6295; 2025-26: 224.4389; 2026-27: 224.2195; 2027-28: 224.1071; 2028-29: 223.974; 2029-30: 224.1099; 2030-31: 224.5629; 2031-32: 225.2163; 2032-33: 226.0125; 2033-34: 226.7406; 2034-35: 227.6614; 2035-36: 228.5604; 2036-37: 229.6079; 2037-38: 230.6175; 2038-39: 231.9014; 2039-40: 233.0598; 2040-41: 234.4151; 2041-42: 235.9698; 2042-43: 237.6159; 2043-44: 239.4952; 2044-45: 241.6392; 2045-46: 243.3644; 2046-47: 245.5899; 2047-48: 245.975; 2048-49: 246.2537; 2049-50: 246.4834
20BL | Average Household - PCC | (((14BL - 25BL) + (15BL - 26BL)) * 1,000,000) / ((39BL + 40BL) *1,000) | l/h/d | 1 | 2019-20: 178.251; 2020-21: 176.2522; 2021-22: 174.89; 2022-23: 172.8028; 2023-24: 170.9757; 2024-25: 169.4445; 2025-26: 168.5007; 2026-27: 167.6568; 2027-28: 166.9169; 2028-29: 166.1936; 2029-30: 165.4896; 2030-31: 165.0607; 2031-32: 164.8007; 2032-33: 164.7953; 2033-34: 164.7834; 2034-35: 164.8063; 2035-36: 164.8435; 2036-37: 164.8781; 2037-38: 165.1452; 2038-39: 165.3832; 2039-40: 165.6048; 2040-41: 165.7087; 2041-42: 165.8137; 2042-43: 165.9306; 2043-44: 166.059; 2044-45: 166.1948; 2045-46: 166.3376; 2046-47: 166.4885; 2047-48: 166.616; 2048-49: 166.742; 2049-50: 166.9196
21BL | Water taken unbilled | Input | Ml/d | 2 | 2019-20: 4.12; 2020-21: 4.12; 2021-22: 4.11; 2022-23: 4.11; 2023-24: 4.11; 2024-25: 4.12; 2025-26: 4.12; 2026-27: 4.11; 2027-28: 4.1; 2028-29: 4.1; 2029-30: 4.11; 2030-31: 4.11; 2031-32: 4.11; 2032-33: 4.09; 2033-34: 4.11; 2034-35: 4.11; 2035-36: 4.11; 2036-37: 4.11; 2037-38: 4.11; 2038-39: 4.12; 2039-40: 4.12; 2040-41: 4.13; 2041-42: 4.1; 2042-43: 4.12; 2043-44: 4.12; 2044-45: 4.12; 2045-46: 4.11; 2046-47: 4.1; 2047-48: 4.11; 2048-49: 4.11; 2049-50: 4.11
22BL | Distribution system operational use | Input | Ml/d | 2 | 2019-20: 1.02; 2020-21: 1.02; 2021-22: 1.02; 2022-23: 1.02; 2023-24: 1.02; 2024-25: 1.02; 2025-26: 1.02; 2026-27: 1.02; 2027-28: 1.02; 2028-29: 1.02; 2029-30: 1.02; 2030-31: 1.02; 2031-32: 1.02; 2032-33: 1.02; 2033-34: 1.02; 2034-35: 1.02; 2035-36: 1.02; 2036-37: 1.02; 2037-38: 1.02; 2038-39: 1.02; 2039-40: 1.02; 2040-41: 1.02; 2041-42: 1.02; 2042-43: 1.02; 2043-44: 1.02; 2044-45: 1.02; 2045-46: 1.02; 2046-47: 1.02; 2047-48: 1.02; 2048-49: 1.02; 2049-50: 1.02
23BL | Measured Non Household - USPL | Input | Ml/d | 2 | 2019-20: 0.16; 2020-21: 0.16; 2021-22: 0.16; 2022-23: 0.16; 2023-24: 0.16; 2024-25: 0.16; 2025-26: 0.16; 2026-27: 0.16; 2027-28: 0.16; 2028-29: 0.16; 2029-30: 0.17; 2030-31: 0.17; 2031-32: 0.17; 2032-33: 0.17; 2033-34: 0.17; 2034-35: 0.17; 2035-36: 0.17; 2036-37: 0.17; 2037-38: 0.17; 2038-39: 0.17; 2039-40: 0.17; 2040-41: 0.17; 2041-42: 0.17; 2042-43: 0.17; 2043-44: 0.17; 2044-45: 0.17; 2045-46: 0.17; 2046-47: 0.17; 2047-48: 0.18; 2048-49: 0.18; 2049-50: 0.18
24BL | Unmeasured Non Household - USPL | Input | Ml/d | 2 | 2019-20: 0.01; 2020-21: 0.01; 2021-22: 0.01; 2022-23: 0.01; 2023-24: 0.01; 2024-25: 0.01; 2025-26: 0.01; 2026-27: 0.01; 2027-28: 0.01; 2028-29: 0.01; 2029-30: 0.01; 2030-31: 0.01; 2031-32: 0.01; 2032-33: 0.01; 2033-34: 0.01; 2034-35: 0.01; 2035-36: 0.01; 2036-37: 0.01; 2037-38: 0.01; 2038-39: 0.01; 2039-40: 0.01; 2040-41: 0.01; 2041-42: 0.01; 2042-43: 0.01; 2043-44: 0.01; 2044-45: 0.01; 2045-46: 0.01; 2046-47: 0.01; 2047-48: 0.01; 2048-49: 0.01; 2049-50: 0.01
25BL | Measured Household - USPL | Input | Ml/d | 2 | 2019-20: 5.43; 2020-21: 5.36; 2021-22: 5.25; 2022-23: 5.22; 2023-24: 5.13; 2024-25: 5.03; 2025-26: 4.94; 2026-27: 4.86; 2027-28: 4.78; 2028-29: 4.68; 2029-30: 4.58; 2030-31: 4.48; 2031-32: 4.38; 2032-33: 4.45; 2033-34: 4.53; 2034-35: 4.6; 2035-36: 4.67; 2036-37: 4.75; 2037-38: 4.82; 2038-39: 4.89; 2039-40: 4.97; 2040-41: 5.04; 2041-42: 5.11; 2042-43: 5.18; 2043-44: 5.25; 2044-45: 5.32; 2045-46: 5.38; 2046-47: 5.44; 2047-48: 5.5; 2048-49: 5.56; 2049-50: 5.61
26BL | Unmeasured Household - USPL | Input | Ml/d | 2 | 2019-20: 2.44; 2020-21: 2.35; 2021-22: 2.27; 2022-23: 2.17; 2023-24: 2.08; 2024-25: 2; 2025-26: 1.92; 2026-27: 1.86; 2027-28: 1.79; 2028-29: 1.73; 2029-30: 1.66; 2030-31: 1.6; 2031-32: 1.55; 2032-33: 1.49; 2033-34: 1.44; 2034-35: 1.39; 2035-36: 1.34; 2036-37: 1.29; 2037-38: 1.25; 2038-39: 1.2; 2039-40: 1.16; 2040-41: 1.12; 2041-42: 1.08; 2042-43: 1.04; 2043-44: 1; 2044-45: 0.97; 2045-46: 0.96; 2046-47: 0.94; 2047-48: 0.93; 2048-49: 0.92; 2049-50: 0.92
27BL | Void Properties - USPL | Input | Ml/d | 2 | 2019-20: 0.49; 2020-21: 0.5; 2021-22: 0.5; 2022-23: 0.51; 2023-24: 0.52; 2024-25: 0.52; 2025-26: 0.53; 2026-27: 0.54; 2027-28: 0.55; 2028-29: 0.55; 2029-30: 0.56; 2030-31: 0.57; 2031-32: 0.57; 2032-33: 0.58; 2033-34: 0.58; 2034-35: 0.59; 2035-36: 0.59; 2036-37: 0.6; 2037-38: 0.61; 2038-39: 0.61; 2039-40: 0.62; 2040-41: 0.62; 2041-42: 0.63; 2042-43: 0.63; 2043-44: 0.64; 2044-45: 0.65; 2045-46: 0.65; 2046-47: 0.66; 2047-48: 0.66; 2048-49: 0.67; 2049-50: 0.67
28BL | Distribution losses | Input | Ml/d | 2 | 2019-20: 23.04; 2020-21: 22.55; 2021-22: 22.27; 2022-23: 21.82; 2023-24: 21.37; 2024-25: 20.91; 2025-26: 20.91; 2026-27: 20.91; 2027-28: 20.91; 2028-29: 20.91; 2029-30: 20.91; 2030-31: 20.91; 2031-32: 20.91; 2032-33: 20.91; 2033-34: 20.91; 2034-35: 20.91; 2035-36: 20.91; 2036-37: 20.91; 2037-38: 20.91; 2038-39: 20.91; 2039-40: 20.91; 2040-41: 20.91; 2041-42: 20.91; 2042-43: 20.91; 2043-44: 20.91; 2044-45: 20.91; 2045-46: 20.91; 2046-47: 20.91; 2047-48: 20.91; 2048-49: 20.91; 2049-50: 20.91
29BL | Total Leakage | sum (23BL:28BL) | Ml/d | 2 | 2019-20: 31.57; 2020-21: 30.93; 2021-22: 30.46; 2022-23: 29.89; 2023-24: 29.27; 2024-25: 28.63; 2025-26: 28.47; 2026-27: 28.34; 2027-28: 28.2; 2028-29: 28.04; 2029-30: 27.89; 2030-31: 27.74; 2031-32: 27.59; 2032-33: 27.61; 2033-34: 27.64; 2034-35: 27.67; 2035-36: 27.69; 2036-37: 27.73; 2037-38: 27.77; 2038-39: 27.79; 2039-40: 27.84; 2040-41: 27.87; 2041-42: 27.91; 2042-43: 27.94; 2043-44: 27.98; 2044-45: 28.03; 2045-46: 28.08; 2046-47: 28.13; 2047-48: 28.19; 2048-49: 28.25; 2049-50: 28.3
30BL | Leakage/property | (29BL * 1,000,000) / (36BL * 1,000) | l/prop/d | 2 | 2019-20: 74.4718; 2020-21: 71.8197; 2021-22: 69.6796; 2022-23: 67.4234; 2023-24: 65.1217; 2024-25: 62.917; 2025-26: 61.8174; 2026-27: 60.7011; 2027-28: 59.6502; 2028-29: 58.6769; 2029-30: 57.7829; 2030-31: 56.9125; 2031-32: 56.065; 2032-33: 55.591; 2033-34: 55.1677; 2034-35: 54.7735; 2035-36: 54.3712; 2036-37: 53.9675; 2037-38: 53.5684; 2038-39: 53.137; 2039-40: 52.7686; 2040-41: 52.3684; 2041-42: 51.992; 2042-43: 51.6011; 2043-44: 51.2335; 2044-45: 50.8883; 2045-46: 50.5469; 2046-47: 50.2095; 2047-48: 49.8936; 2048-49: 49.5813; 2049-50: 49.2548
31BL | Measured Non Household - properties | Input | 000's | 2 | 2019-20: 22.537; 2020-21: 22.777; 2021-22: 23.002; 2022-23: 23.242; 2023-24: 23.482; 2024-25: 23.715; 2025-26: 23.926; 2026-27: 24.12; 2027-28: 24.293; 2028-29: 24.429; 2029-30: 24.545; 2030-31: 24.652; 2031-32: 24.752; 2032-33: 24.844; 2033-34: 24.934; 2034-35: 25.018; 2035-36: 25.099; 2036-37: 25.178; 2037-38: 25.255; 2038-39: 25.328; 2039-40: 25.403; 2040-41: 25.476; 2041-42: 25.547; 2042-43: 25.618; 2043-44: 25.687; 2044-45: 25.755; 2045-46: 25.822; 2046-47: 25.886; 2047-48: 25.95; 2048-49: 26.01; 2049-50: 26.069
32BL | Unmeasured Non Household - properties | Input | 000's | 2 | 2019-20: 0.09; 2020-21: 0.091; 2021-22: 0.092; 2022-23: 0.093; 2023-24: 0.094; 2024-25: 0.095; 2025-26: 0.096; 2026-27: 0.097; 2027-28: 0.098; 2028-29: 0.098; 2029-30: 0.099; 2030-31: 0.099; 2031-32: 0.099; 2032-33: 0.1; 2033-34: 0.1; 2034-35: 0.1; 2035-36: 0.101; 2036-37: 0.101; 2037-38: 0.101; 2038-39: 0.102; 2039-40: 0.102; 2040-41: 0.102; 2041-42: 0.103; 2042-43: 0.103; 2043-44: 0.103; 2044-45: 0.103; 2045-46: 0.104; 2046-47: 0.104; 2047-48: 0.104; 2048-49: 0.104; 2049-50: 0.105
33BL | All void non-households - properties | Input | 000's | 2 | 2019-20: 0; 2020-21: 0; 2021-22: 0; 2022-23: 0; 2023-24: 0; 2024-25: 0; 2025-26: 0; 2026-27: 0; 2027-28: 0; 2028-29: 0; 2029-30: 0; 2030-31: 0; 2031-32: 0; 2032-33: 0; 2033-34: 0; 2034-35: 0; 2035-36: 0; 2036-37: 0; 2037-38: 0; 2038-39: 0; 2039-40: 0; 2040-41: 0; 2041-42: 0; 2042-43: 0; 2043-44: 0; 2044-45: 0; 2045-46: 0; 2046-47: 0; 2047-48: 0; 2048-49: 0; 2049-50: 0
34BL | Measured households - properties (excl. void) | Year before + sum (34.1BL:34.6BL) | 000's | 2 | 2019-20: 341.649; 2020-21: 349.943; 2021-22: 357.75; 2022-23: 365.511; 2023-24: 373.177; 2024-25: 380.207; 2025-26: 386.865; 2026-27: 394.303; 2027-28: 401.272; 2028-29: 407.476; 2029-30: 413.336; 2030-31: 419.107; 2031-32: 424.788; 2032-33: 430.298; 2033-34: 435.575; 2034-35: 440.617; 2035-36: 445.579; 2036-37: 450.948; 2037-38: 456.308; 2038-39: 461.646; 2039-40: 466.961; 2040-41: 472.254; 2041-42: 477.534; 2042-43: 482.809; 2043-44: 488.076; 2044-45: 493.337; 2045-46: 498.178; 2046-47: 503.028; 2047-48: 507.804; 2048-49: 512.594; 2049-50: 517.23
34.1BL | New build properties - properties | Input (new builds in each year) | 000's | 2 | 2019-20: 6.085; 2020-21: 5.966; 2021-22: 5.636; 2022-23: 5.78; 2023-24: 5.769; 2024-25: 5.213; 2025-26: 5.164; 2026-27: 5.998; 2027-28: 5.581; 2028-29: 4.868; 2029-30: 4.572; 2030-31: 4.53; 2031-32: 4.485; 2032-33: 4.357; 2033-34: 4.167; 2034-35: 3.972; 2035-36: 3.932; 2036-37: 4.375; 2037-38: 4.403; 2038-39: 4.415; 2039-40: 4.426; 2040-41: 4.436; 2041-42: 4.455; 2042-43: 4.478; 2043-44: 4.5; 2044-45: 4.522; 2045-46: 4.546; 2046-47: 4.567; 2047-48: 4.59; 2048-49: 4.612; 2049-50: 4.636
34.2BL | Meter optants - properties | Input (meter optants in each year) | 000's | 2 | 2019-20: 1.537; 2020-21: 1.468; 2021-22: 1.343; 2022-23: 1.181; 2023-24: 1.13; 2024-25: 1.08; 2025-26: 0.787; 2026-27: 0.761; 2027-28: 0.736; 2028-29: 0.711; 2029-30: 0.687; 2030-31: 0.664; 2031-32: 0.642; 2032-33: 0.621; 2033-34: 0.6; 2034-35: 0.58; 2035-36: 0.56; 2036-37: 0.542; 2037-38: 0.523; 2038-39: 0.506; 2039-40: 0.489; 2040-41: 0.473; 2041-42: 0.457; 2042-43: 0.442; 2043-44: 0.427; 2044-45: 0.413; 2045-46: 0; 2046-47: 0; 2047-48: 0; 2048-49: 0; 2049-50: 0
34.3BL | Compulsory metering - properties | Input (compulsory meters in each year) | 000's | 2 | 2019-20: 0; 2020-21: 0; 2021-22: 0; 2022-23: 0; 2023-24: 0; 2024-25: 0; 2025-26: 0; 2026-27: 0; 2027-28: 0; 2028-29: 0; 2029-30: 0; 2030-31: 0; 2031-32: 0; 2032-33: 0; 2033-34: 0; 2034-35: 0; 2035-36: 0; 2036-37: 0; 2037-38: 0; 2038-39: 0; 2039-40: 0; 2040-41: 0; 2041-42: 0; 2042-43: 0; 2043-44: 0; 2044-45: 0; 2045-46: 0; 2046-47: 0; 2047-48: 0; 2048-49: 0; 2049-50: 0
34.4BL | Metering on change of occupancy - properties | Input (change of occupancy meters in each year) | 000's | 2 | 2019-20: 0.844; 2020-21: 0.815; 2021-22: 0.785; 2022-23: 0.758; 2023-24: 0.727; 2024-25: 0.698; 2025-26: 0.67; 2026-27: 0.643; 2027-28: 0.617; 2028-29: 0.592; 2029-30: 0.569; 2030-31: 0.546; 2031-32: 0.524; 2032-33: 0.503; 2033-34: 0.482; 2034-35: 0.463; 2035-36: 0.444; 2036-37: 0.427; 2037-38: 0.409; 2038-39: 0.393; 2039-40: 0.377; 2040-41: 0.362; 2041-42: 0.347; 2042-43: 0.334; 2043-44: 0.32; 2044-45: 0.307; 2045-46: 0.295; 2046-47: 0.283; 2047-48: 0.186; 2048-49: 0.178; 2049-50: 0
34.5BL | Selective metering - properties | Input (selective meters in each year) | 000's | 2 | 2019-20: 0.046; 2020-21: 0.045; 2021-22: 0.043; 2022-23: 0.042; 2023-24: 0.04; 2024-25: 0.039; 2025-26: 0.037; 2026-27: 0.036; 2027-28: 0.035; 2028-29: 0.033; 2029-30: 0.032; 2030-31: 0.031; 2031-32: 0.03; 2032-33: 0.029; 2033-34: 0.028; 2034-35: 0.027; 2035-36: 0.026; 2036-37: 0.025; 2037-38: 0.025; 2038-39: 0.024; 2039-40: 0.023; 2040-41: 0.022; 2041-42: 0.021; 2042-43: 0.021; 2043-44: 0.02; 2044-45: 0.019; 2045-46: 0; 2046-47: 0; 2047-48: 0; 2048-49: 0; 2049-50: 0
34.6BL | Other changes to existing metering - properties | Input (other changes to meters in each year) | 000's | 2 | 2019-20: 0; 2020-21: 0; 2021-22: 0; 2022-23: 0; 2023-24: 0; 2024-25: 0; 2025-26: 0; 2026-27: 0; 2027-28: 0; 2028-29: 0; 2029-30: 0; 2030-31: 0; 2031-32: 0; 2032-33: 0; 2033-34: 0; 2034-35: 0; 2035-36: 0; 2036-37: 0; 2037-38: 0; 2038-39: 0; 2039-40: 0; 2040-41: 0; 2041-42: 0; 2042-43: 0; 2043-44: 0; 2044-45: 0; 2045-46: 0; 2046-47: 0; 2047-48: 0; 2048-49: 0; 2049-50: 0
34.7BL | Measured household void properties | Input | 000's | 2 | 2019-20: 7.215; 2020-21: 7.395; 2021-22: 7.557; 2022-23: 7.749; 2023-24: 7.925; 2024-25: 8.092; 2025-26: 8.253; 2026-27: 8.417; 2027-28: 8.57; 2028-29: 8.71; 2029-30: 8.846; 2030-31: 8.981; 2031-32: 9.113; 2032-33: 9.242; 2033-34: 9.365; 2034-35: 9.484; 2035-36: 9.599; 2036-37: 9.717; 2037-38: 9.834; 2038-39: 9.95; 2039-40: 10.066; 2040-41: 10.181; 2041-42: 10.295; 2042-43: 10.409; 2043-44: 10.522; 2044-45: 10.635; 2045-46: 10.738; 2046-47: 10.841; 2047-48: 10.941; 2048-49: 11.042; 2049-50: 11.138
35BL | Unmeasured households - properties (excl. void) | Input | 000's | 2 | 2019-20: 51.351; 2020-21: 49.417; 2021-22: 47.738; 2022-23: 45.757; 2023-24: 43.86; 2024-25: 42.043; 2025-26: 40.548; 2026-27: 39.109; 2027-28: 37.721; 2028-29: 36.384; 2029-30: 35.096; 2030-31: 33.855; 2031-32: 32.659; 2032-33: 31.507; 2033-34: 30.396; 2034-35: 29.326; 2035-36: 28.295; 2036-37: 27.302; 2037-38: 26.344; 2038-39: 25.421; 2039-40: 24.532; 2040-41: 23.675; 2041-42: 22.849; 2042-43: 22.054; 2043-44: 21.287; 2044-45: 20.548; 2045-46: 20.253; 2046-47: 19.97; 2047-48: 19.784; 2048-49: 19.606; 2049-50: 19.606
35.1BL | Unmeasured household void properties | Input | 000's | 2 | 2019-20: 1.077; 2020-21: 1.039; 2021-22: 1.005; 2022-23: 0.966; 2023-24: 0.928; 2024-25: 0.892; 2025-26: 0.862; 2026-27: 0.832; 2027-28: 0.802; 2028-29: 0.774; 2029-30: 0.747; 2030-31: 0.721; 2031-32: 0.696; 2032-33: 0.672; 2033-34: 0.648; 2034-35: 0.626; 2035-36: 0.604; 2036-37: 0.582; 2037-38: 0.561; 2038-39: 0.541; 2039-40: 0.522; 2040-41: 0.503; 2041-42: 0.485; 2042-43: 0.468; 2043-44: 0.452; 2044-45: 0.436; 2045-46: 0.429; 2046-47: 0.423; 2047-48: 0.419; 2048-49: 0.415; 2049-50: 0.415
36BL | Total Resource Zone Properties (incl. voids) | sum (31BL:34BL) + 34.7BL + 35BL + 35.1BL | 000's | 2 | 2019-20: 423.919; 2020-21: 430.662; 2021-22: 437.144; 2022-23: 443.318; 2023-24: 449.466; 2024-25: 455.044; 2025-26: 460.55; 2026-27: 466.878; 2027-28: 472.756; 2028-29: 477.871; 2029-30: 482.669; 2030-31: 487.415; 2031-32: 492.107; 2032-33: 496.663; 2033-34: 501.018; 2034-35: 505.171; 2035-36: 509.277; 2036-37: 513.828; 2037-38: 518.403; 2038-39: 522.988; 2039-40: 527.586; 2040-41: 532.191; 2041-42: 536.813; 2042-43: 541.461; 2043-44: 546.127; 2044-45: 550.814; 2045-46: 555.524; 2046-47: 560.252; 2047-48: 565.002; 2048-49: 569.771; 2049-50: 574.563
37BL | Measured Non Household - Population | Input | 000's | 2 | 2019-20: 11.284; 2020-21: 11.421; 2021-22: 11.537; 2022-23: 11.678; 2023-24: 11.812; 2024-25: 11.94; 2025-26: 12.04; 2026-27: 12.212; 2027-28: 12.386; 2028-29: 12.579; 2029-30: 12.754; 2030-31: 12.929; 2031-32: 13.205; 2032-33: 13.424; 2033-34: 13.616; 2034-35: 13.77; 2035-36: 13.915; 2036-37: 14.053; 2037-38: 14.194; 2038-39: 14.348; 2039-40: 14.495; 2040-41: 14.654; 2041-42: 14.827; 2042-43: 15.021; 2043-44: 15.229; 2044-45: 15.441; 2045-46: 15.68; 2046-47: 15.928; 2047-48: 16.175; 2048-49: 16.423; 2049-50: 16.655
38BL | Unmeasured Non Household - Population | Input | 000's | 2 | 2019-20: 0.045; 2020-21: 0.046; 2021-22: 0.046; 2022-23: 0.047; 2023-24: 0.047; 2024-25: 0.048; 2025-26: 0.048; 2026-27: 0.049; 2027-28: 0.05; 2028-29: 0.051; 2029-30: 0.051; 2030-31: 0.052; 2031-32: 0.053; 2032-33: 0.054; 2033-34: 0.055; 2034-35: 0.055; 2035-36: 0.056; 2036-37: 0.056; 2037-38: 0.057; 2038-39: 0.058; 2039-40: 0.058; 2040-41: 0.059; 2041-42: 0.06; 2042-43: 0.06; 2043-44: 0.061; 2044-45: 0.062; 2045-46: 0.063; 2046-47: 0.064; 2047-48: 0.065; 2048-49: 0.066; 2049-50: 0.067
39BL | Measured Household - Population | Input | 000's | 2 | 2019-20: 814.334; 2020-21: 830.082; 2021-22: 843.661; 2022-23: 860.152; 2023-24: 875.866; 2024-25: 890.015; 2025-26: 902.737; 2026-27: 917.628; 2027-28: 931.214; 2028-29: 942.456; 2029-30: 953.212; 2030-31: 963.576; 2031-32: 973.878; 2032-33: 983.793; 2033-34: 993.368; 2034-35: 1002.468; 2035-36: 1011.471; 2036-37: 1020.229; 2037-38: 1029.359; 2038-39: 1038.855; 2039-40: 1050.72; 2040-41: 1062.404; 2041-42: 1074.25; 2042-43: 1086.432; 2043-44: 1098.863; 2044-45: 1111.492; 2045-46: 1122.985; 2046-47: 1134.538; 2047-48: 1145.464; 2048-49: 1156.54; 2049-50: 1167.183
40BL | Unmeasured Household - Population | Input | 000's | 2 | 2019-20: 153.627; 2020-21: 147.778; 2021-22: 142.616; 2022-23: 136.649; 2023-24: 130.885; 2024-25: 125.362; 2025-26: 120.701; 2026-27: 116.27; 2027-28: 112; 2028-29: 107.825; 2029-30: 103.833; 2030-31: 99.972; 2031-32: 96.263; 2032-33: 92.694; 2033-34: 89.265; 2034-35: 85.961; 2035-36: 82.779; 2036-37: 79.614; 2037-38: 76.577; 2038-39: 73.652; 2039-40: 70.926; 2040-41: 68.255; 2041-42: 65.644; 2042-43: 63.085; 2043-44: 60.544; 2044-45: 57.979; 2045-46: 56.664; 2046-47: 55.214; 2047-48: 54.721; 2048-49: 54.253; 2049-50: 54.243
41BL | Total Resource Zone Population | sum (37BL:40BL) | 000's | 2 | 2019-20: 979.29; 2020-21: 989.327; 2021-22: 997.86; 2022-23: 1008.526; 2023-24: 1018.61; 2024-25: 1027.365; 2025-26: 1035.526; 2026-27: 1046.159; 2027-28: 1055.65; 2028-29: 1062.911; 2029-30: 1069.85; 2030-31: 1076.529; 2031-32: 1083.399; 2032-33: 1089.965; 2033-34: 1096.304; 2034-35: 1102.254; 2035-36: 1108.221; 2036-37: 1113.952; 2037-38: 1120.187; 2038-39: 1126.913; 2039-40: 1136.199; 2040-41: 1145.372; 2041-42: 1154.781; 2042-43: 1164.598; 2043-44: 1174.697; 2044-45: 1184.974; 2045-46: 1195.392; 2046-47: 1205.744; 2047-48: 1216.425; 2048-49: 1227.282; 2049-50: 1238.148
42BL | Average household occupancy rate (excl. voids) | (39BL + 40BL) / (34BL + 35BL) | h/prop | 1 | 2019-20: 2.463; 2020-21: 2.4486; 2021-22: 2.4323; 2022-23: 2.4237; 2023-24: 2.4141; 2024-25: 2.4047; 2025-26: 2.3945; 2026-27: 2.3855; 2027-28: 2.3764; 2028-29: 2.3662; 2029-30: 2.3572; 2030-31: 2.348; 2031-32: 2.3394; 2032-33: 2.331; 2033-34: 2.3234; 2034-35: 2.3161; 2035-36: 2.3092; 2036-37: 2.2997; 2037-38: 2.2914; 2038-39: 2.2841; 2039-40: 2.2821; 2040-41: 2.2799; 2041-42: 2.278; 2042-43: 2.2769; 2043-44: 2.2762; 2044-45: 2.2757; 2045-46: 2.2754; 2046-47: 2.2749; 2047-48: 2.2749; 2048-49: 2.2751; 2049-50: 2.2752
43BL | Total Household Metering penetration (excl. voids) | 34BL / (34BL + 35BL) | % | 1 | 2019-20: 86.93%; 2020-21: 87.63%; 2021-22: 88.23%; 2022-23: 88.87%; 2023-24: 89.48%; 2024-25: 90.04%; 2025-26: 90.51%; 2026-27: 90.98%; 2027-28: 91.41%; 2028-29: 91.8%; 2029-30: 92.17%; 2030-31: 92.53%; 2031-32: 92.86%; 2032-33: 93.18%; 2033-34: 93.48%; 2034-35: 93.76%; 2035-36: 94.03%; 2036-37: 94.29%; 2037-38: 94.54%; 2038-39: 94.78%; 2039-40: 95.01%; 2040-41: 95.23%; 2041-42: 95.43%; 2042-43: 95.63%; 2043-44: 95.82%; 2044-45: 96%; 2045-46: 96.09%; 2046-47: 96.18%; 2047-48: 96.25%; 2048-49: 96.32%; 2049-50: 96.35%
44BL | Total Household Metering penetration (incl. voids) | (34BL) / (34BL + 34.7BL + 35BL + 35.1BL) | % | 1 | 2019-20: 85.14%; 2020-21: 85.81%; 2021-22: 86.4%; 2022-23: 87.03%; 2023-24: 87.62%; 2024-25: 88.17%; 2025-26: 88.62%; 2026-27: 89.08%; 2027-28: 89.5%; 2028-29: 89.88%; 2029-30: 90.24%; 2030-31: 90.59%; 2031-32: 90.91%; 2032-33: 91.22%; 2033-34: 91.51%; 2034-35: 91.79%; 2035-36: 92.05%; 2036-37: 92.3%; 2037-38: 92.55%; 2038-39: 92.78%; 2039-40: 93.01%; 2040-41: 93.22%; 2041-42: 93.42%; 2042-43: 93.61%; 2043-44: 93.8%; 2044-45: 93.98%; 2045-46: 94.07%; 2046-47: 94.15%; 2047-48: 94.22%; 2048-49: 94.29%; 2049-50: 94.32%
45BL | Distribution input | sum (12BL:15BL) +21BL + 22BL + 27BL + 28BL | Ml/d | 2 | 2019-20: 269.75; 2020-21: 270.39; 2021-22: 271.76; 2022-23: 271.01; 2023-24: 271.94; 2024-25: 273.63; 2025-26: 273.91; 2026-27: 274.71; 2027-28: 275.39; 2028-29: 275.68; 2029-30: 275.94; 2030-31: 276.45; 2031-32: 277.16; 2032-33: 278.24; 2033-34: 279.35; 2034-35: 280.43; 2035-36: 281.51; 2036-37: 282.57; 2037-38: 283.98; 2038-39: 285.43; 2039-40: 287.34; 2040-41: 289.08; 2041-42: 290.85; 2042-43: 292.74; 2043-44: 294.68; 2044-45: 296.68; 2045-46: 298.71; 2046-47: 300.74; 2047-48: 302.82; 2048-49: 304.94; 2049-50: 307.12
46BL | Target headroom (climate change component) | Input | Ml/d | 2 | 2019-20: 3.8102; 2020-21: 3.8102; 2021-22: 3.8102; 2022-23: 3.8102; 2023-24: 3.8102; 2024-25: 3.8102; 2025-26: 3.8102; 2026-27: 3.9007; 2027-28: 3.8883; 2028-29: 4.0378; 2029-30: 4.4057; 2030-31: 4.4053; 2031-32: 4.6909; 2032-33: 4.8321; 2033-34: 5.0165; 2034-35: 4.9191; 2035-36: 4.6773; 2036-37: 4.6104; 2037-38: 4.7654; 2038-39: 4.895; 2039-40: 0; 2040-41: 0; 2041-42: 0; 2042-43: 0; 2043-44: 0; 2044-45: 0; 2045-46: 0; 2046-47: 0; 2047-48: 0; 2048-49: 0; 2049-50: 0
47BL | Target headroom (All other components) | Input | Ml/d | 2 | 2019-20: 8.327; 2020-21: 8.327; 2021-22: 8.327; 2022-23: 8.327; 2023-24: 8.327; 2024-25: 8.327; 2025-26: 8.327; 2026-27: 8.0484; 2027-28: 7.9327; 2028-29: 7.8614; 2029-30: 8.7065; 2030-31: 8.8472; 2031-32: 9.3623; 2032-33: 9.4832; 2033-34: 9.6721; 2034-35: 10.5589; 2035-36: 7.9566; 2036-37: 6.2347; 2037-38: 6.8615; 2038-39: 7.53; 2039-40: 20.155; 2040-41: 20.2175; 2041-42: 21.1853; 2042-43: 21.5394; 2043-44: 22.2497; 2044-45: 22.2367; 2045-46: 19.3557; 2046-47: 19.5193; 2047-48: 19.462; 2048-49: 19.9761; 2049-50: 19.8807
48BL | Target Headroom | 46BL + 47BL | Ml/d | 2 | 2019-20: 12.1372; 2020-21: 12.1372; 2021-22: 12.1372; 2022-23: 12.1372; 2023-24: 12.1372; 2024-25: 12.1372; 2025-26: 12.1372; 2026-27: 11.949; 2027-28: 11.821; 2028-29: 11.8993; 2029-30: 13.1122; 2030-31: 13.2525; 2031-32: 14.0532; 2032-33: 14.3154; 2033-34: 14.6886; 2034-35: 15.4779; 2035-36: 12.634; 2036-37: 10.8452; 2037-38: 11.6269; 2038-39: 12.425; 2039-40: 20.155; 2040-41: 20.2175; 2041-42: 21.1853; 2042-43: 21.5394; 2043-44: 22.2497; 2044-45: 22.2367; 2045-46: 19.3557; 2046-47: 19.5193; 2047-48: 19.462; 2048-49: 19.9761; 2049-50: 19.8807
49BL | Available Headroom | 11BL - 45BL | Ml/d | 2 | 2019-20: 14.42; 2020-21: 13.78; 2021-22: 12.41; 2022-23: 13.16; 2023-24: 12.23; 2024-25: 12.14; 2025-26: 12.14; 2026-27: 11.95; 2027-28: 11.83; 2028-29: 11.92; 2029-30: 13.11; 2030-31: 13.24; 2031-32: 8.257; 2032-33: 1.877; 2033-34: -4.853; 2034-35: -11.553; 2035-36: -6.923; 2036-37: -5.593; 2037-38: -13.473; 2038-39: -18.743; 2039-40: -10.273; 2040-41: -15.573; 2041-42: -20.953; 2042-43: -26.653; 2043-44: -31.58; 2044-45: -35.2; 2045-46: -37.85; 2046-47: -39.99; 2047-48: -42.2; 2048-49: -44.46; 2049-50: -46.81
49.1BL | Available non-potable balance (if applicable) | 1.1BL -12.1BL | Ml/d | 2 | 2019-20: 0; 2020-21: 0; 2021-22: 0; 2022-23: 0; 2023-24: 0; 2024-25: 0; 2025-26: 0; 2026-27: 0; 2027-28: 0; 2028-29: 0; 2029-30: 0; 2030-31: 0; 2031-32: 0; 2032-33: 0; 2033-34: 0; 2034-35: 0; 2035-36: 0; 2036-37: 0; 2037-38: 0; 2038-39: 0; 2039-40: 0; 2040-41: 0; 2041-42: 0; 2042-43: 0; 2043-44: 0; 2044-45: 0; 2045-46: 0; 2046-47: 0; 2047-48: 0; 2048-49: 0; 2049-50: 0
50BL | Supply Demand Balance |  | Ml/d | 2 | 2019-20: 2.2828; 2020-21: 1.6428; 2021-22: 0.27283; 2022-23: 1.0228; 2023-24: 0.092827; 2024-25: 0.0028265; 2025-26: 0.0028265; 2026-27: 0.00095313; 2027-28: 0.0089757; 2028-29: 0.02073; 2029-30: -0.0022117; 2030-31: -0.012493; 2031-32: -5.7962; 2032-33: -12.4384; 2033-34: -19.5416; 2034-35: -27.0309; 2035-36: -19.557; 2036-37: -16.4382; 2037-38: -25.0999; 2038-39: -31.168; 2039-40: -30.428; 2040-41: -35.7905; 2041-42: -42.1383; 2042-43: -48.1924; 2043-44: -53.8297; 2044-45: -57.4367; 2045-46: -57.2057; 2046-47: -59.5093; 2047-48: -61.662; 2048-49: -64.4361; 2049-50: -66.6907
Table 3e: DYCP - Final plan Options | Back to top of sheet
WRMP24 reference | Option type | Cat ID | Unit | Decimal places | 2019-20 | 2020-21 | 2021-22 | 2022-23 | 2023-24 | 2024-25 | 2025-26 | 2026-27 | 2027-28 | 2028-29 | 2029-30 | 2030-31 | 2031-32 | 2032-33 | 2033-34 | 2034-35 | 2035-36 | 2036-37 | 2037-38 | 2038-39 | 2039-40 | 2040-41 | 2041-42 | 2042-43 | 2043-44 | 2044-45 | 2045-46 | 2046-47 | 2047-48 | 2048-49 | 2049-50 | 2050-51 | 2051-52 | 2052-53 | 2053-54 | 2054-55 | 2055-56 | 2056-57 | 2057-58 | 2058-59 | 2059-60 | 2060-61 | 2061-62 | 2062-63 | 2063-64 | 2064-65 | 2065-66 | 2066-67 | 2067-68 | 2068-69 | 2069-70 | 2070-71 | 2071-72 | 2072-73 | 2073-74 | 2074-75 | 2075-76 | 2076-77 | 2077-78 | 2078-79 | 2079-80 | 2080-81 | 2081-82 | 2082-83 | 2083-84 | 2084-85 | 2085-86 | 2086-87 | 2087-88 | 2088-89 | 2089-90 | 2090-91 | 2091-92 | 2092-93 | 2093-94 | 2094-95 | 2095-96 | 2096-97 | 2097-98 | 2098-99 | 2099-100
1.11FP | Non potable supplies input reductions as -ve and increases as +ve | RSNPS | Ml/d | 2 | 2019-20: 0; 2020-21: 0; 2021-22: 0; 2022-23: 0; 2023-24: 0; 2024-25: 0; 2025-26: 0; 2026-27: 0; 2027-28: 0; 2028-29: 0; 2029-30: 0; 2030-31: 0; 2031-32: 0; 2032-33: 0; 2033-34: 0; 2034-35: 0; 2035-36: 0; 2036-37: 0; 2037-38: 0; 2038-39: 0; 2039-40: 0; 2040-41: 0; 2041-42: 0; 2042-43: 0; 2043-44: 0; 2044-45: 0; 2045-46: 0; 2046-47: 0; 2047-48: 0; 2048-49: 0; 2049-50: 0
2.1FP | Raw water imports | RSRWI | Ml/d | 2 | 2019-20: 0; 2020-21: 0; 2021-22: 0; 2022-23: 0; 2023-24: 0; 2024-25: 0; 2025-26: 0; 2026-27: 0; 2027-28: 0; 2028-29: 0; 2029-30: 0; 2030-31: 0; 2031-32: 0; 2032-33: 0; 2033-34: 0; 2034-35: 0; 2035-36: 0; 2036-37: 0; 2037-38: 0; 2038-39: 0; 2039-40: 0; 2040-41: 0; 2041-42: 0; 2042-43: 0; 2043-44: 0; 2044-45: 0; 2045-46: 0; 2046-47: 0; 2047-48: 0; 2048-49: 0; 2049-50: 0
3.1FP | Potable water imports input reductions as -ve | RSPWI | Ml/d | 2 | 2019-20: 0; 2020-21: 0; 2021-22: 0; 2022-23: 0; 2023-24: 0; 2024-25: 0; 2025-26: 42.13; 2026-27: 41.17; 2027-28: 38.45; 2028-29: 37.24; 2029-30: 5.6; 2030-31: 8; 2031-32: -26.46; 2032-33: -23.95; 2033-34: -21.11; 2034-35: -19.07; 2035-36: -28.3; 2036-37: -35.68; 2037-38: -37; 2038-39: -32.835; 2039-40: -29.255; 2040-41: -19.15; 2041-42: -18.74; 2042-43: -33.09; 2043-44: -30.37; 2044-45: -29.34; 2045-46: -11.93; 2046-47: 3.85; 2047-48: 0.92; 2048-49: -4.15; 2049-50: -4.52
4.1FP | Raw water exports input reductions as +ve and increases as -ve | RSRWE | Ml/d | 2 | 2019-20: 0; 2020-21: 0; 2021-22: 0; 2022-23: 0; 2023-24: 0; 2024-25: 0; 2025-26: 0; 2026-27: 0; 2027-28: 0; 2028-29: 0; 2029-30: 0; 2030-31: 0; 2031-32: 0; 2032-33: 0; 2033-34: 0; 2034-35: 0; 2035-36: 0; 2036-37: 0; 2037-38: 0; 2038-39: 0; 2039-40: 0; 2040-41: 0; 2041-42: 0; 2042-43: 0; 2043-44: 0; 2044-45: 0; 2045-46: 0; 2046-47: 0; 2047-48: 0; 2048-49: 0; 2049-50: 0
5.1FP | Potable water exports input reductions as +ve and increases as -ve | RSPWE | Ml/d | 2 | 2019-20: 0; 2020-21: 0; 2021-22: 0; 2022-23: 0; 2023-24: 0; 2024-25: 0; 2025-26: -21.48; 2026-27: -20.19; 2027-28: -1.4; 2028-29: -16.05; 2029-30: -5.45; 2030-31: 18.02; 2031-32: 19.93; 2032-33: 22.26; 2033-34: 24.94; 2034-35: 27.22; 2035-36: 26.83; 2036-37: 28.91; 2037-38: 36.1; 2038-39: 35.684; 2039-40: 28.824; 2040-41: 21.08; 2041-42: -8.72; 2042-43: 24.37; 2043-44: 25.76; 2044-45: 26.32; 2045-46: 0.57; 2046-47: 10.64; 2047-48: -9.01; 2048-49: 11.1; 2049-50: 7.55
6.2FP | DO benefit from increase raw water abstractions | RSRWA | Ml/d | 2 | 2019-20: 0; 2020-21: 0; 2021-22: 0; 2022-23: 0; 2023-24: 0; 2024-25: 0; 2025-26: 0; 2026-27: 0; 2027-28: 0; 2028-29: 0; 2029-30: 0; 2030-31: 0; 2031-32: 0; 2032-33: 0; 2033-34: 0; 2034-35: 0; 2035-36: 0; 2036-37: 0; 2037-38: 0; 2038-39: 0; 2039-40: 0; 2040-41: 0; 2041-42: 0; 2042-43: 0; 2043-44: 0; 2044-45: 0; 2045-46: 0; 2046-47: 0; 2047-48: 0; 2048-49: 0; 2049-50: 0
6.3FP | Other options to increase deployable output | RSIPO | Ml/d | 2 | 2019-20: 0; 2020-21: 0; 2021-22: 0; 2022-23: 0; 2023-24: 0; 2024-25: 0; 2025-26: 0; 2026-27: 0; 2027-28: 0; 2028-29: 0; 2029-30: 0; 2030-31: 0; 2031-32: 0; 2032-33: 0; 2033-34: 0; 2034-35: 0; 2035-36: 0; 2036-37: 0; 2037-38: 0; 2038-39: 0; 2039-40: 0; 2040-41: 169; 2041-42: 169; 2042-43: 169; 2043-44: 169; 2044-45: 169; 2045-46: 164.3; 2046-47: 167.25; 2047-48: 169; 2048-49: 169; 2049-50: 169
7.01FP | DO benefit from supply side drought measures | RSDPS | Ml/d | 2 | 2019-20: 0; 2020-21: 0; 2021-22: 0; 2022-23: 0; 2023-24: 0; 2024-25: 0; 2025-26: 0; 2026-27: 0; 2027-28: 0; 2028-29: 0; 2029-30: 0; 2030-31: 0; 2031-32: 0; 2032-33: 0; 2033-34: 0; 2034-35: 0; 2035-36: 0; 2036-37: 0; 2037-38: 0; 2038-39: 0; 2039-40: 0; 2040-41: 0; 2041-42: 0; 2042-43: 0; 2043-44: 0; 2044-45: 0; 2045-46: 0; 2046-47: 0; 2047-48: 0; 2048-49: 0; 2049-50: 0
7.02FP | DO benefit from demand side drought measures | RSDPD | Ml/d | 2 | 2019-20: 0; 2020-21: 0; 2021-22: 0; 2022-23: 0; 2023-24: 0; 2024-25: 0; 2025-26: 0; 2026-27: 0; 2027-28: 0; 2028-29: 0; 2029-30: 0; 2030-31: 0; 2031-32: 0; 2032-33: 0; 2033-34: 0; 2034-35: 0; 2035-36: 0; 2036-37: 0; 2037-38: 0; 2038-39: 0; 2039-40: 0; 2040-41: 0; 2041-42: 0; 2042-43: 0; 2043-44: 0; 2044-45: 0; 2045-46: 0; 2046-47: 0; 2047-48: 0; 2048-49: 0; 2049-50: 0
8.1FP | Reduce raw water losses and operational use input as -ve | RSLOU | Ml/d | 2 | 2019-20: 0; 2020-21: 0; 2021-22: 0; 2022-23: 0; 2023-24: 0; 2024-25: 0; 2025-26: 0; 2026-27: 0; 2027-28: 0; 2028-29: 0; 2029-30: 0; 2030-31: 0; 2031-32: 0; 2032-33: 0; 2033-34: 0; 2034-35: 0; 2035-36: 0; 2036-37: 0; 2037-38: 0; 2038-39: 0; 2039-40: 0; 2040-41: 0; 2041-42: 0; 2042-43: 0; 2043-44: 0; 2044-45: 0; 2045-46: 0; 2046-47: 0; 2047-48: 0; 2048-49: 0; 2049-50: 0
8.2FP | Reduce treatment works losses input as -ve | PSTWL | Ml/d | 2 | 2019-20: 0; 2020-21: 0; 2021-22: 0; 2022-23: 0; 2023-24: 0; 2024-25: 0; 2025-26: 0; 2026-27: 0; 2027-28: 0; 2028-29: 0; 2029-30: 0; 2030-31: 0; 2031-32: 0; 2032-33: 0; 2033-34: 0; 2034-35: 0; 2035-36: 0; 2036-37: 0; 2037-38: 0; 2038-39: 0; 2039-40: 0; 2040-41: 0; 2041-42: 0; 2042-43: 0; 2043-44: 0; 2044-45: 0; 2045-46: 0; 2046-47: 0; 2047-48: 0; 2048-49: 0; 2049-50: 0
9.1FP | Reduce outages input as -ve | PSROU | Ml/d | 2 | 2019-20: 0; 2020-21: 0; 2021-22: 0; 2022-23: 0; 2023-24: 0; 2024-25: 0; 2025-26: 0; 2026-27: 0; 2027-28: 0; 2028-29: 0; 2029-30: 0; 2030-31: 0; 2031-32: 0; 2032-33: 0; 2033-34: 0; 2034-35: 0; 2035-36: 0; 2036-37: 0; 2037-38: 0; 2038-39: 0; 2039-40: 0; 2040-41: 0; 2041-42: 0; 2042-43: 0; 2043-44: 0; 2044-45: 0; 2045-46: 0; 2046-47: 0; 2047-48: 0; 2048-49: 0; 2049-50: 0
12.2FP | Change volume delivered to measured non households input reductions as -ve, line to include both measured non-household consumption and USPL options | CVMNH | Ml/d | 2 | 2019-20: 0; 2020-21: 0; 2021-22: 0; 2022-23: 0; 2023-24: 0; 2024-25: 0; 2025-26: -0.54; 2026-27: -1.03; 2027-28: -1.47; 2028-29: -1.88; 2029-30: -2.34; 2030-31: -2.8; 2031-32: -3.26; 2032-33: -3.71; 2033-34: -4.17; 2034-35: -4.62; 2035-36: -5.08; 2036-37: -5.53; 2037-38: -5.99; 2038-39: -6.44; 2039-40: -6.89; 2040-41: -7.34; 2041-42: -7.8; 2042-43: -8.25; 2043-44: -8.7; 2044-45: -9.15; 2045-46: -9.6; 2046-47: -10.06; 2047-48: -10.51; 2048-49: -10.96; 2049-50: -11.41
13.1FP | Change volume delivered to unmeasured non households input reductions as -ve, line to include both unmeasured non-household consumption and USPL options | CVUNH | Ml/d | 2 | 2019-20: 0; 2020-21: 0; 2021-22: 0; 2022-23: 0; 2023-24: 0; 2024-25: 0; 2025-26: 0; 2026-27: 0; 2027-28: 0; 2028-29: 0; 2029-30: 0; 2030-31: 0; 2031-32: 0; 2032-33: 0; 2033-34: 0; 2034-35: 0; 2035-36: 0; 2036-37: 0; 2037-38: 0; 2038-39: 0; 2039-40: 0; 2040-41: 0; 2041-42: 0; 2042-43: 0; 2043-44: 0; 2044-45: 0; 2045-46: 0; 2046-47: 0; 2047-48: 0; 2048-49: 0; 2049-50: 0
14.1FP | Change volume delivered to measured households input reductions as -ve, line to include both measured household consumption and USPL options | CVMHH | Ml/d | 2 | 2019-20: 0; 2020-21: 0; 2021-22: 0; 2022-23: 0; 2023-24: 0; 2024-25: 0; 2025-26: -1.66; 2026-27: -2.15; 2027-28: -2.66; 2028-29: -3.66; 2029-30: -6.09; 2030-31: -7.36; 2031-32: -8.48; 2032-33: -9.23; 2033-34: -9.98; 2034-35: -11.75; 2035-36: -13.53; 2036-37: -15.35; 2037-38: -17.19; 2038-39: -19.05; 2039-40: -20.96; 2040-41: -22.83; 2041-42: -24.72; 2042-43: -26.66; 2043-44: -28.63; 2044-45: -29.57; 2045-46: -30.5; 2046-47: -31.45; 2047-48: -32.4; 2048-49: -33.36; 2049-50: -34.34
15.1FP | Change volume delivered to unmeasured households input reductions as -ve, line to include both unmeasured household consumption and USPL options | CVUHH | Ml/d | 2 | 2019-20: 0; 2020-21: 0; 2021-22: 0; 2022-23: 0; 2023-24: 0; 2024-25: 0; 2025-26: 0; 2026-27: 0; 2027-28: 0; 2028-29: 0; 2029-30: 0; 2030-31: 0; 2031-32: 0; 2032-33: 0; 2033-34: 0; 2034-35: 0; 2035-36: 0; 2036-37: 0; 2037-38: 0; 2038-39: 0; 2039-40: 0; 2040-41: 0; 2041-42: 0; 2042-43: 0; 2043-44: 0; 2044-45: 0; 2045-46: 0; 2046-47: 0; 2047-48: 0; 2048-49: 0; 2049-50: 0
21.1FP | Options to reduce water taken unbilled input as -ve | CSWTU | Ml/d | 2 | 2019-20: 0; 2020-21: 0; 2021-22: 0; 2022-23: 0; 2023-24: 0; 2024-25: 0; 2025-26: 0; 2026-27: 0; 2027-28: 0; 2028-29: 0; 2029-30: 0; 2030-31: 0; 2031-32: 0; 2032-33: 0; 2033-34: 0; 2034-35: 0; 2035-36: 0; 2036-37: 0; 2037-38: 0; 2038-39: 0; 2039-40: 0; 2040-41: 0; 2041-42: 0; 2042-43: 0; 2043-44: 0; 2044-45: 0; 2045-46: 0; 2046-47: 0; 2047-48: 0; 2048-49: 0; 2049-50: 0
22.1FP | Reduce distribution system operational use (DSOU) input as -ve | DSDOU | Ml/d | 2 | 2019-20: 0; 2020-21: 0; 2021-22: 0; 2022-23: 0; 2023-24: 0; 2024-25: 0; 2025-26: 0; 2026-27: 0; 2027-28: 0; 2028-29: 0; 2029-30: 0; 2030-31: 0; 2031-32: 0; 2032-33: 0; 2033-34: 0; 2034-35: 0; 2035-36: 0; 2036-37: 0; 2037-38: 0; 2038-39: 0; 2039-40: 0; 2040-41: 0; 2041-42: 0; 2042-43: 0; 2043-44: 0; 2044-45: 0; 2045-46: 0; 2046-47: 0; 2047-48: 0; 2048-49: 0; 2049-50: 0
23.1FP | Options impacting on measured Non Household - USPL input reductions as -ve | CUMNH | Ml/d | 2 | 2019-20: 0; 2020-21: 0; 2021-22: 0; 2022-23: 0; 2023-24: 0; 2024-25: 0; 2025-26: -0.01; 2026-27: -0.01; 2027-28: -0.01; 2028-29: -0.02; 2029-30: -0.02; 2030-31: -0.03; 2031-32: -0.03; 2032-33: -0.04; 2033-34: -0.04; 2034-35: -0.05; 2035-36: -0.05; 2036-37: -0.05; 2037-38: -0.06; 2038-39: -0.06; 2039-40: -0.07; 2040-41: -0.07; 2041-42: -0.08; 2042-43: -0.08; 2043-44: -0.09; 2044-45: -0.09; 2045-46: -0.09; 2046-47: -0.1; 2047-48: -0.1; 2048-49: -0.11; 2049-50: -0.11
24.1FP | Options impacting on unmeasured Non Household - USPL input reductions as -ve | CUUNH | Ml/d | 2 | 2019-20: 0; 2020-21: 0; 2021-22: 0; 2022-23: 0; 2023-24: 0; 2024-25: 0; 2025-26: 0; 2026-27: 0; 2027-28: 0; 2028-29: 0; 2029-30: 0; 2030-31: 0; 2031-32: 0; 2032-33: 0; 2033-34: 0; 2034-35: 0; 2035-36: 0; 2036-37: 0; 2037-38: 0; 2038-39: 0; 2039-40: 0; 2040-41: 0; 2041-42: 0; 2042-43: 0; 2043-44: 0; 2044-45: 0; 2045-46: 0; 2046-47: 0; 2047-48: 0; 2048-49: 0; 2049-50: 0
25.1FP | Options impacting on measured Household - USPL input reductions as -ve | CUMHH | Ml/d | 2 | 2019-20: 0; 2020-21: 0; 2021-22: 0; 2022-23: 0; 2023-24: 0; 2024-25: 0; 2025-26: -0.71; 2026-27: -0.73; 2027-28: -0.76; 2028-29: -0.79; 2029-30: -1.04; 2030-31: -1.3; 2031-32: -1.38; 2032-33: -1.41; 2033-34: -1.44; 2034-35: -1.47; 2035-36: -1.5; 2036-37: -1.53; 2037-38: -1.56; 2038-39: -1.59; 2039-40: -1.62; 2040-41: -1.65; 2041-42: -1.68; 2042-43: -1.71; 2043-44: -1.74; 2044-45: -1.77; 2045-46: -1.8; 2046-47: -1.83; 2047-48: -1.86; 2048-49: -1.89; 2049-50: -1.92
26.1FP | Options impacting on unmeasured Household - USPL input reductions as -ve | CUUHH | Ml/d | 2 | 2019-20: 0; 2020-21: 0; 2021-22: 0; 2022-23: 0; 2023-24: 0; 2024-25: 0; 2025-26: 0; 2026-27: 0; 2027-28: 0; 2028-29: 0; 2029-30: 0; 2030-31: 0; 2031-32: 0; 2032-33: 0; 2033-34: 0; 2034-35: 0; 2035-36: 0; 2036-37: 0; 2037-38: 0; 2038-39: 0; 2039-40: 0; 2040-41: 0; 2041-42: 0; 2042-43: 0; 2043-44: 0; 2044-45: 0; 2045-46: 0; 2046-47: 0; 2047-48: 0; 2048-49: 0; 2049-50: 0
27.1FP | Options impacting on Void properties - USPL input reductions as -ve | CUVPP | Ml/d | 2 | 2019-20: 0; 2020-21: 0; 2021-22: 0; 2022-23: 0; 2023-24: 0; 2024-25: 0; 2025-26: 0; 2026-27: 0; 2027-28: 0; 2028-29: 0; 2029-30: 0; 2030-31: 0; 2031-32: 0; 2032-33: 0; 2033-34: 0; 2034-35: 0; 2035-36: 0; 2036-37: 0; 2037-38: 0; 2038-39: 0; 2039-40: 0; 2040-41: 0; 2041-42: 0; 2042-43: 0; 2043-44: 0; 2044-45: 0; 2045-46: 0; 2046-47: 0; 2047-48: 0; 2048-49: 0; 2049-50: 0
28.1FP | Reduce distribution losses input as -ve | DSRDL | Ml/d | 2 | 2019-20: 0; 2020-21: 0; 2021-22: 0; 2022-23: 0; 2023-24: 0; 2024-25: 0; 2025-26: -0.01; 2026-27: -0.02; 2027-28: -0.12; 2028-29: -0.13; 2029-30: -0.47; 2030-31: -0.54; 2031-32: -0.58; 2032-33: -1.2; 2033-34: -1.56; 2034-35: -2.5; 2035-36: -2.41; 2036-37: -2.49; 2037-38: -2.82; 2038-39: -2.83; 2039-40: -3.01; 2040-41: -3.34; 2041-42: -3.78; 2042-43: -4.19; 2043-44: -4.52; 2044-45: -4.91; 2045-46: -5.27; 2046-47: -5.61; 2047-48: -5.85; 2048-49: -6.17; 2049-50: -6.21
Table 3f: DYCP - Final plan | Back to top of sheet
WRMP24 reference | Component | Derivation | Unit | Decimal places | 2019-20 | 2020-21 | 2021-22 | 2022-23 | 2023-24 | 2024-25 | 2025-26 | 2026-27 | 2027-28 | 2028-29 | 2029-30 | 2030-31 | 2031-32 | 2032-33 | 2033-34 | 2034-35 | 2035-36 | 2036-37 | 2037-38 | 2038-39 | 2039-40 | 2040-41 | 2041-42 | 2042-43 | 2043-44 | 2044-45 | 2045-46 | 2046-47 | 2047-48 | 2048-49 | 2049-50 | 2050-51 | 2051-52 | 2052-53 | 2053-54 | 2054-55 | 2055-56 | 2056-57 | 2057-58 | 2058-59 | 2059-60 | 2060-61 | 2061-62 | 2062-63 | 2063-64 | 2064-65 | 2065-66 | 2066-67 | 2067-68 | 2068-69 | 2069-70 | 2070-71 | 2071-72 | 2072-73 | 2073-74 | 2074-75 | 2075-76 | 2076-77 | 2077-78 | 2078-79 | 2079-80 | 2080-81 | 2081-82 | 2082-83 | 2083-84 | 2084-85 | 2085-86 | 2086-87 | 2087-88 | 2088-89 | 2089-90 | 2090-91 | 2091-92 | 2092-93 | 2093-94 | 2094-95 | 2095-96 | 2096-97 | 2097-98 | 2098-99 | 2099-100
1FP | Raw water abstracted | Input | Ml/d | 2 | 2019-20: 0; 2020-21: 0; 2021-22: 0; 2022-23: 0; 2023-24: 0; 2024-25: 0; 2025-26: 0; 2026-27: 0; 2027-28: 0; 2028-29: 0; 2029-30: 0; 2030-31: 0; 2031-32: 0; 2032-33: 0; 2033-34: 0; 2034-35: 0; 2035-36: 0; 2036-37: 0; 2037-38: 0; 2038-39: 0; 2039-40: 0; 2040-41: 0; 2041-42: 0; 2042-43: 0; 2043-44: 0; 2044-45: 0; 2045-46: 0; 2046-47: 0; 2047-48: 0; 2048-49: 0; 2049-50: 0
1.1FP | Non-potable water supplies | 1.1BL + 1.11FP | Ml/d | 2 | 2019-20: 0; 2020-21: 0; 2021-22: 0; 2022-23: 0; 2023-24: 0; 2024-25: 0; 2025-26: 0; 2026-27: 0; 2027-28: 0; 2028-29: 0; 2029-30: 0; 2030-31: 0; 2031-32: 0; 2032-33: 0; 2033-34: 0; 2034-35: 0; 2035-36: 0; 2036-37: 0; 2037-38: 0; 2038-39: 0; 2039-40: 0; 2040-41: 0; 2041-42: 0; 2042-43: 0; 2043-44: 0; 2044-45: 0; 2045-46: 0; 2046-47: 0; 2047-48: 0; 2048-49: 0; 2049-50: 0
2FP | Raw water imported | 2BL + 2.1FP | Ml/d | 2 | 2019-20: 0; 2020-21: 0; 2021-22: 0; 2022-23: 0; 2023-24: 0; 2024-25: 0; 2025-26: 0; 2026-27: 0; 2027-28: 0; 2028-29: 0; 2029-30: 0; 2030-31: 0; 2031-32: 0; 2032-33: 0; 2033-34: 0; 2034-35: 0; 2035-36: 0; 2036-37: 0; 2037-38: 0; 2038-39: 0; 2039-40: 0; 2040-41: 0; 2041-42: 0; 2042-43: 0; 2043-44: 0; 2044-45: 0; 2045-46: 0; 2046-47: 0; 2047-48: 0; 2048-49: 0; 2049-50: 0
3FP | Potable water imported | 3BL + 3.1FP | Ml/d | 2 | 2019-20: 20; 2020-21: 20; 2021-22: 20; 2022-23: 20; 2023-24: 20; 2024-25: 21.6; 2025-26: 86.032; 2026-27: 86.802; 2027-28: 86.233; 2028-29: 87.643; 2029-30: 59.833; 2030-31: 65.89; 2031-32: 28.79; 2032-33: 28.88; 2033-34: 29.46; 2034-35: 28.63; 2035-36: 23.51; 2036-37: 17.96; 2037-38: 12.75; 2038-39: 13.615; 2039-40: 20.315; 2040-41: 29.12; 2041-42: 28.12; 2042-43: 12.36; 2043-44: 13.61; 2044-45: 13.61; 2045-46: 30.57; 2046-47: 46.35; 2047-48: 43.42; 2048-49: 38.35; 2049-50: 37.98
4FP | Raw water exported enter as -ve | 4BL + 4.1FP | Ml/d | 2 | 2019-20: 0; 2020-21: 0; 2021-22: 0; 2022-23: 0; 2023-24: 0; 2024-25: 0; 2025-26: 0; 2026-27: 0; 2027-28: 0; 2028-29: 0; 2029-30: 0; 2030-31: 0; 2031-32: 0; 2032-33: 0; 2033-34: 0; 2034-35: 0; 2035-36: 0; 2036-37: 0; 2037-38: 0; 2038-39: 0; 2039-40: 0; 2040-41: 0; 2041-42: 0; 2042-43: 0; 2043-44: 0; 2044-45: 0; 2045-46: 0; 2046-47: 0; 2047-48: 0; 2048-49: 0; 2049-50: 0
5FP | Potable water exported enter as -ve | 5BL + 5.1FP | Ml/d | 2 | 2019-20: -92.26; 2020-21: -92.26; 2021-22: -92.26; 2022-23: -92.26; 2023-24: -92.26; 2024-25: -92.26; 2025-26: -135.762; 2026-27: -135.592; 2027-28: -118.393; 2028-29: -135.283; 2029-30: -127.063; 2030-31: -106.61; 2031-32: -106.333; 2032-33: -106.883; 2033-34: -107.563; 2034-35: -108.033; 2035-36: -106.823; 2036-37: -104.183; 2037-38: -99.573; 2038-39: -100.509; 2039-40: -100.109; 2040-41: -110.113; 2041-42: -142.113; 2042-43: -111.423; 2043-44: -111.55; 2044-45: -111.58; 2045-46: -137.5; 2046-47: -127.54; 2047-48: -147.32; 2048-49: -127.35; 2049-50: -131.07
6.1FP | Deployable Output post forecast changes | 6.1BL + 6.2FP + 6.3FP +7.01FP +7.02FP | Ml/d | 2 | 2019-20: 396.84; 2020-21: 396.84; 2021-22: 396.84; 2022-23: 396.84; 2023-24: 396.84; 2024-25: 396.84; 2025-26: 396.84; 2026-27: 396.84; 2027-28: 396.84; 2028-29: 396.84; 2029-30: 396.84; 2030-31: 396.84; 2031-32: 396.84; 2032-33: 396.84; 2033-34: 396.84; 2034-35: 396.84; 2035-36: 396.84; 2036-37: 396.84; 2037-38: 396.84; 2038-39: 396.84; 2039-40: 396.84; 2040-41: 565.84; 2041-42: 565.84; 2042-43: 565.84; 2043-44: 565.84; 2044-45: 565.84; 2045-46: 561.14; 2046-47: 564.09; 2047-48: 565.84; 2048-49: 565.84; 2049-50: 565.84
8FP | Raw water losses, treatment works losses and operational use | 8BL + 8.1FP + 8.2FP | Ml/d | 2 | 2019-20: 38.23; 2020-21: 38.23; 2021-22: 38.23; 2022-23: 38.23; 2023-24: 38.23; 2024-25: 38.23; 2025-26: 38.23; 2026-27: 38.23; 2027-28: 38.23; 2028-29: 38.23; 2029-30: 38.23; 2030-31: 38.23; 2031-32: 38.23; 2032-33: 38.23; 2033-34: 38.23; 2034-35: 38.23; 2035-36: 38.23; 2036-37: 38.23; 2037-38: 38.23; 2038-39: 38.23; 2039-40: 38.23; 2040-41: 38.23; 2041-42: 38.23; 2042-43: 38.23; 2043-44: 38.23; 2044-45: 38.23; 2045-46: 38.23; 2046-47: 38.23; 2047-48: 38.23; 2048-49: 38.23; 2049-50: 38.23
9FP | Total Outage Allowance | 9BL + 9.1FP | Ml/d | 2 | 2019-20: 2.18; 2020-21: 2.18; 2021-22: 2.18; 2022-23: 2.18; 2023-24: 2.18; 2024-25: 2.18; 2025-26: 2.18; 2026-27: 2.18; 2027-28: 2.18; 2028-29: 2.18; 2029-30: 2.18; 2030-31: 2.18; 2031-32: 2.18; 2032-33: 2.18; 2033-34: 2.18; 2034-35: 2.18; 2035-36: 2.18; 2036-37: 2.18; 2037-38: 2.18; 2038-39: 2.18; 2039-40: 2.18; 2040-41: 2.18; 2041-42: 2.18; 2042-43: 2.18; 2043-44: 2.18; 2044-45: 2.18; 2045-46: 2.18; 2046-47: 2.18; 2047-48: 2.18; 2048-49: 2.18; 2049-50: 2.18
10FP | Water Available For Use (own sources) | (6.1FP) - (8FP + 9FP) | Ml/d | 2 | 2019-20: 356.43; 2020-21: 356.43; 2021-22: 356.43; 2022-23: 356.43; 2023-24: 356.43; 2024-25: 356.43; 2025-26: 356.43; 2026-27: 356.43; 2027-28: 356.43; 2028-29: 356.43; 2029-30: 356.43; 2030-31: 356.43; 2031-32: 356.43; 2032-33: 356.43; 2033-34: 356.43; 2034-35: 356.43; 2035-36: 356.43; 2036-37: 356.43; 2037-38: 356.43; 2038-39: 356.43; 2039-40: 356.43; 2040-41: 525.43; 2041-42: 525.43; 2042-43: 525.43; 2043-44: 525.43; 2044-45: 525.43; 2045-46: 520.73; 2046-47: 523.68; 2047-48: 525.43; 2048-49: 525.43; 2049-50: 525.43
11FP | Total Water Available For Use | 10FP + sum (2FP:5FP) | Ml/d | 2 | 2019-20: 284.17; 2020-21: 284.17; 2021-22: 284.17; 2022-23: 284.17; 2023-24: 284.17; 2024-25: 285.77; 2025-26: 306.7; 2026-27: 307.64; 2027-28: 324.27; 2028-29: 308.79; 2029-30: 289.2; 2030-31: 315.71; 2031-32: 278.887; 2032-33: 278.427; 2033-34: 278.327; 2034-35: 277.027; 2035-36: 273.117; 2036-37: 270.207; 2037-38: 269.607; 2038-39: 269.536; 2039-40: 276.636; 2040-41: 444.437; 2041-42: 411.437; 2042-43: 426.367; 2043-44: 427.49; 2044-45: 427.46; 2045-46: 413.8; 2046-47: 442.49; 2047-48: 421.53; 2048-49: 436.43; 2049-50: 432.34
12FP | Water delivered measured non-household | 12BL + 12.2FP | Ml/d | 2 | 2019-20: 60.47; 2020-21: 61.94; 2021-22: 63.64; 2022-23: 63.7; 2023-24: 65.36; 2024-25: 67.76; 2025-26: 67.25; 2026-27: 66.81; 2027-28: 66.41; 2028-29: 66.03; 2029-30: 65.6; 2030-31: 65.18; 2031-32: 64.77; 2032-33: 64.36; 2033-34: 63.96; 2034-35: 63.58; 2035-36: 63.18; 2036-37: 62.79; 2037-38: 62.4; 2038-39: 62.02; 2039-40: 61.67; 2040-41: 61.31; 2041-42: 60.96; 2042-43: 60.62; 2043-44: 60.28; 2044-45: 59.95; 2045-46: 59.63; 2046-47: 59.3; 2047-48: 58.98; 2048-49: 58.67; 2049-50: 58.36
12.1FP | Non-potable water consumption | Input | Ml/d | 2 | 2019-20: 0; 2020-21: 0; 2021-22: 0; 2022-23: 0; 2023-24: 0; 2024-25: 0; 2025-26: 0; 2026-27: 0; 2027-28: 0; 2028-29: 0; 2029-30: 0; 2030-31: 0; 2031-32: 0; 2032-33: 0; 2033-34: 0; 2034-35: 0; 2035-36: 0; 2036-37: 0; 2037-38: 0; 2038-39: 0; 2039-40: 0; 2040-41: 0; 2041-42: 0; 2042-43: 0; 2043-44: 0; 2044-45: 0; 2045-46: 0; 2046-47: 0; 2047-48: 0; 2048-49: 0; 2049-50: 0
13FP | Water delivered unmeasured non-household | 13BL + 13.1FP | Ml/d | 2 | 2019-20: 0.2; 2020-21: 0.2; 2021-22: 0.21; 2022-23: 0.21; 2023-24: 0.22; 2024-25: 0.22; 2025-26: 0.23; 2026-27: 0.23; 2027-28: 0.23; 2028-29: 0.23; 2029-30: 0.23; 2030-31: 0.23; 2031-32: 0.23; 2032-33: 0.23; 2033-34: 0.23; 2034-35: 0.23; 2035-36: 0.23; 2036-37: 0.23; 2037-38: 0.23; 2038-39: 0.23; 2039-40: 0.23; 2040-41: 0.23; 2041-42: 0.23; 2042-43: 0.23; 2043-44: 0.23; 2044-45: 0.23; 2045-46: 0.23; 2046-47: 0.23; 2047-48: 0.23; 2048-49: 0.23; 2049-50: 0.23
14FP | Water delivered measured household | 14BL + 14.1FP | Ml/d | 2 | 2019-20: 143.28; 2020-21: 144.37; 2021-22: 145.59; 2022-23: 146.7; 2023-24: 147.82; 2024-25: 148.92; 2025-26: 148.64; 2026-27: 149.98; 2027-28: 151.15; 2028-29: 151.42; 2029-30: 150.15; 2030-31: 150.22; 2031-32: 150.58; 2032-33: 151.67; 2033-34: 152.71; 2034-35: 152.66; 2035-36: 152.6; 2036-37: 152.46; 2037-38: 152.61; 2038-39: 152.75; 2039-40: 153.23; 2040-41: 153.57; 2041-42: 153.91; 2042-43: 154.27; 2043-44: 154.65; 2044-45: 156.1; 2045-46: 157.31; 2046-47: 158.51; 2047-48: 159.61; 2048-49: 160.73; 2049-50: 161.78
15FP | Water delivered unmeasured household | 15BL + 15.1FP | Ml/d | 2 | 2019-20: 37.13; 2020-21: 35.69; 2021-22: 34.42; 2022-23: 32.94; 2023-24: 31.52; 2024-25: 30.16; 2025-26: 29.01; 2026-27: 27.93; 2027-28: 26.89; 2028-29: 25.88; 2029-30: 24.93; 2030-31: 24.05; 2031-32: 23.23; 2032-33: 22.44; 2033-34: 21.68; 2034-35: 20.96; 2035-36: 20.26; 2036-37: 19.57; 2037-38: 18.91; 2038-39: 18.28; 2039-40: 17.69; 2040-41: 17.12; 2041-42: 16.57; 2042-43: 16.03; 2043-44: 15.5; 2044-45: 14.98; 2045-46: 14.75; 2046-47: 14.5; 2047-48: 14.39; 2048-49: 14.28; 2049-50: 14.29
16FP | Percentage of consumption driven by climate change | 16BL | % | 1 | 2019-20: 0%; 2020-21: 0%; 2021-22: 0%; 2022-23: 0.1%; 2023-24: 0.1%; 2024-25: 0.1%; 2025-26: 0.1%; 2026-27: 0.1%; 2027-28: 0.1%; 2028-29: 0.2%; 2029-30: 0.2%; 2030-31: 0.2%; 2031-32: 0.2%; 2032-33: 0.3%; 2033-34: 0.3%; 2034-35: 0.3%; 2035-36: 0.4%; 2036-37: 0.4%; 2037-38: 0.4%; 2038-39: 0.5%; 2039-40: 0.5%; 2040-41: 0.6%; 2041-42: 0.6%; 2042-43: 0.6%; 2043-44: 0.7%; 2044-45: 0.7%; 2045-46: 0.8%; 2046-47: 0.8%; 2047-48: 0.8%; 2048-49: 0.8%; 2049-50: 0.9%
17FP | Volume of consumption driven by climate change | 16FP * (12FP + sum(13FP:15FP) - sum (23FP:26FP)) | Ml/d | 2 | 2019-20: 0; 2020-21: 0; 2021-22: 0; 2022-23: 0.23599; 2023-24: 0.23754; 2024-25: 0.23986; 2025-26: 0.23882; 2026-27: 0.2388; 2027-28: 0.23871; 2028-29: 0.47558; 2029-30: 0.4711; 2030-31: 0.4695; 2031-32: 0.46822; 2032-33: 0.70209; 2033-34: 0.70173; 2034-35: 0.69834; 2035-36: 0.92652; 2036-37: 0.92164; 2037-38: 0.91808; 2038-39: 1.1433; 2039-40: 1.141; 2040-41: 1.3657; 2041-42: 1.3624; 2042-43: 1.3592; 2043-44: 1.5824; 2044-45: 1.5865; 2045-46: 1.8183; 2046-47: 1.8233; 2047-48: 1.8284; 2048-49: 1.8339; 2049-50: 2.0697
18FP | Measured Household - PCC | ((14FP - 25FP) * 1,000,000) / (39FP * 1000) | l/h/d | 1 | 2019-20: 169.2794; 2020-21: 167.4654; 2021-22: 166.3464; 2022-23: 164.4826; 2023-24: 162.913; 2024-25: 161.6714; 2025-26: 159.9691; 2026-27: 158.9424; 2027-28: 157.9981; 2028-29: 156.5378; 2029-30: 153.8063; 2030-31: 152.5982; 2031-32: 151.5385; 2032-33: 151.0785; 2033-34: 150.6189; 2034-35: 149.1619; 2035-36: 147.7353; 2036-37: 146.2809; 2037-38: 145.0903; 2038-39: 143.8603; 2039-40: 142.645; 2040-41: 141.3587; 2041-42: 140.0791; 2042-43: 138.803; 2043-44: 137.5422; 2044-45: 137.248; 2045-46: 136.8941; 2046-47: 136.5313; 2047-48: 136.1632; 2048-49: 135.8016; 2049-50: 135.4458
19FP | Unmeasured Household - PCC | ((15FP - 26FP) * 1,000,000) / (40FP * 1000) | l/h/d | 1 | 2019-20: 225.8067; 2020-21: 225.6087; 2021-22: 225.4305; 2022-23: 225.1754; 2023-24: 224.9303; 2024-25: 224.6295; 2025-26: 224.4389; 2026-27: 224.2195; 2027-28: 224.1071; 2028-29: 223.974; 2029-30: 224.1099; 2030-31: 224.5629; 2031-32: 225.2163; 2032-33: 226.0125; 2033-34: 226.7406; 2034-35: 227.6614; 2035-36: 228.5604; 2036-37: 229.6079; 2037-38: 230.6175; 2038-39: 231.9014; 2039-40: 233.0598; 2040-41: 234.4151; 2041-42: 235.9698; 2042-43: 237.6159; 2043-44: 239.4952; 2044-45: 241.6392; 2045-46: 243.3644; 2046-47: 245.5899; 2047-48: 245.975; 2048-49: 246.2537; 2049-50: 246.4834
20FP | Average Household - PCC | (((14FP - 25FP) + (15FP - 26FP)) * 1,000,000)/ ((39FP + 40FP) * 1,000) | l/h/d | 1 | 2019-20: 178.251; 2020-21: 176.2522; 2021-22: 174.89; 2022-23: 172.8028; 2023-24: 170.9757; 2024-25: 169.4445; 2025-26: 167.5724; 2026-27: 166.2833; 2027-28: 165.0956; 2028-29: 163.461; 2029-30: 160.7122; 2030-31: 159.3628; 2031-32: 158.1661; 2032-33: 157.5309; 2033-34: 156.8953; 2034-35: 155.3615; 2035-36: 153.8497; 2036-37: 152.3126; 2037-38: 151.0124; 2038-39: 149.6889; 2039-40: 148.3623; 2040-41: 146.9762; 2041-42: 145.6013; 2042-43: 144.2258; 2043-44: 142.8661; 2044-45: 142.4234; 2045-46: 142.0083; 2046-47: 141.5925; 2047-48: 141.1699; 2048-49: 140.7507; 2049-50: 140.3769
21FP | Water taken unbilled | 21BL + 21.1FP | Ml/d | 2 | 2019-20: 4.12; 2020-21: 4.12; 2021-22: 4.11; 2022-23: 4.11; 2023-24: 4.11; 2024-25: 4.12; 2025-26: 4.12; 2026-27: 4.11; 2027-28: 4.1; 2028-29: 4.1; 2029-30: 4.11; 2030-31: 4.11; 2031-32: 4.11; 2032-33: 4.09; 2033-34: 4.11; 2034-35: 4.11; 2035-36: 4.11; 2036-37: 4.11; 2037-38: 4.11; 2038-39: 4.12; 2039-40: 4.12; 2040-41: 4.13; 2041-42: 4.1; 2042-43: 4.12; 2043-44: 4.12; 2044-45: 4.12; 2045-46: 4.11; 2046-47: 4.1; 2047-48: 4.11; 2048-49: 4.11; 2049-50: 4.11
22FP | Distribution system operational use | 22BL + 22.1FP | Ml/d | 2 | 2019-20: 1.02; 2020-21: 1.02; 2021-22: 1.02; 2022-23: 1.02; 2023-24: 1.02; 2024-25: 1.02; 2025-26: 1.02; 2026-27: 1.02; 2027-28: 1.02; 2028-29: 1.02; 2029-30: 1.02; 2030-31: 1.02; 2031-32: 1.02; 2032-33: 1.02; 2033-34: 1.02; 2034-35: 1.02; 2035-36: 1.02; 2036-37: 1.02; 2037-38: 1.02; 2038-39: 1.02; 2039-40: 1.02; 2040-41: 1.02; 2041-42: 1.02; 2042-43: 1.02; 2043-44: 1.02; 2044-45: 1.02; 2045-46: 1.02; 2046-47: 1.02; 2047-48: 1.02; 2048-49: 1.02; 2049-50: 1.02
23FP | Measured Non Household - USPL | 23BL + 23.1FP | Ml/d | 2 | 2019-20: 0.16; 2020-21: 0.16; 2021-22: 0.16; 2022-23: 0.16; 2023-24: 0.16; 2024-25: 0.16; 2025-26: 0.15; 2026-27: 0.15; 2027-28: 0.15; 2028-29: 0.14; 2029-30: 0.15; 2030-31: 0.14; 2031-32: 0.14; 2032-33: 0.13; 2033-34: 0.13; 2034-35: 0.12; 2035-36: 0.12; 2036-37: 0.12; 2037-38: 0.11; 2038-39: 0.11; 2039-40: 0.1; 2040-41: 0.1; 2041-42: 0.09; 2042-43: 0.09; 2043-44: 0.08; 2044-45: 0.08; 2045-46: 0.08; 2046-47: 0.07; 2047-48: 0.08; 2048-49: 0.07; 2049-50: 0.07
24FP | Unmeasured Non Household - USPL | 24BL + 24.1FP | Ml/d | 2 | 2019-20: 0.01; 2020-21: 0.01; 2021-22: 0.01; 2022-23: 0.01; 2023-24: 0.01; 2024-25: 0.01; 2025-26: 0.01; 2026-27: 0.01; 2027-28: 0.01; 2028-29: 0.01; 2029-30: 0.01; 2030-31: 0.01; 2031-32: 0.01; 2032-33: 0.01; 2033-34: 0.01; 2034-35: 0.01; 2035-36: 0.01; 2036-37: 0.01; 2037-38: 0.01; 2038-39: 0.01; 2039-40: 0.01; 2040-41: 0.01; 2041-42: 0.01; 2042-43: 0.01; 2043-44: 0.01; 2044-45: 0.01; 2045-46: 0.01; 2046-47: 0.01; 2047-48: 0.01; 2048-49: 0.01; 2049-50: 0.01
25FP | Measured Household - USPL | 25BL + 25.1FP | Ml/d | 2 | 2019-20: 5.43; 2020-21: 5.36; 2021-22: 5.25; 2022-23: 5.22; 2023-24: 5.13; 2024-25: 5.03; 2025-26: 4.23; 2026-27: 4.13; 2027-28: 4.02; 2028-29: 3.89; 2029-30: 3.54; 2030-31: 3.18; 2031-32: 3; 2032-33: 3.04; 2033-34: 3.09; 2034-35: 3.13; 2035-36: 3.17; 2036-37: 3.22; 2037-38: 3.26; 2038-39: 3.3; 2039-40: 3.35; 2040-41: 3.39; 2041-42: 3.43; 2042-43: 3.47; 2043-44: 3.51; 2044-45: 3.55; 2045-46: 3.58; 2046-47: 3.61; 2047-48: 3.64; 2048-49: 3.67; 2049-50: 3.69
26FP | Unmeasured Household - USPL | 26BL + 26.1BL | Ml/d | 2 | 2019-20: 2.44; 2020-21: 2.35; 2021-22: 2.27; 2022-23: 2.17; 2023-24: 2.08; 2024-25: 2; 2025-26: 1.92; 2026-27: 1.86; 2027-28: 1.79; 2028-29: 1.73; 2029-30: 1.66; 2030-31: 1.6; 2031-32: 1.55; 2032-33: 1.49; 2033-34: 1.44; 2034-35: 1.39; 2035-36: 1.34; 2036-37: 1.29; 2037-38: 1.25; 2038-39: 1.2; 2039-40: 1.16; 2040-41: 1.12; 2041-42: 1.08; 2042-43: 1.04; 2043-44: 1; 2044-45: 0.97; 2045-46: 0.96; 2046-47: 0.94; 2047-48: 0.93; 2048-49: 0.92; 2049-50: 0.92
27FP | Void Properties - USPL | 27BL + 27.1FP | Ml/d | 2 | 2019-20: 0.49; 2020-21: 0.5; 2021-22: 0.5; 2022-23: 0.51; 2023-24: 0.52; 2024-25: 0.52; 2025-26: 0.53; 2026-27: 0.54; 2027-28: 0.55; 2028-29: 0.55; 2029-30: 0.56; 2030-31: 0.57; 2031-32: 0.57; 2032-33: 0.58; 2033-34: 0.58; 2034-35: 0.59; 2035-36: 0.59; 2036-37: 0.6; 2037-38: 0.61; 2038-39: 0.61; 2039-40: 0.62; 2040-41: 0.62; 2041-42: 0.63; 2042-43: 0.63; 2043-44: 0.64; 2044-45: 0.65; 2045-46: 0.65; 2046-47: 0.66; 2047-48: 0.66; 2048-49: 0.67; 2049-50: 0.67
28FP | Distribution losses | 28BL + 28.1FP | Ml/d | 2 | 2019-20: 23.04; 2020-21: 22.55; 2021-22: 22.27; 2022-23: 21.82; 2023-24: 21.37; 2024-25: 20.91; 2025-26: 20.9; 2026-27: 20.89; 2027-28: 20.79; 2028-29: 20.78; 2029-30: 20.44; 2030-31: 20.37; 2031-32: 20.33; 2032-33: 19.71; 2033-34: 19.35; 2034-35: 18.41; 2035-36: 18.5; 2036-37: 18.42; 2037-38: 18.09; 2038-39: 18.08; 2039-40: 17.9; 2040-41: 17.57; 2041-42: 17.13; 2042-43: 16.72; 2043-44: 16.39; 2044-45: 16; 2045-46: 15.64; 2046-47: 15.3; 2047-48: 15.06; 2048-49: 14.74; 2049-50: 14.7
29FP | Total Leakage | sum (23FP:28FP) | Ml/d | 2 | 2019-20: 31.57; 2020-21: 30.93; 2021-22: 30.46; 2022-23: 29.89; 2023-24: 29.27; 2024-25: 28.63; 2025-26: 27.74; 2026-27: 27.58; 2027-28: 27.31; 2028-29: 27.1; 2029-30: 26.36; 2030-31: 25.87; 2031-32: 25.6; 2032-33: 24.96; 2033-34: 24.6; 2034-35: 23.65; 2035-36: 23.73; 2036-37: 23.66; 2037-38: 23.33; 2038-39: 23.31; 2039-40: 23.14; 2040-41: 22.81; 2041-42: 22.37; 2042-43: 21.96; 2043-44: 21.63; 2044-45: 21.26; 2045-46: 20.92; 2046-47: 20.59; 2047-48: 20.38; 2048-49: 20.08; 2049-50: 20.06
30FP | Leakage/property | (29FP * 1,000,000) / (36FP * 1,000) | l/prop/d | 2 | 2019-20: 74.4718; 2020-21: 71.8197; 2021-22: 69.6796; 2022-23: 67.4234; 2023-24: 65.1217; 2024-25: 62.917; 2025-26: 60.2323; 2026-27: 59.0732; 2027-28: 57.7676; 2028-29: 56.7099; 2029-30: 54.613; 2030-31: 53.0759; 2031-32: 52.0212; 2032-33: 50.2554; 2033-34: 49.1; 2034-35: 46.8158; 2035-36: 46.5955; 2036-37: 46.0465; 2037-38: 45.0036; 2038-39: 44.5708; 2039-40: 43.8601; 2040-41: 42.8606; 2041-42: 41.6719; 2042-43: 40.5569; 2043-44: 39.6062; 2044-45: 38.5974; 2045-46: 37.6581; 2046-47: 36.7513; 2047-48: 36.0707; 2048-49: 35.2422; 2049-50: 34.9135
31FP | Measured Non Household - properties | Input | 000's | 2 | 2019-20: 22.537; 2020-21: 22.777; 2021-22: 23.002; 2022-23: 23.242; 2023-24: 23.482; 2024-25: 23.715; 2025-26: 23.926; 2026-27: 24.12; 2027-28: 24.293; 2028-29: 24.429; 2029-30: 24.545; 2030-31: 24.652; 2031-32: 24.752; 2032-33: 24.844; 2033-34: 24.934; 2034-35: 25.018; 2035-36: 25.099; 2036-37: 25.178; 2037-38: 25.255; 2038-39: 25.328; 2039-40: 25.403; 2040-41: 25.476; 2041-42: 25.547; 2042-43: 25.618; 2043-44: 25.687; 2044-45: 25.755; 2045-46: 25.822; 2046-47: 25.886; 2047-48: 25.95; 2048-49: 26.01; 2049-50: 26.069
32FP | Unmeasured Non Household - properties | Input | 000's | 2 | 2019-20: 0.09; 2020-21: 0.091; 2021-22: 0.092; 2022-23: 0.093; 2023-24: 0.094; 2024-25: 0.095; 2025-26: 0.096; 2026-27: 0.097; 2027-28: 0.098; 2028-29: 0.098; 2029-30: 0.099; 2030-31: 0.099; 2031-32: 0.099; 2032-33: 0.1; 2033-34: 0.1; 2034-35: 0.1; 2035-36: 0.101; 2036-37: 0.101; 2037-38: 0.101; 2038-39: 0.102; 2039-40: 0.102; 2040-41: 0.102; 2041-42: 0.103; 2042-43: 0.103; 2043-44: 0.103; 2044-45: 0.103; 2045-46: 0.104; 2046-47: 0.104; 2047-48: 0.104; 2048-49: 0.104; 2049-50: 0.105
33FP | All void non-households - properties | Input | 000's | 2 | 2019-20: 0; 2020-21: 0; 2021-22: 0; 2022-23: 0; 2023-24: 0; 2024-25: 0; 2025-26: 0; 2026-27: 0; 2027-28: 0; 2028-29: 0; 2029-30: 0; 2030-31: 0; 2031-32: 0; 2032-33: 0; 2033-34: 0; 2034-35: 0; 2035-36: 0; 2036-37: 0; 2037-38: 0; 2038-39: 0; 2039-40: 0; 2040-41: 0; 2041-42: 0; 2042-43: 0; 2043-44: 0; 2044-45: 0; 2045-46: 0; 2046-47: 0; 2047-48: 0; 2048-49: 0; 2049-50: 0
34FP | Measured households - properties (excl. void) | Year before + sum (34.1BL:34.6BL) | 000's | 2 | 2019-20: 341.649; 2020-21: 349.943; 2021-22: 357.75; 2022-23: 365.511; 2023-24: 373.177; 2024-25: 380.207; 2025-26: 386.865; 2026-27: 394.303; 2027-28: 401.272; 2028-29: 407.476; 2029-30: 413.336; 2030-31: 419.107; 2031-32: 424.788; 2032-33: 430.298; 2033-34: 435.575; 2034-35: 440.617; 2035-36: 445.579; 2036-37: 450.948; 2037-38: 456.308; 2038-39: 461.646; 2039-40: 466.961; 2040-41: 472.254; 2041-42: 477.534; 2042-43: 482.809; 2043-44: 488.076; 2044-45: 493.337; 2045-46: 498.178; 2046-47: 503.028; 2047-48: 507.804; 2048-49: 512.594; 2049-50: 517.23
34.1FP | New build properties - properties | Input (new builds in each year) | 000's | 2 | 2019-20: 6.085; 2020-21: 5.966; 2021-22: 5.636; 2022-23: 5.78; 2023-24: 5.769; 2024-25: 5.213; 2025-26: 5.164; 2026-27: 5.998; 2027-28: 5.581; 2028-29: 4.868; 2029-30: 4.572; 2030-31: 4.53; 2031-32: 4.485; 2032-33: 4.357; 2033-34: 4.167; 2034-35: 3.972; 2035-36: 3.932; 2036-37: 4.375; 2037-38: 4.403; 2038-39: 4.415; 2039-40: 4.426; 2040-41: 4.436; 2041-42: 4.455; 2042-43: 4.478; 2043-44: 4.5; 2044-45: 4.522; 2045-46: 4.546; 2046-47: 4.567; 2047-48: 4.59; 2048-49: 4.612; 2049-50: 4.636
34.2FP | Meter optants - properties | Input (meter optants in each year) | 000's | 2 | 2019-20: 1.537; 2020-21: 1.468; 2021-22: 1.343; 2022-23: 1.181; 2023-24: 1.13; 2024-25: 1.08; 2025-26: 0.787; 2026-27: 0.761; 2027-28: 0.736; 2028-29: 0.711; 2029-30: 0.687; 2030-31: 0.664; 2031-32: 0.642; 2032-33: 0.621; 2033-34: 0.6; 2034-35: 0.58; 2035-36: 0.56; 2036-37: 0.542; 2037-38: 0.523; 2038-39: 0.506; 2039-40: 0.489; 2040-41: 0.473; 2041-42: 0.457; 2042-43: 0.442; 2043-44: 0.427; 2044-45: 0.413; 2045-46: 0; 2046-47: 0; 2047-48: 0; 2048-49: 0; 2049-50: 0
34.3FP | Compulsory metering - properties | Input (compulsory meters in each year) | 000's | 2 | 2019-20: 0; 2020-21: 0; 2021-22: 0; 2022-23: 0; 2023-24: 0; 2024-25: 0; 2025-26: 0; 2026-27: 0; 2027-28: 0; 2028-29: 0; 2029-30: 0; 2030-31: 0; 2031-32: 0; 2032-33: 0; 2033-34: 0; 2034-35: 0; 2035-36: 0; 2036-37: 0; 2037-38: 0; 2038-39: 0; 2039-40: 0; 2040-41: 0; 2041-42: 0; 2042-43: 0; 2043-44: 0; 2044-45: 0; 2045-46: 0; 2046-47: 0; 2047-48: 0; 2048-49: 0; 2049-50: 0
34.4FP | Metering on change of occupancy - properties | Input (change of occupancy meters in each year) | 000's | 2 | 2019-20: 0.844; 2020-21: 0.815; 2021-22: 0.785; 2022-23: 0.758; 2023-24: 0.727; 2024-25: 0.698; 2025-26: 0.67; 2026-27: 0.643; 2027-28: 0.617; 2028-29: 0.592; 2029-30: 0.569; 2030-31: 0.546; 2031-32: 0.524; 2032-33: 0.503; 2033-34: 0.482; 2034-35: 0.463; 2035-36: 0.444; 2036-37: 0.427; 2037-38: 0.409; 2038-39: 0.393; 2039-40: 0.377; 2040-41: 0.362; 2041-42: 0.347; 2042-43: 0.334; 2043-44: 0.32; 2044-45: 0.307; 2045-46: 0.295; 2046-47: 0.283; 2047-48: 0.186; 2048-49: 0.178; 2049-50: 0
34.5FP | Selective metering - properties | Input (selective meters in each year) | 000's | 2 | 2019-20: 0.046; 2020-21: 0.045; 2021-22: 0.043; 2022-23: 0.042; 2023-24: 0.04; 2024-25: 0.039; 2025-26: 0.037; 2026-27: 0.036; 2027-28: 0.035; 2028-29: 0.033; 2029-30: 0.032; 2030-31: 0.031; 2031-32: 0.03; 2032-33: 0.029; 2033-34: 0.028; 2034-35: 0.027; 2035-36: 0.026; 2036-37: 0.025; 2037-38: 0.025; 2038-39: 0.024; 2039-40: 0.023; 2040-41: 0.022; 2041-42: 0.021; 2042-43: 0.021; 2043-44: 0.02; 2044-45: 0.019; 2045-46: 0; 2046-47: 0; 2047-48: 0; 2048-49: 0; 2049-50: 0
34.6FP | Other changes to existing metering - properties | Input (other changes to meters in each year) | 000's | 2 | 2019-20: 0; 2020-21: 0; 2021-22: 0; 2022-23: 0; 2023-24: 0; 2024-25: 0; 2025-26: 0; 2026-27: 0; 2027-28: 0; 2028-29: 0; 2029-30: 0; 2030-31: 0; 2031-32: 0; 2032-33: 0; 2033-34: 0; 2034-35: 0; 2035-36: 0; 2036-37: 0; 2037-38: 0; 2038-39: 0; 2039-40: 0; 2040-41: 0; 2041-42: 0; 2042-43: 0; 2043-44: 0; 2044-45: 0; 2045-46: 0; 2046-47: 0; 2047-48: 0; 2048-49: 0; 2049-50: 0
34.7FP | Measured household void properties | Input | 000's | 2 | 2019-20: 7.215; 2020-21: 7.395; 2021-22: 7.557; 2022-23: 7.749; 2023-24: 7.925; 2024-25: 8.092; 2025-26: 8.253; 2026-27: 8.417; 2027-28: 8.57; 2028-29: 8.71; 2029-30: 8.846; 2030-31: 8.981; 2031-32: 9.113; 2032-33: 9.242; 2033-34: 9.365; 2034-35: 9.484; 2035-36: 9.599; 2036-37: 9.717; 2037-38: 9.834; 2038-39: 9.95; 2039-40: 10.066; 2040-41: 10.181; 2041-42: 10.295; 2042-43: 10.409; 2043-44: 10.522; 2044-45: 10.635; 2045-46: 10.738; 2046-47: 10.841; 2047-48: 10.941; 2048-49: 11.042; 2049-50: 11.138
35FP | Unmeasured households - properties (excl. void) | Input | 000's | 2 | 2019-20: 51.351; 2020-21: 49.417; 2021-22: 47.738; 2022-23: 45.757; 2023-24: 43.86; 2024-25: 42.043; 2025-26: 40.548; 2026-27: 39.109; 2027-28: 37.721; 2028-29: 36.384; 2029-30: 35.096; 2030-31: 33.855; 2031-32: 32.659; 2032-33: 31.507; 2033-34: 30.396; 2034-35: 29.326; 2035-36: 28.295; 2036-37: 27.302; 2037-38: 26.344; 2038-39: 25.421; 2039-40: 24.532; 2040-41: 23.675; 2041-42: 22.849; 2042-43: 22.054; 2043-44: 21.287; 2044-45: 20.548; 2045-46: 20.253; 2046-47: 19.97; 2047-48: 19.784; 2048-49: 19.606; 2049-50: 19.606
35.1FP | Unmeasured household void properties | Input | 000's | 2 | 2019-20: 1.077; 2020-21: 1.039; 2021-22: 1.005; 2022-23: 0.966; 2023-24: 0.928; 2024-25: 0.892; 2025-26: 0.862; 2026-27: 0.832; 2027-28: 0.802; 2028-29: 0.774; 2029-30: 0.747; 2030-31: 0.721; 2031-32: 0.696; 2032-33: 0.672; 2033-34: 0.648; 2034-35: 0.626; 2035-36: 0.604; 2036-37: 0.582; 2037-38: 0.561; 2038-39: 0.541; 2039-40: 0.522; 2040-41: 0.503; 2041-42: 0.485; 2042-43: 0.468; 2043-44: 0.452; 2044-45: 0.436; 2045-46: 0.429; 2046-47: 0.423; 2047-48: 0.419; 2048-49: 0.415; 2049-50: 0.415
36FP | Total Resource Zone Properties (incl. voids) | sum (31FP:34FP) + 34.7FP + 35BL + 35.1BL | 000's | 2 | 2019-20: 423.919; 2020-21: 430.662; 2021-22: 437.144; 2022-23: 443.318; 2023-24: 449.466; 2024-25: 455.044; 2025-26: 460.55; 2026-27: 466.878; 2027-28: 472.756; 2028-29: 477.871; 2029-30: 482.669; 2030-31: 487.415; 2031-32: 492.107; 2032-33: 496.663; 2033-34: 501.018; 2034-35: 505.171; 2035-36: 509.277; 2036-37: 513.828; 2037-38: 518.403; 2038-39: 522.988; 2039-40: 527.586; 2040-41: 532.191; 2041-42: 536.813; 2042-43: 541.461; 2043-44: 546.127; 2044-45: 550.814; 2045-46: 555.524; 2046-47: 560.252; 2047-48: 565.002; 2048-49: 569.771; 2049-50: 574.563
37FP | Measured Non Household - Population | Input | 000's | 2 | 2019-20: 11.284; 2020-21: 11.421; 2021-22: 11.537; 2022-23: 11.678; 2023-24: 11.812; 2024-25: 11.94; 2025-26: 12.04; 2026-27: 12.212; 2027-28: 12.386; 2028-29: 12.579; 2029-30: 12.754; 2030-31: 12.929; 2031-32: 13.205; 2032-33: 13.424; 2033-34: 13.616; 2034-35: 13.77; 2035-36: 13.915; 2036-37: 14.053; 2037-38: 14.194; 2038-39: 14.348; 2039-40: 14.495; 2040-41: 14.654; 2041-42: 14.827; 2042-43: 15.021; 2043-44: 15.229; 2044-45: 15.441; 2045-46: 15.68; 2046-47: 15.928; 2047-48: 16.175; 2048-49: 16.423; 2049-50: 16.655
38FP | Unmeasured Non Household - Population | Input | 000's | 2 | 2019-20: 0.045; 2020-21: 0.046; 2021-22: 0.046; 2022-23: 0.047; 2023-24: 0.047; 2024-25: 0.048; 2025-26: 0.048; 2026-27: 0.049; 2027-28: 0.05; 2028-29: 0.051; 2029-30: 0.051; 2030-31: 0.052; 2031-32: 0.053; 2032-33: 0.054; 2033-34: 0.055; 2034-35: 0.055; 2035-36: 0.056; 2036-37: 0.056; 2037-38: 0.057; 2038-39: 0.058; 2039-40: 0.058; 2040-41: 0.059; 2041-42: 0.06; 2042-43: 0.06; 2043-44: 0.061; 2044-45: 0.062; 2045-46: 0.063; 2046-47: 0.064; 2047-48: 0.065; 2048-49: 0.066; 2049-50: 0.067
39FP | Measured Household - Population | Input | 000's | 2 | 2019-20: 814.334; 2020-21: 830.082; 2021-22: 843.661; 2022-23: 860.152; 2023-24: 875.866; 2024-25: 890.015; 2025-26: 902.737; 2026-27: 917.628; 2027-28: 931.214; 2028-29: 942.456; 2029-30: 953.212; 2030-31: 963.576; 2031-32: 973.878; 2032-33: 983.793; 2033-34: 993.368; 2034-35: 1002.468; 2035-36: 1011.471; 2036-37: 1020.229; 2037-38: 1029.359; 2038-39: 1038.855; 2039-40: 1050.72; 2040-41: 1062.404; 2041-42: 1074.25; 2042-43: 1086.432; 2043-44: 1098.863; 2044-45: 1111.492; 2045-46: 1122.985; 2046-47: 1134.538; 2047-48: 1145.464; 2048-49: 1156.54; 2049-50: 1167.183
40FP | Unmeasured Household - Population | Input | 000's | 2 | 2019-20: 153.627; 2020-21: 147.778; 2021-22: 142.616; 2022-23: 136.649; 2023-24: 130.885; 2024-25: 125.362; 2025-26: 120.701; 2026-27: 116.27; 2027-28: 112; 2028-29: 107.825; 2029-30: 103.833; 2030-31: 99.972; 2031-32: 96.263; 2032-33: 92.694; 2033-34: 89.265; 2034-35: 85.961; 2035-36: 82.779; 2036-37: 79.614; 2037-38: 76.577; 2038-39: 73.652; 2039-40: 70.926; 2040-41: 68.255; 2041-42: 65.644; 2042-43: 63.085; 2043-44: 60.544; 2044-45: 57.979; 2045-46: 56.664; 2046-47: 55.214; 2047-48: 54.721; 2048-49: 54.253; 2049-50: 54.243
41FP | Total Resource Zone Population | sum (37FP:40FP) | 000's | 2 | 2019-20: 979.29; 2020-21: 989.327; 2021-22: 997.86; 2022-23: 1008.526; 2023-24: 1018.61; 2024-25: 1027.365; 2025-26: 1035.526; 2026-27: 1046.159; 2027-28: 1055.65; 2028-29: 1062.911; 2029-30: 1069.85; 2030-31: 1076.529; 2031-32: 1083.399; 2032-33: 1089.965; 2033-34: 1096.304; 2034-35: 1102.254; 2035-36: 1108.221; 2036-37: 1113.952; 2037-38: 1120.187; 2038-39: 1126.913; 2039-40: 1136.199; 2040-41: 1145.372; 2041-42: 1154.781; 2042-43: 1164.598; 2043-44: 1174.697; 2044-45: 1184.974; 2045-46: 1195.392; 2046-47: 1205.744; 2047-48: 1216.425; 2048-49: 1227.282; 2049-50: 1238.148
42FP | Average household occupancy rate (excl. voids) | (39FP + 40FP) / (34FP + 35FP) | h/prop | 1 | 2019-20: 2.463; 2020-21: 2.4486; 2021-22: 2.4323; 2022-23: 2.4237; 2023-24: 2.4141; 2024-25: 2.4047; 2025-26: 2.3945; 2026-27: 2.3855; 2027-28: 2.3764; 2028-29: 2.3662; 2029-30: 2.3572; 2030-31: 2.348; 2031-32: 2.3394; 2032-33: 2.331; 2033-34: 2.3234; 2034-35: 2.3161; 2035-36: 2.3092; 2036-37: 2.2997; 2037-38: 2.2914; 2038-39: 2.2841; 2039-40: 2.2821; 2040-41: 2.2799; 2041-42: 2.278; 2042-43: 2.2769; 2043-44: 2.2762; 2044-45: 2.2757; 2045-46: 2.2754; 2046-47: 2.2749; 2047-48: 2.2749; 2048-49: 2.2751; 2049-50: 2.2752
43FP | Total Household Metering penetration (excl. voids) | 34FP / (34FP + 35FP) | % | 1 | 2019-20: 86.93%; 2020-21: 87.63%; 2021-22: 88.23%; 2022-23: 88.87%; 2023-24: 89.48%; 2024-25: 90.04%; 2025-26: 90.51%; 2026-27: 90.98%; 2027-28: 91.41%; 2028-29: 91.8%; 2029-30: 92.17%; 2030-31: 92.53%; 2031-32: 92.86%; 2032-33: 93.18%; 2033-34: 93.48%; 2034-35: 93.76%; 2035-36: 94.03%; 2036-37: 94.29%; 2037-38: 94.54%; 2038-39: 94.78%; 2039-40: 95.01%; 2040-41: 95.23%; 2041-42: 95.43%; 2042-43: 95.63%; 2043-44: 95.82%; 2044-45: 96%; 2045-46: 96.09%; 2046-47: 96.18%; 2047-48: 96.25%; 2048-49: 96.32%; 2049-50: 96.35%
44FP | Total Household Metering penetration (incl. voids) | (34FP) / (34FP + 34.7FP + 35FP + 35.1FP) | % | 1 | 2019-20: 85.14%; 2020-21: 85.81%; 2021-22: 86.4%; 2022-23: 87.03%; 2023-24: 87.62%; 2024-25: 88.17%; 2025-26: 88.62%; 2026-27: 89.08%; 2027-28: 89.5%; 2028-29: 89.88%; 2029-30: 90.24%; 2030-31: 90.59%; 2031-32: 90.91%; 2032-33: 91.22%; 2033-34: 91.51%; 2034-35: 91.79%; 2035-36: 92.05%; 2036-37: 92.3%; 2037-38: 92.55%; 2038-39: 92.78%; 2039-40: 93.01%; 2040-41: 93.22%; 2041-42: 93.42%; 2042-43: 93.61%; 2043-44: 93.8%; 2044-45: 93.98%; 2045-46: 94.07%; 2046-47: 94.15%; 2047-48: 94.22%; 2048-49: 94.29%; 2049-50: 94.32%
45FP | Distribution input | sum (12FP:15FP) + 21FP + 22FP + 27FP + 28FP | Ml/d | 2 | 2019-20: 269.75; 2020-21: 270.39; 2021-22: 271.76; 2022-23: 271.01; 2023-24: 271.94; 2024-25: 273.63; 2025-26: 271.7; 2026-27: 271.51; 2027-28: 271.14; 2028-29: 270.01; 2029-30: 267.04; 2030-31: 265.75; 2031-32: 264.84; 2032-33: 264.1; 2033-34: 263.64; 2034-35: 261.56; 2035-36: 260.49; 2036-37: 259.2; 2037-38: 257.98; 2038-39: 257.11; 2039-40: 256.48; 2040-41: 255.57; 2041-42: 254.55; 2042-43: 253.64; 2043-44: 252.83; 2044-45: 253.05; 2045-46: 253.34; 2046-47: 253.62; 2047-48: 254.06; 2048-49: 254.45; 2049-50: 255.16
46FP | Target headroom (climate change component) | Input | Ml/d | 2 | 2019-20: 3.8102; 2020-21: 3.8102; 2021-22: 3.8102; 2022-23: 3.8102; 2023-24: 3.8102; 2024-25: 3.8102; 2025-26: 3.8102; 2026-27: 3.9007; 2027-28: 3.8883; 2028-29: 4.0378; 2029-30: 4.4057; 2030-31: 4.4053; 2031-32: 4.6909; 2032-33: 4.8321; 2033-34: 5.0165; 2034-35: 4.9191; 2035-36: 4.6773; 2036-37: 4.6104; 2037-38: 4.7654; 2038-39: 4.895; 2039-40: 0; 2040-41: 0; 2041-42: 0; 2042-43: 0; 2043-44: 0; 2044-45: 0; 2045-46: 0; 2046-47: 0; 2047-48: 0; 2048-49: 0; 2049-50: 0
47FP | Target headroom (All other components) | Input | Ml/d | 2 | 2019-20: 8.327; 2020-21: 8.327; 2021-22: 8.327; 2022-23: 8.327; 2023-24: 8.327; 2024-25: 8.327; 2025-26: 8.327; 2026-27: 8.0484; 2027-28: 7.9327; 2028-29: 7.8614; 2029-30: 8.7065; 2030-31: 8.8472; 2031-32: 9.36; 2032-33: 9.48; 2033-34: 9.6721; 2034-35: 10.55; 2035-36: 7.95; 2036-37: 6.23; 2037-38: 6.8615; 2038-39: 7.53; 2039-40: 20.16; 2040-41: 20.2175; 2041-42: 21.1853; 2042-43: 21.5394; 2043-44: 22.2497; 2044-45: 22.2367; 2045-46: 19.3557; 2046-47: 19.5193; 2047-48: 19.462; 2048-49: 19.9761; 2049-50: 19.8807
48FP | Target Headroom | 46FP + 47FP | Ml/d | 2 | 2019-20: 12.1372; 2020-21: 12.1372; 2021-22: 12.1372; 2022-23: 12.1372; 2023-24: 12.1372; 2024-25: 12.1372; 2025-26: 12.1372; 2026-27: 11.949; 2027-28: 11.821; 2028-29: 11.8993; 2029-30: 13.1122; 2030-31: 13.2525; 2031-32: 14.0509; 2032-33: 14.3121; 2033-34: 14.6886; 2034-35: 15.4691; 2035-36: 12.6273; 2036-37: 10.8404; 2037-38: 11.6269; 2038-39: 12.425; 2039-40: 20.16; 2040-41: 20.2175; 2041-42: 21.1853; 2042-43: 21.5394; 2043-44: 22.2497; 2044-45: 22.2367; 2045-46: 19.3557; 2046-47: 19.5193; 2047-48: 19.462; 2048-49: 19.9761; 2049-50: 19.8807
49FP | Available Headroom | 11FP - 45FP | Ml/d | 2 | 2019-20: 14.42; 2020-21: 13.78; 2021-22: 12.41; 2022-23: 13.16; 2023-24: 12.23; 2024-25: 12.14; 2025-26: 35; 2026-27: 36.13; 2027-28: 53.13; 2028-29: 38.78; 2029-30: 22.16; 2030-31: 49.96; 2031-32: 14.047; 2032-33: 14.327; 2033-34: 14.687; 2034-35: 15.467; 2035-36: 12.627; 2036-37: 11.007; 2037-38: 11.627; 2038-39: 12.426; 2039-40: 20.156; 2040-41: 188.867; 2041-42: 156.887; 2042-43: 172.727; 2043-44: 174.66; 2044-45: 174.41; 2045-46: 160.46; 2046-47: 188.87; 2047-48: 167.47; 2048-49: 181.98; 2049-50: 177.18
49.1FP | Available non-potable balance (if applicable) | 1.1FP - 12.1FP | Ml/d | 2 | 2019-20: 0; 2020-21: 0; 2021-22: 0; 2022-23: 0; 2023-24: 0; 2024-25: 0; 2025-26: 0; 2026-27: 0; 2027-28: 0; 2028-29: 0; 2029-30: 0; 2030-31: 0; 2031-32: 0; 2032-33: 0; 2033-34: 0; 2034-35: 0; 2035-36: 0; 2036-37: 0; 2037-38: 0; 2038-39: 0; 2039-40: 0; 2040-41: 0; 2041-42: 0; 2042-43: 0; 2043-44: 0; 2044-45: 0; 2045-46: 0; 2046-47: 0; 2047-48: 0; 2048-49: 0; 2049-50: 0
50FP | Supply Demand Balance | 49FP - 48FP | Ml/d | 2 | 2019-20: 2.2828; 2020-21: 1.6428; 2021-22: 0.27283; 2022-23: 1.0228; 2023-24: 0.092827; 2024-25: 0.0028265; 2025-26: 22.8628; 2026-27: 24.181; 2027-28: 41.309; 2028-29: 26.8807; 2029-30: 9.0478; 2030-31: 36.7075; 2031-32: -0.0039307; 2032-33: 0.014858; 2033-34: -0.001633; 2034-35: -0.0020504; 2035-36: -0.00033905; 2036-37: 0.16656; 2037-38: 9.1097e-05; 2038-39: 0.001; 2039-40: -0.004; 2040-41: 168.6495; 2041-42: 135.7017; 2042-43: 151.1876; 2043-44: 152.4103; 2044-45: 152.1733; 2045-46: 141.1043; 2046-47: 169.3507; 2047-48: 148.008; 2048-49: 162.0039; 2049-50: 157.2993
Data for Charts
DYAA Baseline |  |  |  |  | 2019-20 | 2020-21 | 2021-22 | 2022-23 | 2023-24 | 2024-25 | 2025-26 | 2026-27 | 2027-28 | 2028-29 | 2029-30 | 2030-31 | 2031-32 | 2032-33 | 2033-34 | 2034-35 | 2035-36 | 2036-37 | 2037-38 | 2038-39 | 2039-40 | 2040-41 | 2041-42 | 2042-43 | 2043-44 | 2044-45 | 2045-46 | 2046-47 | 2047-48 | 2048-49 | 2049-50 | 2050-51 | 2051-52 | 2052-53 | 2053-54 | 2054-55 | 2055-56 | 2056-57 | 2057-58 | 2058-59 | 2059-60 | 2060-61 | 2061-62 | 2062-63 | 2063-64 | 2064-65 | 2065-66 | 2066-67 | 2067-68 | 2068-69 | 2069-70 | 2070-71 | 2071-72 | 2072-73 | 2073-74 | 2074-75 | 2075-76 | 2076-77 | 2077-78 | 2078-79 | 2079-80 | 2080-81 | 2081-82 | 2082-83 | 2083-84 | 2084-85 | 2085-86 | 2086-87 | 2087-88 | 2088-89 | 2089-90 | 2090-91 | 2091-92 | 2092-93 | 2093-94 | 2094-95 | 2095-96 | 2096-97 | 2097-98 | 2098-99 | 2099-100
| Measured HH consumption |  | Ml/d | 2 | 104.57 | 105.42 | 106.39 | 107.23 | 108.12 | 108.99 | 110.07 | 111.48 | 112.76 | 113.75 | 114.65 | 115.68 | 116.81 | 118.09 | 119.31 | 120.48 | 121.64 | 122.77 | 124.12 | 125.48 | 127.12 | 128.62 | 130.14 | 131.7 | 133.29 | 134.9 | 136.34 | 137.77 | 139.17 | 140.58 | 141.94 | 0 | 0 | 0 | 0 | 0 | 0 | 0 | 0 | 0 | 0 | 0 | 0 | 0 | 0 | 0 | 0 | 0 | 0 | 0 | 0 | 0 | 0 | 0 | 0 | 0 | 0 | 0 | 0 | 0 | 0 | 0 | 0 | 0 | 0 | 0 | 0 | 0 | 0 | 0 | 0 | 0 | 0 | 0 | 0 | 0 | 0 | 0 | 0 | 0 | 0
| Unmeasured HH consumption |  | Ml/d | 2 | 25 | 24.02 | 23.16 | 22.16 | 21.2 | 20.27 | 19.5 | 18.75 | 18.05 | 17.36 | 16.71 | 16.12 | 15.56 | 15.03 | 14.51 | 14.02 | 13.55 | 13.08 | 12.62 | 12.2 | 11.8 | 11.41 | 11.04 | 10.67 | 10.32 | 9.96 | 9.79 | 9.62 | 9.54 | 9.47 | 9.47 | 0 | 0 | 0 | 0 | 0 | 0 | 0 | 0 | 0 | 0 | 0 | 0 | 0 | 0 | 0 | 0 | 0 | 0 | 0 | 0 | 0 | 0 | 0 | 0 | 0 | 0 | 0 | 0 | 0 | 0 | 0 | 0 | 0 | 0 | 0 | 0 | 0 | 0 | 0 | 0 | 0 | 0 | 0 | 0 | 0 | 0 | 0 | 0 | 0 | 0
| Non-HH consumption |  | Ml/d | 2 | 49.38 | 50.58 | 51.97 | 52.02 | 53.37 | 55.34 | 55.37 | 55.41 | 55.44 | 55.47 | 55.48 | 55.51 | 55.55 | 55.59 | 55.64 | 55.69 | 55.74 | 55.79 | 55.85 | 55.9 | 55.98 | 56.06 | 56.15 | 56.24 | 56.33 | 56.43 | 56.53 | 56.65 | 56.75 | 56.86 | 56.97 | 0 | 0 | 0 | 0 | 0 | 0 | 0 | 0 | 0 | 0 | 0 | 0 | 0 | 0 | 0 | 0 | 0 | 0 | 0 | 0 | 0 | 0 | 0 | 0 | 0 | 0 | 0 | 0 | 0 | 0 | 0 | 0 | 0 | 0 | 0 | 0 | 0 | 0 | 0 | 0 | 0 | 0 | 0 | 0 | 0 | 0 | 0 | 0 | 0 | 0
| Total Leakage |  | Ml/d | 2 | 31.57 | 30.93 | 30.46 | 29.89 | 29.27 | 28.63 | 28.47 | 28.34 | 28.2 | 28.04 | 27.89 | 27.74 | 27.59 | 27.61 | 27.64 | 27.67 | 27.69 | 27.73 | 27.77 | 27.79 | 27.84 | 27.87 | 27.91 | 27.94 | 27.98 | 28.03 | 28.08 | 28.13 | 28.19 | 28.25 | 28.3 | 0 | 0 | 0 | 0 | 0 | 0 | 0 | 0 | 0 | 0 | 0 | 0 | 0 | 0 | 0 | 0 | 0 | 0 | 0 | 0 | 0 | 0 | 0 | 0 | 0 | 0 | 0 | 0 | 0 | 0 | 0 | 0 | 0 | 0 | 0 | 0 | 0 | 0 | 0 | 0 | 0 | 0 | 0 | 0 | 0 | 0 | 0 | 0 | 0 | 0
| Other demand components |  | Ml/d | 2 | 5.14 | 5.14 | 5.13 | 5.13 | 5.13 | 5.14 | 5.14 | 5.13 | 5.12 | 5.12 | 5.13 | 5.13 | 5.13 | 5.11 | 5.13 | 5.13 | 5.13 | 5.13 | 5.13 | 5.14 | 5.14 | 5.15 | 5.12 | 5.14 | 5.14 | 5.14 | 5.13 | 5.12 | 5.13 | 5.13 | 5.13 | 0 | 0 | 0 | 0 | 0 | 0 | 0 | 0 | 0 | 0 | 0 | 0 | 0 | 0 | 0 | 0 | 0 | 0 | 0 | 0 | 0 | 0 | 0 | 0 | 0 | 0 | 0 | 0 | 0 | 0 | 0 | 0 | 0 | 0 | 0 | 0 | 0 | 0 | 0 | 0 | 0 | 0 | 0 | 0 | 0 | 0 | 0 | 0 | 0 | 0
| Total Water Available for use |  | Ml/d | 2 | 247.08 | 238.11 | 237.53 | 237.58 | 237.93 | 237.4 | 178.1 | 177.72 | 177.39 | 177.07 | 176.63 | 176.88 | 176.48 | 176.16 | 175.79 | 175.37 | 175.15 | 174.76 | 174.4 | 173.92 | 173.95 | 173.54 | 173.13 | 172.73 | 172.31 | 171.82 | 171.57 | 171.21 | 170.78 | 170.38 | 169.94 | 0 | 0 | 0 | 0 | 0 | 0 | 0 | 0 | 0 | 0 | 0 | 0 | 0 | 0 | 0 | 0 | 0 | 0 | 0 | 0 | 0 | 0 | 0 | 0 | 0 | 0 | 0 | 0 | 0 | 0 | 0 | 0 | 0 | 0 | 0 | 0 | 0 | 0 | 0 | 0 | 0 | 0 | 0 | 0 | 0 | 0 | 0 | 0 | 0 | 0
| Total Demand + Target Headroom |  | Ml/d | 2 | 225.3435 | 225.7735 | 226.7935 | 226.1135 | 226.7735 | 228.0535 | 228.2335 | 228.6404 | 228.9938 | 229.2241 | 230.3056 | 230.7312 | 231.8242 | 232.8121 | 233.9013 | 235.2749 | 233.7767 | 233.1055 | 234.7095 | 236.3648 | 243.8524 | 245.1165 | 247.1179 | 248.714 | 250.6314 | 252.0014 | 251.1212 | 252.6529 | 254.0849 | 255.9845 | 257.4172 | 0 | 0 | 0 | 0 | 0 | 0 | 0 | 0 | 0 | 0 | 0 | 0 | 0 | 0 | 0 | 0 | 0 | 0 | 0 | 0 | 0 | 0 | 0 | 0 | 0 | 0 | 0 | 0 | 0 | 0 | 0 | 0 | 0 | 0 | 0 | 0 | 0 | 0 | 0 | 0 | 0 | 0 | 0 | 0 | 0 | 0 | 0 | 0 | 0 | 0
DYAA Final Plan |  |  |  |  | 2019-20 | 2020-21 | 2021-22 | 2022-23 | 2023-24 | 2024-25 | 2025-26 | 2026-27 | 2027-28 | 2028-29 | 2029-30 | 2030-31 | 2031-32 | 2032-33 | 2033-34 | 2034-35 | 2035-36 | 2036-37 | 2037-38 | 2038-39 | 2039-40 | 2040-41 | 2041-42 | 2042-43 | 2043-44 | 2044-45 | 2045-46 | 2046-47 | 2047-48 | 2048-49 | 2049-50 | 2050-51 | 2051-52 | 2052-53 | 2053-54 | 2054-55 | 2055-56 | 2056-57 | 2057-58 | 2058-59 | 2059-60 | 2060-61 | 2061-62 | 2062-63 | 2063-64 | 2064-65 | 2065-66 | 2066-67 | 2067-68 | 2068-69 | 2069-70 | 2070-71 | 2071-72 | 2072-73 | 2073-74 | 2074-75 | 2075-76 | 2076-77 | 2077-78 | 2078-79 | 2079-80 | 2080-81 | 2081-82 | 2082-83 | 2083-84 | 2084-85 | 2085-86 | 2086-87 | 2087-88 | 2088-89 | 2089-90 | 2090-91 | 2091-92 | 2092-93 | 2093-94 | 2094-95 | 2095-96 | 2096-97 | 2097-98 | 2098-99 | 2099-100
| Measured HH consumption |  | Ml/d | 2 | 104.57 | 105.42 | 106.39 | 107.23 | 108.12 | 108.99 | 109.35 | 110.4 | 111.32 | 111.58 | 110.83 | 111.1 | 111.45 | 112.19 | 112.87 | 112.73 | 112.58 | 112.37 | 112.36 | 112.36 | 112.59 | 112.72 | 112.86 | 113 | 113.15 | 114.1 | 114.89 | 115.66 | 116.38 | 117.11 | 117.79 | 0 | 0 | 0 | 0 | 0 | 0 | 0 | 0 | 0 | 0 | 0 | 0 | 0 | 0 | 0 | 0 | 0 | 0 | 0 | 0 | 0 | 0 | 0 | 0 | 0 | 0 | 0 | 0 | 0 | 0 | 0 | 0 | 0 | 0 | 0 | 0 | 0 | 0 | 0 | 0 | 0 | 0 | 0 | 0 | 0 | 0 | 0 | 0 | 0 | 0
| Unmeasured HH consumption |  | Ml/d | 2 | 25 | 24.02 | 23.16 | 22.16 | 21.2 | 20.27 | 19.5 | 18.75 | 18.05 | 17.36 | 16.71 | 16.12 | 15.56 | 15.03 | 14.51 | 14.02 | 13.55 | 13.08 | 12.62 | 12.2 | 11.8 | 11.41 | 11.04 | 10.67 | 10.32 | 9.96 | 9.79 | 9.62 | 9.54 | 9.47 | 9.47 | 0 | 0 | 0 | 0 | 0 | 0 | 0 | 0 | 0 | 0 | 0 | 0 | 0 | 0 | 0 | 0 | 0 | 0 | 0 | 0 | 0 | 0 | 0 | 0 | 0 | 0 | 0 | 0 | 0 | 0 | 0 | 0 | 0 | 0 | 0 | 0 | 0 | 0 | 0 | 0 | 0 | 0 | 0 | 0 | 0 | 0 | 0 | 0 | 0 | 0
| Non-HH consumption |  | Ml/d | 2 | 49.38 | 50.58 | 51.97 | 52.02 | 53.37 | 55.34 | 54.94 | 54.58 | 54.25 | 53.95 | 53.59 | 53.25 | 52.92 | 52.6 | 52.27 | 51.96 | 51.64 | 51.32 | 51.02 | 50.7 | 50.42 | 50.13 | 49.86 | 49.58 | 49.31 | 49.04 | 48.77 | 48.53 | 48.26 | 48.02 | 47.76 | 0 | 0 | 0 | 0 | 0 | 0 | 0 | 0 | 0 | 0 | 0 | 0 | 0 | 0 | 0 | 0 | 0 | 0 | 0 | 0 | 0 | 0 | 0 | 0 | 0 | 0 | 0 | 0 | 0 | 0 | 0 | 0 | 0 | 0 | 0 | 0 | 0 | 0 | 0 | 0 | 0 | 0 | 0 | 0 | 0 | 0 | 0 | 0 | 0 | 0
| Total Leakage |  | Ml/d | 2 | 31.57 | 30.93 | 30.46 | 29.89 | 29.27 | 28.63 | 27.74 | 27.58 | 27.31 | 27.1 | 26.36 | 25.87 | 25.6 | 24.96 | 24.6 | 23.65 | 23.73 | 23.66 | 23.33 | 23.31 | 23.14 | 22.81 | 22.37 | 21.96 | 21.63 | 21.26 | 20.92 | 20.59 | 20.38 | 20.08 | 20.06 | 0 | 0 | 0 | 0 | 0 | 0 | 0 | 0 | 0 | 0 | 0 | 0 | 0 | 0 | 0 | 0 | 0 | 0 | 0 | 0 | 0 | 0 | 0 | 0 | 0 | 0 | 0 | 0 | 0 | 0 | 0 | 0 | 0 | 0 | 0 | 0 | 0 | 0 | 0 | 0 | 0 | 0 | 0 | 0 | 0 | 0 | 0 | 0 | 0 | 0
| Other demand components |  | Ml/d | 2 | 5.14 | 5.14 | 5.13 | 5.13 | 5.13 | 5.14 | 5.14 | 5.13 | 5.12 | 5.12 | 5.13 | 5.13 | 5.13 | 5.11 | 5.13 | 5.13 | 5.13 | 5.13 | 5.13 | 5.14 | 5.14 | 5.15 | 5.12 | 5.14 | 5.14 | 5.14 | 5.13 | 5.12 | 5.13 | 5.13 | 5.13 | 0 | 0 | 0 | 0 | 0 | 0 | 0 | 0 | 0 | 0 | 0 | 0 | 0 | 0 | 0 | 0 | 0 | 0 | 0 | 0 | 0 | 0 | 0 | 0 | 0 | 0 | 0 | 0 | 0 | 0 | 0 | 0 | 0 | 0 | 0 | 0 | 0 | 0 | 0 | 0 | 0 | 0 | 0 | 0 | 0 | 0 | 0 | 0 | 0 | 0
| Total Water Available for use |  | Ml/d | 2 | 247.08 | 238.11 | 237.53 | 237.58 | 237.93 | 237.4 | 238.531 | 241.549 | 238.531 | 241.939 | 243.429 | 222.911 | 223.171 | 223.091 | 222.961 | 222.841 | 222.891 | 222.981 | 222.941 | 222.771 | 223.131 | 218.23 | 218.01 | 217.37 | 217.12 | 217.04 | 219.45 | 216.63 | 214.99 | 215.5 | 215.82 | 0 | 0 | 0 | 0 | 0 | 0 | 0 | 0 | 0 | 0 | 0 | 0 | 0 | 0 | 0 | 0 | 0 | 0 | 0 | 0 | 0 | 0 | 0 | 0 | 0 | 0 | 0 | 0 | 0 | 0 | 0 | 0 | 0 | 0 | 0 | 0 | 0 | 0 | 0 | 0 | 0 | 0 | 0 | 0 | 0 | 0 | 0 | 0 | 0 | 0
| Total Demand + Target Headroom |  | Ml/d | 2 | 225.3435 | 225.7735 | 226.7935 | 226.1135 | 226.7735 | 228.0535 | 226.3535 | 225.9704 | 225.4738 | 224.5941 | 223.0656 | 222.0212 | 221.8442 | 221.2721 | 221.0513 | 219.7749 | 216.6567 | 214.1655 | 213.6795 | 213.5648 | 219.0624 | 218.2265 | 218.0079 | 217.374 | 217.1214 | 217.0414 | 214.7512 | 214.8829 | 214.9949 | 215.5045 | 215.8172 | 0 | 0 | 0 | 0 | 0 | 0 | 0 | 0 | 0 | 0 | 0 | 0 | 0 | 0 | 0 | 0 | 0 | 0 | 0 | 0 | 0 | 0 | 0 | 0 | 0 | 0 | 0 | 0 | 0 | 0 | 0 | 0 | 0 | 0 | 0 | 0 | 0 | 0 | 0 | 0 | 0 | 0 | 0 | 0 | 0 | 0 | 0 | 0 | 0 | 0
DYCP Baseline |  |  |  |  | 2019-20 | 2020-21 | 2021-22 | 2022-23 | 2023-24 | 2024-25 | 2025-26 | 2026-27 | 2027-28 | 2028-29 | 2029-30 | 2030-31 | 2031-32 | 2032-33 | 2033-34 | 2034-35 | 2035-36 | 2036-37 | 2037-38 | 2038-39 | 2039-40 | 2040-41 | 2041-42 | 2042-43 | 2043-44 | 2044-45 | 2045-46 | 2046-47 | 2047-48 | 2048-49 | 2049-50 | 2050-51 | 2051-52 | 2052-53 | 2053-54 | 2054-55 | 2055-56 | 2056-57 | 2057-58 | 2058-59 | 2059-60 | 2060-61 | 2061-62 | 2062-63 | 2063-64 | 2064-65 | 2065-66 | 2066-67 | 2067-68 | 2068-69 | 2069-70 | 2070-71 | 2071-72 | 2072-73 | 2073-74 | 2074-75 | 2075-76 | 2076-77 | 2077-78 | 2078-79 | 2079-80 | 2080-81 | 2081-82 | 2082-83 | 2083-84 | 2084-85 | 2085-86 | 2086-87 | 2087-88 | 2088-89 | 2089-90 | 2090-91 | 2091-92 | 2092-93 | 2093-94 | 2094-95 | 2095-96 | 2096-97 | 2097-98 | 2098-99 | 2099-100
| Measured HH consumption |  | Ml/d | 2 | 137.85 | 139.01 | 140.34 | 141.48 | 142.69 | 143.89 | 145.36 | 147.27 | 149.03 | 150.4 | 151.66 | 153.1 | 154.68 | 156.45 | 158.16 | 159.81 | 161.46 | 163.06 | 164.98 | 166.91 | 169.22 | 171.36 | 173.52 | 175.75 | 178.03 | 180.35 | 182.43 | 184.52 | 186.51 | 188.53 | 190.51 | 0 | 0 | 0 | 0 | 0 | 0 | 0 | 0 | 0 | 0 | 0 | 0 | 0 | 0 | 0 | 0 | 0 | 0 | 0 | 0 | 0 | 0 | 0 | 0 | 0 | 0 | 0 | 0 | 0 | 0 | 0 | 0 | 0 | 0 | 0 | 0 | 0 | 0 | 0 | 0 | 0 | 0 | 0 | 0 | 0 | 0 | 0 | 0 | 0 | 0
| Unmeasured HH consumption |  | Ml/d | 2 | 34.69 | 33.34 | 32.15 | 30.77 | 29.44 | 28.16 | 27.09 | 26.07 | 25.1 | 24.15 | 23.27 | 22.45 | 21.68 | 20.95 | 20.24 | 19.57 | 18.92 | 18.28 | 17.66 | 17.08 | 16.53 | 16 | 15.49 | 14.99 | 14.5 | 14.01 | 13.79 | 13.56 | 13.46 | 13.36 | 13.37 | 0 | 0 | 0 | 0 | 0 | 0 | 0 | 0 | 0 | 0 | 0 | 0 | 0 | 0 | 0 | 0 | 0 | 0 | 0 | 0 | 0 | 0 | 0 | 0 | 0 | 0 | 0 | 0 | 0 | 0 | 0 | 0 | 0 | 0 | 0 | 0 | 0 | 0 | 0 | 0 | 0 | 0 | 0 | 0 | 0 | 0 | 0 | 0 | 0 | 0
| Non-HH consumption |  | Ml/d | 2 | 60.5 | 61.97 | 63.68 | 63.74 | 65.41 | 67.81 | 67.85 | 67.9 | 67.94 | 67.97 | 67.99 | 68.03 | 68.08 | 68.12 | 68.18 | 68.25 | 68.31 | 68.37 | 68.44 | 68.51 | 68.61 | 68.7 | 68.81 | 68.92 | 69.03 | 69.15 | 69.28 | 69.41 | 69.53 | 69.67 | 69.81 | 0 | 0 | 0 | 0 | 0 | 0 | 0 | 0 | 0 | 0 | 0 | 0 | 0 | 0 | 0 | 0 | 0 | 0 | 0 | 0 | 0 | 0 | 0 | 0 | 0 | 0 | 0 | 0 | 0 | 0 | 0 | 0 | 0 | 0 | 0 | 0 | 0 | 0 | 0 | 0 | 0 | 0 | 0 | 0 | 0 | 0 | 0 | 0 | 0 | 0
| Total Leakage |  | Ml/d | 2 | 31.57 | 30.93 | 30.46 | 29.89 | 29.27 | 28.63 | 28.47 | 28.34 | 28.2 | 28.04 | 27.89 | 27.74 | 27.59 | 27.61 | 27.64 | 27.67 | 27.69 | 27.73 | 27.77 | 27.79 | 27.84 | 27.87 | 27.91 | 27.94 | 27.98 | 28.03 | 28.08 | 28.13 | 28.19 | 28.25 | 28.3 | 0 | 0 | 0 | 0 | 0 | 0 | 0 | 0 | 0 | 0 | 0 | 0 | 0 | 0 | 0 | 0 | 0 | 0 | 0 | 0 | 0 | 0 | 0 | 0 | 0 | 0 | 0 | 0 | 0 | 0 | 0 | 0 | 0 | 0 | 0 | 0 | 0 | 0 | 0 | 0 | 0 | 0 | 0 | 0 | 0 | 0 | 0 | 0 | 0 | 0
| Other demand components |  | Ml/d | 2 | 5.14 | 5.14 | 5.13 | 5.13 | 5.13 | 5.14 | 5.14 | 5.13 | 5.12 | 5.12 | 5.13 | 5.13 | 5.13 | 5.11 | 5.13 | 5.13 | 5.13 | 5.13 | 5.13 | 5.14 | 5.14 | 5.15 | 5.12 | 5.14 | 5.14 | 5.14 | 5.13 | 5.12 | 5.13 | 5.13 | 5.13 | 0 | 0 | 0 | 0 | 0 | 0 | 0 | 0 | 0 | 0 | 0 | 0 | 0 | 0 | 0 | 0 | 0 | 0 | 0 | 0 | 0 | 0 | 0 | 0 | 0 | 0 | 0 | 0 | 0 | 0 | 0 | 0 | 0 | 0 | 0 | 0 | 0 | 0 | 0 | 0 | 0 | 0 | 0 | 0 | 0 | 0 | 0 | 0 | 0 | 0
| Total Water Available for use |  | Ml/d | 2 | 284.17 | 284.17 | 284.17 | 284.17 | 284.17 | 285.77 | 286.05 | 286.66 | 287.22 | 287.6 | 289.05 | 289.69 | 285.417 | 280.117 | 274.497 | 268.877 | 274.587 | 276.977 | 270.507 | 266.687 | 277.067 | 273.507 | 269.897 | 266.087 | 263.1 | 261.48 | 260.86 | 260.75 | 260.62 | 260.48 | 260.31 | 0 | 0 | 0 | 0 | 0 | 0 | 0 | 0 | 0 | 0 | 0 | 0 | 0 | 0 | 0 | 0 | 0 | 0 | 0 | 0 | 0 | 0 | 0 | 0 | 0 | 0 | 0 | 0 | 0 | 0 | 0 | 0 | 0 | 0 | 0 | 0 | 0 | 0 | 0 | 0 | 0 | 0 | 0 | 0 | 0 | 0 | 0 | 0 | 0 | 0
| Total Demand + Target Headroom |  | Ml/d | 2 | 281.8872 | 282.5272 | 283.8972 | 283.1472 | 284.0772 | 285.7672 | 286.0472 | 286.659 | 287.211 | 287.5793 | 289.0522 | 289.7025 | 291.2132 | 292.5554 | 294.0386 | 295.9079 | 294.144 | 293.4152 | 295.6069 | 297.855 | 307.495 | 309.2975 | 312.0353 | 314.2794 | 316.9297 | 318.9167 | 318.0657 | 320.2593 | 322.282 | 324.9161 | 327.0007 | 0 | 0 | 0 | 0 | 0 | 0 | 0 | 0 | 0 | 0 | 0 | 0 | 0 | 0 | 0 | 0 | 0 | 0 | 0 | 0 | 0 | 0 | 0 | 0 | 0 | 0 | 0 | 0 | 0 | 0 | 0 | 0 | 0 | 0 | 0 | 0 | 0 | 0 | 0 | 0 | 0 | 0 | 0 | 0 | 0 | 0 | 0 | 0 | 0 | 0
DYCP Final Plan |  |  |  |  | 2019-20 | 2020-21 | 2021-22 | 2022-23 | 2023-24 | 2024-25 | 2025-26 | 2026-27 | 2027-28 | 2028-29 | 2029-30 | 2030-31 | 2031-32 | 2032-33 | 2033-34 | 2034-35 | 2035-36 | 2036-37 | 2037-38 | 2038-39 | 2039-40 | 2040-41 | 2041-42 | 2042-43 | 2043-44 | 2044-45 | 2045-46 | 2046-47 | 2047-48 | 2048-49 | 2049-50 | 2050-51 | 2051-52 | 2052-53 | 2053-54 | 2054-55 | 2055-56 | 2056-57 | 2057-58 | 2058-59 | 2059-60 | 2060-61 | 2061-62 | 2062-63 | 2063-64 | 2064-65 | 2065-66 | 2066-67 | 2067-68 | 2068-69 | 2069-70 | 2070-71 | 2071-72 | 2072-73 | 2073-74 | 2074-75 | 2075-76 | 2076-77 | 2077-78 | 2078-79 | 2079-80 | 2080-81 | 2081-82 | 2082-83 | 2083-84 | 2084-85 | 2085-86 | 2086-87 | 2087-88 | 2088-89 | 2089-90 | 2090-91 | 2091-92 | 2092-93 | 2093-94 | 2094-95 | 2095-96 | 2096-97 | 2097-98 | 2098-99 | 2099-100
| Measured HH consumption |  | Ml/d | 2 | 137.85 | 139.01 | 140.34 | 141.48 | 142.69 | 143.89 | 144.41 | 145.85 | 147.13 | 147.53 | 146.61 | 147.04 | 147.58 | 148.63 | 149.62 | 149.53 | 149.43 | 149.24 | 149.35 | 149.45 | 149.88 | 150.18 | 150.48 | 150.8 | 151.14 | 152.55 | 153.73 | 154.9 | 155.97 | 157.06 | 158.09 | 0 | 0 | 0 | 0 | 0 | 0 | 0 | 0 | 0 | 0 | 0 | 0 | 0 | 0 | 0 | 0 | 0 | 0 | 0 | 0 | 0 | 0 | 0 | 0 | 0 | 0 | 0 | 0 | 0 | 0 | 0 | 0 | 0 | 0 | 0 | 0 | 0 | 0 | 0 | 0 | 0 | 0 | 0 | 0 | 0 | 0 | 0 | 0 | 0 | 0
| Unmeasured HH consumption |  | Ml/d | 2 | 34.69 | 33.34 | 32.15 | 30.77 | 29.44 | 28.16 | 27.09 | 26.07 | 25.1 | 24.15 | 23.27 | 22.45 | 21.68 | 20.95 | 20.24 | 19.57 | 18.92 | 18.28 | 17.66 | 17.08 | 16.53 | 16 | 15.49 | 14.99 | 14.5 | 14.01 | 13.79 | 13.56 | 13.46 | 13.36 | 13.37 | 0 | 0 | 0 | 0 | 0 | 0 | 0 | 0 | 0 | 0 | 0 | 0 | 0 | 0 | 0 | 0 | 0 | 0 | 0 | 0 | 0 | 0 | 0 | 0 | 0 | 0 | 0 | 0 | 0 | 0 | 0 | 0 | 0 | 0 | 0 | 0 | 0 | 0 | 0 | 0 | 0 | 0 | 0 | 0 | 0 | 0 | 0 | 0 | 0 | 0
| Non-HH consumption |  | Ml/d | 2 | 60.5 | 61.97 | 63.68 | 63.74 | 65.41 | 67.81 | 67.32 | 66.88 | 66.48 | 66.11 | 65.67 | 65.26 | 64.85 | 64.45 | 64.05 | 63.68 | 63.28 | 62.89 | 62.51 | 62.13 | 61.79 | 61.43 | 61.09 | 60.75 | 60.42 | 60.09 | 59.77 | 59.45 | 59.12 | 58.82 | 58.51 | 0 | 0 | 0 | 0 | 0 | 0 | 0 | 0 | 0 | 0 | 0 | 0 | 0 | 0 | 0 | 0 | 0 | 0 | 0 | 0 | 0 | 0 | 0 | 0 | 0 | 0 | 0 | 0 | 0 | 0 | 0 | 0 | 0 | 0 | 0 | 0 | 0 | 0 | 0 | 0 | 0 | 0 | 0 | 0 | 0 | 0 | 0 | 0 | 0 | 0
| Total Leakage |  | Ml/d | 2 | 31.57 | 30.93 | 30.46 | 29.89 | 29.27 | 28.63 | 27.74 | 27.58 | 27.31 | 27.1 | 26.36 | 25.87 | 25.6 | 24.96 | 24.6 | 23.65 | 23.73 | 23.66 | 23.33 | 23.31 | 23.14 | 22.81 | 22.37 | 21.96 | 21.63 | 21.26 | 20.92 | 20.59 | 20.38 | 20.08 | 20.06 | 0 | 0 | 0 | 0 | 0 | 0 | 0 | 0 | 0 | 0 | 0 | 0 | 0 | 0 | 0 | 0 | 0 | 0 | 0 | 0 | 0 | 0 | 0 | 0 | 0 | 0 | 0 | 0 | 0 | 0 | 0 | 0 | 0 | 0 | 0 | 0 | 0 | 0 | 0 | 0 | 0 | 0 | 0 | 0 | 0 | 0 | 0 | 0 | 0 | 0
| Other demand components |  | Ml/d | 2 | 5.14 | 5.14 | 5.13 | 5.13 | 5.13 | 5.14 | 5.14 | 5.13 | 5.12 | 5.12 | 5.13 | 5.13 | 5.13 | 5.11 | 5.13 | 5.13 | 5.13 | 5.13 | 5.13 | 5.14 | 5.14 | 5.15 | 5.12 | 5.14 | 5.14 | 5.14 | 5.13 | 5.12 | 5.13 | 5.13 | 5.13 | 0 | 0 | 0 | 0 | 0 | 0 | 0 | 0 | 0 | 0 | 0 | 0 | 0 | 0 | 0 | 0 | 0 | 0 | 0 | 0 | 0 | 0 | 0 | 0 | 0 | 0 | 0 | 0 | 0 | 0 | 0 | 0 | 0 | 0 | 0 | 0 | 0 | 0 | 0 | 0 | 0 | 0 | 0 | 0 | 0 | 0 | 0 | 0 | 0 | 0
| Total Water Available for use |  | Ml/d | 2 | 284.17 | 284.17 | 284.17 | 284.17 | 284.17 | 285.77 | 306.7 | 307.64 | 324.27 | 308.79 | 289.2 | 315.71 | 278.887 | 278.427 | 278.327 | 277.027 | 273.117 | 270.207 | 269.607 | 269.536 | 276.636 | 444.437 | 411.437 | 426.367 | 427.49 | 427.46 | 413.8 | 442.49 | 421.53 | 436.43 | 432.34 | 0 | 0 | 0 | 0 | 0 | 0 | 0 | 0 | 0 | 0 | 0 | 0 | 0 | 0 | 0 | 0 | 0 | 0 | 0 | 0 | 0 | 0 | 0 | 0 | 0 | 0 | 0 | 0 | 0 | 0 | 0 | 0 | 0 | 0 | 0 | 0 | 0 | 0 | 0 | 0 | 0 | 0 | 0 | 0 | 0 | 0 | 0 | 0 | 0 | 0
| Total Demand + Target Headroom |  | Ml/d | 2 | 281.8872 | 282.5272 | 283.8972 | 283.1472 | 284.0772 | 285.7672 | 283.8372 | 283.459 | 282.961 | 281.9093 | 280.1522 | 279.0025 | 278.8909 | 278.4121 | 278.3286 | 277.0291 | 273.1173 | 270.0404 | 269.6069 | 269.535 | 276.64 | 275.7875 | 275.7353 | 275.1794 | 275.0797 | 275.2867 | 272.6957 | 273.1393 | 273.522 | 274.4261 | 275.0407 | 0 | 0 | 0 | 0 | 0 | 0 | 0 | 0 | 0 | 0 | 0 | 0 | 0 | 0 | 0 | 0 | 0 | 0 | 0 | 0 | 0 | 0 | 0 | 0 | 0 | 0 | 0 | 0 | 0 | 0 | 0 | 0 | 0 | 0 | 0 | 0 | 0 | 0 | 0 | 0 | 0 | 0 | 0 | 0 | 0 | 0 | 0 | 0 | 0 | 0

## AWSRTS
Back to title page
Table 3a: DYAA - Baseline
Table 3b: DYAA - Final plan Options
Table 3c: DYAA - Final plan
Table 3d: DYCP - Baseline
Table 3e: DYCP - Final plan Options
Table 3f: DYCP - Final plan
Water Company | Anglian Water | Version | V3.1
WRZ | AWSRTS | Planning Scenario | DYAA
Table 3a: DYAA - Baseline | Back to top of sheet
WRMP24 reference | Component | Derivation | Unit | Decimal places | 2019-20 | 2020-21 | 2021-22 | 2022-23 | 2023-24 | 2024-25 | 2025-26 | 2026-27 | 2027-28 | 2028-29 | 2029-30 | 2030-31 | 2031-32 | 2032-33 | 2033-34 | 2034-35 | 2035-36 | 2036-37 | 2037-38 | 2038-39 | 2039-40 | 2040-41 | 2041-42 | 2042-43 | 2043-44 | 2044-45 | 2045-46 | 2046-47 | 2047-48 | 2048-49 | 2049-50 | 2050-51 | 2051-52 | 2052-53 | 2053-54 | 2054-55 | 2055-56 | 2056-57 | 2057-58 | 2058-59 | 2059-60 | 2060-61 | 2061-62 | 2062-63 | 2063-64 | 2064-65 | 2065-66 | 2066-67 | 2067-68 | 2068-69 | 2069-70 | 2070-71 | 2071-72 | 2072-73 | 2073-74 | 2074-75 | 2075-76 | 2076-77 | 2077-78 | 2078-79 | 2079-80 | 2080-81 | 2081-82 | 2082-83 | 2083-84 | 2084-85 | 2085-86 | 2086-87 | 2087-88 | 2088-89 | 2089-90 | 2090-91 | 2091-92 | 2092-93 | 2093-94 | 2094-95 | 2095-96 | 2096-97 | 2097-98 | 2098-99 | 2099-100
1BL | Raw water abstracted | Input | Ml/d | 2 | 2019-20: 0; 2020-21: 0; 2021-22: 0; 2022-23: 0; 2023-24: 0; 2024-25: 0; 2025-26: 0; 2026-27: 0; 2027-28: 0; 2028-29: 0; 2029-30: 0; 2030-31: 0; 2031-32: 0; 2032-33: 0; 2033-34: 0; 2034-35: 0; 2035-36: 0; 2036-37: 0; 2037-38: 0; 2038-39: 0; 2039-40: 0; 2040-41: 0; 2041-42: 0; 2042-43: 0; 2043-44: 0; 2044-45: 0; 2045-46: 0; 2046-47: 0; 2047-48: 0; 2048-49: 0; 2049-50: 0
1.1BL | Non-potable water supplies (if applicable) | Input | Ml/d | 2 | 2019-20: 0; 2020-21: 0; 2021-22: 0; 2022-23: 0; 2023-24: 0; 2024-25: 0; 2025-26: 0; 2026-27: 0; 2027-28: 0; 2028-29: 0; 2029-30: 0; 2030-31: 0; 2031-32: 0; 2032-33: 0; 2033-34: 0; 2034-35: 0; 2035-36: 0; 2036-37: 0; 2037-38: 0; 2038-39: 0; 2039-40: 0; 2040-41: 0; 2041-42: 0; 2042-43: 0; 2043-44: 0; 2044-45: 0; 2045-46: 0; 2046-47: 0; 2047-48: 0; 2048-49: 0; 2049-50: 0
2BL | Raw water imported | Input | Ml/d | 2 | 2019-20: 0; 2020-21: 0; 2021-22: 0; 2022-23: 0; 2023-24: 0; 2024-25: 0; 2025-26: 0; 2026-27: 0; 2027-28: 0; 2028-29: 0; 2029-30: 0; 2030-31: 0; 2031-32: 0; 2032-33: 0; 2033-34: 0; 2034-35: 0; 2035-36: 0; 2036-37: 0; 2037-38: 0; 2038-39: 0; 2039-40: 0; 2040-41: 0; 2041-42: 0; 2042-43: 0; 2043-44: 0; 2044-45: 0; 2045-46: 0; 2046-47: 0; 2047-48: 0; 2048-49: 0; 2049-50: 0
3BL | Potable water imported | Input | Ml/d | 2 | 2019-20: 0; 2020-21: 0; 2021-22: 0; 2022-23: 0; 2023-24: 0; 2024-25: 0; 2025-26: 0; 2026-27: 0; 2027-28: 0; 2028-29: 0; 2029-30: 0; 2030-31: 0; 2031-32: 0; 2032-33: 0; 2033-34: 0; 2034-35: 0; 2035-36: 0; 2036-37: 0; 2037-38: 0; 2038-39: 0; 2039-40: 0; 2040-41: 0; 2041-42: 0; 2042-43: 0; 2043-44: 0; 2044-45: 0; 2045-46: 0; 2046-47: 0; 2047-48: 0; 2048-49: 0; 2049-50: 0
4BL | Raw water exported enter as -ve | Input | Ml/d | 2 | 2019-20: 0; 2020-21: 0; 2021-22: 0; 2022-23: 0; 2023-24: 0; 2024-25: 0; 2025-26: 0; 2026-27: 0; 2027-28: 0; 2028-29: 0; 2029-30: 0; 2030-31: 0; 2031-32: 0; 2032-33: 0; 2033-34: 0; 2034-35: 0; 2035-36: 0; 2036-37: 0; 2037-38: 0; 2038-39: 0; 2039-40: 0; 2040-41: 0; 2041-42: 0; 2042-43: 0; 2043-44: 0; 2044-45: 0; 2045-46: 0; 2046-47: 0; 2047-48: 0; 2048-49: 0; 2049-50: 0
5BL | Potable water exported enter as -ve | Input | Ml/d | 2 | 2019-20: -131.05; 2020-21: -121.6; 2021-22: -121.5; 2022-23: -127.63; 2023-24: -127.42; 2024-25: -125.8; 2025-26: -105.62; 2026-27: -105.92; 2027-28: -106.55; 2028-29: -107.01; 2029-30: -107.56; 2030-31: -108.1; 2031-32: -108.74; 2032-33: -109.56; 2033-34: -110.64; 2034-35: -111.72; 2035-36: -112.36; 2036-37: -113.06; 2037-38: -114.38; 2038-39: -115.68; 2039-40: -116.4; 2040-41: -117.89; 2041-42: -119.48; 2042-43: -121.19; 2043-44: -122.96; 2044-45: -124.7; 2045-46: -126.15; 2046-47: -128.08; 2047-48: -130.14; 2048-49: -130.12; 2049-50: -129.98
6BL | Deployable Output before forecast changes | Input | Ml/d | 2 | 2019-20: 280.905; 2020-21: 280.905; 2021-22: 280.905; 2022-23: 280.905; 2023-24: 280.905; 2024-25: 280.905; 2025-26: 251.79; 2026-27: 251.79; 2027-28: 251.79; 2028-29: 251.79; 2029-30: 251.79; 2030-31: 251.79; 2031-32: 251.79; 2032-33: 251.79; 2033-34: 251.79; 2034-35: 251.79; 2035-36: 251.79; 2036-37: 251.79; 2037-38: 251.79; 2038-39: 251.79; 2039-40: 251.79; 2040-41: 251.79; 2041-42: 251.79; 2042-43: 251.79; 2043-44: 251.79; 2044-45: 251.79; 2045-46: 251.79; 2046-47: 251.79; 2047-48: 251.79; 2048-49: 251.79; 2049-50: 251.79
6.1BL | Deployable Output post forecast changes | 6BL + 7BL | Ml/d | 2 | 2019-20: 280.905; 2020-21: 280.905; 2021-22: 280.905; 2022-23: 280.905; 2023-24: 280.905; 2024-25: 280.905; 2025-26: 237.54; 2026-27: 237.26; 2027-28: 236.99; 2028-29: 236.71; 2029-30: 236.44; 2030-31: 232.2; 2031-32: 231.93; 2032-33: 231.65; 2033-34: 231.38; 2034-35: 231.1; 2035-36: 230.83; 2036-37: 228.85; 2037-38: 228.58; 2038-39: 228.31; 2039-40: 228.03; 2040-41: 227.76; 2041-42: 227.48; 2042-43: 227.21; 2043-44: 226.93; 2044-45: 226.66; 2045-46: 226.38; 2046-47: 226.11; 2047-48: 225.83; 2048-49: 225.56; 2049-50: 225.28
7BL | Baseline forecast changes to Deployable Output | sum (7.1BL:7.6BL) | Ml/d | 2 | 2019-20: 0; 2020-21: 0; 2021-22: 0; 2022-23: 0; 2023-24: 0; 2024-25: 0; 2025-26: -14.25; 2026-27: -14.53; 2027-28: -14.8; 2028-29: -15.08; 2029-30: -15.35; 2030-31: -19.59; 2031-32: -19.86; 2032-33: -20.14; 2033-34: -20.41; 2034-35: -20.69; 2035-36: -20.96; 2036-37: -22.94; 2037-38: -23.21; 2038-39: -23.48; 2039-40: -23.76; 2040-41: -24.03; 2041-42: -24.31; 2042-43: -24.58; 2043-44: -24.86; 2044-45: -25.13; 2045-46: -25.41; 2046-47: -25.68; 2047-48: -25.96; 2048-49: -26.23; 2049-50: -26.51
7.1BL | Change in DO due to climate change | Input | Ml/d | 2 | 2019-20: 0; 2020-21: 0; 2021-22: 0; 2022-23: 0; 2023-24: 0; 2024-25: 0; 2025-26: -9.61; 2026-27: -9.89; 2027-28: -10.16; 2028-29: -10.44; 2029-30: -10.71; 2030-31: -10.99; 2031-32: -11.26; 2032-33: -11.54; 2033-34: -11.81; 2034-35: -12.09; 2035-36: -12.36; 2036-37: -12.64; 2037-38: -12.91; 2038-39: -13.18; 2039-40: -13.46; 2040-41: -13.73; 2041-42: -14.01; 2042-43: -14.28; 2043-44: -14.56; 2044-45: -14.83; 2045-46: -15.11; 2046-47: -15.38; 2047-48: -15.66; 2048-49: -15.93; 2049-50: -16.21
7.2BL | Total confirmed DO reductions to restore sustainable abstraction enter as -ve | Input | Ml/d | 2 | 2019-20: 0; 2020-21: 0; 2021-22: 0; 2022-23: 0; 2023-24: 0; 2024-25: 0; 2025-26: -4.64; 2026-27: -4.64; 2027-28: -4.64; 2028-29: -4.64; 2029-30: -4.64; 2030-31: -8.6; 2031-32: -8.6; 2032-33: -8.6; 2033-34: -8.6; 2034-35: -8.6; 2035-36: -8.6; 2036-37: -8.6; 2037-38: -8.6; 2038-39: -8.6; 2039-40: -8.6; 2040-41: -8.6; 2041-42: -8.6; 2042-43: -8.6; 2043-44: -8.6; 2044-45: -8.6; 2045-46: -8.6; 2046-47: -8.6; 2047-48: -8.6; 2048-49: -8.6; 2049-50: -8.6
7.3BL | Total additional DO reductions for Environmental Destination (excl. any confirmed reductions) enter as -ve | Input | Ml/d | 2 | 2019-20: 0; 2020-21: 0; 2021-22: 0; 2022-23: 0; 2023-24: 0; 2024-25: 0; 2025-26: 0; 2026-27: 0; 2027-28: 0; 2028-29: 0; 2029-30: 0; 2030-31: 0; 2031-32: 0; 2032-33: 0; 2033-34: 0; 2034-35: 0; 2035-36: 0; 2036-37: -1.7; 2037-38: -1.7; 2038-39: -1.7; 2039-40: -1.7; 2040-41: -1.7; 2041-42: -1.7; 2042-43: -1.7; 2043-44: -1.7; 2044-45: -1.7; 2045-46: -1.7; 2046-47: -1.7; 2047-48: -1.7; 2048-49: -1.7; 2049-50: -1.7
7.4BL | Change in DO from prolonged Outage reduction enter as -ve | Input | Ml/d | 2 | 2019-20: 0; 2020-21: 0; 2021-22: 0; 2022-23: 0; 2023-24: 0; 2024-25: 0; 2025-26: 0; 2026-27: 0; 2027-28: 0; 2028-29: 0; 2029-30: 0; 2030-31: 0; 2031-32: 0; 2032-33: 0; 2033-34: 0; 2034-35: 0; 2035-36: 0; 2036-37: 0; 2037-38: 0; 2038-39: 0; 2039-40: 0; 2040-41: 0; 2041-42: 0; 2042-43: 0; 2043-44: 0; 2044-45: 0; 2045-46: 0; 2046-47: 0; 2047-48: 0; 2048-49: 0; 2049-50: 0
7.5BL | Change in DO from drought measures | Zero for baseline | Ml/d | 2 | 2019-20: 0; 2020-21: 0; 2021-22: 0; 2022-23: 0; 2023-24: 0; 2024-25: 0; 2025-26: 0; 2026-27: 0; 2027-28: 0; 2028-29: 0; 2029-30: 0; 2030-31: 0; 2031-32: 0; 2032-33: 0; 2033-34: 0; 2034-35: 0; 2035-36: 0; 2036-37: 0; 2037-38: 0; 2038-39: 0; 2039-40: 0; 2040-41: 0; 2041-42: 0; 2042-43: 0; 2043-44: 0; 2044-45: 0; 2045-46: 0; 2046-47: 0; 2047-48: 0; 2048-49: 0; 2049-50: 0
7.6BL | Total other changes to DO (e.g. nitrates/operational decline) | Input | Ml/d | 2 | 2019-20: 0; 2020-21: 0; 2021-22: 0; 2022-23: 0; 2023-24: 0; 2024-25: 0; 2025-26: 0; 2026-27: 0; 2027-28: 0; 2028-29: 0; 2029-30: 0; 2030-31: 0; 2031-32: 0; 2032-33: 0; 2033-34: 0; 2034-35: 0; 2035-36: 0; 2036-37: 0; 2037-38: 0; 2038-39: 0; 2039-40: 0; 2040-41: 0; 2041-42: 0; 2042-43: 0; 2043-44: 0; 2044-45: 0; 2045-46: 0; 2046-47: 0; 2047-48: 0; 2048-49: 0; 2049-50: 0
8BL | Raw water losses, treatment works losses and operational use | Input | Ml/d | 2 | 2019-20: 20.445; 2020-21: 20.445; 2021-22: 20.445; 2022-23: 20.445; 2023-24: 20.445; 2024-25: 20.445; 2025-26: 20.45; 2026-27: 20.45; 2027-28: 20.45; 2028-29: 20.45; 2029-30: 20.45; 2030-31: 20.45; 2031-32: 20.45; 2032-33: 20.45; 2033-34: 20.45; 2034-35: 20.45; 2035-36: 20.45; 2036-37: 20.45; 2037-38: 20.45; 2038-39: 20.45; 2039-40: 20.45; 2040-41: 20.45; 2041-42: 20.45; 2042-43: 20.45; 2043-44: 20.45; 2044-45: 20.45; 2045-46: 20.45; 2046-47: 20.45; 2047-48: 20.45; 2048-49: 20.45; 2049-50: 20.45
9BL | Total Outage Allowance | Input | Ml/d | 2 | 2019-20: 7.58; 2020-21: 7.58; 2021-22: 7.58; 2022-23: 7.58; 2023-24: 7.58; 2024-25: 7.58; 2025-26: 7.58; 2026-27: 7.58; 2027-28: 7.58; 2028-29: 7.59; 2029-30: 7.62; 2030-31: 7.57; 2031-32: 7.56; 2032-33: 7.57; 2033-34: 7.57; 2034-35: 7.56; 2035-36: 7.52; 2036-37: 7.54; 2037-38: 7.6; 2038-39: 7.56; 2039-40: 7.41; 2040-41: 7.36; 2041-42: 7.39; 2042-43: 7.41; 2043-44: 7.42; 2044-45: 7.38; 2045-46: 7.39; 2046-47: 7.42; 2047-48: 7.38; 2048-49: 7.4; 2049-50: 7.39
10BL | Water Available For Use (own sources) | (6BL + 7BL) - (8BL + 9BL) | Ml/d | 2 | 2019-20: 252.88; 2020-21: 252.88; 2021-22: 252.88; 2022-23: 252.88; 2023-24: 252.88; 2024-25: 252.88; 2025-26: 209.51; 2026-27: 209.23; 2027-28: 208.96; 2028-29: 208.67; 2029-30: 208.37; 2030-31: 204.18; 2031-32: 203.92; 2032-33: 203.63; 2033-34: 203.36; 2034-35: 203.09; 2035-36: 202.86; 2036-37: 200.86; 2037-38: 200.53; 2038-39: 200.3; 2039-40: 200.17; 2040-41: 199.95; 2041-42: 199.64; 2042-43: 199.35; 2043-44: 199.06; 2044-45: 198.83; 2045-46: 198.54; 2046-47: 198.24; 2047-48: 198; 2048-49: 197.71; 2049-50: 197.44
11BL | Total Water Available For Use | 10BL + sum (2BL:5BL) | Ml/d | 2 | 2019-20: 121.83; 2020-21: 131.28; 2021-22: 131.38; 2022-23: 125.25; 2023-24: 125.46; 2024-25: 127.08; 2025-26: 103.89; 2026-27: 103.31; 2027-28: 102.41; 2028-29: 101.66; 2029-30: 100.81; 2030-31: 96.08; 2031-32: 95.18; 2032-33: 94.07; 2033-34: 92.72; 2034-35: 91.37; 2035-36: 90.5; 2036-37: 87.8; 2037-38: 86.15; 2038-39: 84.62; 2039-40: 83.77; 2040-41: 82.06; 2041-42: 80.16; 2042-43: 78.16; 2043-44: 76.1; 2044-45: 74.13; 2045-46: 72.39; 2046-47: 70.16; 2047-48: 67.86; 2048-49: 67.59; 2049-50: 67.46
12BL | Water delivered measured non-household | Input | Ml/d | 2 | 2019-20: 20.57; 2020-21: 20.58; 2021-22: 20.94; 2022-23: 21; 2023-24: 21.07; 2024-25: 21.14; 2025-26: 21.93; 2026-27: 22.03; 2027-28: 22.85; 2028-29: 22.94; 2029-30: 23.04; 2030-31: 23.15; 2031-32: 23.27; 2032-33: 23.4; 2033-34: 23.57; 2034-35: 23.74; 2035-36: 23.91; 2036-37: 24.07; 2037-38: 24.25; 2038-39: 24.44; 2039-40: 24.68; 2040-41: 24.95; 2041-42: 25.22; 2042-43: 25.52; 2043-44: 25.85; 2044-45: 26.2; 2045-46: 26.57; 2046-47: 26.98; 2047-48: 27.4; 2048-49: 27.84; 2049-50: 28.29
12.1BL | Non-potable water consumption (if applicable) | Input | Ml/d | 2 | 2019-20: 0; 2020-21: 0; 2021-22: 0; 2022-23: 0; 2023-24: 0; 2024-25: 0; 2025-26: 0; 2026-27: 0; 2027-28: 0; 2028-29: 0; 2029-30: 0; 2030-31: 0; 2031-32: 0; 2032-33: 0; 2033-34: 0; 2034-35: 0; 2035-36: 0; 2036-37: 0; 2037-38: 0; 2038-39: 0; 2039-40: 0; 2040-41: 0; 2041-42: 0; 2042-43: 0; 2043-44: 0; 2044-45: 0; 2045-46: 0; 2046-47: 0; 2047-48: 0; 2048-49: 0; 2049-50: 0
13BL | Water delivered unmeasured non-household | Input | Ml/d | 2 | 2019-20: 0.09; 2020-21: 0.09; 2021-22: 0.09; 2022-23: 0.09; 2023-24: 0.09; 2024-25: 0.09; 2025-26: 0.09; 2026-27: 0.09; 2027-28: 0.1; 2028-29: 0.1; 2029-30: 0.1; 2030-31: 0.1; 2031-32: 0.1; 2032-33: 0.1; 2033-34: 0.1; 2034-35: 0.1; 2035-36: 0.1; 2036-37: 0.1; 2037-38: 0.1; 2038-39: 0.1; 2039-40: 0.1; 2040-41: 0.1; 2041-42: 0.11; 2042-43: 0.11; 2043-44: 0.11; 2044-45: 0.11; 2045-46: 0.11; 2046-47: 0.11; 2047-48: 0.11; 2048-49: 0.12; 2049-50: 0.12
14BL | Water delivered measured household | Input | Ml/d | 2 | 2019-20: 58.45; 2020-21: 59.14; 2021-22: 59.72; 2022-23: 60.45; 2023-24: 61.24; 2024-25: 61.72; 2025-26: 62.35; 2026-27: 62.79; 2027-28: 63.53; 2028-29: 64.47; 2029-30: 65.36; 2030-31: 66.24; 2031-32: 67.12; 2032-33: 67.96; 2033-34: 68.77; 2034-35: 69.54; 2035-36: 70.32; 2036-37: 71.09; 2037-38: 72.08; 2038-39: 73.11; 2039-40: 74.31; 2040-41: 75.31; 2041-42: 76.33; 2042-43: 77.39; 2043-44: 78.47; 2044-45: 79.58; 2045-46: 80.62; 2046-47: 81.68; 2047-48: 82.76; 2048-49: 83.87; 2049-50: 84.92
15BL | Water delivered unmeasured household | Input | Ml/d | 2 | 2019-20: 13.21; 2020-21: 12.7; 2021-22: 12.26; 2022-23: 11.73; 2023-24: 11.23; 2024-25: 10.75; 2025-26: 10.35; 2026-27: 9.95; 2027-28: 9.57; 2028-29: 9.21; 2029-30: 8.86; 2030-31: 8.54; 2031-32: 8.24; 2032-33: 7.95; 2033-34: 7.67; 2034-35: 7.4; 2035-36: 7.15; 2036-37: 6.91; 2037-38: 6.67; 2038-39: 6.45; 2039-40: 6.24; 2040-41: 6.04; 2041-42: 5.84; 2042-43: 5.66; 2043-44: 5.48; 2044-45: 5.3; 2045-46: 5.22; 2046-47: 5.13; 2047-48: 5.06; 2048-49: 4.98; 2049-50: 4.98
16BL | Percentage of consumption driven by climate change | Input | % | 1 | 2019-20: 0%; 2020-21: 0%; 2021-22: 0%; 2022-23: 0.1%; 2023-24: 0.1%; 2024-25: 0.1%; 2025-26: 0.1%; 2026-27: 0.1%; 2027-28: 0.1%; 2028-29: 0.2%; 2029-30: 0.2%; 2030-31: 0.2%; 2031-32: 0.2%; 2032-33: 0.3%; 2033-34: 0.3%; 2034-35: 0.3%; 2035-36: 0.4%; 2036-37: 0.4%; 2037-38: 0.4%; 2038-39: 0.5%; 2039-40: 0.5%; 2040-41: 0.6%; 2041-42: 0.6%; 2042-43: 0.6%; 2043-44: 0.7%; 2044-45: 0.7%; 2045-46: 0.8%; 2046-47: 0.8%; 2047-48: 0.8%; 2048-49: 0.8%; 2049-50: 0.9%
17BL | Volume of consumption driven by climate change | 16BL * (12BL + sum(13BL:15BL) - sum (23BL:26BL)) | Ml/d | 2 | 2019-20: 0; 2020-21: 0; 2021-22: 0; 2022-23: 0.08977; 2023-24: 0.0901; 2024-25: 0.09017; 2025-26: 0.09116; 2026-27: 0.0913; 2027-28: 0.09247; 2028-29: 0.18624; 2029-30: 0.18746; 2030-31: 0.18876; 2031-32: 0.19012; 2032-33: 0.28716; 2033-34: 0.2892; 2034-35: 0.29115; 2035-36: 0.39092; 2036-37: 0.3936; 2037-38: 0.39724; 2038-39: 0.5015; 2039-40: 0.50755; 2040-41: 0.6153; 2041-42: 0.62178; 2042-43: 0.62874; 2043-44: 0.74193; 2044-45: 0.75082; 2045-46: 0.86848; 2046-47: 0.87928; 2047-48: 0.89048; 2048-49: 0.90208; 2049-50: 1.0281
18BL | Measured Household - PCC | ((14BL - 25BL) * 1,000,000) / (39BL *1,000) | l/h/d | 1 | 2019-20: 139.7069; 2020-21: 138.5176; 2021-22: 137.6136; 2022-23: 136.5501; 2023-24: 135.5144; 2024-25: 134.4978; 2025-26: 134.055; 2026-27: 133.6964; 2027-28: 133.3623; 2028-29: 133.0616; 2029-30: 132.746; 2030-31: 132.6316; 2031-32: 132.6802; 2032-33: 132.7074; 2033-34: 132.7624; 2034-35: 132.8079; 2035-36: 132.8471; 2036-37: 132.9038; 2037-38: 133.3196; 2038-39: 133.7725; 2039-40: 134.2047; 2040-41: 134.2704; 2041-42: 134.3235; 2042-43: 134.3985; 2043-44: 134.4547; 2044-45: 134.5473; 2045-46: 134.6012; 2046-47: 134.6708; 2047-48: 134.7058; 2048-49: 134.7642; 2049-50: 134.8326
19BL | Unmeasured Household - PCC | ((15BL - 26BL) * 1,000,000) / (40BL *1,000) | l/h/d | 1 | 2019-20: 153.7978; 2020-21: 153.3451; 2021-22: 152.9451; 2022-23: 152.3775; 2023-24: 151.6698; 2024-25: 151.0991; 2025-26: 150.6961; 2026-27: 150.1457; 2027-28: 149.5809; 2028-29: 149.139; 2029-30: 148.4764; 2030-31: 148.3341; 2031-32: 148.1855; 2032-33: 148.2255; 2033-34: 148.0403; 2034-35: 147.8246; 2035-36: 147.848; 2036-37: 147.8718; 2037-38: 147.6753; 2038-39: 147.7396; 2039-40: 147.6906; 2040-41: 147.4911; 2041-42: 147.3696; 2042-43: 147.618; 2043-44: 147.4152; 2044-45: 147.3346; 2045-46: 147.6372; 2046-47: 147.2396; 2047-48: 147.6556; 2048-49: 147.6787; 2049-50: 147.6599
20BL | Average Household - PCC | (((14BL - 25BL) + (15BL - 26BL)) * 1,000,000) / ((39BL + 40BL) *1,000) | l/h/d | 1 | 2019-20: 142.0394; 2020-21: 140.8593; 2021-22: 139.9372; 2022-23: 138.8297; 2023-24: 137.7249; 2024-25: 136.6646; 2025-26: 136.1375; 2026-27: 135.6748; 2027-28: 135.2307; 2028-29: 134.8306; 2029-30: 134.4; 2030-31: 134.2115; 2031-32: 134.1745; 2032-33: 134.1407; 2033-34: 134.1157; 2034-35: 134.0845; 2035-36: 134.0708; 2036-37: 134.0761; 2037-38: 134.399; 2038-39: 134.7805; 2039-40: 135.138; 2040-41: 135.1478; 2041-42: 135.1538; 2042-43: 135.2052; 2043-44: 135.2129; 2044-45: 135.2644; 2045-46: 135.3125; 2046-47: 135.3383; 2047-48: 135.3752; 2048-49: 135.4143; 2049-50: 135.471
21BL | Water taken unbilled | Input | Ml/d | 2 | 2019-20: 2.5; 2020-21: 2.5; 2021-22: 2.49; 2022-23: 2.49; 2023-24: 2.5; 2024-25: 2.5; 2025-26: 2.48; 2026-27: 2.49; 2027-28: 2.5; 2028-29: 2.47; 2029-30: 2.48; 2030-31: 2.49; 2031-32: 2.48; 2032-33: 2.48; 2033-34: 2.49; 2034-35: 2.49; 2035-36: 2.48; 2036-37: 2.49; 2037-38: 2.51; 2038-39: 2.5; 2039-40: 2.49; 2040-41: 2.48; 2041-42: 2.5; 2042-43: 2.47; 2043-44: 2.49; 2044-45: 2.5; 2045-46: 2.49; 2046-47: 2.48; 2047-48: 2.5; 2048-49: 2.49; 2049-50: 2.49
22BL | Distribution system operational use | Input | Ml/d | 2 | 2019-20: 0.65; 2020-21: 0.65; 2021-22: 0.65; 2022-23: 0.65; 2023-24: 0.65; 2024-25: 0.65; 2025-26: 0.65; 2026-27: 0.65; 2027-28: 0.65; 2028-29: 0.65; 2029-30: 0.65; 2030-31: 0.65; 2031-32: 0.65; 2032-33: 0.65; 2033-34: 0.65; 2034-35: 0.65; 2035-36: 0.65; 2036-37: 0.65; 2037-38: 0.65; 2038-39: 0.65; 2039-40: 0.65; 2040-41: 0.65; 2041-42: 0.65; 2042-43: 0.65; 2043-44: 0.65; 2044-45: 0.65; 2045-46: 0.65; 2046-47: 0.65; 2047-48: 0.65; 2048-49: 0.65; 2049-50: 0.65
23BL | Measured Non Household - USPL | Input | Ml/d | 2 | 2019-20: 0.08; 2020-21: 0.08; 2021-22: 0.08; 2022-23: 0.08; 2023-24: 0.08; 2024-25: 0.08; 2025-26: 0.09; 2026-27: 0.09; 2027-28: 0.09; 2028-29: 0.09; 2029-30: 0.09; 2030-31: 0.09; 2031-32: 0.09; 2032-33: 0.09; 2033-34: 0.09; 2034-35: 0.09; 2035-36: 0.09; 2036-37: 0.09; 2037-38: 0.09; 2038-39: 0.09; 2039-40: 0.09; 2040-41: 0.09; 2041-42: 0.09; 2042-43: 0.09; 2043-44: 0.09; 2044-45: 0.09; 2045-46: 0.09; 2046-47: 0.09; 2047-48: 0.09; 2048-49: 0.09; 2049-50: 0.09
24BL | Unmeasured Non Household - USPL | Input | Ml/d | 2 | 2019-20: 0; 2020-21: 0; 2021-22: 0; 2022-23: 0; 2023-24: 0; 2024-25: 0; 2025-26: 0; 2026-27: 0; 2027-28: 0; 2028-29: 0; 2029-30: 0; 2030-31: 0; 2031-32: 0; 2032-33: 0; 2033-34: 0; 2034-35: 0; 2035-36: 0; 2036-37: 0; 2037-38: 0; 2038-39: 0; 2039-40: 0; 2040-41: 0; 2041-42: 0; 2042-43: 0; 2043-44: 0; 2044-45: 0; 2045-46: 0; 2046-47: 0; 2047-48: 0; 2048-49: 0; 2049-50: 0
25BL | Measured Household - USPL | Input | Ml/d | 2 | 2019-20: 2.4; 2020-21: 2.45; 2021-22: 2.5; 2022-23: 2.56; 2023-24: 2.62; 2024-25: 2.66; 2025-26: 2.71; 2026-27: 2.74; 2027-28: 2.79; 2028-29: 2.84; 2029-30: 2.89; 2030-31: 2.94; 2031-32: 2.98; 2032-33: 3.03; 2033-34: 3.07; 2034-35: 3.11; 2035-36: 3.15; 2036-37: 3.19; 2037-38: 3.23; 2038-39: 3.26; 2039-40: 3.3; 2040-41: 3.34; 2041-42: 3.38; 2042-43: 3.42; 2043-44: 3.46; 2044-45: 3.49; 2045-46: 3.53; 2046-47: 3.56; 2047-48: 3.6; 2048-49: 3.64; 2049-50: 3.67
26BL | Unmeasured Household - USPL | Input | Ml/d | 2 | 2019-20: 0.97; 2020-21: 0.93; 2021-22: 0.9; 2022-23: 0.86; 2023-24: 0.83; 2024-25: 0.79; 2025-26: 0.76; 2026-27: 0.73; 2027-28: 0.7; 2028-29: 0.67; 2029-30: 0.65; 2030-31: 0.62; 2031-32: 0.6; 2032-33: 0.57; 2033-34: 0.55; 2034-35: 0.53; 2035-36: 0.51; 2036-37: 0.49; 2037-38: 0.47; 2038-39: 0.45; 2039-40: 0.43; 2040-41: 0.42; 2041-42: 0.4; 2042-43: 0.38; 2043-44: 0.37; 2044-45: 0.35; 2045-46: 0.34; 2046-47: 0.34; 2047-48: 0.33; 2048-49: 0.32; 2049-50: 0.32
27BL | Void Properties - USPL | Input | Ml/d | 2 | 2019-20: 0.22; 2020-21: 0.22; 2021-22: 0.22; 2022-23: 0.23; 2023-24: 0.23; 2024-25: 0.23; 2025-26: 0.24; 2026-27: 0.24; 2027-28: 0.24; 2028-29: 0.25; 2029-30: 0.25; 2030-31: 0.25; 2031-32: 0.26; 2032-33: 0.26; 2033-34: 0.26; 2034-35: 0.26; 2035-36: 0.27; 2036-37: 0.27; 2037-38: 0.27; 2038-39: 0.27; 2039-40: 0.28; 2040-41: 0.28; 2041-42: 0.28; 2042-43: 0.29; 2043-44: 0.29; 2044-45: 0.29; 2045-46: 0.3; 2046-47: 0.3; 2047-48: 0.3; 2048-49: 0.3; 2049-50: 0.31
28BL | Distribution losses | Input | Ml/d | 2 | 2019-20: 11.8; 2020-21: 11.55; 2021-22: 11.41; 2022-23: 11.18; 2023-24: 10.95; 2024-25: 10.72; 2025-26: 10.72; 2026-27: 10.72; 2027-28: 10.72; 2028-29: 10.72; 2029-30: 10.72; 2030-31: 10.72; 2031-32: 10.72; 2032-33: 10.72; 2033-34: 10.72; 2034-35: 10.72; 2035-36: 10.72; 2036-37: 10.72; 2037-38: 10.72; 2038-39: 10.72; 2039-40: 10.72; 2040-41: 10.72; 2041-42: 10.72; 2042-43: 10.72; 2043-44: 10.72; 2044-45: 10.72; 2045-46: 10.72; 2046-47: 10.72; 2047-48: 10.72; 2048-49: 10.72; 2049-50: 10.72
29BL | Total Leakage | sum (23BL:28BL) | Ml/d | 2 | 2019-20: 15.47; 2020-21: 15.23; 2021-22: 15.11; 2022-23: 14.91; 2023-24: 14.71; 2024-25: 14.48; 2025-26: 14.52; 2026-27: 14.52; 2027-28: 14.54; 2028-29: 14.57; 2029-30: 14.6; 2030-31: 14.62; 2031-32: 14.65; 2032-33: 14.67; 2033-34: 14.69; 2034-35: 14.71; 2035-36: 14.74; 2036-37: 14.76; 2037-38: 14.78; 2038-39: 14.79; 2039-40: 14.82; 2040-41: 14.85; 2041-42: 14.87; 2042-43: 14.9; 2043-44: 14.93; 2044-45: 14.94; 2045-46: 14.98; 2046-47: 15.01; 2047-48: 15.04; 2048-49: 15.07; 2049-50: 15.11
30BL | Leakage/property | (29BL * 1,000,000) / (36BL * 1,000) | l/prop/d | 2 | 2019-20: 74.4918; 2020-21: 71.8698; 2021-22: 69.9887; 2022-23: 68.0061; 2023-24: 66.0598; 2024-25: 64.2476; 2025-26: 63.6912; 2026-27: 63.1046; 2027-28: 62.4297; 2028-29: 61.6373; 2029-30: 60.8782; 2030-31: 60.1562; 2031-32: 59.5318; 2032-33: 58.8989; 2033-34: 58.314; 2034-35: 57.7787; 2035-36: 57.273; 2036-37: 56.7627; 2037-38: 56.252; 2038-39: 55.7079; 2039-40: 55.2429; 2040-41: 54.7815; 2041-42: 54.2847; 2042-43: 53.827; 2043-44: 53.3708; 2044-45: 52.8459; 2045-46: 52.4293; 2046-47: 51.9791; 2047-48: 51.5307; 2048-49: 51.0846; 2049-50: 50.6743
31BL | Measured Non Household - properties | Input | 000's | 2 | 2019-20: 10.186; 2020-21: 10.31; 2021-22: 10.408; 2022-23: 10.556; 2023-24: 10.671; 2024-25: 10.776; 2025-26: 10.877; 2026-27: 10.968; 2027-28: 11.05; 2028-29: 11.123; 2029-30: 11.192; 2030-31: 11.248; 2031-32: 11.303; 2032-33: 11.354; 2033-34: 11.397; 2034-35: 11.437; 2035-36: 11.475; 2036-37: 11.511; 2037-38: 11.545; 2038-39: 11.576; 2039-40: 11.605; 2040-41: 11.631; 2041-42: 11.656; 2042-43: 11.679; 2043-44: 11.7; 2044-45: 11.72; 2045-46: 11.739; 2046-47: 11.757; 2047-48: 11.773; 2048-49: 11.788; 2049-50: 11.801
32BL | Unmeasured Non Household - properties | Input | 000's | 2 | 2019-20: 0.041; 2020-21: 0.041; 2021-22: 0.042; 2022-23: 0.042; 2023-24: 0.043; 2024-25: 0.043; 2025-26: 0.044; 2026-27: 0.044; 2027-28: 0.044; 2028-29: 0.045; 2029-30: 0.045; 2030-31: 0.045; 2031-32: 0.045; 2032-33: 0.046; 2033-34: 0.046; 2034-35: 0.046; 2035-36: 0.046; 2036-37: 0.046; 2037-38: 0.046; 2038-39: 0.046; 2039-40: 0.047; 2040-41: 0.047; 2041-42: 0.047; 2042-43: 0.047; 2043-44: 0.047; 2044-45: 0.047; 2045-46: 0.047; 2046-47: 0.047; 2047-48: 0.047; 2048-49: 0.047; 2049-50: 0.047
33BL | All void non-households - properties | Input | 000's | 2 | 2019-20: 0; 2020-21: 0; 2021-22: 0; 2022-23: 0; 2023-24: 0; 2024-25: 0; 2025-26: 0; 2026-27: 0; 2027-28: 0; 2028-29: 0; 2029-30: 0; 2030-31: 0; 2031-32: 0; 2032-33: 0; 2033-34: 0; 2034-35: 0; 2035-36: 0; 2036-37: 0; 2037-38: 0; 2038-39: 0; 2039-40: 0; 2040-41: 0; 2041-42: 0; 2042-43: 0; 2043-44: 0; 2044-45: 0; 2045-46: 0; 2046-47: 0; 2047-48: 0; 2048-49: 0; 2049-50: 0
34BL | Measured households - properties (excl. void) | Year before + sum (34.1BL:34.6BL) | 000's | 2 | 2019-20: 171.89; 2020-21: 176.791; 2021-22: 181.358; 2022-23: 185.373; 2023-24: 189.462; 2024-25: 192.796; 2025-26: 195.906; 2026-27: 198.519; 2027-28: 201.803; 2028-29: 205.758; 2029-30: 209.653; 2030-31: 213.309; 2031-32: 216.788; 2032-33: 220.182; 2033-34: 223.425; 2034-35: 226.5; 2035-36: 229.649; 2036-37: 232.678; 2037-38: 235.739; 2038-39: 238.816; 2039-40: 241.912; 2040-41: 245.024; 2041-42: 248.163; 2042-43: 251.327; 2043-44: 254.52; 2044-45: 257.741; 2045-46: 260.837; 2046-47: 263.968; 2047-48: 267.137; 2048-49: 270.342; 2049-50: 273.445
34.1BL | New build properties - properties | Input (new builds in each year) | 000's | 2 | 2019-20: 4.21; 2020-21: 3.889; 2021-22: 3.618; 2022-23: 3.142; 2023-24: 3.252; 2024-25: 2.533; 2025-26: 2.433; 2026-27: 1.962; 2027-28: 2.657; 2028-29: 3.351; 2029-30: 3.314; 2030-31: 3.095; 2031-32: 2.94; 2032-33: 2.875; 2033-34: 2.743; 2034-35: 2.594; 2035-36: 2.685; 2036-37: 2.583; 2037-38: 2.631; 2038-39: 2.663; 2039-40: 2.698; 2040-41: 2.728; 2041-42: 2.769; 2042-43: 2.808; 2043-44: 2.85; 2044-45: 2.891; 2045-46: 2.932; 2046-47: 2.974; 2047-48: 3.018; 2048-49: 3.06; 2049-50: 3.103
34.2BL | Meter optants - properties | Input (meter optants in each year) | 000's | 2 | 2019-20: 0.569; 2020-21: 0.543; 2021-22: 0.497; 2022-23: 0.437; 2023-24: 0.418; 2024-25: 0.4; 2025-26: 0.291; 2026-27: 0.281; 2027-28: 0.272; 2028-29: 0.263; 2029-30: 0.254; 2030-31: 0.246; 2031-32: 0.237; 2032-33: 0.229; 2033-34: 0.222; 2034-35: 0.214; 2035-36: 0.207; 2036-37: 0.2; 2037-38: 0.194; 2038-39: 0.187; 2039-40: 0.181; 2040-41: 0.175; 2041-42: 0.169; 2042-43: 0.163; 2043-44: 0.158; 2044-45: 0.153; 2045-46: 0; 2046-47: 0; 2047-48: 0; 2048-49: 0; 2049-50: 0
34.3BL | Compulsory metering - properties | Input (compulsory meters in each year) | 000's | 2 | 2019-20: 0; 2020-21: 0; 2021-22: 0; 2022-23: 0; 2023-24: 0; 2024-25: 0; 2025-26: 0; 2026-27: 0; 2027-28: 0; 2028-29: 0; 2029-30: 0; 2030-31: 0; 2031-32: 0; 2032-33: 0; 2033-34: 0; 2034-35: 0; 2035-36: 0; 2036-37: 0; 2037-38: 0; 2038-39: 0; 2039-40: 0; 2040-41: 0; 2041-42: 0; 2042-43: 0; 2043-44: 0; 2044-45: 0; 2045-46: 0; 2046-47: 0; 2047-48: 0; 2048-49: 0; 2049-50: 0
34.4BL | Metering on change of occupancy - properties | Input (change of occupancy meters in each year) | 000's | 2 | 2019-20: 0.467; 2020-21: 0.451; 2021-22: 0.435; 2022-23: 0.42; 2023-24: 0.404; 2024-25: 0.387; 2025-26: 0.372; 2026-27: 0.357; 2027-28: 0.342; 2028-29: 0.329; 2029-30: 0.315; 2030-31: 0.303; 2031-32: 0.291; 2032-33: 0.279; 2033-34: 0.268; 2034-35: 0.257; 2035-36: 0.247; 2036-37: 0.237; 2037-38: 0.227; 2038-39: 0.218; 2039-40: 0.209; 2040-41: 0.201; 2041-42: 0.193; 2042-43: 0.185; 2043-44: 0.178; 2044-45: 0.17; 2045-46: 0.164; 2046-47: 0.157; 2047-48: 0.151; 2048-49: 0.145; 2049-50: 0
34.5BL | Selective metering - properties | Input (selective meters in each year) | 000's | 2 | 2019-20: 0.019; 2020-21: 0.018; 2021-22: 0.017; 2022-23: 0.016; 2023-24: 0.015; 2024-25: 0.014; 2025-26: 0.014; 2026-27: 0.013; 2027-28: 0.013; 2028-29: 0.012; 2029-30: 0.012; 2030-31: 0.012; 2031-32: 0.011; 2032-33: 0.011; 2033-34: 0.01; 2034-35: 0.01; 2035-36: 0.01; 2036-37: 0.009; 2037-38: 0.009; 2038-39: 0.009; 2039-40: 0.008; 2040-41: 0.008; 2041-42: 0.008; 2042-43: 0.008; 2043-44: 0.007; 2044-45: 0.007; 2045-46: 0; 2046-47: 0; 2047-48: 0; 2048-49: 0; 2049-50: 0
34.6BL | Other changes to existing metering - properties | Input (other changes to meters in each year) | 000's | 2 | 2019-20: 0; 2020-21: 0; 2021-22: 0; 2022-23: 0; 2023-24: 0; 2024-25: 0; 2025-26: 0; 2026-27: 0; 2027-28: 0; 2028-29: 0; 2029-30: 0; 2030-31: 0; 2031-32: 0; 2032-33: 0; 2033-34: 0; 2034-35: 0; 2035-36: 0; 2036-37: 0; 2037-38: 0; 2038-39: 0; 2039-40: 0; 2040-41: 0; 2041-42: 0; 2042-43: 0; 2043-44: 0; 2044-45: 0; 2045-46: 0; 2046-47: 0; 2047-48: 0; 2048-49: 0; 2049-50: 0
34.7BL | Measured household void properties | Input | 000's | 2 | 2019-20: 3.485; 2020-21: 3.565; 2021-22: 3.642; 2022-23: 3.722; 2023-24: 3.803; 2024-25: 3.881; 2025-26: 3.955; 2026-27: 4.034; 2027-28: 4.115; 2028-29: 4.184; 2029-30: 4.254; 2030-31: 4.325; 2031-32: 4.394; 2032-33: 4.462; 2033-34: 4.528; 2034-35: 4.585; 2035-36: 4.643; 2036-37: 4.701; 2037-38: 4.76; 2038-39: 4.82; 2039-40: 4.88; 2040-41: 4.941; 2041-42: 5.003; 2042-43: 5.066; 2043-44: 5.13; 2044-45: 5.194; 2045-46: 5.256; 2046-47: 5.319; 2047-48: 5.383; 2048-49: 5.447; 2049-50: 5.51
35BL | Unmeasured households - properties (excl. void) | Input | 000's | 2 | 2019-20: 21.628; 2020-21: 20.777; 2021-22: 20.029; 2022-23: 19.157; 2023-24: 18.32; 2024-25: 17.519; 2025-26: 16.843; 2026-27: 16.191; 2027-28: 15.564; 2028-29: 14.96; 2029-30: 14.379; 2030-31: 13.819; 2031-32: 13.28; 2032-33: 12.761; 2033-34: 12.261; 2034-35: 11.779; 2035-36: 11.316; 2036-37: 10.869; 2037-38: 10.44; 2038-39: 10.026; 2039-40: 9.627; 2040-41: 9.243; 2041-42: 8.874; 2042-43: 8.518; 2043-44: 8.175; 2044-45: 7.845; 2045-46: 7.681; 2046-47: 7.524; 2047-48: 7.373; 2048-49: 7.228; 2049-50: 7.228
35.1BL | Unmeasured household void properties | Input | 000's | 2 | 2019-20: 0.444; 2020-21: 0.427; 2021-22: 0.413; 2022-23: 0.395; 2023-24: 0.378; 2024-25: 0.363; 2025-26: 0.35; 2026-27: 0.338; 2027-28: 0.326; 2028-29: 0.313; 2029-30: 0.3; 2030-31: 0.288; 2031-32: 0.277; 2032-33: 0.266; 2033-34: 0.255; 2034-35: 0.245; 2035-36: 0.235; 2036-37: 0.225; 2037-38: 0.216; 2038-39: 0.208; 2039-40: 0.199; 2040-41: 0.191; 2041-42: 0.183; 2042-43: 0.176; 2043-44: 0.169; 2044-45: 0.162; 2045-46: 0.158; 2046-47: 0.155; 2047-48: 0.152; 2048-49: 0.149; 2049-50: 0.148
36BL | Total Resource Zone Properties (incl. voids) | sum (31BL:34BL) + 34.7BL + 35BL + 35.1BL | 000's | 2 | 2019-20: 207.674; 2020-21: 211.911; 2021-22: 215.892; 2022-23: 219.245; 2023-24: 222.677; 2024-25: 225.378; 2025-26: 227.975; 2026-27: 230.094; 2027-28: 232.902; 2028-29: 236.383; 2029-30: 239.823; 2030-31: 243.034; 2031-32: 246.087; 2032-33: 249.071; 2033-34: 251.912; 2034-35: 254.592; 2035-36: 257.364; 2036-37: 260.03; 2037-38: 262.746; 2038-39: 265.492; 2039-40: 268.27; 2040-41: 271.077; 2041-42: 273.926; 2042-43: 276.813; 2043-44: 279.741; 2044-45: 282.709; 2045-46: 285.718; 2046-47: 288.77; 2047-48: 291.865; 2048-49: 295.001; 2049-50: 298.179
37BL | Measured Non Household - Population | Input | 000's | 2 | 2019-20: 5.723; 2020-21: 5.803; 2021-22: 5.865; 2022-23: 5.951; 2023-24: 6.028; 2024-25: 6.098; 2025-26: 6.152; 2026-27: 6.241; 2027-28: 6.343; 2028-29: 6.451; 2029-30: 6.547; 2030-31: 6.638; 2031-32: 6.788; 2032-33: 6.912; 2033-34: 7.02; 2034-35: 7.11; 2035-36: 7.191; 2036-37: 7.27; 2037-38: 7.35; 2038-39: 7.436; 2039-40: 7.522; 2040-41: 7.613; 2041-42: 7.713; 2042-43: 7.825; 2043-44: 7.946; 2044-45: 8.068; 2045-46: 8.202; 2046-47: 8.345; 2047-48: 8.485; 2048-49: 8.627; 2049-50: 8.761
38BL | Unmeasured Non Household - Population | Input | 000's | 2 | 2019-20: 0.024; 2020-21: 0.024; 2021-22: 0.024; 2022-23: 0.024; 2023-24: 0.024; 2024-25: 0.024; 2025-26: 0.025; 2026-27: 0.025; 2027-28: 0.025; 2028-29: 0.026; 2029-30: 0.026; 2030-31: 0.027; 2031-32: 0.027; 2032-33: 0.028; 2033-34: 0.028; 2034-35: 0.029; 2035-36: 0.029; 2036-37: 0.029; 2037-38: 0.03; 2038-39: 0.03; 2039-40: 0.03; 2040-41: 0.031; 2041-42: 0.031; 2042-43: 0.031; 2043-44: 0.032; 2044-45: 0.032; 2045-46: 0.033; 2046-47: 0.034; 2047-48: 0.034; 2048-49: 0.035; 2049-50: 0.035
39BL | Measured Household - Population | Input | 000's | 2 | 2019-20: 401.197; 2020-21: 409.262; 2021-22: 415.802; 2022-23: 423.947; 2023-24: 432.574; 2024-25: 439.115; 2025-26: 444.892; 2026-27: 449.152; 2027-28: 455.451; 2028-29: 463.169; 2029-30: 470.598; 2030-31: 477.262; 2031-32: 483.418; 2032-33: 489.272; 2033-34: 494.869; 2034-35: 500.196; 2035-36: 505.619; 2036-37: 510.896; 2037-38: 516.428; 2038-39: 522.155; 2039-40: 529.117; 2040-41: 536.008; 2041-42: 543.092; 2042-43: 550.378; 2043-44: 557.883; 2044-45: 565.526; 2045-46: 572.729; 2046-47: 580.081; 2047-48: 587.651; 2048-49: 595.336; 2049-50: 602.599
40BL | Unmeasured Household - Population | Input | 000's | 2 | 2019-20: 79.585; 2020-21: 76.755; 2021-22: 74.275; 2022-23: 71.336; 2023-24: 68.57; 2024-25: 65.917; 2025-26: 63.638; 2026-27: 61.407; 2027-28: 59.299; 2028-29: 57.262; 2029-30: 55.295; 2030-31: 53.393; 2031-32: 51.557; 2032-33: 49.789; 2033-34: 48.095; 2034-35: 46.474; 2035-36: 44.911; 2036-37: 43.416; 2037-38: 41.984; 2038-39: 40.612; 2039-40: 39.339; 2040-41: 38.104; 2041-42: 36.914; 2042-43: 35.768; 2043-44: 34.664; 2044-45: 33.597; 2045-46: 33.054; 2046-47: 32.532; 2047-48: 32.034; 2048-49: 31.555; 2049-50: 31.559
41BL | Total Resource Zone Population | sum (37BL:40BL) | 000's | 2 | 2019-20: 486.529; 2020-21: 491.844; 2021-22: 495.966; 2022-23: 501.258; 2023-24: 507.196; 2024-25: 511.154; 2025-26: 514.707; 2026-27: 516.825; 2027-28: 521.118; 2028-29: 526.908; 2029-30: 532.466; 2030-31: 537.32; 2031-32: 541.79; 2032-33: 546.001; 2033-34: 550.012; 2034-35: 553.809; 2035-36: 557.75; 2036-37: 561.611; 2037-38: 565.792; 2038-39: 570.233; 2039-40: 576.008; 2040-41: 581.756; 2041-42: 587.75; 2042-43: 594.002; 2043-44: 600.525; 2044-45: 607.223; 2045-46: 614.018; 2046-47: 620.992; 2047-48: 628.204; 2048-49: 635.553; 2049-50: 642.954
42BL | Average household occupancy rate (excl. voids) | (39BL + 40BL) / (34BL + 35BL) | h/prop | 1 | 2019-20: 2.4844; 2020-21: 2.46; 2021-22: 2.4335; 2022-23: 2.4216; 2023-24: 2.4119; 2024-25: 2.4013; 2025-26: 2.3903; 2026-27: 2.3779; 2027-28: 2.3681; 2028-29: 2.3579; 2029-30: 2.3474; 2030-31: 2.3364; 2031-32: 2.3253; 2032-33: 2.3141; 2033-34: 2.3038; 2034-35: 2.2942; 2035-36: 2.2847; 2036-37: 2.276; 2037-38: 2.2683; 2038-39: 2.2615; 2039-40: 2.2599; 2040-41: 2.2579; 2041-42: 2.2565; 2042-43: 2.2558; 2043-44: 2.2556; 2044-45: 2.2559; 2045-46: 2.256; 2046-47: 2.2565; 2047-48: 2.2574; 2048-49: 2.2585; 2049-50: 2.2594
43BL | Total Household Metering penetration (excl. voids) | 34BL / (34BL + 35BL) | % | 1 | 2019-20: 88.82%; 2020-21: 89.48%; 2021-22: 90.05%; 2022-23: 90.63%; 2023-24: 91.18%; 2024-25: 91.67%; 2025-26: 92.08%; 2026-27: 92.46%; 2027-28: 92.84%; 2028-29: 93.22%; 2029-30: 93.58%; 2030-31: 93.92%; 2031-32: 94.23%; 2032-33: 94.52%; 2033-34: 94.8%; 2034-35: 95.06%; 2035-36: 95.3%; 2036-37: 95.54%; 2037-38: 95.76%; 2038-39: 95.97%; 2039-40: 96.17%; 2040-41: 96.36%; 2041-42: 96.55%; 2042-43: 96.72%; 2043-44: 96.89%; 2044-45: 97.05%; 2045-46: 97.14%; 2046-47: 97.23%; 2047-48: 97.31%; 2048-49: 97.4%; 2049-50: 97.42%
44BL | Total Household Metering penetration (incl. voids) | (34BL) / (34BL + 34.7BL + 35BL + 35.1BL) | % | 1 | 2019-20: 87.06%; 2020-21: 87.71%; 2021-22: 88.28%; 2022-23: 88.85%; 2023-24: 89.38%; 2024-25: 89.86%; 2025-26: 90.26%; 2026-27: 90.61%; 2027-28: 90.98%; 2028-29: 91.36%; 2029-30: 91.72%; 2030-31: 92.05%; 2031-32: 92.35%; 2032-33: 92.64%; 2033-34: 92.91%; 2034-35: 93.17%; 2035-36: 93.41%; 2036-37: 93.64%; 2037-38: 93.86%; 2038-39: 94.07%; 2039-40: 94.27%; 2040-41: 94.46%; 2041-42: 94.64%; 2042-43: 94.81%; 2043-44: 94.97%; 2044-45: 95.13%; 2045-46: 95.22%; 2046-47: 95.31%; 2047-48: 95.39%; 2048-49: 95.47%; 2049-50: 95.5%
45BL | Distribution input | sum (12BL:15BL) +21BL + 22BL + 27BL + 28BL | Ml/d | 2 | 2019-20: 107.49; 2020-21: 107.43; 2021-22: 107.78; 2022-23: 107.82; 2023-24: 107.96; 2024-25: 107.8; 2025-26: 108.81; 2026-27: 108.96; 2027-28: 110.16; 2028-29: 110.81; 2029-30: 111.46; 2030-31: 112.14; 2031-32: 112.84; 2032-33: 113.52; 2033-34: 114.23; 2034-35: 114.9; 2035-36: 115.6; 2036-37: 116.3; 2037-38: 117.25; 2038-39: 118.24; 2039-40: 119.47; 2040-41: 120.53; 2041-42: 121.65; 2042-43: 122.81; 2043-44: 124.06; 2044-45: 125.35; 2045-46: 126.68; 2046-47: 128.05; 2047-48: 129.5; 2048-49: 130.97; 2049-50: 132.48
46BL | Target headroom (climate change component) | Input | Ml/d | 2 | 2019-20: 2.3921; 2020-21: 2.3921; 2021-22: 2.3921; 2022-23: 2.3921; 2023-24: 2.3921; 2024-25: 2.3921; 2025-26: 2.3921; 2026-27: 2.5534; 2027-28: 2.7461; 2028-29: 2.9985; 2029-30: 2.9515; 2030-31: 2.9526; 2031-32: 3.1318; 2032-33: 3.2717; 2033-34: 3.3465; 2034-35: 3.4033; 2035-36: 3.2056; 2036-37: 3.046; 2037-38: 3.2304; 2038-39: 3.277; 2039-40: 0; 2040-41: 0; 2041-42: 0; 2042-43: 0; 2043-44: 0; 2044-45: 0; 2045-46: 0; 2046-47: 0; 2047-48: 0; 2048-49: 0; 2049-50: 0
47BL | Target headroom (All other components) | Input | Ml/d | 2 | 2019-20: 4.4796; 2020-21: 4.4796; 2021-22: 4.4796; 2022-23: 4.4796; 2023-24: 4.4796; 2024-25: 4.4796; 2025-26: 4.4796; 2026-27: 4.6837; 2027-28: 4.8462; 2028-29: 5.2062; 2029-30: 5.8189; 2030-31: 5.8986; 2031-32: 6.1154; 2032-33: 6.1171; 2033-34: 6.169; 2034-35: 6.5721; 2035-36: 4.9672; 2036-37: 3.968; 2037-38: 4.2834; 2038-39: 4.5793; 2039-40: 13.3298; 2040-41: 13.4803; 2041-42: 13.361; 2042-43: 13.8223; 2043-44: 13.7761; 2044-45: 13.9502; 2045-46: 11.8529; 2046-47: 11.9171; 2047-48: 11.8661; 2048-49: 11.932; 2049-50: 12.0835
48BL | Target Headroom | 46BL + 47BL | Ml/d | 2 | 2019-20: 6.8717; 2020-21: 6.8717; 2021-22: 6.8717; 2022-23: 6.8717; 2023-24: 6.8717; 2024-25: 6.8717; 2025-26: 6.8717; 2026-27: 7.2371; 2027-28: 7.5923; 2028-29: 8.2048; 2029-30: 8.7704; 2030-31: 8.8512; 2031-32: 9.2472; 2032-33: 9.3888; 2033-34: 9.5156; 2034-35: 9.9753; 2035-36: 8.1728; 2036-37: 7.014; 2037-38: 7.5138; 2038-39: 7.8563; 2039-40: 13.3298; 2040-41: 13.4803; 2041-42: 13.361; 2042-43: 13.8223; 2043-44: 13.7761; 2044-45: 13.9502; 2045-46: 11.8529; 2046-47: 11.9171; 2047-48: 11.8661; 2048-49: 11.932; 2049-50: 12.0835
49BL | Available Headroom | 11BL - 45BL | Ml/d | 2 | 2019-20: 14.34; 2020-21: 23.85; 2021-22: 23.6; 2022-23: 17.43; 2023-24: 17.5; 2024-25: 19.28; 2025-26: -4.92; 2026-27: -5.65; 2027-28: -7.75; 2028-29: -9.15; 2029-30: -10.65; 2030-31: -16.06; 2031-32: -17.66; 2032-33: -19.45; 2033-34: -21.51; 2034-35: -23.53; 2035-36: -25.1; 2036-37: -28.5; 2037-38: -31.1; 2038-39: -33.62; 2039-40: -35.7; 2040-41: -38.47; 2041-42: -41.49; 2042-43: -44.65; 2043-44: -47.96; 2044-45: -51.22; 2045-46: -54.29; 2046-47: -57.89; 2047-48: -61.64; 2048-49: -63.38; 2049-50: -65.02
49.1BL | Available non-potable balance (if applicable) | 1.1BL -12.1BL | Ml/d | 2 | 2019-20: 0; 2020-21: 0; 2021-22: 0; 2022-23: 0; 2023-24: 0; 2024-25: 0; 2025-26: 0; 2026-27: 0; 2027-28: 0; 2028-29: 0; 2029-30: 0; 2030-31: 0; 2031-32: 0; 2032-33: 0; 2033-34: 0; 2034-35: 0; 2035-36: 0; 2036-37: 0; 2037-38: 0; 2038-39: 0; 2039-40: 0; 2040-41: 0; 2041-42: 0; 2042-43: 0; 2043-44: 0; 2044-45: 0; 2045-46: 0; 2046-47: 0; 2047-48: 0; 2048-49: 0; 2049-50: 0
50BL | Supply Demand Balance | 49BL - 48BL | Ml/d | 2 | 2019-20: 7.4683; 2020-21: 16.9783; 2021-22: 16.7283; 2022-23: 10.5583; 2023-24: 10.6283; 2024-25: 12.4083; 2025-26: -11.7917; 2026-27: -12.8871; 2027-28: -15.3423; 2028-29: -17.3548; 2029-30: -19.4204; 2030-31: -24.9112; 2031-32: -26.9072; 2032-33: -28.8388; 2033-34: -31.0256; 2034-35: -33.5053; 2035-36: -33.2728; 2036-37: -35.514; 2037-38: -38.6138; 2038-39: -41.4763; 2039-40: -49.0298; 2040-41: -51.9503; 2041-42: -54.851; 2042-43: -58.4723; 2043-44: -61.7361; 2044-45: -65.1702; 2045-46: -66.1429; 2046-47: -69.8071; 2047-48: -73.5061; 2048-49: -75.312; 2049-50: -77.1035
Table 3b: DYAA - Final plan Options | Back to top of sheet |  |  |  | 2019-20: 0.1
WRMP24 reference | Option type | Cat ID | Unit | Decimal places | 2019-20 | 2020-21 | 2021-22 | 2022-23 | 2023-24 | 2024-25 | 2025-26 | 2026-27 | 2027-28 | 2028-29 | 2029-30 | 2030-31 | 2031-32 | 2032-33 | 2033-34 | 2034-35 | 2035-36 | 2036-37 | 2037-38 | 2038-39 | 2039-40 | 2040-41 | 2041-42 | 2042-43 | 2043-44 | 2044-45 | 2045-46 | 2046-47 | 2047-48 | 2048-49 | 2049-50 | 2050-51 | 2051-52 | 2052-53 | 2053-54 | 2054-55 | 2055-56 | 2056-57 | 2057-58 | 2058-59 | 2059-60 | 2060-61 | 2061-62 | 2062-63 | 2063-64 | 2064-65 | 2065-66 | 2066-67 | 2067-68 | 2068-69 | 2069-70 | 2070-71 | 2071-72 | 2072-73 | 2073-74 | 2074-75 | 2075-76 | 2076-77 | 2077-78 | 2078-79 | 2079-80 | 2080-81 | 2081-82 | 2082-83 | 2083-84 | 2084-85 | 2085-86 | 2086-87 | 2087-88 | 2088-89 | 2089-90 | 2090-91 | 2091-92 | 2092-93 | 2093-94 | 2094-95 | 2095-96 | 2096-97 | 2097-98 | 2098-99 | 2099-100
1.11FP | Non potable supplies input reductions as -ve and increases as +ve | RSNPS | Ml/d | 2 | 0.1 2019-20: 0; 0.1 2020-21: 0; 0.1 2021-22: 0; 0.1 2022-23: 0; 0.1 2023-24: 0; 0.1 2024-25: 0; 0.1 2025-26: 0; 0.1 2026-27: 0; 0.1 2027-28: 0; 0.1 2028-29: 0; 0.1 2029-30: 0; 0.1 2030-31: 0; 0.1 2031-32: 0; 0.1 2032-33: 0; 0.1 2033-34: 0; 0.1 2034-35: 0; 0.1 2035-36: 0; 0.1 2036-37: 0; 0.1 2037-38: 0; 0.1 2038-39: 0; 0.1 2039-40: 0; 0.1 2040-41: 0; 0.1 2041-42: 0; 0.1 2042-43: 0; 0.1 2043-44: 0; 0.1 2044-45: 0; 0.1 2045-46: 0; 0.1 2046-47: 0; 0.1 2047-48: 0; 0.1 2048-49: 0; 0.1 2049-50: 0
2.1FP | Raw water imports input reductions as -ve | RSRWI | Ml/d | 2 | 0.1 2019-20: 0; 0.1 2020-21: 0; 0.1 2021-22: 0; 0.1 2022-23: 0; 0.1 2023-24: 0; 0.1 2024-25: 0; 0.1 2025-26: 0; 0.1 2026-27: 0; 0.1 2027-28: 0; 0.1 2028-29: 0; 0.1 2029-30: 0; 0.1 2030-31: 0; 0.1 2031-32: 0; 0.1 2032-33: 0; 0.1 2033-34: 0; 0.1 2034-35: 0; 0.1 2035-36: 0; 0.1 2036-37: 0; 0.1 2037-38: 0; 0.1 2038-39: 0; 0.1 2039-40: 0; 0.1 2040-41: 0; 0.1 2041-42: 0; 0.1 2042-43: 0; 0.1 2043-44: 0; 0.1 2044-45: 0; 0.1 2045-46: 0; 0.1 2046-47: 0; 0.1 2047-48: 0; 0.1 2048-49: 0; 0.1 2049-50: 0
3.1FP | Potable water imports input reductions as -ve | RSPWI | Ml/d | 2 | 0.1 2019-20: 0; 0.1 2020-21: 0; 0.1 2021-22: 0; 0.1 2022-23: 0; 0.1 2023-24: 0; 0.1 2024-25: 0; 0.1 2025-26: 0; 0.1 2026-27: 0; 0.1 2027-28: 0; 0.1 2028-29: 0; 0.1 2029-30: 0; 0.1 2030-31: 0; 0.1 2031-32: 0; 0.1 2032-33: 0; 0.1 2033-34: 0; 0.1 2034-35: 0; 0.1 2035-36: 0; 0.1 2036-37: 0; 0.1 2037-38: 0; 0.1 2038-39: 0; 0.1 2039-40: 0; 0.1 2040-41: 61.72; 0.1 2041-42: 61.77; 0.1 2042-43: 62.44; 0.1 2043-44: 62.93; 0.1 2044-45: 65.14; 0.1 2045-46: 61.89; 0.1 2046-47: 64.49; 0.1 2047-48: 66.65; 0.1 2048-49: 69.11; 0.1 2049-50: 71.52
4.1FP | Raw water exports input reductions as +ve and increases as -ve | RSRWE | Ml/d | 2 | 0.1 2019-20: 0; 0.1 2020-21: 0; 0.1 2021-22: 0; 0.1 2022-23: 0; 0.1 2023-24: 0; 0.1 2024-25: 0; 0.1 2025-26: 0; 0.1 2026-27: 0; 0.1 2027-28: 0; 0.1 2028-29: 0; 0.1 2029-30: 0; 0.1 2030-31: 0; 0.1 2031-32: 0; 0.1 2032-33: 0; 0.1 2033-34: 0; 0.1 2034-35: 0; 0.1 2035-36: 0; 0.1 2036-37: 0; 0.1 2037-38: 0; 0.1 2038-39: 0; 0.1 2039-40: 0; 0.1 2040-41: 0; 0.1 2041-42: 0; 0.1 2042-43: 0; 0.1 2043-44: 0; 0.1 2044-45: 0; 0.1 2045-46: 0; 0.1 2046-47: 0; 0.1 2047-48: 0; 0.1 2048-49: 0; 0.1 2049-50: 0
5.1FP | Potable water exports input reductions as +ve and increases as -ve | RSPWE | Ml/d | 2 | 0.1 2019-20: 0; 0.1 2020-21: 0; 0.1 2021-22: 0; 0.1 2022-23: 0; 0.1 2023-24: 0; 0.1 2024-25: 0; 0.1 2025-26: -30.79; 0.1 2026-27: -31.12; 0.1 2027-28: -30.34; 0.1 2028-29: -30.37; 0.1 2029-30: -30.31; 0.1 2030-31: -37.69; 0.1 2031-32: -12.29; 0.1 2032-33: -2.42; 0.1 2033-34: -0.83; 0.1 2034-35: 0.37; 0.1 2035-36: 3.32; 0.1 2036-37: -22.701; 0.1 2037-38: -19.991; 0.1 2038-39: -17.281; 0.1 2039-40: -15.741; 0.1 2040-41: -36.11; 0.1 2041-42: -34.29; 0.1 2042-43: -32.25; 0.1 2043-44: -30.6; 0.1 2044-45: -29.99; 0.1 2045-46: -26.4; 0.1 2046-47: -26.02; 0.1 2047-48: -25.24; 0.1 2048-49: -26.58; 0.1 2049-50: -27.8
6.2FP | DO benefit from increase raw water abstractions | RSRWA | Ml/d | 2 | 0.1 2019-20: 0; 0.1 2020-21: 0; 0.1 2021-22: 0; 0.1 2022-23: 0; 0.1 2023-24: 0; 0.1 2024-25: 0; 0.1 2025-26: 0; 0.1 2026-27: 0; 0.1 2027-28: 0; 0.1 2028-29: 0; 0.1 2029-30: 0; 0.1 2030-31: 0; 0.1 2031-32: 0; 0.1 2032-33: 0; 0.1 2033-34: 0; 0.1 2034-35: 0; 0.1 2035-36: 0; 0.1 2036-37: 0; 0.1 2037-38: 0; 0.1 2038-39: 0; 0.1 2039-40: 0; 0.1 2040-41: 0; 0.1 2041-42: 0; 0.1 2042-43: 0; 0.1 2043-44: 0; 0.1 2044-45: 0; 0.1 2045-46: 0; 0.1 2046-47: 0; 0.1 2047-48: 0; 0.1 2048-49: 0; 0.1 2049-50: 0
6.3FP | Other options to increase deployable output | RSIPO | Ml/d | 2 | 0.1 2019-20: 0; 0.1 2020-21: 0; 0.1 2021-22: 0; 0.1 2022-23: 0; 0.1 2023-24: 0; 0.1 2024-25: 0; 0.1 2025-26: 36.38; 0.1 2026-27: 36.51; 0.1 2027-28: 36.64; 0.1 2028-29: 36.77; 0.1 2029-30: 36.89; 0.1 2030-31: 48.59; 0.1 2031-32: 23.71; 0.1 2032-33: 16.15; 0.1 2033-34: 16.27; 0.1 2034-35: 16.4; 0.1 2035-36: 16.53; 0.1 2036-37: 42.66; 0.1 2037-38: 42.79; 0.1 2038-39: 42.91; 0.1 2039-40: 43.05; 0.1 2040-41: 6; 0.1 2041-42: 6; 0.1 2042-43: 6; 0.1 2043-44: 6; 0.1 2044-45: 6; 0.1 2045-46: 6; 0.1 2046-47: 6; 0.1 2047-48: 6; 0.1 2048-49: 6; 0.1 2049-50: 6
7.01FP | DO benefit from supply side drought measures | RSDPS | Ml/d | 2 | 0.1 2019-20: 0; 0.1 2020-21: 0; 0.1 2021-22: 0; 0.1 2022-23: 0; 0.1 2023-24: 0; 0.1 2024-25: 0; 0.1 2025-26: 0; 0.1 2026-27: 0; 0.1 2027-28: 0; 0.1 2028-29: 0; 0.1 2029-30: 0; 0.1 2030-31: 0; 0.1 2031-32: 0; 0.1 2032-33: 0; 0.1 2033-34: 0; 0.1 2034-35: 0; 0.1 2035-36: 0; 0.1 2036-37: 0; 0.1 2037-38: 0; 0.1 2038-39: 0; 0.1 2039-40: 0; 0.1 2040-41: 0; 0.1 2041-42: 0; 0.1 2042-43: 0; 0.1 2043-44: 0; 0.1 2044-45: 0; 0.1 2045-46: 0; 0.1 2046-47: 0; 0.1 2047-48: 0; 0.1 2048-49: 0; 0.1 2049-50: 0
7.02FP | Benefit from demand side drought measures | RSDPD | Ml/d | 2 | 0.1 2019-20: 0; 0.1 2020-21: 0; 0.1 2021-22: 0; 0.1 2022-23: 0; 0.1 2023-24: 0; 0.1 2024-25: 0; 0.1 2025-26: 5.9; 0.1 2026-27: 5.9; 0.1 2027-28: 5.9; 0.1 2028-29: 5.9; 0.1 2029-30: 5.9; 0.1 2030-31: 5.9; 0.1 2031-32: 5.9; 0.1 2032-33: 5.9; 0.1 2033-34: 5.9; 0.1 2034-35: 5.9; 0.1 2035-36: 5.9; 0.1 2036-37: 5.9; 0.1 2037-38: 5.9; 0.1 2038-39: 5.9; 0.1 2039-40: 5.9; 0.1 2040-41: 2.7; 0.1 2041-42: 2.7; 0.1 2042-43: 2.7; 0.1 2043-44: 2.7; 0.1 2044-45: 2.7; 0.1 2045-46: 2.7; 0.1 2046-47: 2.7; 0.1 2047-48: 2.7; 0.1 2048-49: 2.7; 0.1 2049-50: 2.7
8.1FP | Reduce raw water losses and operational use input as -ve | RSLOU | Ml/d | 2 | 0.1 2019-20: 0; 0.1 2020-21: 0; 0.1 2021-22: 0; 0.1 2022-23: 0; 0.1 2023-24: 0; 0.1 2024-25: 0; 0.1 2025-26: 0; 0.1 2026-27: 0; 0.1 2027-28: 0; 0.1 2028-29: 0; 0.1 2029-30: 0; 0.1 2030-31: 0; 0.1 2031-32: 0; 0.1 2032-33: 0; 0.1 2033-34: 0; 0.1 2034-35: 0; 0.1 2035-36: 0; 0.1 2036-37: 0; 0.1 2037-38: 0; 0.1 2038-39: 0; 0.1 2039-40: 0; 0.1 2040-41: 0; 0.1 2041-42: 0; 0.1 2042-43: 0; 0.1 2043-44: 0; 0.1 2044-45: 0; 0.1 2045-46: 0; 0.1 2046-47: 0; 0.1 2047-48: 0; 0.1 2048-49: 0; 0.1 2049-50: 0
8.2FP | Reduce treatment works losses input as -ve | PSTWL | Ml/d | 2 | 0.1 2019-20: 0; 0.1 2020-21: 0; 0.1 2021-22: 0; 0.1 2022-23: 0; 0.1 2023-24: 0; 0.1 2024-25: 0; 0.1 2025-26: 0; 0.1 2026-27: 0; 0.1 2027-28: 0; 0.1 2028-29: 0; 0.1 2029-30: 0; 0.1 2030-31: 0; 0.1 2031-32: 0; 0.1 2032-33: 0; 0.1 2033-34: 0; 0.1 2034-35: 0; 0.1 2035-36: 0; 0.1 2036-37: 0; 0.1 2037-38: 0; 0.1 2038-39: 0; 0.1 2039-40: 0; 0.1 2040-41: 0; 0.1 2041-42: 0; 0.1 2042-43: 0; 0.1 2043-44: 0; 0.1 2044-45: 0; 0.1 2045-46: 0; 0.1 2046-47: 0; 0.1 2047-48: 0; 0.1 2048-49: 0; 0.1 2049-50: 0
9.1FP | Reduce outages input as -ve | PSROU | Ml/d | 2 | 0.1 2019-20: 0; 0.1 2020-21: 0; 0.1 2021-22: 0; 0.1 2022-23: 0; 0.1 2023-24: 0; 0.1 2024-25: 0; 0.1 2025-26: 0; 0.1 2026-27: 0; 0.1 2027-28: 0; 0.1 2028-29: 0; 0.1 2029-30: 0; 0.1 2030-31: 0; 0.1 2031-32: 0; 0.1 2032-33: 0; 0.1 2033-34: 0; 0.1 2034-35: 0; 0.1 2035-36: 0; 0.1 2036-37: 0; 0.1 2037-38: 0; 0.1 2038-39: 0; 0.1 2039-40: 0; 0.1 2040-41: 0; 0.1 2041-42: 0; 0.1 2042-43: 0; 0.1 2043-44: 0; 0.1 2044-45: 0; 0.1 2045-46: 0; 0.1 2046-47: 0; 0.1 2047-48: 0; 0.1 2048-49: 0; 0.1 2049-50: 0
12.2FP | Change volume delivered to measured non households input reductions as -ve, line to include both measured non-household consumption and USPL options | CVMNH | Ml/d | 2 | 0.1 2019-20: 0; 0.1 2020-21: 0; 0.1 2021-22: 0; 0.1 2022-23: 0; 0.1 2023-24: 0; 0.1 2024-25: 0; 0.1 2025-26: -0.07; 0.1 2026-27: -0.15; 0.1 2027-28: -0.29; 0.1 2028-29: -0.46; 0.1 2029-30: -0.63; 0.1 2030-31: -0.79; 0.1 2031-32: -0.96; 0.1 2032-33: -1.12; 0.1 2033-34: -1.29; 0.1 2034-35: -1.45; 0.1 2035-36: -1.62; 0.1 2036-37: -1.78; 0.1 2037-38: -1.95; 0.1 2038-39: -2.11; 0.1 2039-40: -2.28; 0.1 2040-41: -2.44; 0.1 2041-42: -2.61; 0.1 2042-43: -2.77; 0.1 2043-44: -2.93; 0.1 2044-45: -3.1; 0.1 2045-46: -3.26; 0.1 2046-47: -3.42; 0.1 2047-48: -3.59; 0.1 2048-49: -3.75; 0.1 2049-50: -3.91
13.1FP | Change volume delivered to unmeasured non households input reductions as -ve, line to include both unmeasured non-household consumption and USPL options | CVUNH | Ml/d | 2 | 0.1 2019-20: 0; 0.1 2020-21: 0; 0.1 2021-22: 0; 0.1 2022-23: 0; 0.1 2023-24: 0; 0.1 2024-25: 0; 0.1 2025-26: 0; 0.1 2026-27: 0; 0.1 2027-28: 0; 0.1 2028-29: 0; 0.1 2029-30: 0; 0.1 2030-31: 0; 0.1 2031-32: 0; 0.1 2032-33: 0; 0.1 2033-34: 0; 0.1 2034-35: 0; 0.1 2035-36: 0; 0.1 2036-37: 0; 0.1 2037-38: 0; 0.1 2038-39: 0; 0.1 2039-40: 0; 0.1 2040-41: 0; 0.1 2041-42: 0; 0.1 2042-43: 0; 0.1 2043-44: 0; 0.1 2044-45: 0; 0.1 2045-46: 0; 0.1 2046-47: 0; 0.1 2047-48: 0; 0.1 2048-49: 0; 0.1 2049-50: 0
14.1FP | Change volume delivered to measured households input reductions as -ve, line to include both measured household consumption and USPL options | CVMHH | Ml/d | 2 | 0.1 2019-20: 0; 0.1 2020-21: 0; 0.1 2021-22: 0; 0.1 2022-23: 0; 0.1 2023-24: 0; 0.1 2024-25: 0; 0.1 2025-26: -0.22; 0.1 2026-27: -1.44; 0.1 2027-28: -2.83; 0.1 2028-29: -4.57; 0.1 2029-30: -5.59; 0.1 2030-31: -6.3; 0.1 2031-32: -7.01; 0.1 2032-33: -7.31; 0.1 2033-34: -7.61; 0.1 2034-35: -8.3; 0.1 2035-36: -8.99; 0.1 2036-37: -9.69; 0.1 2037-38: -10.4; 0.1 2038-39: -11.12; 0.1 2039-40: -11.86; 0.1 2040-41: -12.46; 0.1 2041-42: -13.13; 0.1 2042-43: -13.85; 0.1 2043-44: -14.64; 0.1 2044-45: -15.01; 0.1 2045-46: -15.4; 0.1 2046-47: -15.79; 0.1 2047-48: -16.2; 0.1 2048-49: -16.61; 0.1 2049-50: -17.02
15.1FP | Change volume delivered to unmeasured households input reductions as -ve, line to include both unmeasured household consumption and USPL options | CVUHH | Ml/d | 2 | 0.1 2019-20: 0; 0.1 2020-21: 0; 0.1 2021-22: 0; 0.1 2022-23: 0; 0.1 2023-24: 0; 0.1 2024-25: 0; 0.1 2025-26: 0; 0.1 2026-27: 0; 0.1 2027-28: 0; 0.1 2028-29: 0; 0.1 2029-30: 0; 0.1 2030-31: 0; 0.1 2031-32: 0; 0.1 2032-33: 0; 0.1 2033-34: 0; 0.1 2034-35: 0; 0.1 2035-36: 0; 0.1 2036-37: 0; 0.1 2037-38: 0; 0.1 2038-39: 0; 0.1 2039-40: 0; 0.1 2040-41: 0; 0.1 2041-42: 0; 0.1 2042-43: 0; 0.1 2043-44: 0; 0.1 2044-45: 0; 0.1 2045-46: 0; 0.1 2046-47: 0; 0.1 2047-48: 0; 0.1 2048-49: 0; 0.1 2049-50: 0
21.1FP | Options to reduce water taken unbilled input as -ve | CSWTU | Ml/d | 2 | 0.1 2019-20: 0; 0.1 2020-21: 0; 0.1 2021-22: 0; 0.1 2022-23: 0; 0.1 2023-24: 0; 0.1 2024-25: 0; 0.1 2025-26: 0; 0.1 2026-27: 0; 0.1 2027-28: 0; 0.1 2028-29: 0; 0.1 2029-30: 0; 0.1 2030-31: 0; 0.1 2031-32: 0; 0.1 2032-33: 0; 0.1 2033-34: 0; 0.1 2034-35: 0; 0.1 2035-36: 0; 0.1 2036-37: 0; 0.1 2037-38: 0; 0.1 2038-39: 0; 0.1 2039-40: 0; 0.1 2040-41: 0; 0.1 2041-42: 0; 0.1 2042-43: 0; 0.1 2043-44: 0; 0.1 2044-45: 0; 0.1 2045-46: 0; 0.1 2046-47: 0; 0.1 2047-48: 0; 0.1 2048-49: 0; 0.1 2049-50: 0
22.1FP | Reduce distribution system operational use (DSOU) input as -ve | DSDOU | Ml/d | 2 | 0.1 2019-20: 0; 0.1 2020-21: 0; 0.1 2021-22: 0; 0.1 2022-23: 0; 0.1 2023-24: 0; 0.1 2024-25: 0; 0.1 2025-26: 0; 0.1 2026-27: 0; 0.1 2027-28: 0; 0.1 2028-29: 0; 0.1 2029-30: 0; 0.1 2030-31: 0; 0.1 2031-32: 0; 0.1 2032-33: 0; 0.1 2033-34: 0; 0.1 2034-35: 0; 0.1 2035-36: 0; 0.1 2036-37: 0; 0.1 2037-38: 0; 0.1 2038-39: 0; 0.1 2039-40: 0; 0.1 2040-41: 0; 0.1 2041-42: 0; 0.1 2042-43: 0; 0.1 2043-44: 0; 0.1 2044-45: 0; 0.1 2045-46: 0; 0.1 2046-47: 0; 0.1 2047-48: 0; 0.1 2048-49: 0; 0.1 2049-50: 0
23.1FP | Options impacting on measured Non Household - USPL input reductions as -ve | CUMNH | Ml/d | 2 | 0.1 2019-20: 0; 0.1 2020-21: 0; 0.1 2021-22: 0; 0.1 2022-23: 0; 0.1 2023-24: 0; 0.1 2024-25: 0; 0.1 2025-26: 0; 0.1 2026-27: 0; 0.1 2027-28: 0; 0.1 2028-29: -0.01; 0.1 2029-30: -0.01; 0.1 2030-31: -0.01; 0.1 2031-32: -0.01; 0.1 2032-33: -0.01; 0.1 2033-34: -0.02; 0.1 2034-35: -0.02; 0.1 2035-36: -0.02; 0.1 2036-37: -0.02; 0.1 2037-38: -0.03; 0.1 2038-39: -0.03; 0.1 2039-40: -0.03; 0.1 2040-41: -0.03; 0.1 2041-42: -0.03; 0.1 2042-43: -0.04; 0.1 2043-44: -0.04; 0.1 2044-45: -0.04; 0.1 2045-46: -0.04; 0.1 2046-47: -0.04; 0.1 2047-48: -0.05; 0.1 2048-49: -0.05; 0.1 2049-50: -0.05
24.1FP | Options impacting on unmeasured Non Household - USPL input reductions as -ve | CUUNH | Ml/d | 2 | 0.1 2019-20: 0; 0.1 2020-21: 0; 0.1 2021-22: 0; 0.1 2022-23: 0; 0.1 2023-24: 0; 0.1 2024-25: 0; 0.1 2025-26: 0; 0.1 2026-27: 0; 0.1 2027-28: 0; 0.1 2028-29: 0; 0.1 2029-30: 0; 0.1 2030-31: 0; 0.1 2031-32: 0; 0.1 2032-33: 0; 0.1 2033-34: 0; 0.1 2034-35: 0; 0.1 2035-36: 0; 0.1 2036-37: 0; 0.1 2037-38: 0; 0.1 2038-39: 0; 0.1 2039-40: 0; 0.1 2040-41: 0; 0.1 2041-42: 0; 0.1 2042-43: 0; 0.1 2043-44: 0; 0.1 2044-45: 0; 0.1 2045-46: 0; 0.1 2046-47: 0; 0.1 2047-48: 0; 0.1 2048-49: 0; 0.1 2049-50: 0
25.1FP | Options impacting on measured Household - USPL input reductions as -ve | CUMHH | Ml/d | 2 | 0.1 2019-20: 0; 0.1 2020-21: 0; 0.1 2021-22: 0; 0.1 2022-23: 0; 0.1 2023-24: 0; 0.1 2024-25: 0; 0.1 2025-26: -0.01; 0.1 2026-27: -0.25; 0.1 2027-28: -0.51; 0.1 2028-29: -0.95; 0.1 2029-30: -1.19; 0.1 2030-31: -1.31; 0.1 2031-32: -1.43; 0.1 2032-33: -1.45; 0.1 2033-34: -1.47; 0.1 2034-35: -1.49; 0.1 2035-36: -1.5; 0.1 2036-37: -1.52; 0.1 2037-38: -1.54; 0.1 2038-39: -1.55; 0.1 2039-40: -1.57; 0.1 2040-41: -1.59; 0.1 2041-42: -1.61; 0.1 2042-43: -1.62; 0.1 2043-44: -1.64; 0.1 2044-45: -1.66; 0.1 2045-46: -1.68; 0.1 2046-47: -1.69; 0.1 2047-48: -1.71; 0.1 2048-49: -1.73; 0.1 2049-50: -1.75
26.1FP | Options impacting on unmeasured Household - USPL input reductions as -ve | CUUHH | Ml/d | 2 | 0.1 2019-20: 0; 0.1 2020-21: 0; 0.1 2021-22: 0; 0.1 2022-23: 0; 0.1 2023-24: 0; 0.1 2024-25: 0; 0.1 2025-26: 0; 0.1 2026-27: 0; 0.1 2027-28: 0; 0.1 2028-29: 0; 0.1 2029-30: 0; 0.1 2030-31: 0; 0.1 2031-32: 0; 0.1 2032-33: 0; 0.1 2033-34: 0; 0.1 2034-35: 0; 0.1 2035-36: 0; 0.1 2036-37: 0; 0.1 2037-38: 0; 0.1 2038-39: 0; 0.1 2039-40: 0; 0.1 2040-41: 0; 0.1 2041-42: 0; 0.1 2042-43: 0; 0.1 2043-44: 0; 0.1 2044-45: 0; 0.1 2045-46: 0; 0.1 2046-47: 0; 0.1 2047-48: 0; 0.1 2048-49: 0; 0.1 2049-50: 0
27.1FP | Options impacting on Void properties - USPL input reductions as -ve | CUVPP | Ml/d | 2 | 0.1 2019-20: 0; 0.1 2020-21: 0; 0.1 2021-22: 0; 0.1 2022-23: 0; 0.1 2023-24: 0; 0.1 2024-25: 0; 0.1 2025-26: 0; 0.1 2026-27: 0; 0.1 2027-28: 0; 0.1 2028-29: 0; 0.1 2029-30: 0; 0.1 2030-31: 0; 0.1 2031-32: 0; 0.1 2032-33: 0; 0.1 2033-34: 0; 0.1 2034-35: 0; 0.1 2035-36: 0; 0.1 2036-37: 0; 0.1 2037-38: 0; 0.1 2038-39: 0; 0.1 2039-40: 0; 0.1 2040-41: 0; 0.1 2041-42: 0; 0.1 2042-43: 0; 0.1 2043-44: 0; 0.1 2044-45: 0; 0.1 2045-46: 0; 0.1 2046-47: 0; 0.1 2047-48: 0; 0.1 2048-49: 0; 0.1 2049-50: 0
28.1FP | Reduce distribution losses input as -ve | DSRDL | Ml/d | 2 | 0.1 2019-20: 0; 0.1 2020-21: 0; 0.1 2021-22: 0; 0.1 2022-23: 0; 0.1 2023-24: 0; 0.1 2024-25: 0; 0.1 2025-26: -0.01; 0.1 2026-27: -0.01; 0.1 2027-28: -0.02; 0.1 2028-29: -0.02; 0.1 2029-30: -0.72; 0.1 2030-31: -1.15; 0.1 2031-32: -1.75; 0.1 2032-33: -1.78; 0.1 2033-34: -1.79; 0.1 2034-35: -2.09; 0.1 2035-36: -2.01; 0.1 2036-37: -2.2; 0.1 2037-38: -2.22; 0.1 2038-39: -2.24; 0.1 2039-40: -2.51; 0.1 2040-41: -2.74; 0.1 2041-42: -2.93; 0.1 2042-43: -2.96; 0.1 2043-44: -3.14; 0.1 2044-45: -3.21; 0.1 2045-46: -3.29; 0.1 2046-47: -3.43; 0.1 2047-48: -3.61; 0.1 2048-49: -3.72; 0.1 2049-50: -3.75
Table 3c: DYAA - Final plan | Back to top of sheet
WRMP24 reference | Component | Derivation | Unit | Decimal places | 2019-20 | 2020-21 | 2021-22 | 2022-23 | 2023-24 | 2024-25 | 2025-26 | 2026-27 | 2027-28 | 2028-29 | 2029-30 | 2030-31 | 2031-32 | 2032-33 | 2033-34 | 2034-35 | 2035-36 | 2036-37 | 2037-38 | 2038-39 | 2039-40 | 2040-41 | 2041-42 | 2042-43 | 2043-44 | 2044-45 | 2045-46 | 2046-47 | 2047-48 | 2048-49 | 2049-50 | 2050-51 | 2051-52 | 2052-53 | 2053-54 | 2054-55 | 2055-56 | 2056-57 | 2057-58 | 2058-59 | 2059-60 | 2060-61 | 2061-62 | 2062-63 | 2063-64 | 2064-65 | 2065-66 | 2066-67 | 2067-68 | 2068-69 | 2069-70 | 2070-71 | 2071-72 | 2072-73 | 2073-74 | 2074-75 | 2075-76 | 2076-77 | 2077-78 | 2078-79 | 2079-80 | 2080-81 | 2081-82 | 2082-83 | 2083-84 | 2084-85 | 2085-86 | 2086-87 | 2087-88 | 2088-89 | 2089-90 | 2090-91 | 2091-92 | 2092-93 | 2093-94 | 2094-95 | 2095-96 | 2096-97 | 2097-98 | 2098-99 | 2099-100
1FP | Raw water abstracted | Input | Ml/d | 2 | 2019-20: 0; 2020-21: 0; 2021-22: 0; 2022-23: 0; 2023-24: 0; 2024-25: 0; 2025-26: 0; 2026-27: 0; 2027-28: 0; 2028-29: 0; 2029-30: 0; 2030-31: 0; 2031-32: 0; 2032-33: 0; 2033-34: 0; 2034-35: 0; 2035-36: 0; 2036-37: 0; 2037-38: 0; 2038-39: 0; 2039-40: 0; 2040-41: 0; 2041-42: 0; 2042-43: 0; 2043-44: 0; 2044-45: 0; 2045-46: 0; 2046-47: 0; 2047-48: 0; 2048-49: 0; 2049-50: 0
1.1FP | Non-potable water supplies | 1.1BL + 1.11FP | Ml/d | 2 | 2019-20: 0; 2020-21: 0; 2021-22: 0; 2022-23: 0; 2023-24: 0; 2024-25: 0; 2025-26: 0; 2026-27: 0; 2027-28: 0; 2028-29: 0; 2029-30: 0; 2030-31: 0; 2031-32: 0; 2032-33: 0; 2033-34: 0; 2034-35: 0; 2035-36: 0; 2036-37: 0; 2037-38: 0; 2038-39: 0; 2039-40: 0; 2040-41: 0; 2041-42: 0; 2042-43: 0; 2043-44: 0; 2044-45: 0; 2045-46: 0; 2046-47: 0; 2047-48: 0; 2048-49: 0; 2049-50: 0
2FP | Raw water imported | 2BL + 2.1FP | Ml/d | 2 | 2019-20: 0; 2020-21: 0; 2021-22: 0; 2022-23: 0; 2023-24: 0; 2024-25: 0; 2025-26: 0; 2026-27: 0; 2027-28: 0; 2028-29: 0; 2029-30: 0; 2030-31: 0; 2031-32: 0; 2032-33: 0; 2033-34: 0; 2034-35: 0; 2035-36: 0; 2036-37: 0; 2037-38: 0; 2038-39: 0; 2039-40: 0; 2040-41: 0; 2041-42: 0; 2042-43: 0; 2043-44: 0; 2044-45: 0; 2045-46: 0; 2046-47: 0; 2047-48: 0; 2048-49: 0; 2049-50: 0
3FP | Potable water imported | 3BL + 3.1FP | Ml/d | 2 | 2019-20: 0; 2020-21: 0; 2021-22: 0; 2022-23: 0; 2023-24: 0; 2024-25: 0; 2025-26: 0; 2026-27: 0; 2027-28: 0; 2028-29: 0; 2029-30: 0; 2030-31: 0; 2031-32: 0; 2032-33: 0; 2033-34: 0; 2034-35: 0; 2035-36: 0; 2036-37: 0; 2037-38: 0; 2038-39: 0; 2039-40: 0; 2040-41: 61.72; 2041-42: 61.77; 2042-43: 62.44; 2043-44: 62.93; 2044-45: 65.14; 2045-46: 61.89; 2046-47: 64.49; 2047-48: 66.65; 2048-49: 69.11; 2049-50: 71.52
4FP | Raw water exported enter as -ve | 4BL + 4.1FP | Ml/d | 2 | 2019-20: 0; 2020-21: 0; 2021-22: 0; 2022-23: 0; 2023-24: 0; 2024-25: 0; 2025-26: 0; 2026-27: 0; 2027-28: 0; 2028-29: 0; 2029-30: 0; 2030-31: 0; 2031-32: 0; 2032-33: 0; 2033-34: 0; 2034-35: 0; 2035-36: 0; 2036-37: 0; 2037-38: 0; 2038-39: 0; 2039-40: 0; 2040-41: 0; 2041-42: 0; 2042-43: 0; 2043-44: 0; 2044-45: 0; 2045-46: 0; 2046-47: 0; 2047-48: 0; 2048-49: 0; 2049-50: 0
5FP | Potable water exported enter as -ve | 5BL + 5.1FP | Ml/d | 2 | 2019-20: -131.05; 2020-21: -121.6; 2021-22: -121.5; 2022-23: -127.63; 2023-24: -127.42; 2024-25: -125.8; 2025-26: -136.41; 2026-27: -137.04; 2027-28: -136.89; 2028-29: -137.38; 2029-30: -137.87; 2030-31: -145.79; 2031-32: -121.03; 2032-33: -111.98; 2033-34: -111.47; 2034-35: -111.35; 2035-36: -109.04; 2036-37: -135.761; 2037-38: -134.371; 2038-39: -132.961; 2039-40: -132.141; 2040-41: -154; 2041-42: -153.77; 2042-43: -153.44; 2043-44: -153.56; 2044-45: -154.69; 2045-46: -152.55; 2046-47: -154.1; 2047-48: -155.38; 2048-49: -156.7; 2049-50: -157.78
6.1FP | Deployable Output post forecast changes | 6.1BL + 6.2FP + 6.3FP +7.01FP +7.02FP | Ml/d | 2 | 2019-20: 280.905; 2020-21: 280.905; 2021-22: 280.905; 2022-23: 280.905; 2023-24: 280.905; 2024-25: 280.905; 2025-26: 279.82; 2026-27: 279.67; 2027-28: 279.53; 2028-29: 279.38; 2029-30: 279.23; 2030-31: 286.69; 2031-32: 261.54; 2032-33: 253.7; 2033-34: 253.55; 2034-35: 253.4; 2035-36: 253.26; 2036-37: 277.41; 2037-38: 277.27; 2038-39: 277.12; 2039-40: 276.98; 2040-41: 236.46; 2041-42: 236.18; 2042-43: 235.91; 2043-44: 235.63; 2044-45: 235.36; 2045-46: 235.08; 2046-47: 234.81; 2047-48: 234.53; 2048-49: 234.26; 2049-50: 233.98
8FP | Raw water losses, treatment works losses and operational use | 8BL + 8.1FP + 8.2FP | Ml/d | 2 | 2019-20: 20.445; 2020-21: 20.445; 2021-22: 20.445; 2022-23: 20.445; 2023-24: 20.445; 2024-25: 20.445; 2025-26: 20.45; 2026-27: 20.45; 2027-28: 20.45; 2028-29: 20.45; 2029-30: 20.45; 2030-31: 20.45; 2031-32: 20.45; 2032-33: 20.45; 2033-34: 20.45; 2034-35: 20.45; 2035-36: 20.45; 2036-37: 20.45; 2037-38: 20.45; 2038-39: 20.45; 2039-40: 20.45; 2040-41: 20.45; 2041-42: 20.45; 2042-43: 20.45; 2043-44: 20.45; 2044-45: 20.45; 2045-46: 20.45; 2046-47: 20.45; 2047-48: 20.45; 2048-49: 20.45; 2049-50: 20.45
9FP | Total Outage Allowance | 9BL + 9.1FP | Ml/d | 2 | 2019-20: 7.58; 2020-21: 7.58; 2021-22: 7.58; 2022-23: 7.58; 2023-24: 7.58; 2024-25: 7.58; 2025-26: 7.58; 2026-27: 7.58; 2027-28: 7.58; 2028-29: 7.59; 2029-30: 7.62; 2030-31: 7.57; 2031-32: 7.56; 2032-33: 7.57; 2033-34: 7.57; 2034-35: 7.56; 2035-36: 7.52; 2036-37: 7.54; 2037-38: 7.6; 2038-39: 7.56; 2039-40: 7.41; 2040-41: 7.36; 2041-42: 7.39; 2042-43: 7.41; 2043-44: 7.42; 2044-45: 7.38; 2045-46: 7.39; 2046-47: 7.42; 2047-48: 7.38; 2048-49: 7.4; 2049-50: 7.39
10FP | Water Available For Use (own sources) | (6.1FP) - (8FP + 9FP) | Ml/d | 2 | 2019-20: 252.88; 2020-21: 252.88; 2021-22: 252.88; 2022-23: 252.88; 2023-24: 252.88; 2024-25: 252.88; 2025-26: 251.79; 2026-27: 251.64; 2027-28: 251.5; 2028-29: 251.34; 2029-30: 251.16; 2030-31: 258.67; 2031-32: 233.53; 2032-33: 225.68; 2033-34: 225.53; 2034-35: 225.39; 2035-36: 225.29; 2036-37: 249.42; 2037-38: 249.22; 2038-39: 249.11; 2039-40: 249.12; 2040-41: 208.65; 2041-42: 208.34; 2042-43: 208.05; 2043-44: 207.76; 2044-45: 207.53; 2045-46: 207.24; 2046-47: 206.94; 2047-48: 206.7; 2048-49: 206.41; 2049-50: 206.14
11FP | Total Water Available For Use | 10FP + sum (2FP:5FP) | Ml/d | 2 | 2019-20: 121.83; 2020-21: 131.28; 2021-22: 131.38; 2022-23: 125.25; 2023-24: 125.46; 2024-25: 127.08; 2025-26: 115.38; 2026-27: 114.6; 2027-28: 114.61; 2028-29: 113.96; 2029-30: 113.29; 2030-31: 112.88; 2031-32: 112.5; 2032-33: 113.7; 2033-34: 114.06; 2034-35: 114.04; 2035-36: 116.25; 2036-37: 113.659; 2037-38: 114.849; 2038-39: 116.149; 2039-40: 116.979; 2040-41: 116.37; 2041-42: 116.34; 2042-43: 117.05; 2043-44: 117.13; 2044-45: 117.98; 2045-46: 116.58; 2046-47: 117.33; 2047-48: 117.97; 2048-49: 118.82; 2049-50: 119.88
12FP | Water delivered measured non-household | 12BL + 12.2FP | Ml/d | 2 | 2019-20: 20.57; 2020-21: 20.58; 2021-22: 20.94; 2022-23: 21; 2023-24: 21.07; 2024-25: 21.14; 2025-26: 21.86; 2026-27: 21.88; 2027-28: 22.56; 2028-29: 22.48; 2029-30: 22.41; 2030-31: 22.36; 2031-32: 22.31; 2032-33: 22.28; 2033-34: 22.28; 2034-35: 22.29; 2035-36: 22.29; 2036-37: 22.29; 2037-38: 22.3; 2038-39: 22.33; 2039-40: 22.4; 2040-41: 22.51; 2041-42: 22.61; 2042-43: 22.75; 2043-44: 22.92; 2044-45: 23.1; 2045-46: 23.31; 2046-47: 23.56; 2047-48: 23.81; 2048-49: 24.09; 2049-50: 24.38
12.1FP | Non-potable water consumption | Input | Ml/d | 2 | 2019-20: 0; 2020-21: 0; 2021-22: 0; 2022-23: 0; 2023-24: 0; 2024-25: 0; 2025-26: 0; 2026-27: 0; 2027-28: 0; 2028-29: 0; 2029-30: 0; 2030-31: 0; 2031-32: 0; 2032-33: 0; 2033-34: 0; 2034-35: 0; 2035-36: 0; 2036-37: 0; 2037-38: 0; 2038-39: 0; 2039-40: 0; 2040-41: 0; 2041-42: 0; 2042-43: 0; 2043-44: 0; 2044-45: 0; 2045-46: 0; 2046-47: 0; 2047-48: 0; 2048-49: 0; 2049-50: 0
13FP | Water delivered unmeasured non-household | 13BL + 13.1FP | Ml/d | 2 | 2019-20: 0.09; 2020-21: 0.09; 2021-22: 0.09; 2022-23: 0.09; 2023-24: 0.09; 2024-25: 0.09; 2025-26: 0.09; 2026-27: 0.09; 2027-28: 0.1; 2028-29: 0.1; 2029-30: 0.1; 2030-31: 0.1; 2031-32: 0.1; 2032-33: 0.1; 2033-34: 0.1; 2034-35: 0.1; 2035-36: 0.1; 2036-37: 0.1; 2037-38: 0.1; 2038-39: 0.1; 2039-40: 0.1; 2040-41: 0.1; 2041-42: 0.11; 2042-43: 0.11; 2043-44: 0.11; 2044-45: 0.11; 2045-46: 0.11; 2046-47: 0.11; 2047-48: 0.11; 2048-49: 0.12; 2049-50: 0.12
14FP | Water delivered measured household | 14BL + 14.1FP | Ml/d | 2 | 2019-20: 58.45; 2020-21: 59.14; 2021-22: 59.72; 2022-23: 60.45; 2023-24: 61.24; 2024-25: 61.72; 2025-26: 62.13; 2026-27: 61.35; 2027-28: 60.7; 2028-29: 59.9; 2029-30: 59.77; 2030-31: 59.94; 2031-32: 60.11; 2032-33: 60.65; 2033-34: 61.16; 2034-35: 61.24; 2035-36: 61.33; 2036-37: 61.4; 2037-38: 61.68; 2038-39: 61.99; 2039-40: 62.45; 2040-41: 62.85; 2041-42: 63.2; 2042-43: 63.54; 2043-44: 63.83; 2044-45: 64.57; 2045-46: 65.22; 2046-47: 65.89; 2047-48: 66.56; 2048-49: 67.26; 2049-50: 67.9
15FP | Water delivered unmeasured household | 15BL + 15.1FP | Ml/d | 2 | 2019-20: 13.21; 2020-21: 12.7; 2021-22: 12.26; 2022-23: 11.73; 2023-24: 11.23; 2024-25: 10.75; 2025-26: 10.35; 2026-27: 9.95; 2027-28: 9.57; 2028-29: 9.21; 2029-30: 8.86; 2030-31: 8.54; 2031-32: 8.24; 2032-33: 7.95; 2033-34: 7.67; 2034-35: 7.4; 2035-36: 7.15; 2036-37: 6.91; 2037-38: 6.67; 2038-39: 6.45; 2039-40: 6.24; 2040-41: 6.04; 2041-42: 5.84; 2042-43: 5.66; 2043-44: 5.48; 2044-45: 5.3; 2045-46: 5.22; 2046-47: 5.13; 2047-48: 5.06; 2048-49: 4.98; 2049-50: 4.98
16FP | Percentage of consumption driven by climate change | 16BL | % | 1 | 2019-20: 0%; 2020-21: 0%; 2021-22: 0%; 2022-23: 0.1%; 2023-24: 0.1%; 2024-25: 0.1%; 2025-26: 0.1%; 2026-27: 0.1%; 2027-28: 0.1%; 2028-29: 0.2%; 2029-30: 0.2%; 2030-31: 0.2%; 2031-32: 0.2%; 2032-33: 0.3%; 2033-34: 0.3%; 2034-35: 0.3%; 2035-36: 0.4%; 2036-37: 0.4%; 2037-38: 0.4%; 2038-39: 0.5%; 2039-40: 0.5%; 2040-41: 0.6%; 2041-42: 0.6%; 2042-43: 0.6%; 2043-44: 0.7%; 2044-45: 0.7%; 2045-46: 0.8%; 2046-47: 0.8%; 2047-48: 0.8%; 2048-49: 0.8%; 2049-50: 0.9%
17FP | Volume of consumption driven by climate change | 16FP * (12FP + sum(13FP:15FP) - sum (23FP:26FP)) | Ml/d | 2 | 2019-20: 0; 2020-21: 0; 2021-22: 0; 2022-23: 0.08977; 2023-24: 0.0901; 2024-25: 0.09017; 2025-26: 0.09088; 2026-27: 0.08996; 2027-28: 0.08986; 2028-29: 0.1781; 2029-30: 0.17742; 2030-31: 0.17722; 2031-32: 0.17706; 2032-33: 0.26625; 2033-34: 0.26697; 2034-35: 0.26643; 2035-36: 0.35456; 2036-37: 0.35388; 2037-38: 0.35412; 2038-39: 0.44325; 2039-40: 0.44485; 2040-41: 0.53562; 2041-42: 0.53718; 2042-43: 0.53898; 2043-44: 0.6307; 2044-45: 0.63595; 2045-46: 0.73296; 2046-47: 0.73944; 2047-48: 0.74624; 2048-49: 0.75344; 2049-50: 0.8559
18FP | Measured Household - PCC | ((14FP - 25FP) * 1,000,000) / (39FP * 1000) | l/h/d | 1 | 2019-20: 139.7069; 2020-21: 138.5176; 2021-22: 137.6136; 2022-23: 136.5501; 2023-24: 135.5144; 2024-25: 134.4978; 2025-26: 133.583; 2026-27: 131.047; 2027-28: 128.2685; 2028-29: 125.2459; 2029-30: 123.3962; 2030-31: 122.1761; 2031-32: 121.1374; 2032-33: 120.7304; 2033-34: 120.3551; 2034-35: 119.1933; 2035-36: 118.0335; 2036-37: 116.9122; 2037-38: 116.1633; 2038-39: 115.4446; 2039-40: 114.7572; 2040-41: 113.9908; 2041-42: 113.1116; 2042-43: 112.1774; 2043-44: 111.1523; 2044-45: 110.941; 2045-46: 110.6457; 2046-47: 110.3639; 2047-48: 110.0483; 2048-49: 109.7699; 2049-50: 109.4924
19FP | Unmeasured Household - PCC | ((15FP - 26FP) * 1,000,000) / (40FP * 1000) | l/h/d | 1 | 2019-20: 153.7978; 2020-21: 153.3451; 2021-22: 152.9451; 2022-23: 152.3775; 2023-24: 151.6698; 2024-25: 151.0991; 2025-26: 150.6961; 2026-27: 150.1457; 2027-28: 149.5809; 2028-29: 149.139; 2029-30: 148.4764; 2030-31: 148.3341; 2031-32: 148.1855; 2032-33: 148.2255; 2033-34: 148.0403; 2034-35: 147.8246; 2035-36: 147.848; 2036-37: 147.8718; 2037-38: 147.6753; 2038-39: 147.7396; 2039-40: 147.6906; 2040-41: 147.4911; 2041-42: 147.3696; 2042-43: 147.618; 2043-44: 147.4152; 2044-45: 147.3346; 2045-46: 147.6372; 2046-47: 147.2396; 2047-48: 147.6556; 2048-49: 147.6787; 2049-50: 147.6599
20FP | Average Household - PCC | (((14FP - 25FP) + (15FP - 26FP)) * 1,000,000)/ ((39FP + 40FP) * 1,000) | l/h/d | 1 | 2019-20: 142.0394; 2020-21: 140.8593; 2021-22: 139.9372; 2022-23: 138.8297; 2023-24: 137.7249; 2024-25: 136.6646; 2025-26: 135.7245; 2026-27: 133.344; 2027-28: 130.7237; 2028-29: 127.8748; 2029-30: 126.0332; 2030-31: 124.808; 2031-32: 123.7441; 2032-33: 123.2699; 2033-34: 122.8074; 2034-35: 121.6273; 2035-36: 120.4657; 2036-37: 119.3371; 2037-38: 118.5326; 2038-39: 117.7752; 2039-40: 117.0363; 2040-41: 116.2143; 2041-42: 115.2919; 2042-43: 114.3401; 2043-44: 113.2737; 2044-45: 112.9818; 2045-46: 112.6641; 2046-47: 112.3221; 2047-48: 111.9924; 2048-49: 111.6781; 2049-50: 111.3918
21FP | Water taken unbilled | 21BL + 21.1FP | Ml/d | 2 | 2019-20: 2.5; 2020-21: 2.5; 2021-22: 2.49; 2022-23: 2.49; 2023-24: 2.5; 2024-25: 2.5; 2025-26: 2.48; 2026-27: 2.49; 2027-28: 2.5; 2028-29: 2.47; 2029-30: 2.48; 2030-31: 2.49; 2031-32: 2.48; 2032-33: 2.48; 2033-34: 2.49; 2034-35: 2.49; 2035-36: 2.48; 2036-37: 2.49; 2037-38: 2.51; 2038-39: 2.5; 2039-40: 2.49; 2040-41: 2.48; 2041-42: 2.5; 2042-43: 2.47; 2043-44: 2.49; 2044-45: 2.5; 2045-46: 2.49; 2046-47: 2.48; 2047-48: 2.5; 2048-49: 2.49; 2049-50: 2.49
22FP | Distribution system operational use | 22BL + 22.1FP | Ml/d | 2 | 2019-20: 0.65; 2020-21: 0.65; 2021-22: 0.65; 2022-23: 0.65; 2023-24: 0.65; 2024-25: 0.65; 2025-26: 0.65; 2026-27: 0.65; 2027-28: 0.65; 2028-29: 0.65; 2029-30: 0.65; 2030-31: 0.65; 2031-32: 0.65; 2032-33: 0.65; 2033-34: 0.65; 2034-35: 0.65; 2035-36: 0.65; 2036-37: 0.65; 2037-38: 0.65; 2038-39: 0.65; 2039-40: 0.65; 2040-41: 0.65; 2041-42: 0.65; 2042-43: 0.65; 2043-44: 0.65; 2044-45: 0.65; 2045-46: 0.65; 2046-47: 0.65; 2047-48: 0.65; 2048-49: 0.65; 2049-50: 0.65
23FP | Measured Non Household - USPL | 23BL + 23.1FP | Ml/d | 2 | 2019-20: 0.08; 2020-21: 0.08; 2021-22: 0.08; 2022-23: 0.08; 2023-24: 0.08; 2024-25: 0.08; 2025-26: 0.09; 2026-27: 0.09; 2027-28: 0.09; 2028-29: 0.08; 2029-30: 0.08; 2030-31: 0.08; 2031-32: 0.08; 2032-33: 0.08; 2033-34: 0.07; 2034-35: 0.07; 2035-36: 0.07; 2036-37: 0.07; 2037-38: 0.06; 2038-39: 0.06; 2039-40: 0.06; 2040-41: 0.06; 2041-42: 0.06; 2042-43: 0.05; 2043-44: 0.05; 2044-45: 0.05; 2045-46: 0.05; 2046-47: 0.05; 2047-48: 0.04; 2048-49: 0.04; 2049-50: 0.04
24FP | Unmeasured Non Household - USPL | 24BL + 24.1FP | Ml/d | 2 | 2019-20: 0; 2020-21: 0; 2021-22: 0; 2022-23: 0; 2023-24: 0; 2024-25: 0; 2025-26: 0; 2026-27: 0; 2027-28: 0; 2028-29: 0; 2029-30: 0; 2030-31: 0; 2031-32: 0; 2032-33: 0; 2033-34: 0; 2034-35: 0; 2035-36: 0; 2036-37: 0; 2037-38: 0; 2038-39: 0; 2039-40: 0; 2040-41: 0; 2041-42: 0; 2042-43: 0; 2043-44: 0; 2044-45: 0; 2045-46: 0; 2046-47: 0; 2047-48: 0; 2048-49: 0; 2049-50: 0
25FP | Measured Household - USPL | 25BL + 25.1FP | Ml/d | 2 | 2019-20: 2.4; 2020-21: 2.45; 2021-22: 2.5; 2022-23: 2.56; 2023-24: 2.62; 2024-25: 2.66; 2025-26: 2.7; 2026-27: 2.49; 2027-28: 2.28; 2028-29: 1.89; 2029-30: 1.7; 2030-31: 1.63; 2031-32: 1.55; 2032-33: 1.58; 2033-34: 1.6; 2034-35: 1.62; 2035-36: 1.65; 2036-37: 1.67; 2037-38: 1.69; 2038-39: 1.71; 2039-40: 1.73; 2040-41: 1.75; 2041-42: 1.77; 2042-43: 1.8; 2043-44: 1.82; 2044-45: 1.83; 2045-46: 1.85; 2046-47: 1.87; 2047-48: 1.89; 2048-49: 1.91; 2049-50: 1.92
26FP | Unmeasured Household - USPL | 26BL + 26.1BL | Ml/d | 2 | 2019-20: 0.97; 2020-21: 0.93; 2021-22: 0.9; 2022-23: 0.86; 2023-24: 0.83; 2024-25: 0.79; 2025-26: 0.76; 2026-27: 0.73; 2027-28: 0.7; 2028-29: 0.67; 2029-30: 0.65; 2030-31: 0.62; 2031-32: 0.6; 2032-33: 0.57; 2033-34: 0.55; 2034-35: 0.53; 2035-36: 0.51; 2036-37: 0.49; 2037-38: 0.47; 2038-39: 0.45; 2039-40: 0.43; 2040-41: 0.42; 2041-42: 0.4; 2042-43: 0.38; 2043-44: 0.37; 2044-45: 0.35; 2045-46: 0.34; 2046-47: 0.34; 2047-48: 0.33; 2048-49: 0.32; 2049-50: 0.32
27FP | Void Properties - USPL | 27BL + 27.1FP | Ml/d | 2 | 2019-20: 0.22; 2020-21: 0.22; 2021-22: 0.22; 2022-23: 0.23; 2023-24: 0.23; 2024-25: 0.23; 2025-26: 0.24; 2026-27: 0.24; 2027-28: 0.24; 2028-29: 0.25; 2029-30: 0.25; 2030-31: 0.25; 2031-32: 0.26; 2032-33: 0.26; 2033-34: 0.26; 2034-35: 0.26; 2035-36: 0.27; 2036-37: 0.27; 2037-38: 0.27; 2038-39: 0.27; 2039-40: 0.28; 2040-41: 0.28; 2041-42: 0.28; 2042-43: 0.29; 2043-44: 0.29; 2044-45: 0.29; 2045-46: 0.3; 2046-47: 0.3; 2047-48: 0.3; 2048-49: 0.3; 2049-50: 0.31
28FP | Distribution losses | 28BL + 28.1FP | Ml/d | 2 | 2019-20: 11.8; 2020-21: 11.55; 2021-22: 11.41; 2022-23: 11.18; 2023-24: 10.95; 2024-25: 10.72; 2025-26: 10.71; 2026-27: 10.71; 2027-28: 10.7; 2028-29: 10.7; 2029-30: 10; 2030-31: 9.57; 2031-32: 8.97; 2032-33: 8.94; 2033-34: 8.93; 2034-35: 8.63; 2035-36: 8.71; 2036-37: 8.52; 2037-38: 8.5; 2038-39: 8.48; 2039-40: 8.21; 2040-41: 7.98; 2041-42: 7.79; 2042-43: 7.76; 2043-44: 7.58; 2044-45: 7.51; 2045-46: 7.43; 2046-47: 7.29; 2047-48: 7.11; 2048-49: 7; 2049-50: 6.97
29FP | Total Leakage | sum (23FP:28FP) | Ml/d | 2 | 2019-20: 15.47; 2020-21: 15.23; 2021-22: 15.11; 2022-23: 14.91; 2023-24: 14.71; 2024-25: 14.48; 2025-26: 14.5; 2026-27: 14.26; 2027-28: 14.01; 2028-29: 13.59; 2029-30: 12.68; 2030-31: 12.15; 2031-32: 11.46; 2032-33: 11.43; 2033-34: 11.41; 2034-35: 11.11; 2035-36: 11.21; 2036-37: 11.02; 2037-38: 10.99; 2038-39: 10.97; 2039-40: 10.71; 2040-41: 10.49; 2041-42: 10.3; 2042-43: 10.28; 2043-44: 10.11; 2044-45: 10.03; 2045-46: 9.97; 2046-47: 9.85; 2047-48: 9.67; 2048-49: 9.57; 2049-50: 9.56
30FP | Leakage/property | (29FP * 1,000,000) / (36FP * 1,000) | l/prop/d | 2 | 2019-20: 74.4918; 2020-21: 71.8698; 2021-22: 69.9887; 2022-23: 68.0061; 2023-24: 66.0598; 2024-25: 64.2476; 2025-26: 63.6035; 2026-27: 61.9747; 2027-28: 60.1541; 2028-29: 57.4914; 2029-30: 52.8723; 2030-31: 49.993; 2031-32: 46.5689; 2032-33: 45.8905; 2033-34: 45.2936; 2034-35: 43.6384; 2035-36: 43.557; 2036-37: 42.3797; 2037-38: 41.8275; 2038-39: 41.3195; 2039-40: 39.9225; 2040-41: 38.6975; 2041-42: 37.6014; 2042-43: 37.137; 2043-44: 36.1406; 2044-45: 35.4782; 2045-46: 34.8945; 2046-47: 34.1102; 2047-48: 33.1318; 2048-49: 32.4406; 2049-50: 32.0613
31FP | Measured Non Household - properties | Input | 000's | 2 | 2019-20: 10.186; 2020-21: 10.31; 2021-22: 10.408; 2022-23: 10.556; 2023-24: 10.671; 2024-25: 10.776; 2025-26: 10.877; 2026-27: 10.968; 2027-28: 11.05; 2028-29: 11.123; 2029-30: 11.192; 2030-31: 11.248; 2031-32: 11.303; 2032-33: 11.354; 2033-34: 11.397; 2034-35: 11.437; 2035-36: 11.475; 2036-37: 11.511; 2037-38: 11.545; 2038-39: 11.576; 2039-40: 11.605; 2040-41: 11.631; 2041-42: 11.656; 2042-43: 11.679; 2043-44: 11.7; 2044-45: 11.72; 2045-46: 11.739; 2046-47: 11.757; 2047-48: 11.773; 2048-49: 11.788; 2049-50: 11.801
32FP | Unmeasured Non Household - properties | Input | 000's | 2 | 2019-20: 0.041; 2020-21: 0.041; 2021-22: 0.042; 2022-23: 0.042; 2023-24: 0.043; 2024-25: 0.043; 2025-26: 0.044; 2026-27: 0.044; 2027-28: 0.044; 2028-29: 0.045; 2029-30: 0.045; 2030-31: 0.045; 2031-32: 0.045; 2032-33: 0.046; 2033-34: 0.046; 2034-35: 0.046; 2035-36: 0.046; 2036-37: 0.046; 2037-38: 0.046; 2038-39: 0.046; 2039-40: 0.047; 2040-41: 0.047; 2041-42: 0.047; 2042-43: 0.047; 2043-44: 0.047; 2044-45: 0.047; 2045-46: 0.047; 2046-47: 0.047; 2047-48: 0.047; 2048-49: 0.047; 2049-50: 0.047
33FP | All void non-households - properties | Input | 000's | 2 | 2019-20: 0; 2020-21: 0; 2021-22: 0; 2022-23: 0; 2023-24: 0; 2024-25: 0; 2025-26: 0; 2026-27: 0; 2027-28: 0; 2028-29: 0; 2029-30: 0; 2030-31: 0; 2031-32: 0; 2032-33: 0; 2033-34: 0; 2034-35: 0; 2035-36: 0; 2036-37: 0; 2037-38: 0; 2038-39: 0; 2039-40: 0; 2040-41: 0; 2041-42: 0; 2042-43: 0; 2043-44: 0; 2044-45: 0; 2045-46: 0; 2046-47: 0; 2047-48: 0; 2048-49: 0; 2049-50: 0
34FP | Measured households - properties (excl. void) | Year before + sum (34.1BL:34.6BL) | 000's | 2 | 2019-20: 171.89; 2020-21: 176.791; 2021-22: 181.358; 2022-23: 185.373; 2023-24: 189.462; 2024-25: 192.796; 2025-26: 195.906; 2026-27: 198.519; 2027-28: 201.803; 2028-29: 205.758; 2029-30: 209.653; 2030-31: 213.309; 2031-32: 216.788; 2032-33: 220.182; 2033-34: 223.425; 2034-35: 226.5; 2035-36: 229.649; 2036-37: 232.678; 2037-38: 235.739; 2038-39: 238.816; 2039-40: 241.912; 2040-41: 245.024; 2041-42: 248.163; 2042-43: 251.327; 2043-44: 254.52; 2044-45: 257.741; 2045-46: 260.837; 2046-47: 263.968; 2047-48: 267.137; 2048-49: 270.342; 2049-50: 273.445
34.1FP | New build properties - properties | Input (new builds in each year) | 000's | 2 | 2019-20: 4.21; 2020-21: 3.889; 2021-22: 3.618; 2022-23: 3.142; 2023-24: 3.252; 2024-25: 2.533; 2025-26: 2.433; 2026-27: 1.962; 2027-28: 2.657; 2028-29: 3.351; 2029-30: 3.314; 2030-31: 3.095; 2031-32: 2.94; 2032-33: 2.875; 2033-34: 2.743; 2034-35: 2.594; 2035-36: 2.685; 2036-37: 2.583; 2037-38: 2.631; 2038-39: 2.663; 2039-40: 2.698; 2040-41: 2.728; 2041-42: 2.769; 2042-43: 2.808; 2043-44: 2.85; 2044-45: 2.891; 2045-46: 2.932; 2046-47: 2.974; 2047-48: 3.018; 2048-49: 3.06; 2049-50: 3.103
34.2FP | Meter optants - properties | Input (meter optants in each year) | 000's | 2 | 2019-20: 0.569; 2020-21: 0.543; 2021-22: 0.497; 2022-23: 0.437; 2023-24: 0.418; 2024-25: 0.4; 2025-26: 0.291; 2026-27: 0.281; 2027-28: 0.272; 2028-29: 0.263; 2029-30: 0.254; 2030-31: 0.246; 2031-32: 0.237; 2032-33: 0.229; 2033-34: 0.222; 2034-35: 0.214; 2035-36: 0.207; 2036-37: 0.2; 2037-38: 0.194; 2038-39: 0.187; 2039-40: 0.181; 2040-41: 0.175; 2041-42: 0.169; 2042-43: 0.163; 2043-44: 0.158; 2044-45: 0.153; 2045-46: 0; 2046-47: 0; 2047-48: 0; 2048-49: 0; 2049-50: 0
34.3FP | Compulsory metering - properties | Input (compulsory meters in each year) | 000's | 2 | 2019-20: 0; 2020-21: 0; 2021-22: 0; 2022-23: 0; 2023-24: 0; 2024-25: 0; 2025-26: 0; 2026-27: 0; 2027-28: 0; 2028-29: 0; 2029-30: 0; 2030-31: 0; 2031-32: 0; 2032-33: 0; 2033-34: 0; 2034-35: 0; 2035-36: 0; 2036-37: 0; 2037-38: 0; 2038-39: 0; 2039-40: 0; 2040-41: 0; 2041-42: 0; 2042-43: 0; 2043-44: 0; 2044-45: 0; 2045-46: 0; 2046-47: 0; 2047-48: 0; 2048-49: 0; 2049-50: 0
34.4FP | Metering on change of occupancy - properties | Input (change of occupancy meters in each year) | 000's | 2 | 2019-20: 0.467; 2020-21: 0.451; 2021-22: 0.435; 2022-23: 0.42; 2023-24: 0.404; 2024-25: 0.387; 2025-26: 0.372; 2026-27: 0.357; 2027-28: 0.342; 2028-29: 0.329; 2029-30: 0.315; 2030-31: 0.303; 2031-32: 0.291; 2032-33: 0.279; 2033-34: 0.268; 2034-35: 0.257; 2035-36: 0.247; 2036-37: 0.237; 2037-38: 0.227; 2038-39: 0.218; 2039-40: 0.209; 2040-41: 0.201; 2041-42: 0.193; 2042-43: 0.185; 2043-44: 0.178; 2044-45: 0.17; 2045-46: 0.164; 2046-47: 0.157; 2047-48: 0.151; 2048-49: 0.145; 2049-50: 0
34.5FP | Selective metering - properties | Input (selective meters in each year) | 000's | 2 | 2019-20: 0.019; 2020-21: 0.018; 2021-22: 0.017; 2022-23: 0.016; 2023-24: 0.015; 2024-25: 0.014; 2025-26: 0.014; 2026-27: 0.013; 2027-28: 0.013; 2028-29: 0.012; 2029-30: 0.012; 2030-31: 0.012; 2031-32: 0.011; 2032-33: 0.011; 2033-34: 0.01; 2034-35: 0.01; 2035-36: 0.01; 2036-37: 0.009; 2037-38: 0.009; 2038-39: 0.009; 2039-40: 0.008; 2040-41: 0.008; 2041-42: 0.008; 2042-43: 0.008; 2043-44: 0.007; 2044-45: 0.007; 2045-46: 0; 2046-47: 0; 2047-48: 0; 2048-49: 0; 2049-50: 0
34.6FP | Other changes to existing metering - properties | Input (other changes to meters in each year) | 000's | 2 | 2019-20: 0; 2020-21: 0; 2021-22: 0; 2022-23: 0; 2023-24: 0; 2024-25: 0; 2025-26: 0; 2026-27: 0; 2027-28: 0; 2028-29: 0; 2029-30: 0; 2030-31: 0; 2031-32: 0; 2032-33: 0; 2033-34: 0; 2034-35: 0; 2035-36: 0; 2036-37: 0; 2037-38: 0; 2038-39: 0; 2039-40: 0; 2040-41: 0; 2041-42: 0; 2042-43: 0; 2043-44: 0; 2044-45: 0; 2045-46: 0; 2046-47: 0; 2047-48: 0; 2048-49: 0; 2049-50: 0
34.7FP | Measured household void properties | Input | 000's | 2 | 2019-20: 3.485; 2020-21: 3.565; 2021-22: 3.642; 2022-23: 3.722; 2023-24: 3.803; 2024-25: 3.881; 2025-26: 3.955; 2026-27: 4.034; 2027-28: 4.115; 2028-29: 4.184; 2029-30: 4.254; 2030-31: 4.325; 2031-32: 4.394; 2032-33: 4.462; 2033-34: 4.528; 2034-35: 4.585; 2035-36: 4.643; 2036-37: 4.701; 2037-38: 4.76; 2038-39: 4.82; 2039-40: 4.88; 2040-41: 4.941; 2041-42: 5.003; 2042-43: 5.066; 2043-44: 5.13; 2044-45: 5.194; 2045-46: 5.256; 2046-47: 5.319; 2047-48: 5.383; 2048-49: 5.447; 2049-50: 5.51
35FP | Unmeasured households - properties (excl. void) | Input | 000's | 2 | 2019-20: 21.628; 2020-21: 20.777; 2021-22: 20.029; 2022-23: 19.157; 2023-24: 18.32; 2024-25: 17.519; 2025-26: 16.843; 2026-27: 16.191; 2027-28: 15.564; 2028-29: 14.96; 2029-30: 14.379; 2030-31: 13.819; 2031-32: 13.28; 2032-33: 12.761; 2033-34: 12.261; 2034-35: 11.779; 2035-36: 11.316; 2036-37: 10.869; 2037-38: 10.44; 2038-39: 10.026; 2039-40: 9.627; 2040-41: 9.243; 2041-42: 8.874; 2042-43: 8.518; 2043-44: 8.175; 2044-45: 7.845; 2045-46: 7.681; 2046-47: 7.524; 2047-48: 7.373; 2048-49: 7.228; 2049-50: 7.228
35.1FP | Unmeasured household void properties | Input | 000's | 2 | 2019-20: 0.444; 2020-21: 0.427; 2021-22: 0.413; 2022-23: 0.395; 2023-24: 0.378; 2024-25: 0.363; 2025-26: 0.35; 2026-27: 0.338; 2027-28: 0.326; 2028-29: 0.313; 2029-30: 0.3; 2030-31: 0.288; 2031-32: 0.277; 2032-33: 0.266; 2033-34: 0.255; 2034-35: 0.245; 2035-36: 0.235; 2036-37: 0.225; 2037-38: 0.216; 2038-39: 0.208; 2039-40: 0.199; 2040-41: 0.191; 2041-42: 0.183; 2042-43: 0.176; 2043-44: 0.169; 2044-45: 0.162; 2045-46: 0.158; 2046-47: 0.155; 2047-48: 0.152; 2048-49: 0.149; 2049-50: 0.148
36FP | Total Resource Zone Properties (incl. voids) | sum (31FP:34FP) + 34.7FP + 35BL + 35.1BL | 000's | 2 | 2019-20: 207.674; 2020-21: 211.911; 2021-22: 215.892; 2022-23: 219.245; 2023-24: 222.677; 2024-25: 225.378; 2025-26: 227.975; 2026-27: 230.094; 2027-28: 232.902; 2028-29: 236.383; 2029-30: 239.823; 2030-31: 243.034; 2031-32: 246.087; 2032-33: 249.071; 2033-34: 251.912; 2034-35: 254.592; 2035-36: 257.364; 2036-37: 260.03; 2037-38: 262.746; 2038-39: 265.492; 2039-40: 268.27; 2040-41: 271.077; 2041-42: 273.926; 2042-43: 276.813; 2043-44: 279.741; 2044-45: 282.709; 2045-46: 285.718; 2046-47: 288.77; 2047-48: 291.865; 2048-49: 295.001; 2049-50: 298.179
37FP | Measured Non Household - Population | Input | 000's | 2 | 2019-20: 5.723; 2020-21: 5.803; 2021-22: 5.865; 2022-23: 5.951; 2023-24: 6.028; 2024-25: 6.098; 2025-26: 6.152; 2026-27: 6.241; 2027-28: 6.343; 2028-29: 6.451; 2029-30: 6.547; 2030-31: 6.638; 2031-32: 6.788; 2032-33: 6.912; 2033-34: 7.02; 2034-35: 7.11; 2035-36: 7.191; 2036-37: 7.27; 2037-38: 7.35; 2038-39: 7.436; 2039-40: 7.522; 2040-41: 7.613; 2041-42: 7.713; 2042-43: 7.825; 2043-44: 7.946; 2044-45: 8.068; 2045-46: 8.202; 2046-47: 8.345; 2047-48: 8.485; 2048-49: 8.627; 2049-50: 8.761
38FP | Unmeasured Non Household - Population | Input | 000's | 2 | 2019-20: 0.024; 2020-21: 0.024; 2021-22: 0.024; 2022-23: 0.024; 2023-24: 0.024; 2024-25: 0.024; 2025-26: 0.025; 2026-27: 0.025; 2027-28: 0.025; 2028-29: 0.026; 2029-30: 0.026; 2030-31: 0.027; 2031-32: 0.027; 2032-33: 0.028; 2033-34: 0.028; 2034-35: 0.029; 2035-36: 0.029; 2036-37: 0.029; 2037-38: 0.03; 2038-39: 0.03; 2039-40: 0.03; 2040-41: 0.031; 2041-42: 0.031; 2042-43: 0.031; 2043-44: 0.032; 2044-45: 0.032; 2045-46: 0.033; 2046-47: 0.034; 2047-48: 0.034; 2048-49: 0.035; 2049-50: 0.035
39FP | Measured Household - Population | Input | 000's | 2 | 2019-20: 401.197; 2020-21: 409.262; 2021-22: 415.802; 2022-23: 423.947; 2023-24: 432.574; 2024-25: 439.115; 2025-26: 444.892; 2026-27: 449.152; 2027-28: 455.451; 2028-29: 463.169; 2029-30: 470.598; 2030-31: 477.262; 2031-32: 483.418; 2032-33: 489.272; 2033-34: 494.869; 2034-35: 500.196; 2035-36: 505.619; 2036-37: 510.896; 2037-38: 516.428; 2038-39: 522.155; 2039-40: 529.117; 2040-41: 536.008; 2041-42: 543.092; 2042-43: 550.378; 2043-44: 557.883; 2044-45: 565.526; 2045-46: 572.729; 2046-47: 580.081; 2047-48: 587.651; 2048-49: 595.336; 2049-50: 602.599
40FP | Unmeasured Household - Population | Input | 000's | 2 | 2019-20: 79.585; 2020-21: 76.755; 2021-22: 74.275; 2022-23: 71.336; 2023-24: 68.57; 2024-25: 65.917; 2025-26: 63.638; 2026-27: 61.407; 2027-28: 59.299; 2028-29: 57.262; 2029-30: 55.295; 2030-31: 53.393; 2031-32: 51.557; 2032-33: 49.789; 2033-34: 48.095; 2034-35: 46.474; 2035-36: 44.911; 2036-37: 43.416; 2037-38: 41.984; 2038-39: 40.612; 2039-40: 39.339; 2040-41: 38.104; 2041-42: 36.914; 2042-43: 35.768; 2043-44: 34.664; 2044-45: 33.597; 2045-46: 33.054; 2046-47: 32.532; 2047-48: 32.034; 2048-49: 31.555; 2049-50: 31.559
41FP | Total Resource Zone Population | sum (37FP:40FP) | 000's | 2 | 2019-20: 486.529; 2020-21: 491.844; 2021-22: 495.966; 2022-23: 501.258; 2023-24: 507.196; 2024-25: 511.154; 2025-26: 514.707; 2026-27: 516.825; 2027-28: 521.118; 2028-29: 526.908; 2029-30: 532.466; 2030-31: 537.32; 2031-32: 541.79; 2032-33: 546.001; 2033-34: 550.012; 2034-35: 553.809; 2035-36: 557.75; 2036-37: 561.611; 2037-38: 565.792; 2038-39: 570.233; 2039-40: 576.008; 2040-41: 581.756; 2041-42: 587.75; 2042-43: 594.002; 2043-44: 600.525; 2044-45: 607.223; 2045-46: 614.018; 2046-47: 620.992; 2047-48: 628.204; 2048-49: 635.553; 2049-50: 642.954
42FP | Average household occupancy rate (excl. voids) | (39FP + 40FP) / (34FP + 35FP) | h/prop | 1 | 2019-20: 2.4844; 2020-21: 2.46; 2021-22: 2.4335; 2022-23: 2.4216; 2023-24: 2.4119; 2024-25: 2.4013; 2025-26: 2.3903; 2026-27: 2.3779; 2027-28: 2.3681; 2028-29: 2.3579; 2029-30: 2.3474; 2030-31: 2.3364; 2031-32: 2.3253; 2032-33: 2.3141; 2033-34: 2.3038; 2034-35: 2.2942; 2035-36: 2.2847; 2036-37: 2.276; 2037-38: 2.2683; 2038-39: 2.2615; 2039-40: 2.2599; 2040-41: 2.2579; 2041-42: 2.2565; 2042-43: 2.2558; 2043-44: 2.2556; 2044-45: 2.2559; 2045-46: 2.256; 2046-47: 2.2565; 2047-48: 2.2574; 2048-49: 2.2585; 2049-50: 2.2594
43FP | Total Household Metering penetration (excl. voids) | 34FP / (34FP + 35FP) | % | 1 | 2019-20: 88.82%; 2020-21: 89.48%; 2021-22: 90.05%; 2022-23: 90.63%; 2023-24: 91.18%; 2024-25: 91.67%; 2025-26: 92.08%; 2026-27: 92.46%; 2027-28: 92.84%; 2028-29: 93.22%; 2029-30: 93.58%; 2030-31: 93.92%; 2031-32: 94.23%; 2032-33: 94.52%; 2033-34: 94.8%; 2034-35: 95.06%; 2035-36: 95.3%; 2036-37: 95.54%; 2037-38: 95.76%; 2038-39: 95.97%; 2039-40: 96.17%; 2040-41: 96.36%; 2041-42: 96.55%; 2042-43: 96.72%; 2043-44: 96.89%; 2044-45: 97.05%; 2045-46: 97.14%; 2046-47: 97.23%; 2047-48: 97.31%; 2048-49: 97.4%; 2049-50: 97.42%
44FP | Total Household Metering penetration (incl. voids) | (34FP) / (34FP + 34.7FP + 35FP + 35.1FP) | % | 1 | 2019-20: 87.06%; 2020-21: 87.71%; 2021-22: 88.28%; 2022-23: 88.85%; 2023-24: 89.38%; 2024-25: 89.86%; 2025-26: 90.26%; 2026-27: 90.61%; 2027-28: 90.98%; 2028-29: 91.36%; 2029-30: 91.72%; 2030-31: 92.05%; 2031-32: 92.35%; 2032-33: 92.64%; 2033-34: 92.91%; 2034-35: 93.17%; 2035-36: 93.41%; 2036-37: 93.64%; 2037-38: 93.86%; 2038-39: 94.07%; 2039-40: 94.27%; 2040-41: 94.46%; 2041-42: 94.64%; 2042-43: 94.81%; 2043-44: 94.97%; 2044-45: 95.13%; 2045-46: 95.22%; 2046-47: 95.31%; 2047-48: 95.39%; 2048-49: 95.47%; 2049-50: 95.5%
45FP | Distribution input | sum (12FP:15FP) + 21FP + 22FP + 27FP + 28FP | Ml/d | 2 | 2019-20: 107.49; 2020-21: 107.43; 2021-22: 107.78; 2022-23: 107.82; 2023-24: 107.96; 2024-25: 107.8; 2025-26: 108.51; 2026-27: 107.36; 2027-28: 107.02; 2028-29: 105.76; 2029-30: 104.52; 2030-31: 103.9; 2031-32: 103.12; 2032-33: 103.31; 2033-34: 103.54; 2034-35: 103.06; 2035-36: 102.98; 2036-37: 102.63; 2037-38: 102.68; 2038-39: 102.77; 2039-40: 102.82; 2040-41: 102.89; 2041-42: 102.98; 2042-43: 103.23; 2043-44: 103.35; 2044-45: 104.03; 2045-46: 104.73; 2046-47: 105.41; 2047-48: 106.1; 2048-49: 106.89; 2049-50: 107.8
46FP | Target headroom (climate change component) | Input | Ml/d | 2 | 2019-20: 2.3921; 2020-21: 2.3921; 2021-22: 2.3921; 2022-23: 2.3921; 2023-24: 2.3921; 2024-25: 2.3921; 2025-26: 2.3921; 2026-27: 2.5534; 2027-28: 2.7461; 2028-29: 2.9985; 2029-30: 2.9515; 2030-31: 2.9526; 2031-32: 3.1318; 2032-33: 3.2717; 2033-34: 3.3465; 2034-35: 3.4033; 2035-36: 3.2056; 2036-37: 3.046; 2037-38: 3.2304; 2038-39: 3.277; 2039-40: 0; 2040-41: 0; 2041-42: 0; 2042-43: 0; 2043-44: 0; 2044-45: 0; 2045-46: 0; 2046-47: 0; 2047-48: 0; 2048-49: 0; 2049-50: 0
47FP | Target headroom (All other components) | Input | Ml/d | 2 | 2019-20: 4.4796; 2020-21: 4.4796; 2021-22: 4.4796; 2022-23: 4.4796; 2023-24: 4.4796; 2024-25: 4.4796; 2025-26: 4.4796; 2026-27: 4.6837; 2027-28: 4.8462; 2028-29: 5.2062; 2029-30: 5.8189; 2030-31: 5.8986; 2031-32: 6.1154; 2032-33: 6.1171; 2033-34: 6.169; 2034-35: 6.5721; 2035-36: 4.9672; 2036-37: 3.968; 2037-38: 4.2834; 2038-39: 4.5793; 2039-40: 13.3298; 2040-41: 13.4803; 2041-42: 13.361; 2042-43: 13.8223; 2043-44: 13.7761; 2044-45: 13.9502; 2045-46: 11.8529; 2046-47: 11.9171; 2047-48: 11.8661; 2048-49: 11.932; 2049-50: 12.0835
48FP | Target Headroom | 46FP + 47FP | Ml/d | 2 | 2019-20: 6.8717; 2020-21: 6.8717; 2021-22: 6.8717; 2022-23: 6.8717; 2023-24: 6.8717; 2024-25: 6.8717; 2025-26: 6.8717; 2026-27: 7.2371; 2027-28: 7.5923; 2028-29: 8.2048; 2029-30: 8.7704; 2030-31: 8.8512; 2031-32: 9.2472; 2032-33: 9.3888; 2033-34: 9.5156; 2034-35: 9.9753; 2035-36: 8.1728; 2036-37: 7.014; 2037-38: 7.5138; 2038-39: 7.8563; 2039-40: 13.3298; 2040-41: 13.4803; 2041-42: 13.361; 2042-43: 13.8223; 2043-44: 13.7761; 2044-45: 13.9502; 2045-46: 11.8529; 2046-47: 11.9171; 2047-48: 11.8661; 2048-49: 11.932; 2049-50: 12.0835
49FP | Available Headroom | 11FP - 45FP | Ml/d | 2 | 2019-20: 14.34; 2020-21: 23.85; 2021-22: 23.6; 2022-23: 17.43; 2023-24: 17.5; 2024-25: 19.28; 2025-26: 6.87; 2026-27: 7.24; 2027-28: 7.59; 2028-29: 8.2; 2029-30: 8.77; 2030-31: 8.98; 2031-32: 9.38; 2032-33: 10.39; 2033-34: 10.52; 2034-35: 10.98; 2035-36: 13.27; 2036-37: 11.029; 2037-38: 12.169; 2038-39: 13.379; 2039-40: 14.159; 2040-41: 13.48; 2041-42: 13.36; 2042-43: 13.82; 2043-44: 13.78; 2044-45: 13.95; 2045-46: 11.85; 2046-47: 11.92; 2047-48: 11.87; 2048-49: 11.93; 2049-50: 12.08
49.1FP | Available non-potable balance (if applicable) | 1.1FP - 12.1FP | Ml/d | 2 | 2019-20: 0; 2020-21: 0; 2021-22: 0; 2022-23: 0; 2023-24: 0; 2024-25: 0; 2025-26: 0; 2026-27: 0; 2027-28: 0; 2028-29: 0; 2029-30: 0; 2030-31: 0; 2031-32: 0; 2032-33: 0; 2033-34: 0; 2034-35: 0; 2035-36: 0; 2036-37: 0; 2037-38: 0; 2038-39: 0; 2039-40: 0; 2040-41: 0; 2041-42: 0; 2042-43: 0; 2043-44: 0; 2044-45: 0; 2045-46: 0; 2046-47: 0; 2047-48: 0; 2048-49: 0; 2049-50: 0
50FP | Supply Demand Balance | 49FP - 48FP | Ml/d | 2 | 2019-20: 7.4683; 2020-21: 16.9783; 2021-22: 16.7283; 2022-23: 10.5583; 2023-24: 10.6283; 2024-25: 12.4083; 2025-26: -0.0016859; 2026-27: 0.0029047; 2027-28: -0.0022738; 2028-29: -0.0047652; 2029-30: -0.00042292; 2030-31: 0.12884; 2031-32: 0.13278; 2032-33: 1.0012; 2033-34: 1.0044; 2034-35: 1.0047; 2035-36: 5.0972; 2036-37: 4.015; 2037-38: 4.6552; 2038-39: 5.5227; 2039-40: 0.82919; 2040-41: -0.00029033; 2041-42: -0.00095297; 2042-43: -0.0022891; 2043-44: 0.0039078; 2044-45: -0.00019396; 2045-46: -0.002888; 2046-47: 0.0028838; 2047-48: 0.0038591; 2048-49: -0.0020463; 2049-50: -0.0035221
Water Company | Anglian Water | Version | V3.2
WRZ | AWSRTS | Planning Scenario | DYCP
Table 3d: DYCP - Baseline | Back to top of sheet
WRMP24 reference | Component | Derivation | Unit | Decimal places | 2019-20 | 2020-21 | 2021-22 | 2022-23 | 2023-24 | 2024-25 | 2025-26 | 2026-27 | 2027-28 | 2028-29 | 2029-30 | 2030-31 | 2031-32 | 2032-33 | 2033-34 | 2034-35 | 2035-36 | 2036-37 | 2037-38 | 2038-39 | 2039-40 | 2040-41 | 2041-42 | 2042-43 | 2043-44 | 2044-45 | 2045-46 | 2046-47 | 2047-48 | 2048-49 | 2049-50 | 2050-51 | 2051-52 | 2052-53 | 2053-54 | 2054-55 | 2055-56 | 2056-57 | 2057-58 | 2058-59 | 2059-60 | 2060-61 | 2061-62 | 2062-63 | 2063-64 | 2064-65 | 2065-66 | 2066-67 | 2067-68 | 2068-69 | 2069-70 | 2070-71 | 2071-72 | 2072-73 | 2073-74 | 2074-75 | 2075-76 | 2076-77 | 2077-78 | 2078-79 | 2079-80 | 2080-81 | 2081-82 | 2082-83 | 2083-84 | 2084-85 | 2085-86 | 2086-87 | 2087-88 | 2088-89 | 2089-90 | 2090-91 | 2091-92 | 2092-93 | 2093-94 | 2094-95 | 2095-96 | 2096-97 | 2097-98 | 2098-99 | 2099-100
1BL | Raw water abstracted | Input | Ml/d | 2 | 2019-20: 0; 2020-21: 0; 2021-22: 0; 2022-23: 0; 2023-24: 0; 2024-25: 0; 2025-26: 0; 2026-27: 0; 2027-28: 0; 2028-29: 0; 2029-30: 0; 2030-31: 0; 2031-32: 0; 2032-33: 0; 2033-34: 0; 2034-35: 0; 2035-36: 0; 2036-37: 0; 2037-38: 0; 2038-39: 0; 2039-40: 0; 2040-41: 0; 2041-42: 0; 2042-43: 0; 2043-44: 0; 2044-45: 0; 2045-46: 0; 2046-47: 0; 2047-48: 0; 2048-49: 0; 2049-50: 0
1.1BL | Non-potable water supplies | Input | Ml/d | 2 | 2019-20: 0; 2020-21: 0; 2021-22: 0; 2022-23: 0; 2023-24: 0; 2024-25: 0; 2025-26: 0; 2026-27: 0; 2027-28: 0; 2028-29: 0; 2029-30: 0; 2030-31: 0; 2031-32: 0; 2032-33: 0; 2033-34: 0; 2034-35: 0; 2035-36: 0; 2036-37: 0; 2037-38: 0; 2038-39: 0; 2039-40: 0; 2040-41: 0; 2041-42: 0; 2042-43: 0; 2043-44: 0; 2044-45: 0; 2045-46: 0; 2046-47: 0; 2047-48: 0; 2048-49: 0; 2049-50: 0
2BL | Raw water imported | Input | Ml/d | 2 | 2019-20: 0; 2020-21: 0; 2021-22: 0; 2022-23: 0; 2023-24: 0; 2024-25: 0; 2025-26: 0; 2026-27: 0; 2027-28: 0; 2028-29: 0; 2029-30: 0; 2030-31: 0; 2031-32: 0; 2032-33: 0; 2033-34: 0; 2034-35: 0; 2035-36: 0; 2036-37: 0; 2037-38: 0; 2038-39: 0; 2039-40: 0; 2040-41: 0; 2041-42: 0; 2042-43: 0; 2043-44: 0; 2044-45: 0; 2045-46: 0; 2046-47: 0; 2047-48: 0; 2048-49: 0; 2049-50: 0
3BL | Potable water imported | Input | Ml/d | 2 | 2019-20: 0; 2020-21: 0; 2021-22: 0; 2022-23: 0; 2023-24: 0; 2024-25: 0; 2025-26: 0; 2026-27: 0; 2027-28: 0; 2028-29: 0; 2029-30: 0; 2030-31: 0; 2031-32: 0; 2032-33: 0; 2033-34: 0; 2034-35: 0; 2035-36: 0; 2036-37: 0; 2037-38: 0; 2038-39: 0; 2039-40: 0; 2040-41: 0; 2041-42: 0; 2042-43: 0; 2043-44: 0; 2044-45: 0; 2045-46: 0; 2046-47: 0; 2047-48: 0; 2048-49: 0; 2049-50: 0
4BL | Raw water exported enter as -ve | Input | Ml/d | 2 | 2019-20: 0; 2020-21: 0; 2021-22: 0; 2022-23: 0; 2023-24: 0; 2024-25: 0; 2025-26: 0; 2026-27: 0; 2027-28: 0; 2028-29: 0; 2029-30: 0; 2030-31: 0; 2031-32: 0; 2032-33: 0; 2033-34: 0; 2034-35: 0; 2035-36: 0; 2036-37: 0; 2037-38: 0; 2038-39: 0; 2039-40: 0; 2040-41: 0; 2041-42: 0; 2042-43: 0; 2043-44: 0; 2044-45: 0; 2045-46: 0; 2046-47: 0; 2047-48: 0; 2048-49: 0; 2049-50: 0
5BL | Potable water exported enter as -ve | Input | Ml/d | 2 | 2019-20: -179.83; 2020-21: -179.83; 2021-22: -179.83; 2022-23: -179.83; 2023-24: -179.83; 2024-25: -181.43; 2025-26: -184.37; 2026-27: -183.72; 2027-28: -181.76; 2028-29: -180.11; 2029-30: -178.54; 2030-31: -177.51; 2031-32: -176.06; 2032-33: -174.95; 2033-34: -173.85; 2034-35: -172.34; 2035-36: -173.65; 2036-37: -174.17; 2037-38: -172.25; 2038-39: -170.46; 2039-40: -169.7; 2040-41: -169.7; 2041-42: -169.7; 2042-43: -169.7; 2043-44: -169.7; 2044-45: -169.7; 2045-46: -169.7; 2046-47: -169.7; 2047-48: -169.7; 2048-49: -169.7; 2049-50: -169.7
6BL | Deployable Output before forecast changes | Input | Ml/d | 2 | 2019-20: 357; 2020-21: 357; 2021-22: 357; 2022-23: 357; 2023-24: 357; 2024-25: 357; 2025-26: 357; 2026-27: 357; 2027-28: 357; 2028-29: 357; 2029-30: 357; 2030-31: 357; 2031-32: 357; 2032-33: 357; 2033-34: 357; 2034-35: 357; 2035-36: 357; 2036-37: 357; 2037-38: 357; 2038-39: 357; 2039-40: 357; 2040-41: 357; 2041-42: 357; 2042-43: 357; 2043-44: 357; 2044-45: 357; 2045-46: 357; 2046-47: 357; 2047-48: 357; 2048-49: 357; 2049-50: 357
6.1BL | Deployable Output post forecast changes | 6BL + 7BL | Ml/d | 2 | 2019-20: 357; 2020-21: 357; 2021-22: 357; 2022-23: 357; 2023-24: 357; 2024-25: 357; 2025-26: 357; 2026-27: 357; 2027-28: 357; 2028-29: 357; 2029-30: 357; 2030-31: 357; 2031-32: 357; 2032-33: 357; 2033-34: 357; 2034-35: 357; 2035-36: 357; 2036-37: 357; 2037-38: 357; 2038-39: 357; 2039-40: 357; 2040-41: 357; 2041-42: 357; 2042-43: 357; 2043-44: 357; 2044-45: 357; 2045-46: 357; 2046-47: 357; 2047-48: 357; 2048-49: 357; 2049-50: 357
7BL | Baseline forecast changes to Deployable Output | sum (7.1BL:7.6BL) | Ml/d | 2 | 2019-20: 0; 2020-21: 0; 2021-22: 0; 2022-23: 0; 2023-24: 0; 2024-25: 0; 2025-26: 0; 2026-27: 0; 2027-28: 0; 2028-29: 0; 2029-30: 0; 2030-31: 0; 2031-32: 0; 2032-33: 0; 2033-34: 0; 2034-35: 0; 2035-36: 0; 2036-37: 0; 2037-38: 0; 2038-39: 0; 2039-40: 0; 2040-41: 0; 2041-42: 0; 2042-43: 0; 2043-44: 0; 2044-45: 0; 2045-46: 0; 2046-47: 0; 2047-48: 0; 2048-49: 0; 2049-50: 0
7.1BL | Change in DO due to climate change | Input | Ml/d | 2 | 2019-20: 0; 2020-21: 0; 2021-22: 0; 2022-23: 0; 2023-24: 0; 2024-25: 0; 2025-26: 0; 2026-27: 0; 2027-28: 0; 2028-29: 0; 2029-30: 0; 2030-31: 0; 2031-32: 0; 2032-33: 0; 2033-34: 0; 2034-35: 0; 2035-36: 0; 2036-37: 0; 2037-38: 0; 2038-39: 0; 2039-40: 0; 2040-41: 0; 2041-42: 0; 2042-43: 0; 2043-44: 0; 2044-45: 0; 2045-46: 0; 2046-47: 0; 2047-48: 0; 2048-49: 0; 2049-50: 0
7.2BL | Total confirmed DO reductions to restore sustainable abstraction enter as -ve | Input | Ml/d | 2 | 2019-20: 0; 2020-21: 0; 2021-22: 0; 2022-23: 0; 2023-24: 0; 2024-25: 0; 2025-26: 0; 2026-27: 0; 2027-28: 0; 2028-29: 0; 2029-30: 0; 2030-31: 0; 2031-32: 0; 2032-33: 0; 2033-34: 0; 2034-35: 0; 2035-36: 0; 2036-37: 0; 2037-38: 0; 2038-39: 0; 2039-40: 0; 2040-41: 0; 2041-42: 0; 2042-43: 0; 2043-44: 0; 2044-45: 0; 2045-46: 0; 2046-47: 0; 2047-48: 0; 2048-49: 0; 2049-50: 0
7.3BL | Total expected DO reductions to restore sustainable abstraction (Environmental Destination) (excl. any confirmed reductions) enter as -ve | Input | Ml/d | 2 | 2019-20: 0; 2020-21: 0; 2021-22: 0; 2022-23: 0; 2023-24: 0; 2024-25: 0; 2025-26: 0; 2026-27: 0; 2027-28: 0; 2028-29: 0; 2029-30: 0; 2030-31: 0; 2031-32: 0; 2032-33: 0; 2033-34: 0; 2034-35: 0; 2035-36: 0; 2036-37: 0; 2037-38: 0; 2038-39: 0; 2039-40: 0; 2040-41: 0; 2041-42: 0; 2042-43: 0; 2043-44: 0; 2044-45: 0; 2045-46: 0; 2046-47: 0; 2047-48: 0; 2048-49: 0; 2049-50: 0
7.4BL | Change in DO from prolonged Outage reduction enter as -ve | Input | Ml/d | 2 | 2019-20: 0; 2020-21: 0; 2021-22: 0; 2022-23: 0; 2023-24: 0; 2024-25: 0; 2025-26: 0; 2026-27: 0; 2027-28: 0; 2028-29: 0; 2029-30: 0; 2030-31: 0; 2031-32: 0; 2032-33: 0; 2033-34: 0; 2034-35: 0; 2035-36: 0; 2036-37: 0; 2037-38: 0; 2038-39: 0; 2039-40: 0; 2040-41: 0; 2041-42: 0; 2042-43: 0; 2043-44: 0; 2044-45: 0; 2045-46: 0; 2046-47: 0; 2047-48: 0; 2048-49: 0; 2049-50: 0
7.5BL | Change in DO from drought measures | Zero for baseline | Ml/d | 2 | 2019-20: 0; 2020-21: 0; 2021-22: 0; 2022-23: 0; 2023-24: 0; 2024-25: 0; 2025-26: 0; 2026-27: 0; 2027-28: 0; 2028-29: 0; 2029-30: 0; 2030-31: 0; 2031-32: 0; 2032-33: 0; 2033-34: 0; 2034-35: 0; 2035-36: 0; 2036-37: 0; 2037-38: 0; 2038-39: 0; 2039-40: 0; 2040-41: 0; 2041-42: 0; 2042-43: 0; 2043-44: 0; 2044-45: 0; 2045-46: 0; 2046-47: 0; 2047-48: 0; 2048-49: 0; 2049-50: 0
7.6BL | Total other changes to DO (specify e.g. Nitrates) | Input | Ml/d | 2 | 2019-20: 0; 2020-21: 0; 2021-22: 0; 2022-23: 0; 2023-24: 0; 2024-25: 0; 2025-26: 0; 2026-27: 0; 2027-28: 0; 2028-29: 0; 2029-30: 0; 2030-31: 0; 2031-32: 0; 2032-33: 0; 2033-34: 0; 2034-35: 0; 2035-36: 0; 2036-37: 0; 2037-38: 0; 2038-39: 0; 2039-40: 0; 2040-41: 0; 2041-42: 0; 2042-43: 0; 2043-44: 0; 2044-45: 0; 2045-46: 0; 2046-47: 0; 2047-48: 0; 2048-49: 0; 2049-50: 0
8BL | Raw water losses, treatment works losses and operational use | Input | Ml/d | 2 | 2019-20: 25.98; 2020-21: 25.98; 2021-22: 25.98; 2022-23: 25.98; 2023-24: 25.98; 2024-25: 25.98; 2025-26: 25.98; 2026-27: 25.98; 2027-28: 25.98; 2028-29: 25.98; 2029-30: 25.98; 2030-31: 25.98; 2031-32: 25.98; 2032-33: 25.98; 2033-34: 25.98; 2034-35: 25.98; 2035-36: 25.98; 2036-37: 25.98; 2037-38: 25.98; 2038-39: 25.98; 2039-40: 25.98; 2040-41: 25.98; 2041-42: 25.98; 2042-43: 25.98; 2043-44: 25.98; 2044-45: 25.98; 2045-46: 25.98; 2046-47: 25.98; 2047-48: 25.98; 2048-49: 25.98; 2049-50: 25.98
9BL | Total Outage Allowance | Input | Ml/d | 2 | 2019-20: 1.42; 2020-21: 1.42; 2021-22: 1.42; 2022-23: 1.42; 2023-24: 1.42; 2024-25: 1.42; 2025-26: 1.42; 2026-27: 1.42; 2027-28: 1.42; 2028-29: 1.42; 2029-30: 1.42; 2030-31: 1.42; 2031-32: 1.42; 2032-33: 1.42; 2033-34: 1.42; 2034-35: 1.42; 2035-36: 1.42; 2036-37: 1.42; 2037-38: 1.42; 2038-39: 1.42; 2039-40: 1.42; 2040-41: 1.42; 2041-42: 1.42; 2042-43: 1.42; 2043-44: 1.42; 2044-45: 1.42; 2045-46: 1.42; 2046-47: 1.42; 2047-48: 1.42; 2048-49: 1.42; 2049-50: 1.42
10BL | Water Available For Use (own sources) | (6BL + 7BL) - (8BL + 9BL) | Ml/d | 2 | 2019-20: 329.6; 2020-21: 329.6; 2021-22: 329.6; 2022-23: 329.6; 2023-24: 329.6; 2024-25: 329.6; 2025-26: 329.6; 2026-27: 329.6; 2027-28: 329.6; 2028-29: 329.6; 2029-30: 329.6; 2030-31: 329.6; 2031-32: 329.6; 2032-33: 329.6; 2033-34: 329.6; 2034-35: 329.6; 2035-36: 329.6; 2036-37: 329.6; 2037-38: 329.6; 2038-39: 329.6; 2039-40: 329.6; 2040-41: 329.6; 2041-42: 329.6; 2042-43: 329.6; 2043-44: 329.6; 2044-45: 329.6; 2045-46: 329.6; 2046-47: 329.6; 2047-48: 329.6; 2048-49: 329.6; 2049-50: 329.6
11BL | Total Water Available For Use | 10BL + sum (2BL:5BL) | Ml/d | 2 | 2019-20: 149.77; 2020-21: 149.77; 2021-22: 149.77; 2022-23: 149.77; 2023-24: 149.77; 2024-25: 148.17; 2025-26: 145.23; 2026-27: 145.88; 2027-28: 147.84; 2028-29: 149.49; 2029-30: 151.06; 2030-31: 152.09; 2031-32: 153.54; 2032-33: 154.65; 2033-34: 155.75; 2034-35: 157.26; 2035-36: 155.95; 2036-37: 155.43; 2037-38: 157.35; 2038-39: 159.14; 2039-40: 159.9; 2040-41: 159.9; 2041-42: 159.9; 2042-43: 159.9; 2043-44: 159.9; 2044-45: 159.9; 2045-46: 159.9; 2046-47: 159.9; 2047-48: 159.9; 2048-49: 159.9; 2049-50: 159.9
12BL | Water delivered measured non-household | Input Note - consumption & uspl | Ml/d | 2 | 2019-20: 25.22; 2020-21: 25.23; 2021-22: 25.66; 2022-23: 25.74; 2023-24: 25.83; 2024-25: 25.91; 2025-26: 26.87; 2026-27: 27; 2027-28: 28; 2028-29: 28.11; 2029-30: 28.23; 2030-31: 28.37; 2031-32: 28.51; 2032-33: 28.68; 2033-34: 28.88; 2034-35: 29.09; 2035-36: 29.3; 2036-37: 29.5; 2037-38: 29.72; 2038-39: 29.96; 2039-40: 30.25; 2040-41: 30.57; 2041-42: 30.91; 2042-43: 31.28; 2043-44: 31.68; 2044-45: 32.11; 2045-46: 32.57; 2046-47: 33.06; 2047-48: 33.58; 2048-49: 34.12; 2049-50: 34.68
12.1BL | Non-potable water consumption | Input | Ml/d | 2 | 2019-20: 0; 2020-21: 0; 2021-22: 0; 2022-23: 0; 2023-24: 0; 2024-25: 0; 2025-26: 0; 2026-27: 0; 2027-28: 0; 2028-29: 0; 2029-30: 0; 2030-31: 0; 2031-32: 0; 2032-33: 0; 2033-34: 0; 2034-35: 0; 2035-36: 0; 2036-37: 0; 2037-38: 0; 2038-39: 0; 2039-40: 0; 2040-41: 0; 2041-42: 0; 2042-43: 0; 2043-44: 0; 2044-45: 0; 2045-46: 0; 2046-47: 0; 2047-48: 0; 2048-49: 0; 2049-50: 0
13BL | Water delivered unmeasured non-household | Input Note - consumption & uspl | Ml/d | 2 | 2019-20: 0.09; 2020-21: 0.09; 2021-22: 0.09; 2022-23: 0.09; 2023-24: 0.09; 2024-25: 0.09; 2025-26: 0.09; 2026-27: 0.09; 2027-28: 0.09; 2028-29: 0.09; 2029-30: 0.09; 2030-31: 0.1; 2031-32: 0.1; 2032-33: 0.1; 2033-34: 0.1; 2034-35: 0.1; 2035-36: 0.1; 2036-37: 0.1; 2037-38: 0.1; 2038-39: 0.1; 2039-40: 0.1; 2040-41: 0.1; 2041-42: 0.1; 2042-43: 0.1; 2043-44: 0.11; 2044-45: 0.11; 2045-46: 0.11; 2046-47: 0.11; 2047-48: 0.11; 2048-49: 0.11; 2049-50: 0.12
14BL | Water delivered measured household | Input Note - consumption & uspl | Ml/d | 2 | 2019-20: 76.29; 2020-21: 77.2; 2021-22: 77.98; 2022-23: 78.94; 2023-24: 79.98; 2024-25: 80.63; 2025-26: 81.47; 2026-27: 82.07; 2027-28: 83.07; 2028-29: 84.33; 2029-30: 85.52; 2030-31: 86.72; 2031-32: 87.91; 2032-33: 89.06; 2033-34: 90.16; 2034-35: 91.22; 2035-36: 92.31; 2036-37: 93.37; 2037-38: 94.75; 2038-39: 96.17; 2039-40: 97.83; 2040-41: 99.22; 2041-42: 100.65; 2042-43: 102.13; 2043-44: 103.65; 2044-45: 105.22; 2045-46: 106.68; 2046-47: 108.18; 2047-48: 109.69; 2048-49: 111.24; 2049-50: 112.72
15BL | Water delivered unmeasured household | Input Note - consumption & uspl | Ml/d | 2 | 2019-20: 17.95; 2020-21: 17.26; 2021-22: 16.66; 2022-23: 15.95; 2023-24: 15.27; 2024-25: 14.63; 2025-26: 14.08; 2026-27: 13.54; 2027-28: 13.04; 2028-29: 12.55; 2029-30: 12.08; 2030-31: 11.65; 2031-32: 11.24; 2032-33: 10.85; 2033-34: 10.48; 2034-35: 10.13; 2035-36: 9.78; 2036-37: 9.46; 2037-38: 9.15; 2038-39: 8.85; 2039-40: 8.57; 2040-41: 8.3; 2041-42: 8.04; 2042-43: 7.79; 2043-44: 7.55; 2044-45: 7.32; 2045-46: 7.2; 2046-47: 7.1; 2047-48: 6.99; 2048-49: 6.89; 2049-50: 6.9
16BL | Percentage of consumption driven by climate change | Input | % | 1 | 2019-20: 0%; 2020-21: 0%; 2021-22: 0%; 2022-23: 0.1%; 2023-24: 0.1%; 2024-25: 0.1%; 2025-26: 0.1%; 2026-27: 0.1%; 2027-28: 0.1%; 2028-29: 0.2%; 2029-30: 0.2%; 2030-31: 0.2%; 2031-32: 0.2%; 2032-33: 0.3%; 2033-34: 0.3%; 2034-35: 0.3%; 2035-36: 0.4%; 2036-37: 0.4%; 2037-38: 0.4%; 2038-39: 0.5%; 2039-40: 0.5%; 2040-41: 0.6%; 2041-42: 0.6%; 2042-43: 0.6%; 2043-44: 0.7%; 2044-45: 0.7%; 2045-46: 0.8%; 2046-47: 0.8%; 2047-48: 0.8%; 2048-49: 0.8%; 2049-50: 0.9%
17BL | Volume of consumption driven by climate change | 16BL * (12BL + sum(13BL:15BL) - sum (23BL:26BL)) | Ml/d | 2 | 2019-20: 0; 2020-21: 0; 2021-22: 0; 2022-23: 0.11722; 2023-24: 0.11764; 2024-25: 0.11773; 2025-26: 0.11895; 2026-27: 0.11914; 2027-28: 0.12062; 2028-29: 0.24296; 2029-30: 0.24458; 2030-31: 0.24638; 2031-32: 0.24818; 2032-33: 0.375; 2033-34: 0.37773; 2034-35: 0.38043; 2035-36: 0.51096; 2036-37: 0.51464; 2037-38: 0.51972; 2038-39: 0.6564; 2039-40: 0.66465; 2040-41: 0.80604; 2041-42: 0.81498; 2042-43: 0.82446; 2043-44: 0.97349; 2044-45: 0.98581; 2045-46: 1.1408; 2046-47: 1.1557; 2047-48: 1.1708; 2048-49: 1.1865; 2049-50: 1.3531
18BL | Measured Household - PCC | ((14BL - 25BL) * 1,000,000) / (39BL *1,000) | l/h/d | 1 | 2019-20: 184.1739; 2020-21: 182.6458; 2021-22: 181.5287; 2022-23: 180.164; 2023-24: 178.8365; 2024-25: 177.5617; 2025-26: 177.0317; 2026-27: 176.6217; 2027-28: 176.2648; 2028-29: 175.9401; 2029-30: 175.5851; 2030-31: 175.543; 2031-32: 175.6865; 2032-33: 175.8327; 2033-34: 175.986; 2034-35: 176.1509; 2035-36: 176.3383; 2036-37: 176.5134; 2037-38: 177.2173; 2038-39: 177.9357; 2039-40: 178.6561; 2040-41: 178.8779; 2041-42: 179.1041; 2042-43: 179.3495; 2043-44: 179.5896; 2044-45: 179.8856; 2045-46: 180.1026; 2046-47: 180.3541; 2047-48: 180.5323; 2048-49: 180.7383; 2049-50: 180.9661
19BL | Unmeasured Household - PCC | ((15BL - 26BL) * 1,000,000) / (40BL *1,000) | l/h/d | 1 | 2019-20: 213.3568; 2020-21: 212.7549; 2021-22: 212.1844; 2022-23: 211.5341; 2023-24: 210.5877; 2024-25: 209.961; 2025-26: 209.3089; 2026-27: 208.6081; 2027-28: 208.0979; 2028-29: 207.4674; 2029-30: 206.7095; 2030-31: 206.5814; 2031-32: 206.3735; 2032-33: 206.4713; 2033-34: 206.4664; 2034-35: 206.5671; 2035-36: 206.4082; 2036-37: 206.6059; 2037-38: 206.7454; 2038-39: 206.8354; 2039-40: 206.9193; 2040-41: 206.8024; 2041-42: 206.9675; 2042-43: 207.1684; 2043-44: 207.1313; 2044-45: 207.459; 2045-46: 207.5392; 2046-47: 207.7954; 2047-48: 207.9041; 2048-49: 208.2079; 2049-50: 208.4984
20BL | Average Household - PCC | (((14BL - 25BL) + (15BL - 26BL)) * 1,000,000) / ((39BL + 40BL) *1,000) | l/h/d | 1 | 2019-20: 189.0046; 2020-21: 187.4009; 2021-22: 186.1748; 2022-23: 184.6823; 2023-24: 183.1809; 2024-25: 181.7905; 2025-26: 181.0709; 2026-27: 180.4689; 2027-28: 179.932; 2028-29: 179.409; 2029-30: 178.8577; 2030-31: 178.666; 2031-32: 178.6439; 2032-33: 178.6625; 2033-34: 178.6859; 2034-35: 178.7367; 2035-36: 178.7913; 2036-37: 178.8704; 2037-38: 179.4374; 2038-39: 180.0212; 2039-40: 180.612; 2040-41: 180.7313; 2041-42: 180.8774; 2042-43: 181.047; 2043-44: 181.2008; 2044-45: 181.4319; 2045-46: 181.5997; 2046-47: 181.8114; 2047-48: 181.9473; 2048-49: 182.121; 2049-50: 182.3363
21BL | Water taken unbilled | Input | Ml/d | 2 | 2019-20: 2.5; 2020-21: 2.5; 2021-22: 2.49; 2022-23: 2.49; 2023-24: 2.5; 2024-25: 2.5; 2025-26: 2.48; 2026-27: 2.49; 2027-28: 2.5; 2028-29: 2.47; 2029-30: 2.48; 2030-31: 2.49; 2031-32: 2.48; 2032-33: 2.48; 2033-34: 2.49; 2034-35: 2.49; 2035-36: 2.48; 2036-37: 2.49; 2037-38: 2.51; 2038-39: 2.5; 2039-40: 2.49; 2040-41: 2.48; 2041-42: 2.5; 2042-43: 2.47; 2043-44: 2.49; 2044-45: 2.5; 2045-46: 2.49; 2046-47: 2.48; 2047-48: 2.5; 2048-49: 2.49; 2049-50: 2.49
22BL | Distribution system operational use | Input | Ml/d | 2 | 2019-20: 0.65; 2020-21: 0.65; 2021-22: 0.65; 2022-23: 0.65; 2023-24: 0.65; 2024-25: 0.65; 2025-26: 0.65; 2026-27: 0.65; 2027-28: 0.65; 2028-29: 0.65; 2029-30: 0.65; 2030-31: 0.65; 2031-32: 0.65; 2032-33: 0.65; 2033-34: 0.65; 2034-35: 0.65; 2035-36: 0.65; 2036-37: 0.65; 2037-38: 0.65; 2038-39: 0.65; 2039-40: 0.65; 2040-41: 0.65; 2041-42: 0.65; 2042-43: 0.65; 2043-44: 0.65; 2044-45: 0.65; 2045-46: 0.65; 2046-47: 0.65; 2047-48: 0.65; 2048-49: 0.65; 2049-50: 0.65
23BL | Measured Non Household - USPL | Input | Ml/d | 2 | 2019-20: 0.08; 2020-21: 0.08; 2021-22: 0.08; 2022-23: 0.08; 2023-24: 0.08; 2024-25: 0.08; 2025-26: 0.09; 2026-27: 0.09; 2027-28: 0.09; 2028-29: 0.09; 2029-30: 0.09; 2030-31: 0.09; 2031-32: 0.09; 2032-33: 0.09; 2033-34: 0.09; 2034-35: 0.09; 2035-36: 0.09; 2036-37: 0.09; 2037-38: 0.09; 2038-39: 0.09; 2039-40: 0.09; 2040-41: 0.09; 2041-42: 0.09; 2042-43: 0.09; 2043-44: 0.09; 2044-45: 0.09; 2045-46: 0.09; 2046-47: 0.09; 2047-48: 0.09; 2048-49: 0.09; 2049-50: 0.09
24BL | Unmeasured Non Household - USPL | Input | Ml/d | 2 | 2019-20: 0; 2020-21: 0; 2021-22: 0; 2022-23: 0; 2023-24: 0; 2024-25: 0; 2025-26: 0; 2026-27: 0; 2027-28: 0; 2028-29: 0; 2029-30: 0; 2030-31: 0; 2031-32: 0; 2032-33: 0; 2033-34: 0; 2034-35: 0; 2035-36: 0; 2036-37: 0; 2037-38: 0; 2038-39: 0; 2039-40: 0; 2040-41: 0; 2041-42: 0; 2042-43: 0; 2043-44: 0; 2044-45: 0; 2045-46: 0; 2046-47: 0; 2047-48: 0; 2048-49: 0; 2049-50: 0
25BL | Measured Household - USPL | Input | Ml/d | 2 | 2019-20: 2.4; 2020-21: 2.45; 2021-22: 2.5; 2022-23: 2.56; 2023-24: 2.62; 2024-25: 2.66; 2025-26: 2.71; 2026-27: 2.74; 2027-28: 2.79; 2028-29: 2.84; 2029-30: 2.89; 2030-31: 2.94; 2031-32: 2.98; 2032-33: 3.03; 2033-34: 3.07; 2034-35: 3.11; 2035-36: 3.15; 2036-37: 3.19; 2037-38: 3.23; 2038-39: 3.26; 2039-40: 3.3; 2040-41: 3.34; 2041-42: 3.38; 2042-43: 3.42; 2043-44: 3.46; 2044-45: 3.49; 2045-46: 3.53; 2046-47: 3.56; 2047-48: 3.6; 2048-49: 3.64; 2049-50: 3.67
26BL | Unmeasured Household - USPL | Input | Ml/d | 2 | 2019-20: 0.97; 2020-21: 0.93; 2021-22: 0.9; 2022-23: 0.86; 2023-24: 0.83; 2024-25: 0.79; 2025-26: 0.76; 2026-27: 0.73; 2027-28: 0.7; 2028-29: 0.67; 2029-30: 0.65; 2030-31: 0.62; 2031-32: 0.6; 2032-33: 0.57; 2033-34: 0.55; 2034-35: 0.53; 2035-36: 0.51; 2036-37: 0.49; 2037-38: 0.47; 2038-39: 0.45; 2039-40: 0.43; 2040-41: 0.42; 2041-42: 0.4; 2042-43: 0.38; 2043-44: 0.37; 2044-45: 0.35; 2045-46: 0.34; 2046-47: 0.34; 2047-48: 0.33; 2048-49: 0.32; 2049-50: 0.32
27BL | Void Properties - USPL | Input | Ml/d | 2 | 2019-20: 0.22; 2020-21: 0.22; 2021-22: 0.22; 2022-23: 0.23; 2023-24: 0.23; 2024-25: 0.23; 2025-26: 0.24; 2026-27: 0.24; 2027-28: 0.24; 2028-29: 0.25; 2029-30: 0.25; 2030-31: 0.25; 2031-32: 0.26; 2032-33: 0.26; 2033-34: 0.26; 2034-35: 0.26; 2035-36: 0.27; 2036-37: 0.27; 2037-38: 0.27; 2038-39: 0.27; 2039-40: 0.28; 2040-41: 0.28; 2041-42: 0.28; 2042-43: 0.29; 2043-44: 0.29; 2044-45: 0.29; 2045-46: 0.3; 2046-47: 0.3; 2047-48: 0.3; 2048-49: 0.3; 2049-50: 0.31
28BL | Distribution losses | Input | Ml/d | 2 | 2019-20: 11.8; 2020-21: 11.55; 2021-22: 11.41; 2022-23: 11.18; 2023-24: 10.95; 2024-25: 10.72; 2025-26: 10.72; 2026-27: 10.72; 2027-28: 10.72; 2028-29: 10.72; 2029-30: 10.72; 2030-31: 10.72; 2031-32: 10.72; 2032-33: 10.72; 2033-34: 10.72; 2034-35: 10.72; 2035-36: 10.72; 2036-37: 10.72; 2037-38: 10.72; 2038-39: 10.72; 2039-40: 10.72; 2040-41: 10.72; 2041-42: 10.72; 2042-43: 10.72; 2043-44: 10.72; 2044-45: 10.72; 2045-46: 10.72; 2046-47: 10.72; 2047-48: 10.72; 2048-49: 10.72; 2049-50: 10.72
29BL | Total Leakage | sum (23BL:28BL) | Ml/d | 2 | 2019-20: 15.47; 2020-21: 15.23; 2021-22: 15.11; 2022-23: 14.91; 2023-24: 14.71; 2024-25: 14.48; 2025-26: 14.52; 2026-27: 14.52; 2027-28: 14.54; 2028-29: 14.57; 2029-30: 14.6; 2030-31: 14.62; 2031-32: 14.65; 2032-33: 14.67; 2033-34: 14.69; 2034-35: 14.71; 2035-36: 14.74; 2036-37: 14.76; 2037-38: 14.78; 2038-39: 14.79; 2039-40: 14.82; 2040-41: 14.85; 2041-42: 14.87; 2042-43: 14.9; 2043-44: 14.93; 2044-45: 14.94; 2045-46: 14.98; 2046-47: 15.01; 2047-48: 15.04; 2048-49: 15.07; 2049-50: 15.11
30BL | Leakage/property | (29BL * 1,000,000) / (36BL * 1,000) | l/prop/d | 2 | 2019-20: 74.4918; 2020-21: 71.8698; 2021-22: 69.9887; 2022-23: 68.0061; 2023-24: 66.0598; 2024-25: 64.2476; 2025-26: 63.6912; 2026-27: 63.1046; 2027-28: 62.4297; 2028-29: 61.6373; 2029-30: 60.8782; 2030-31: 60.1562; 2031-32: 59.5318; 2032-33: 58.8989; 2033-34: 58.314; 2034-35: 57.7787; 2035-36: 57.273; 2036-37: 56.7627; 2037-38: 56.252; 2038-39: 55.7079; 2039-40: 55.2429; 2040-41: 54.7815; 2041-42: 54.2847; 2042-43: 53.827; 2043-44: 53.3708; 2044-45: 52.8459; 2045-46: 52.4293; 2046-47: 51.9791; 2047-48: 51.5307; 2048-49: 51.0846; 2049-50: 50.6743
31BL | Measured Non Household - properties | Input | 000's | 2 | 2019-20: 10.186; 2020-21: 10.31; 2021-22: 10.408; 2022-23: 10.556; 2023-24: 10.671; 2024-25: 10.776; 2025-26: 10.877; 2026-27: 10.968; 2027-28: 11.05; 2028-29: 11.123; 2029-30: 11.192; 2030-31: 11.248; 2031-32: 11.303; 2032-33: 11.354; 2033-34: 11.397; 2034-35: 11.437; 2035-36: 11.475; 2036-37: 11.511; 2037-38: 11.545; 2038-39: 11.576; 2039-40: 11.605; 2040-41: 11.631; 2041-42: 11.656; 2042-43: 11.679; 2043-44: 11.7; 2044-45: 11.72; 2045-46: 11.739; 2046-47: 11.757; 2047-48: 11.773; 2048-49: 11.788; 2049-50: 11.801
32BL | Unmeasured Non Household - properties | Input | 000's | 2 | 2019-20: 0.041; 2020-21: 0.041; 2021-22: 0.042; 2022-23: 0.042; 2023-24: 0.043; 2024-25: 0.043; 2025-26: 0.044; 2026-27: 0.044; 2027-28: 0.044; 2028-29: 0.045; 2029-30: 0.045; 2030-31: 0.045; 2031-32: 0.045; 2032-33: 0.046; 2033-34: 0.046; 2034-35: 0.046; 2035-36: 0.046; 2036-37: 0.046; 2037-38: 0.046; 2038-39: 0.046; 2039-40: 0.047; 2040-41: 0.047; 2041-42: 0.047; 2042-43: 0.047; 2043-44: 0.047; 2044-45: 0.047; 2045-46: 0.047; 2046-47: 0.047; 2047-48: 0.047; 2048-49: 0.047; 2049-50: 0.047
33BL | All void non-households - properties | Input | 000's | 2 | 2019-20: 0; 2020-21: 0; 2021-22: 0; 2022-23: 0; 2023-24: 0; 2024-25: 0; 2025-26: 0; 2026-27: 0; 2027-28: 0; 2028-29: 0; 2029-30: 0; 2030-31: 0; 2031-32: 0; 2032-33: 0; 2033-34: 0; 2034-35: 0; 2035-36: 0; 2036-37: 0; 2037-38: 0; 2038-39: 0; 2039-40: 0; 2040-41: 0; 2041-42: 0; 2042-43: 0; 2043-44: 0; 2044-45: 0; 2045-46: 0; 2046-47: 0; 2047-48: 0; 2048-49: 0; 2049-50: 0
34BL | Measured households - properties (excl. void) | Year before + sum (34.1BL:34.6BL) | 000's | 2 | 2019-20: 171.89; 2020-21: 176.791; 2021-22: 181.358; 2022-23: 185.373; 2023-24: 189.462; 2024-25: 192.796; 2025-26: 195.906; 2026-27: 198.519; 2027-28: 201.803; 2028-29: 205.758; 2029-30: 209.653; 2030-31: 213.309; 2031-32: 216.788; 2032-33: 220.182; 2033-34: 223.425; 2034-35: 226.5; 2035-36: 229.649; 2036-37: 232.678; 2037-38: 235.739; 2038-39: 238.816; 2039-40: 241.912; 2040-41: 245.024; 2041-42: 248.163; 2042-43: 251.327; 2043-44: 254.52; 2044-45: 257.741; 2045-46: 260.837; 2046-47: 263.968; 2047-48: 267.137; 2048-49: 270.342; 2049-50: 273.445
34.1BL | New build properties - properties | Input (new builds in each year) | 000's | 2 | 2019-20: 4.21; 2020-21: 3.889; 2021-22: 3.618; 2022-23: 3.142; 2023-24: 3.252; 2024-25: 2.533; 2025-26: 2.433; 2026-27: 1.962; 2027-28: 2.657; 2028-29: 3.351; 2029-30: 3.314; 2030-31: 3.095; 2031-32: 2.94; 2032-33: 2.875; 2033-34: 2.743; 2034-35: 2.594; 2035-36: 2.685; 2036-37: 2.583; 2037-38: 2.631; 2038-39: 2.663; 2039-40: 2.698; 2040-41: 2.728; 2041-42: 2.769; 2042-43: 2.808; 2043-44: 2.85; 2044-45: 2.891; 2045-46: 2.932; 2046-47: 2.974; 2047-48: 3.018; 2048-49: 3.06; 2049-50: 3.103
34.2BL | Meter optants - properties | Input (meter optants in each year) | 000's | 2 | 2019-20: 0.569; 2020-21: 0.543; 2021-22: 0.497; 2022-23: 0.437; 2023-24: 0.418; 2024-25: 0.4; 2025-26: 0.291; 2026-27: 0.281; 2027-28: 0.272; 2028-29: 0.263; 2029-30: 0.254; 2030-31: 0.246; 2031-32: 0.237; 2032-33: 0.229; 2033-34: 0.222; 2034-35: 0.214; 2035-36: 0.207; 2036-37: 0.2; 2037-38: 0.194; 2038-39: 0.187; 2039-40: 0.181; 2040-41: 0.175; 2041-42: 0.169; 2042-43: 0.163; 2043-44: 0.158; 2044-45: 0.153; 2045-46: 0; 2046-47: 0; 2047-48: 0; 2048-49: 0; 2049-50: 0
34.3BL | Compulsory metering - properties | Input (compulsory meters in each year) | 000's | 2 | 2019-20: 0; 2020-21: 0; 2021-22: 0; 2022-23: 0; 2023-24: 0; 2024-25: 0; 2025-26: 0; 2026-27: 0; 2027-28: 0; 2028-29: 0; 2029-30: 0; 2030-31: 0; 2031-32: 0; 2032-33: 0; 2033-34: 0; 2034-35: 0; 2035-36: 0; 2036-37: 0; 2037-38: 0; 2038-39: 0; 2039-40: 0; 2040-41: 0; 2041-42: 0; 2042-43: 0; 2043-44: 0; 2044-45: 0; 2045-46: 0; 2046-47: 0; 2047-48: 0; 2048-49: 0; 2049-50: 0
34.4BL | Metering on change of occupancy - properties | Input (change of occupancy meters in each year) | 000's | 2 | 2019-20: 0.467; 2020-21: 0.451; 2021-22: 0.435; 2022-23: 0.42; 2023-24: 0.404; 2024-25: 0.387; 2025-26: 0.372; 2026-27: 0.357; 2027-28: 0.342; 2028-29: 0.329; 2029-30: 0.315; 2030-31: 0.303; 2031-32: 0.291; 2032-33: 0.279; 2033-34: 0.268; 2034-35: 0.257; 2035-36: 0.247; 2036-37: 0.237; 2037-38: 0.227; 2038-39: 0.218; 2039-40: 0.209; 2040-41: 0.201; 2041-42: 0.193; 2042-43: 0.185; 2043-44: 0.178; 2044-45: 0.17; 2045-46: 0.164; 2046-47: 0.157; 2047-48: 0.151; 2048-49: 0.145; 2049-50: 0
34.5BL | Selective metering - properties | Input (selective meters in each year) | 000's | 2 | 2019-20: 0.019; 2020-21: 0.018; 2021-22: 0.017; 2022-23: 0.016; 2023-24: 0.015; 2024-25: 0.014; 2025-26: 0.014; 2026-27: 0.013; 2027-28: 0.013; 2028-29: 0.012; 2029-30: 0.012; 2030-31: 0.012; 2031-32: 0.011; 2032-33: 0.011; 2033-34: 0.01; 2034-35: 0.01; 2035-36: 0.01; 2036-37: 0.009; 2037-38: 0.009; 2038-39: 0.009; 2039-40: 0.008; 2040-41: 0.008; 2041-42: 0.008; 2042-43: 0.008; 2043-44: 0.007; 2044-45: 0.007; 2045-46: 0; 2046-47: 0; 2047-48: 0; 2048-49: 0; 2049-50: 0
34.6BL | Other changes to existing metering - properties | Input (other changes to meters in each year) | 000's | 2 | 2019-20: 0; 2020-21: 0; 2021-22: 0; 2022-23: 0; 2023-24: 0; 2024-25: 0; 2025-26: 0; 2026-27: 0; 2027-28: 0; 2028-29: 0; 2029-30: 0; 2030-31: 0; 2031-32: 0; 2032-33: 0; 2033-34: 0; 2034-35: 0; 2035-36: 0; 2036-37: 0; 2037-38: 0; 2038-39: 0; 2039-40: 0; 2040-41: 0; 2041-42: 0; 2042-43: 0; 2043-44: 0; 2044-45: 0; 2045-46: 0; 2046-47: 0; 2047-48: 0; 2048-49: 0; 2049-50: 0
34.7BL | Measured household void properties | Input | 000's | 2 | 2019-20: 3.485; 2020-21: 3.565; 2021-22: 3.642; 2022-23: 3.722; 2023-24: 3.803; 2024-25: 3.881; 2025-26: 3.955; 2026-27: 4.034; 2027-28: 4.115; 2028-29: 4.184; 2029-30: 4.254; 2030-31: 4.325; 2031-32: 4.394; 2032-33: 4.462; 2033-34: 4.528; 2034-35: 4.585; 2035-36: 4.643; 2036-37: 4.701; 2037-38: 4.76; 2038-39: 4.82; 2039-40: 4.88; 2040-41: 4.941; 2041-42: 5.003; 2042-43: 5.066; 2043-44: 5.13; 2044-45: 5.194; 2045-46: 5.256; 2046-47: 5.319; 2047-48: 5.383; 2048-49: 5.447; 2049-50: 5.51
35BL | Unmeasured households - properties (excl. void) | Input | 000's | 2 | 2019-20: 21.628; 2020-21: 20.777; 2021-22: 20.029; 2022-23: 19.157; 2023-24: 18.32; 2024-25: 17.519; 2025-26: 16.843; 2026-27: 16.191; 2027-28: 15.564; 2028-29: 14.96; 2029-30: 14.379; 2030-31: 13.819; 2031-32: 13.28; 2032-33: 12.761; 2033-34: 12.261; 2034-35: 11.779; 2035-36: 11.316; 2036-37: 10.869; 2037-38: 10.44; 2038-39: 10.026; 2039-40: 9.627; 2040-41: 9.243; 2041-42: 8.874; 2042-43: 8.518; 2043-44: 8.175; 2044-45: 7.845; 2045-46: 7.681; 2046-47: 7.524; 2047-48: 7.373; 2048-49: 7.228; 2049-50: 7.228
35.1BL | Unmeasured household void properties | Input | 000's | 2 | 2019-20: 0.444; 2020-21: 0.427; 2021-22: 0.413; 2022-23: 0.395; 2023-24: 0.378; 2024-25: 0.363; 2025-26: 0.35; 2026-27: 0.338; 2027-28: 0.326; 2028-29: 0.313; 2029-30: 0.3; 2030-31: 0.288; 2031-32: 0.277; 2032-33: 0.266; 2033-34: 0.255; 2034-35: 0.245; 2035-36: 0.235; 2036-37: 0.225; 2037-38: 0.216; 2038-39: 0.208; 2039-40: 0.199; 2040-41: 0.191; 2041-42: 0.183; 2042-43: 0.176; 2043-44: 0.169; 2044-45: 0.162; 2045-46: 0.158; 2046-47: 0.155; 2047-48: 0.152; 2048-49: 0.149; 2049-50: 0.148
36BL | Total Resource Zone Properties (incl. voids) | sum (31BL:34BL) + 34.7BL + 35BL + 35.1BL | 000's | 2 | 2019-20: 207.674; 2020-21: 211.911; 2021-22: 215.892; 2022-23: 219.245; 2023-24: 222.677; 2024-25: 225.378; 2025-26: 227.975; 2026-27: 230.094; 2027-28: 232.902; 2028-29: 236.383; 2029-30: 239.823; 2030-31: 243.034; 2031-32: 246.087; 2032-33: 249.071; 2033-34: 251.912; 2034-35: 254.592; 2035-36: 257.364; 2036-37: 260.03; 2037-38: 262.746; 2038-39: 265.492; 2039-40: 268.27; 2040-41: 271.077; 2041-42: 273.926; 2042-43: 276.813; 2043-44: 279.741; 2044-45: 282.709; 2045-46: 285.718; 2046-47: 288.77; 2047-48: 291.865; 2048-49: 295.001; 2049-50: 298.179
37BL | Measured Non Household - Population | Input | 000's | 2 | 2019-20: 5.723; 2020-21: 5.803; 2021-22: 5.865; 2022-23: 5.951; 2023-24: 6.028; 2024-25: 6.098; 2025-26: 6.152; 2026-27: 6.241; 2027-28: 6.343; 2028-29: 6.451; 2029-30: 6.547; 2030-31: 6.638; 2031-32: 6.788; 2032-33: 6.912; 2033-34: 7.02; 2034-35: 7.11; 2035-36: 7.191; 2036-37: 7.27; 2037-38: 7.35; 2038-39: 7.436; 2039-40: 7.522; 2040-41: 7.613; 2041-42: 7.713; 2042-43: 7.825; 2043-44: 7.946; 2044-45: 8.068; 2045-46: 8.202; 2046-47: 8.345; 2047-48: 8.485; 2048-49: 8.627; 2049-50: 8.761
38BL | Unmeasured Non Household - Population | Input | 000's | 2 | 2019-20: 0.024; 2020-21: 0.024; 2021-22: 0.024; 2022-23: 0.024; 2023-24: 0.024; 2024-25: 0.024; 2025-26: 0.025; 2026-27: 0.025; 2027-28: 0.025; 2028-29: 0.026; 2029-30: 0.026; 2030-31: 0.027; 2031-32: 0.027; 2032-33: 0.028; 2033-34: 0.028; 2034-35: 0.029; 2035-36: 0.029; 2036-37: 0.029; 2037-38: 0.03; 2038-39: 0.03; 2039-40: 0.03; 2040-41: 0.031; 2041-42: 0.031; 2042-43: 0.031; 2043-44: 0.032; 2044-45: 0.032; 2045-46: 0.033; 2046-47: 0.034; 2047-48: 0.034; 2048-49: 0.035; 2049-50: 0.035
39BL | Measured Household - Population | Input | 000's | 2 | 2019-20: 401.197; 2020-21: 409.262; 2021-22: 415.802; 2022-23: 423.947; 2023-24: 432.574; 2024-25: 439.115; 2025-26: 444.892; 2026-27: 449.152; 2027-28: 455.451; 2028-29: 463.169; 2029-30: 470.598; 2030-31: 477.262; 2031-32: 483.418; 2032-33: 489.272; 2033-34: 494.869; 2034-35: 500.196; 2035-36: 505.619; 2036-37: 510.896; 2037-38: 516.428; 2038-39: 522.155; 2039-40: 529.117; 2040-41: 536.008; 2041-42: 543.092; 2042-43: 550.378; 2043-44: 557.883; 2044-45: 565.526; 2045-46: 572.729; 2046-47: 580.081; 2047-48: 587.651; 2048-49: 595.336; 2049-50: 602.599
40BL | Unmeasured Household - Population | Input | 000's | 2 | 2019-20: 79.585; 2020-21: 76.755; 2021-22: 74.275; 2022-23: 71.336; 2023-24: 68.57; 2024-25: 65.917; 2025-26: 63.638; 2026-27: 61.407; 2027-28: 59.299; 2028-29: 57.262; 2029-30: 55.295; 2030-31: 53.393; 2031-32: 51.557; 2032-33: 49.789; 2033-34: 48.095; 2034-35: 46.474; 2035-36: 44.911; 2036-37: 43.416; 2037-38: 41.984; 2038-39: 40.612; 2039-40: 39.339; 2040-41: 38.104; 2041-42: 36.914; 2042-43: 35.768; 2043-44: 34.664; 2044-45: 33.597; 2045-46: 33.054; 2046-47: 32.532; 2047-48: 32.034; 2048-49: 31.555; 2049-50: 31.559
41BL | Total Resource Zone Population | sum (37BL:40BL) | 000's | 2 | 2019-20: 486.529; 2020-21: 491.844; 2021-22: 495.966; 2022-23: 501.258; 2023-24: 507.196; 2024-25: 511.154; 2025-26: 514.707; 2026-27: 516.825; 2027-28: 521.118; 2028-29: 526.908; 2029-30: 532.466; 2030-31: 537.32; 2031-32: 541.79; 2032-33: 546.001; 2033-34: 550.012; 2034-35: 553.809; 2035-36: 557.75; 2036-37: 561.611; 2037-38: 565.792; 2038-39: 570.233; 2039-40: 576.008; 2040-41: 581.756; 2041-42: 587.75; 2042-43: 594.002; 2043-44: 600.525; 2044-45: 607.223; 2045-46: 614.018; 2046-47: 620.992; 2047-48: 628.204; 2048-49: 635.553; 2049-50: 642.954
42BL | Average household occupancy rate (excl. voids) | (39BL + 40BL) / (34BL + 35BL) | h/prop | 1 | 2019-20: 2.4844; 2020-21: 2.46; 2021-22: 2.4335; 2022-23: 2.4216; 2023-24: 2.4119; 2024-25: 2.4013; 2025-26: 2.3903; 2026-27: 2.3779; 2027-28: 2.3681; 2028-29: 2.3579; 2029-30: 2.3474; 2030-31: 2.3364; 2031-32: 2.3253; 2032-33: 2.3141; 2033-34: 2.3038; 2034-35: 2.2942; 2035-36: 2.2847; 2036-37: 2.276; 2037-38: 2.2683; 2038-39: 2.2615; 2039-40: 2.2599; 2040-41: 2.2579; 2041-42: 2.2565; 2042-43: 2.2558; 2043-44: 2.2556; 2044-45: 2.2559; 2045-46: 2.256; 2046-47: 2.2565; 2047-48: 2.2574; 2048-49: 2.2585; 2049-50: 2.2594
43BL | Total Household Metering penetration (excl. voids) | 34BL / (34BL + 35BL) | % | 1 | 2019-20: 88.82%; 2020-21: 89.48%; 2021-22: 90.05%; 2022-23: 90.63%; 2023-24: 91.18%; 2024-25: 91.67%; 2025-26: 92.08%; 2026-27: 92.46%; 2027-28: 92.84%; 2028-29: 93.22%; 2029-30: 93.58%; 2030-31: 93.92%; 2031-32: 94.23%; 2032-33: 94.52%; 2033-34: 94.8%; 2034-35: 95.06%; 2035-36: 95.3%; 2036-37: 95.54%; 2037-38: 95.76%; 2038-39: 95.97%; 2039-40: 96.17%; 2040-41: 96.36%; 2041-42: 96.55%; 2042-43: 96.72%; 2043-44: 96.89%; 2044-45: 97.05%; 2045-46: 97.14%; 2046-47: 97.23%; 2047-48: 97.31%; 2048-49: 97.4%; 2049-50: 97.42%
44BL | Total Household Metering penetration (incl. voids) | (34BL) / (34BL + 34.7BL + 35BL + 35.1BL) | % | 1 | 2019-20: 87.06%; 2020-21: 87.71%; 2021-22: 88.28%; 2022-23: 88.85%; 2023-24: 89.38%; 2024-25: 89.86%; 2025-26: 90.26%; 2026-27: 90.61%; 2027-28: 90.98%; 2028-29: 91.36%; 2029-30: 91.72%; 2030-31: 92.05%; 2031-32: 92.35%; 2032-33: 92.64%; 2033-34: 92.91%; 2034-35: 93.17%; 2035-36: 93.41%; 2036-37: 93.64%; 2037-38: 93.86%; 2038-39: 94.07%; 2039-40: 94.27%; 2040-41: 94.46%; 2041-42: 94.64%; 2042-43: 94.81%; 2043-44: 94.97%; 2044-45: 95.13%; 2045-46: 95.22%; 2046-47: 95.31%; 2047-48: 95.39%; 2048-49: 95.47%; 2049-50: 95.5%
45BL | Distribution input | sum (12BL:15BL) +21BL + 22BL + 27BL + 28BL | Ml/d | 2 | 2019-20: 134.72; 2020-21: 134.7; 2021-22: 135.16; 2022-23: 135.27; 2023-24: 135.5; 2024-25: 135.36; 2025-26: 136.6; 2026-27: 136.8; 2027-28: 138.31; 2028-29: 139.17; 2029-30: 140.02; 2030-31: 140.95; 2031-32: 141.87; 2032-33: 142.8; 2033-34: 143.74; 2034-35: 144.66; 2035-36: 145.61; 2036-37: 146.56; 2037-38: 147.87; 2038-39: 149.22; 2039-40: 150.89; 2040-41: 152.32; 2041-42: 153.85; 2042-43: 155.43; 2043-44: 157.14; 2044-45: 158.92; 2045-46: 160.72; 2046-47: 162.6; 2047-48: 164.54; 2048-49: 166.52; 2049-50: 168.59
46BL | Target headroom (climate change component) | Input | Ml/d | 2 | 2019-20: 3.002; 2020-21: 3.002; 2021-22: 3.002; 2022-23: 3.002; 2023-24: 3.002; 2024-25: 3.002; 2025-26: 3.002; 2026-27: 3.2043; 2027-28: 3.4463; 2028-29: 3.7655; 2029-30: 3.7128; 2030-31: 3.7187; 2031-32: 3.9506; 2032-33: 4.1287; 2033-34: 4.2247; 2034-35: 4.3001; 2035-36: 4.0507; 2036-37: 3.8509; 2037-38: 4.0861; 2038-39: 4.1468; 2039-40: 0; 2040-41: 0; 2041-42: 0; 2042-43: 0; 2043-44: 0; 2044-45: 0; 2045-46: 0; 2046-47: 0; 2047-48: 0; 2048-49: 0; 2049-50: 0
47BL | Target headroom (All other components) | Input | Ml/d | 2 | 2019-20: 5.6219; 2020-21: 5.6219; 2021-22: 5.6219; 2022-23: 5.6219; 2023-24: 5.6219; 2024-25: 5.6219; 2025-26: 5.6219; 2026-27: 5.8778; 2027-28: 6.082; 2028-29: 6.5378; 2029-30: 7.3199; 2030-31: 7.4291; 2031-32: 7.7142; 2032-33: 7.7194; 2033-34: 7.7878; 2034-35: 8.304; 2035-36: 6.2768; 2036-37: 5.0166; 2037-38: 5.4181; 2038-39: 5.7949; 2039-40: 16.8859; 2040-41: 17.0924; 2041-42: 16.9561; 2042-43: 17.5513; 2043-44: 17.5084; 2044-45: 17.7452; 2045-46: 15.0908; 2046-47: 15.1889; 2047-48: 15.1374; 2048-49: 15.234; 2049-50: 15.4384
48BL | Target Headroom | 46BL + 47BL | Ml/d | 2 | 2019-20: 8.624; 2020-21: 8.624; 2021-22: 8.624; 2022-23: 8.624; 2023-24: 8.624; 2024-25: 8.624; 2025-26: 8.624; 2026-27: 9.0821; 2027-28: 9.5283; 2028-29: 10.3033; 2029-30: 11.0327; 2030-31: 11.1479; 2031-32: 11.6648; 2032-33: 11.848; 2033-34: 12.0125; 2034-35: 12.6042; 2035-36: 10.3275; 2036-37: 8.8675; 2037-38: 9.5043; 2038-39: 9.9417; 2039-40: 16.8859; 2040-41: 17.0924; 2041-42: 16.9561; 2042-43: 17.5513; 2043-44: 17.5084; 2044-45: 17.7452; 2045-46: 15.0908; 2046-47: 15.1889; 2047-48: 15.1374; 2048-49: 15.234; 2049-50: 15.4384
49BL | Available Headroom | 11BL - 45BL | Ml/d | 2 | 2019-20: 15.05; 2020-21: 15.07; 2021-22: 14.61; 2022-23: 14.5; 2023-24: 14.27; 2024-25: 12.81; 2025-26: 8.63; 2026-27: 9.08; 2027-28: 9.53; 2028-29: 10.32; 2029-30: 11.04; 2030-31: 11.14; 2031-32: 11.67; 2032-33: 11.85; 2033-34: 12.01; 2034-35: 12.6; 2035-36: 10.34; 2036-37: 8.87; 2037-38: 9.48; 2038-39: 9.92; 2039-40: 9.01; 2040-41: 7.58; 2041-42: 6.05; 2042-43: 4.47; 2043-44: 2.76; 2044-45: 0.98; 2045-46: -0.82; 2046-47: -2.7; 2047-48: -4.64; 2048-49: -6.62; 2049-50: -8.69
49.1BL | Available non-potable balance (if applicable) | 1.1BL -12.1BL | Ml/d | 2 | 2019-20: 0; 2020-21: 0; 2021-22: 0; 2022-23: 0; 2023-24: 0; 2024-25: 0; 2025-26: 0; 2026-27: 0; 2027-28: 0; 2028-29: 0; 2029-30: 0; 2030-31: 0; 2031-32: 0; 2032-33: 0; 2033-34: 0; 2034-35: 0; 2035-36: 0; 2036-37: 0; 2037-38: 0; 2038-39: 0; 2039-40: 0; 2040-41: 0; 2041-42: 0; 2042-43: 0; 2043-44: 0; 2044-45: 0; 2045-46: 0; 2046-47: 0; 2047-48: 0; 2048-49: 0; 2049-50: 0
50BL | Supply Demand Balance |  | Ml/d | 2 | 2019-20: 6.426; 2020-21: 6.446; 2021-22: 5.986; 2022-23: 5.876; 2023-24: 5.646; 2024-25: 4.186; 2025-26: 0.0060374; 2026-27: -0.0020962; 2027-28: 0.0017034; 2028-29: 0.01672; 2029-30: 0.0073249; 2030-31: -0.0078571; 2031-32: 0.0051611; 2032-33: 0.0019544; 2033-34: -0.0025416; 2034-35: -0.0041744; 2035-36: 0.012457; 2036-37: 0.0025104; 2037-38: -0.024254; 2038-39: -0.021722; 2039-40: -7.8759; 2040-41: -9.5124; 2041-42: -10.9061; 2042-43: -13.0813; 2043-44: -14.7484; 2044-45: -16.7652; 2045-46: -15.9108; 2046-47: -17.8889; 2047-48: -19.7774; 2048-49: -21.854; 2049-50: -24.1284
Table 3e: DYCP - Final plan Options | Back to top of sheet
WRMP24 reference | Option type | Cat ID | Unit | Decimal places | 2019-20 | 2020-21 | 2021-22 | 2022-23 | 2023-24 | 2024-25 | 2025-26 | 2026-27 | 2027-28 | 2028-29 | 2029-30 | 2030-31 | 2031-32 | 2032-33 | 2033-34 | 2034-35 | 2035-36 | 2036-37 | 2037-38 | 2038-39 | 2039-40 | 2040-41 | 2041-42 | 2042-43 | 2043-44 | 2044-45 | 2045-46 | 2046-47 | 2047-48 | 2048-49 | 2049-50 | 2050-51 | 2051-52 | 2052-53 | 2053-54 | 2054-55 | 2055-56 | 2056-57 | 2057-58 | 2058-59 | 2059-60 | 2060-61 | 2061-62 | 2062-63 | 2063-64 | 2064-65 | 2065-66 | 2066-67 | 2067-68 | 2068-69 | 2069-70 | 2070-71 | 2071-72 | 2072-73 | 2073-74 | 2074-75 | 2075-76 | 2076-77 | 2077-78 | 2078-79 | 2079-80 | 2080-81 | 2081-82 | 2082-83 | 2083-84 | 2084-85 | 2085-86 | 2086-87 | 2087-88 | 2088-89 | 2089-90 | 2090-91 | 2091-92 | 2092-93 | 2093-94 | 2094-95 | 2095-96 | 2096-97 | 2097-98 | 2098-99 | 2099-100
1.11FP | Non potable supplies input reductions as -ve and increases as +ve | RSNPS | Ml/d | 2 | 2019-20: 0; 2020-21: 0; 2021-22: 0; 2022-23: 0; 2023-24: 0; 2024-25: 0; 2025-26: 0; 2026-27: 0; 2027-28: 0; 2028-29: 0; 2029-30: 0; 2030-31: 0; 2031-32: 0; 2032-33: 0; 2033-34: 0; 2034-35: 0; 2035-36: 0; 2036-37: 0; 2037-38: 0; 2038-39: 0; 2039-40: 0; 2040-41: 0; 2041-42: 0; 2042-43: 0; 2043-44: 0; 2044-45: 0; 2045-46: 0; 2046-47: 0; 2047-48: 0; 2048-49: 0; 2049-50: 0
2.1FP | Raw water imports | RSRWI | Ml/d | 2 | 2019-20: 0; 2020-21: 0; 2021-22: 0; 2022-23: 0; 2023-24: 0; 2024-25: 0; 2025-26: 0; 2026-27: 0; 2027-28: 0; 2028-29: 0; 2029-30: 0; 2030-31: 0; 2031-32: 0; 2032-33: 0; 2033-34: 0; 2034-35: 0; 2035-36: 0; 2036-37: 0; 2037-38: 0; 2038-39: 0; 2039-40: 0; 2040-41: 0; 2041-42: 0; 2042-43: 0; 2043-44: 0; 2044-45: 0; 2045-46: 0; 2046-47: 0; 2047-48: 0; 2048-49: 0; 2049-50: 0
3.1FP | Potable water imports input reductions as -ve | RSPWI | Ml/d | 2 | 2019-20: 0; 2020-21: 0; 2021-22: 0; 2022-23: 0; 2023-24: 0; 2024-25: 0; 2025-26: 0; 2026-27: 0; 2027-28: 0; 2028-29: 0; 2029-30: 0; 2030-31: 0; 2031-32: 0; 2032-33: 0; 2033-34: 0; 2034-35: 0; 2035-36: 0; 2036-37: 0; 2037-38: 0; 2038-39: 0; 2039-40: 0; 2040-41: 8.6; 2041-42: 8.6; 2042-43: 8.6; 2043-44: 8.6; 2044-45: 8.6; 2045-46: 8.6; 2046-47: 8.6; 2047-48: 8.6; 2048-49: 8.6; 2049-50: 10.93
4.1FP | Raw water exports input reductions as +ve and increases as -ve | RSRWE | Ml/d | 2 | 2019-20: 0; 2020-21: 0; 2021-22: 0; 2022-23: 0; 2023-24: 0; 2024-25: 0; 2025-26: 0; 2026-27: 0; 2027-28: 0; 2028-29: 0; 2029-30: 0; 2030-31: 0; 2031-32: 0; 2032-33: 0; 2033-34: 0; 2034-35: 0; 2035-36: 0; 2036-37: 0; 2037-38: 0; 2038-39: 0; 2039-40: 0; 2040-41: 0; 2041-42: 0; 2042-43: 0; 2043-44: 0; 2044-45: 0; 2045-46: 0; 2046-47: 0; 2047-48: 0; 2048-49: 0; 2049-50: 0
5.1FP | Potable water exports input reductions as +ve and increases as -ve | RSPWE | Ml/d | 2 | 2019-20: 0; 2020-21: 0; 2021-22: 0; 2022-23: 0; 2023-24: 0; 2024-25: 0; 2025-26: -0.38; 2026-27: -2.02; 2027-28: -3.95; 2028-29: -6.33; 2029-30: -8.49; 2030-31: 3.32; 2031-32: -4.8; 2032-33: -6.19; 2033-34: -7.99; 2034-35: -8.94; 2035-36: -3.68; 2036-37: -0.02; 2037-38: -2.33; 2038-39: -4.98; 2039-40: -12.44; 2040-41: -4.49; 2041-42: -20.25; 2042-43: -5.76; 2043-44: -7.01; 2044-45: -8.92; 2045-46: -21.6; 2046-47: -20.5; 2047-48: -19.54; 2048-49: -16.81; 2049-50: -19.19
6.2FP | DO benefit from increase raw water abstractions | RSRWA | Ml/d | 2 | 2019-20: 0; 2020-21: 0; 2021-22: 0; 2022-23: 0; 2023-24: 0; 2024-25: 0; 2025-26: 0; 2026-27: 0; 2027-28: 0; 2028-29: 0; 2029-30: 0; 2030-31: 0; 2031-32: 0; 2032-33: 0; 2033-34: 0; 2034-35: 0; 2035-36: 0; 2036-37: 0; 2037-38: 0; 2038-39: 0; 2039-40: 0; 2040-41: 0; 2041-42: 0; 2042-43: 0; 2043-44: 0; 2044-45: 0; 2045-46: 0; 2046-47: 0; 2047-48: 0; 2048-49: 0; 2049-50: 0
6.3FP | Other options to increase deployable output | RSIPO | Ml/d | 2 | 2019-20: 0; 2020-21: 0; 2021-22: 0; 2022-23: 0; 2023-24: 0; 2024-25: 0; 2025-26: 0; 2026-27: 0; 2027-28: 0; 2028-29: 0; 2029-30: 0; 2030-31: 9.5; 2031-32: 9.5; 2032-33: 9.5; 2033-34: 9.5; 2034-35: 9.5; 2035-36: 9.5; 2036-37: 9.5; 2037-38: 9.5; 2038-39: 9.5; 2039-40: 9.5; 2040-41: 6; 2041-42: 6; 2042-43: 6; 2043-44: 6; 2044-45: 6; 2045-46: 6; 2046-47: 6; 2047-48: 6; 2048-49: 6; 2049-50: 6
7.01FP | DO benefit from supply side drought measures | RSDPS | Ml/d | 2 | 2019-20: 0; 2020-21: 0; 2021-22: 0; 2022-23: 0; 2023-24: 0; 2024-25: 0; 2025-26: 0; 2026-27: 0; 2027-28: 0; 2028-29: 0; 2029-30: 0; 2030-31: 0; 2031-32: 0; 2032-33: 0; 2033-34: 0; 2034-35: 0; 2035-36: 0; 2036-37: 0; 2037-38: 0; 2038-39: 0; 2039-40: 0; 2040-41: 0; 2041-42: 0; 2042-43: 0; 2043-44: 0; 2044-45: 0; 2045-46: 0; 2046-47: 0; 2047-48: 0; 2048-49: 0; 2049-50: 0
7.02FP | DO benefit from demand side drought measures | RSDPD | Ml/d | 2 | 2019-20: 0; 2020-21: 0; 2021-22: 0; 2022-23: 0; 2023-24: 0; 2024-25: 0; 2025-26: 0; 2026-27: 0; 2027-28: 0; 2028-29: 0; 2029-30: 0; 2030-31: 0; 2031-32: 0; 2032-33: 0; 2033-34: 0; 2034-35: 0; 2035-36: 0; 2036-37: 0; 2037-38: 0; 2038-39: 0; 2039-40: 0; 2040-41: 0; 2041-42: 0; 2042-43: 0; 2043-44: 0; 2044-45: 0; 2045-46: 0; 2046-47: 0; 2047-48: 0; 2048-49: 0; 2049-50: 0
8.1FP | Reduce raw water losses and operational use input as -ve | RSLOU | Ml/d | 2 | 2019-20: 0; 2020-21: 0; 2021-22: 0; 2022-23: 0; 2023-24: 0; 2024-25: 0; 2025-26: 0; 2026-27: 0; 2027-28: 0; 2028-29: 0; 2029-30: 0; 2030-31: 0; 2031-32: 0; 2032-33: 0; 2033-34: 0; 2034-35: 0; 2035-36: 0; 2036-37: 0; 2037-38: 0; 2038-39: 0; 2039-40: 0; 2040-41: 0; 2041-42: 0; 2042-43: 0; 2043-44: 0; 2044-45: 0; 2045-46: 0; 2046-47: 0; 2047-48: 0; 2048-49: 0; 2049-50: 0
8.2FP | Reduce treatment works losses input as -ve | PSTWL | Ml/d | 2 | 2019-20: 0; 2020-21: 0; 2021-22: 0; 2022-23: 0; 2023-24: 0; 2024-25: 0; 2025-26: 0; 2026-27: 0; 2027-28: 0; 2028-29: 0; 2029-30: 0; 2030-31: 0; 2031-32: 0; 2032-33: 0; 2033-34: 0; 2034-35: 0; 2035-36: 0; 2036-37: 0; 2037-38: 0; 2038-39: 0; 2039-40: 0; 2040-41: 0; 2041-42: 0; 2042-43: 0; 2043-44: 0; 2044-45: 0; 2045-46: 0; 2046-47: 0; 2047-48: 0; 2048-49: 0; 2049-50: 0
9.1FP | Reduce outages input as -ve | PSROU | Ml/d | 2 | 2019-20: 0; 2020-21: 0; 2021-22: 0; 2022-23: 0; 2023-24: 0; 2024-25: 0; 2025-26: 0; 2026-27: 0; 2027-28: 0; 2028-29: 0; 2029-30: 0; 2030-31: 0; 2031-32: 0; 2032-33: 0; 2033-34: 0; 2034-35: 0; 2035-36: 0; 2036-37: 0; 2037-38: 0; 2038-39: 0; 2039-40: 0; 2040-41: 0; 2041-42: 0; 2042-43: 0; 2043-44: 0; 2044-45: 0; 2045-46: 0; 2046-47: 0; 2047-48: 0; 2048-49: 0; 2049-50: 0
12.2FP | Change volume delivered to measured non households input reductions as -ve, line to include both measured non-household consumption and USPL options | CVMNH | Ml/d | 2 | 2019-20: 0; 2020-21: 0; 2021-22: 0; 2022-23: 0; 2023-24: 0; 2024-25: 0; 2025-26: -0.09; 2026-27: -0.18; 2027-28: -0.35; 2028-29: -0.56; 2029-30: -0.77; 2030-31: -0.97; 2031-32: -1.17; 2032-33: -1.37; 2033-34: -1.58; 2034-35: -1.78; 2035-36: -1.98; 2036-37: -2.18; 2037-38: -2.38; 2038-39: -2.59; 2039-40: -2.79; 2040-41: -2.99; 2041-42: -3.19; 2042-43: -3.39; 2043-44: -3.59; 2044-45: -3.79; 2045-46: -3.99; 2046-47: -4.19; 2047-48: -4.39; 2048-49: -4.59; 2049-50: -4.79
13.1FP | Change volume delivered to unmeasured non households input reductions as -ve, line to include both unmeasured non-household consumption and USPL options | CVUNH | Ml/d | 2 | 2019-20: 0; 2020-21: 0; 2021-22: 0; 2022-23: 0; 2023-24: 0; 2024-25: 0; 2025-26: 0; 2026-27: 0; 2027-28: 0; 2028-29: 0; 2029-30: 0; 2030-31: 0; 2031-32: 0; 2032-33: 0; 2033-34: 0; 2034-35: 0; 2035-36: 0; 2036-37: 0; 2037-38: 0; 2038-39: 0; 2039-40: 0; 2040-41: 0; 2041-42: 0; 2042-43: 0; 2043-44: 0; 2044-45: 0; 2045-46: 0; 2046-47: 0; 2047-48: 0; 2048-49: 0; 2049-50: 0
14.1FP | Change volume delivered to measured households input reductions as -ve, line to include both measured household consumption and USPL options | CVMHH | Ml/d | 2 | 2019-20: 0; 2020-21: 0; 2021-22: 0; 2022-23: 0; 2023-24: 0; 2024-25: 0; 2025-26: -0.29; 2026-27: -1.82; 2027-28: -3.58; 2028-29: -5.74; 2029-30: -7.01; 2030-31: -7.91; 2031-32: -8.82; 2032-33: -9.22; 2033-34: -9.61; 2034-35: -10.52; 2035-36: -11.44; 2036-37: -12.37; 2037-38: -13.31; 2038-39: -14.27; 2039-40: -15.27; 2040-41: -16.08; 2041-42: -16.97; 2042-43: -17.95; 2043-44: -19; 2044-45: -19.51; 2045-46: -20.04; 2046-47: -20.58; 2047-48: -21.12; 2048-49: -21.68; 2049-50: -22.25
15.1FP | Change volume delivered to unmeasured households input reductions as -ve, line to include both unmeasured household consumption and USPL options | CVUHH | Ml/d | 2 | 2019-20: 0; 2020-21: 0; 2021-22: 0; 2022-23: 0; 2023-24: 0; 2024-25: 0; 2025-26: 0; 2026-27: 0; 2027-28: 0; 2028-29: 0; 2029-30: 0; 2030-31: 0; 2031-32: 0; 2032-33: 0; 2033-34: 0; 2034-35: 0; 2035-36: 0; 2036-37: 0; 2037-38: 0; 2038-39: 0; 2039-40: 0; 2040-41: 0; 2041-42: 0; 2042-43: 0; 2043-44: 0; 2044-45: 0; 2045-46: 0; 2046-47: 0; 2047-48: 0; 2048-49: 0; 2049-50: 0
21.1FP | Options to reduce water taken unbilled input as -ve | CSWTU | Ml/d | 2 | 2019-20: 0; 2020-21: 0; 2021-22: 0; 2022-23: 0; 2023-24: 0; 2024-25: 0; 2025-26: 0; 2026-27: 0; 2027-28: 0; 2028-29: 0; 2029-30: 0; 2030-31: 0; 2031-32: 0; 2032-33: 0; 2033-34: 0; 2034-35: 0; 2035-36: 0; 2036-37: 0; 2037-38: 0; 2038-39: 0; 2039-40: 0; 2040-41: 0; 2041-42: 0; 2042-43: 0; 2043-44: 0; 2044-45: 0; 2045-46: 0; 2046-47: 0; 2047-48: 0; 2048-49: 0; 2049-50: 0
22.1FP | Reduce distribution system operational use (DSOU) input as -ve | DSDOU | Ml/d | 2 | 2019-20: 0; 2020-21: 0; 2021-22: 0; 2022-23: 0; 2023-24: 0; 2024-25: 0; 2025-26: 0; 2026-27: 0; 2027-28: 0; 2028-29: 0; 2029-30: 0; 2030-31: 0; 2031-32: 0; 2032-33: 0; 2033-34: 0; 2034-35: 0; 2035-36: 0; 2036-37: 0; 2037-38: 0; 2038-39: 0; 2039-40: 0; 2040-41: 0; 2041-42: 0; 2042-43: 0; 2043-44: 0; 2044-45: 0; 2045-46: 0; 2046-47: 0; 2047-48: 0; 2048-49: 0; 2049-50: 0
23.1FP | Options impacting on measured Non Household - USPL input reductions as -ve | CUMNH | Ml/d | 2 | 2019-20: 0; 2020-21: 0; 2021-22: 0; 2022-23: 0; 2023-24: 0; 2024-25: 0; 2025-26: 0; 2026-27: 0; 2027-28: 0; 2028-29: -0.01; 2029-30: -0.01; 2030-31: -0.01; 2031-32: -0.01; 2032-33: -0.01; 2033-34: -0.02; 2034-35: -0.02; 2035-36: -0.02; 2036-37: -0.02; 2037-38: -0.03; 2038-39: -0.03; 2039-40: -0.03; 2040-41: -0.03; 2041-42: -0.03; 2042-43: -0.04; 2043-44: -0.04; 2044-45: -0.04; 2045-46: -0.04; 2046-47: -0.04; 2047-48: -0.05; 2048-49: -0.05; 2049-50: -0.05
24.1FP | Options impacting on unmeasured Non Household - USPL input reductions as -ve | CUUNH | Ml/d | 2 | 2019-20: 0; 2020-21: 0; 2021-22: 0; 2022-23: 0; 2023-24: 0; 2024-25: 0; 2025-26: 0; 2026-27: 0; 2027-28: 0; 2028-29: 0; 2029-30: 0; 2030-31: 0; 2031-32: 0; 2032-33: 0; 2033-34: 0; 2034-35: 0; 2035-36: 0; 2036-37: 0; 2037-38: 0; 2038-39: 0; 2039-40: 0; 2040-41: 0; 2041-42: 0; 2042-43: 0; 2043-44: 0; 2044-45: 0; 2045-46: 0; 2046-47: 0; 2047-48: 0; 2048-49: 0; 2049-50: 0
25.1FP | Options impacting on measured Household - USPL input reductions as -ve | CUMHH | Ml/d | 2 | 2019-20: 0; 2020-21: 0; 2021-22: 0; 2022-23: 0; 2023-24: 0; 2024-25: 0; 2025-26: -0.01; 2026-27: -0.25; 2027-28: -0.51; 2028-29: -0.95; 2029-30: -1.19; 2030-31: -1.31; 2031-32: -1.43; 2032-33: -1.45; 2033-34: -1.47; 2034-35: -1.49; 2035-36: -1.5; 2036-37: -1.52; 2037-38: -1.54; 2038-39: -1.55; 2039-40: -1.57; 2040-41: -1.59; 2041-42: -1.61; 2042-43: -1.62; 2043-44: -1.64; 2044-45: -1.66; 2045-46: -1.68; 2046-47: -1.69; 2047-48: -1.71; 2048-49: -1.73; 2049-50: -1.75
26.1FP | Options impacting on unmeasured Household - USPL input reductions as -ve | CUUHH | Ml/d | 2 | 2019-20: 0; 2020-21: 0; 2021-22: 0; 2022-23: 0; 2023-24: 0; 2024-25: 0; 2025-26: 0; 2026-27: 0; 2027-28: 0; 2028-29: 0; 2029-30: 0; 2030-31: 0; 2031-32: 0; 2032-33: 0; 2033-34: 0; 2034-35: 0; 2035-36: 0; 2036-37: 0; 2037-38: 0; 2038-39: 0; 2039-40: 0; 2040-41: 0; 2041-42: 0; 2042-43: 0; 2043-44: 0; 2044-45: 0; 2045-46: 0; 2046-47: 0; 2047-48: 0; 2048-49: 0; 2049-50: 0
27.1FP | Options impacting on Void properties - USPL input reductions as -ve | CUVPP | Ml/d | 2 | 2019-20: 0; 2020-21: 0; 2021-22: 0; 2022-23: 0; 2023-24: 0; 2024-25: 0; 2025-26: 0; 2026-27: 0; 2027-28: 0; 2028-29: 0; 2029-30: 0; 2030-31: 0; 2031-32: 0; 2032-33: 0; 2033-34: 0; 2034-35: 0; 2035-36: 0; 2036-37: 0; 2037-38: 0; 2038-39: 0; 2039-40: 0; 2040-41: 0; 2041-42: 0; 2042-43: 0; 2043-44: 0; 2044-45: 0; 2045-46: 0; 2046-47: 0; 2047-48: 0; 2048-49: 0; 2049-50: 0
28.1FP | Reduce distribution losses input as -ve | DSRDL | Ml/d | 2 | 2019-20: 0; 2020-21: 0; 2021-22: 0; 2022-23: 0; 2023-24: 0; 2024-25: 0; 2025-26: -0.01; 2026-27: -0.01; 2027-28: -0.02; 2028-29: -0.02; 2029-30: -0.72; 2030-31: -1.15; 2031-32: -1.75; 2032-33: -1.78; 2033-34: -1.79; 2034-35: -2.09; 2035-36: -2.01; 2036-37: -2.2; 2037-38: -2.22; 2038-39: -2.24; 2039-40: -2.51; 2040-41: -2.74; 2041-42: -2.93; 2042-43: -2.96; 2043-44: -3.14; 2044-45: -3.21; 2045-46: -3.29; 2046-47: -3.43; 2047-48: -3.61; 2048-49: -3.72; 2049-50: -3.75
Table 3f: DYCP - Final plan | Back to top of sheet
WRMP24 reference | Component | Derivation | Unit | Decimal places | 2019-20 | 2020-21 | 2021-22 | 2022-23 | 2023-24 | 2024-25 | 2025-26 | 2026-27 | 2027-28 | 2028-29 | 2029-30 | 2030-31 | 2031-32 | 2032-33 | 2033-34 | 2034-35 | 2035-36 | 2036-37 | 2037-38 | 2038-39 | 2039-40 | 2040-41 | 2041-42 | 2042-43 | 2043-44 | 2044-45 | 2045-46 | 2046-47 | 2047-48 | 2048-49 | 2049-50 | 2050-51 | 2051-52 | 2052-53 | 2053-54 | 2054-55 | 2055-56 | 2056-57 | 2057-58 | 2058-59 | 2059-60 | 2060-61 | 2061-62 | 2062-63 | 2063-64 | 2064-65 | 2065-66 | 2066-67 | 2067-68 | 2068-69 | 2069-70 | 2070-71 | 2071-72 | 2072-73 | 2073-74 | 2074-75 | 2075-76 | 2076-77 | 2077-78 | 2078-79 | 2079-80 | 2080-81 | 2081-82 | 2082-83 | 2083-84 | 2084-85 | 2085-86 | 2086-87 | 2087-88 | 2088-89 | 2089-90 | 2090-91 | 2091-92 | 2092-93 | 2093-94 | 2094-95 | 2095-96 | 2096-97 | 2097-98 | 2098-99 | 2099-100
1FP | Raw water abstracted | Input | Ml/d | 2 | 2019-20: 0; 2020-21: 0; 2021-22: 0; 2022-23: 0; 2023-24: 0; 2024-25: 0; 2025-26: 0; 2026-27: 0; 2027-28: 0; 2028-29: 0; 2029-30: 0; 2030-31: 0; 2031-32: 0; 2032-33: 0; 2033-34: 0; 2034-35: 0; 2035-36: 0; 2036-37: 0; 2037-38: 0; 2038-39: 0; 2039-40: 0; 2040-41: 0; 2041-42: 0; 2042-43: 0; 2043-44: 0; 2044-45: 0; 2045-46: 0; 2046-47: 0; 2047-48: 0; 2048-49: 0; 2049-50: 0
1.1FP | Non-potable water supplies | 1.1BL + 1.11FP | Ml/d | 2 | 2019-20: 0; 2020-21: 0; 2021-22: 0; 2022-23: 0; 2023-24: 0; 2024-25: 0; 2025-26: 0; 2026-27: 0; 2027-28: 0; 2028-29: 0; 2029-30: 0; 2030-31: 0; 2031-32: 0; 2032-33: 0; 2033-34: 0; 2034-35: 0; 2035-36: 0; 2036-37: 0; 2037-38: 0; 2038-39: 0; 2039-40: 0; 2040-41: 0; 2041-42: 0; 2042-43: 0; 2043-44: 0; 2044-45: 0; 2045-46: 0; 2046-47: 0; 2047-48: 0; 2048-49: 0; 2049-50: 0
2FP | Raw water imported | 2BL + 2.1FP | Ml/d | 2 | 2019-20: 0; 2020-21: 0; 2021-22: 0; 2022-23: 0; 2023-24: 0; 2024-25: 0; 2025-26: 0; 2026-27: 0; 2027-28: 0; 2028-29: 0; 2029-30: 0; 2030-31: 0; 2031-32: 0; 2032-33: 0; 2033-34: 0; 2034-35: 0; 2035-36: 0; 2036-37: 0; 2037-38: 0; 2038-39: 0; 2039-40: 0; 2040-41: 0; 2041-42: 0; 2042-43: 0; 2043-44: 0; 2044-45: 0; 2045-46: 0; 2046-47: 0; 2047-48: 0; 2048-49: 0; 2049-50: 0
3FP | Potable water imported | 3BL + 3.1FP | Ml/d | 2 | 2019-20: 0; 2020-21: 0; 2021-22: 0; 2022-23: 0; 2023-24: 0; 2024-25: 0; 2025-26: 0; 2026-27: 0; 2027-28: 0; 2028-29: 0; 2029-30: 0; 2030-31: 0; 2031-32: 0; 2032-33: 0; 2033-34: 0; 2034-35: 0; 2035-36: 0; 2036-37: 0; 2037-38: 0; 2038-39: 0; 2039-40: 0; 2040-41: 8.6; 2041-42: 8.6; 2042-43: 8.6; 2043-44: 8.6; 2044-45: 8.6; 2045-46: 8.6; 2046-47: 8.6; 2047-48: 8.6; 2048-49: 8.6; 2049-50: 10.93
4FP | Raw water exported enter as -ve | 4BL + 4.1FP | Ml/d | 2 | 2019-20: 0; 2020-21: 0; 2021-22: 0; 2022-23: 0; 2023-24: 0; 2024-25: 0; 2025-26: 0; 2026-27: 0; 2027-28: 0; 2028-29: 0; 2029-30: 0; 2030-31: 0; 2031-32: 0; 2032-33: 0; 2033-34: 0; 2034-35: 0; 2035-36: 0; 2036-37: 0; 2037-38: 0; 2038-39: 0; 2039-40: 0; 2040-41: 0; 2041-42: 0; 2042-43: 0; 2043-44: 0; 2044-45: 0; 2045-46: 0; 2046-47: 0; 2047-48: 0; 2048-49: 0; 2049-50: 0
5FP | Potable water exported enter as -ve | 5BL + 5.1FP | Ml/d | 2 | 2019-20: -179.83; 2020-21: -179.83; 2021-22: -179.83; 2022-23: -179.83; 2023-24: -179.83; 2024-25: -181.43; 2025-26: -184.75; 2026-27: -185.74; 2027-28: -185.71; 2028-29: -186.44; 2029-30: -187.03; 2030-31: -174.19; 2031-32: -180.86; 2032-33: -181.14; 2033-34: -181.84; 2034-35: -181.28; 2035-36: -177.33; 2036-37: -174.19; 2037-38: -174.58; 2038-39: -175.44; 2039-40: -182.14; 2040-41: -174.19; 2041-42: -189.95; 2042-43: -175.46; 2043-44: -176.71; 2044-45: -178.62; 2045-46: -191.3; 2046-47: -190.2; 2047-48: -189.24; 2048-49: -186.51; 2049-50: -188.89
6.1FP | Deployable Output post forecast changes | 6.1BL + 6.2FP + 6.3FP +7.01FP +7.02FP | Ml/d | 2 | 2019-20: 357; 2020-21: 357; 2021-22: 357; 2022-23: 357; 2023-24: 357; 2024-25: 357; 2025-26: 357; 2026-27: 357; 2027-28: 357; 2028-29: 357; 2029-30: 357; 2030-31: 366.5; 2031-32: 366.5; 2032-33: 366.5; 2033-34: 366.5; 2034-35: 366.5; 2035-36: 366.5; 2036-37: 366.5; 2037-38: 366.5; 2038-39: 366.5; 2039-40: 366.5; 2040-41: 363; 2041-42: 363; 2042-43: 363; 2043-44: 363; 2044-45: 363; 2045-46: 363; 2046-47: 363; 2047-48: 363; 2048-49: 363; 2049-50: 363
8FP | Raw water losses, treatment works losses and operational use | 8BL + 8.1FP + 8.2FP | Ml/d | 2 | 2019-20: 25.98; 2020-21: 25.98; 2021-22: 25.98; 2022-23: 25.98; 2023-24: 25.98; 2024-25: 25.98; 2025-26: 25.98; 2026-27: 25.98; 2027-28: 25.98; 2028-29: 25.98; 2029-30: 25.98; 2030-31: 25.98; 2031-32: 25.98; 2032-33: 25.98; 2033-34: 25.98; 2034-35: 25.98; 2035-36: 25.98; 2036-37: 25.98; 2037-38: 25.98; 2038-39: 25.98; 2039-40: 25.98; 2040-41: 25.98; 2041-42: 25.98; 2042-43: 25.98; 2043-44: 25.98; 2044-45: 25.98; 2045-46: 25.98; 2046-47: 25.98; 2047-48: 25.98; 2048-49: 25.98; 2049-50: 25.98
9FP | Total Outage Allowance | 9BL + 9.1FP | Ml/d | 2 | 2019-20: 1.42; 2020-21: 1.42; 2021-22: 1.42; 2022-23: 1.42; 2023-24: 1.42; 2024-25: 1.42; 2025-26: 1.42; 2026-27: 1.42; 2027-28: 1.42; 2028-29: 1.42; 2029-30: 1.42; 2030-31: 1.42; 2031-32: 1.42; 2032-33: 1.42; 2033-34: 1.42; 2034-35: 1.42; 2035-36: 1.42; 2036-37: 1.42; 2037-38: 1.42; 2038-39: 1.42; 2039-40: 1.42; 2040-41: 1.42; 2041-42: 1.42; 2042-43: 1.42; 2043-44: 1.42; 2044-45: 1.42; 2045-46: 1.42; 2046-47: 1.42; 2047-48: 1.42; 2048-49: 1.42; 2049-50: 1.42
10FP | Water Available For Use (own sources) | (6.1FP) - (8FP + 9FP) | Ml/d | 2 | 2019-20: 329.6; 2020-21: 329.6; 2021-22: 329.6; 2022-23: 329.6; 2023-24: 329.6; 2024-25: 329.6; 2025-26: 329.6; 2026-27: 329.6; 2027-28: 329.6; 2028-29: 329.6; 2029-30: 329.6; 2030-31: 339.1; 2031-32: 339.1; 2032-33: 339.1; 2033-34: 339.1; 2034-35: 339.1; 2035-36: 339.1; 2036-37: 339.1; 2037-38: 339.1; 2038-39: 339.1; 2039-40: 339.1; 2040-41: 335.6; 2041-42: 335.6; 2042-43: 335.6; 2043-44: 335.6; 2044-45: 335.6; 2045-46: 335.6; 2046-47: 335.6; 2047-48: 335.6; 2048-49: 335.6; 2049-50: 335.6
11FP | Total Water Available For Use | 10FP + sum (2FP:5FP) | Ml/d | 2 | 2019-20: 149.77; 2020-21: 149.77; 2021-22: 149.77; 2022-23: 149.77; 2023-24: 149.77; 2024-25: 148.17; 2025-26: 144.85; 2026-27: 143.86; 2027-28: 143.89; 2028-29: 143.16; 2029-30: 142.57; 2030-31: 164.91; 2031-32: 158.24; 2032-33: 157.96; 2033-34: 157.26; 2034-35: 157.82; 2035-36: 161.77; 2036-37: 164.91; 2037-38: 164.52; 2038-39: 163.66; 2039-40: 156.96; 2040-41: 170.01; 2041-42: 154.25; 2042-43: 168.74; 2043-44: 167.49; 2044-45: 165.58; 2045-46: 152.9; 2046-47: 154; 2047-48: 154.96; 2048-49: 157.69; 2049-50: 157.64
12FP | Water delivered measured non-household | 12BL + 12.2FP | Ml/d | 2 | 2019-20: 25.22; 2020-21: 25.23; 2021-22: 25.66; 2022-23: 25.74; 2023-24: 25.83; 2024-25: 25.91; 2025-26: 26.78; 2026-27: 26.82; 2027-28: 27.65; 2028-29: 27.55; 2029-30: 27.46; 2030-31: 27.4; 2031-32: 27.34; 2032-33: 27.31; 2033-34: 27.3; 2034-35: 27.31; 2035-36: 27.32; 2036-37: 27.32; 2037-38: 27.34; 2038-39: 27.37; 2039-40: 27.46; 2040-41: 27.58; 2041-42: 27.72; 2042-43: 27.89; 2043-44: 28.09; 2044-45: 28.32; 2045-46: 28.58; 2046-47: 28.87; 2047-48: 29.19; 2048-49: 29.53; 2049-50: 29.89
12.1FP | Non-potable water consumption | Input | Ml/d | 2 | 2019-20: 0; 2020-21: 0; 2021-22: 0; 2022-23: 0; 2023-24: 0; 2024-25: 0; 2025-26: 0; 2026-27: 0; 2027-28: 0; 2028-29: 0; 2029-30: 0; 2030-31: 0; 2031-32: 0; 2032-33: 0; 2033-34: 0; 2034-35: 0; 2035-36: 0; 2036-37: 0; 2037-38: 0; 2038-39: 0; 2039-40: 0; 2040-41: 0; 2041-42: 0; 2042-43: 0; 2043-44: 0; 2044-45: 0; 2045-46: 0; 2046-47: 0; 2047-48: 0; 2048-49: 0; 2049-50: 0
13FP | Water delivered unmeasured non-household | 13BL + 13.1FP | Ml/d | 2 | 2019-20: 0.09; 2020-21: 0.09; 2021-22: 0.09; 2022-23: 0.09; 2023-24: 0.09; 2024-25: 0.09; 2025-26: 0.09; 2026-27: 0.09; 2027-28: 0.09; 2028-29: 0.09; 2029-30: 0.09; 2030-31: 0.1; 2031-32: 0.1; 2032-33: 0.1; 2033-34: 0.1; 2034-35: 0.1; 2035-36: 0.1; 2036-37: 0.1; 2037-38: 0.1; 2038-39: 0.1; 2039-40: 0.1; 2040-41: 0.1; 2041-42: 0.1; 2042-43: 0.1; 2043-44: 0.11; 2044-45: 0.11; 2045-46: 0.11; 2046-47: 0.11; 2047-48: 0.11; 2048-49: 0.11; 2049-50: 0.12
14FP | Water delivered measured household | 14BL + 14.1FP | Ml/d | 2 | 2019-20: 76.29; 2020-21: 77.2; 2021-22: 77.98; 2022-23: 78.94; 2023-24: 79.98; 2024-25: 80.63; 2025-26: 81.18; 2026-27: 80.25; 2027-28: 79.49; 2028-29: 78.59; 2029-30: 78.51; 2030-31: 78.81; 2031-32: 79.09; 2032-33: 79.84; 2033-34: 80.55; 2034-35: 80.7; 2035-36: 80.87; 2036-37: 81; 2037-38: 81.44; 2038-39: 81.9; 2039-40: 82.56; 2040-41: 83.14; 2041-42: 83.68; 2042-43: 84.18; 2043-44: 84.65; 2044-45: 85.71; 2045-46: 86.64; 2046-47: 87.6; 2047-48: 88.57; 2048-49: 89.56; 2049-50: 90.47
15FP | Water delivered unmeasured household | 15BL + 15.1FP | Ml/d | 2 | 2019-20: 17.95; 2020-21: 17.26; 2021-22: 16.66; 2022-23: 15.95; 2023-24: 15.27; 2024-25: 14.63; 2025-26: 14.08; 2026-27: 13.54; 2027-28: 13.04; 2028-29: 12.55; 2029-30: 12.08; 2030-31: 11.65; 2031-32: 11.24; 2032-33: 10.85; 2033-34: 10.48; 2034-35: 10.13; 2035-36: 9.78; 2036-37: 9.46; 2037-38: 9.15; 2038-39: 8.85; 2039-40: 8.57; 2040-41: 8.3; 2041-42: 8.04; 2042-43: 7.79; 2043-44: 7.55; 2044-45: 7.32; 2045-46: 7.2; 2046-47: 7.1; 2047-48: 6.99; 2048-49: 6.89; 2049-50: 6.9
16FP | Percentage of consumption driven by climate change | 16BL | % | 1 | 2019-20: 0%; 2020-21: 0%; 2021-22: 0%; 2022-23: 0.1%; 2023-24: 0.1%; 2024-25: 0.1%; 2025-26: 0.1%; 2026-27: 0.1%; 2027-28: 0.1%; 2028-29: 0.2%; 2029-30: 0.2%; 2030-31: 0.2%; 2031-32: 0.2%; 2032-33: 0.3%; 2033-34: 0.3%; 2034-35: 0.3%; 2035-36: 0.4%; 2036-37: 0.4%; 2037-38: 0.4%; 2038-39: 0.5%; 2039-40: 0.5%; 2040-41: 0.6%; 2041-42: 0.6%; 2042-43: 0.6%; 2043-44: 0.7%; 2044-45: 0.7%; 2045-46: 0.8%; 2046-47: 0.8%; 2047-48: 0.8%; 2048-49: 0.8%; 2049-50: 0.9%
17FP | Volume of consumption driven by climate change | 16FP * (12FP + sum(13FP:15FP) - sum (23FP:26FP)) | Ml/d | 2 | 2019-20: 0; 2020-21: 0; 2021-22: 0; 2022-23: 0.11722; 2023-24: 0.11764; 2024-25: 0.11773; 2025-26: 0.11858; 2026-27: 0.11739; 2027-28: 0.1172; 2028-29: 0.23228; 2029-30: 0.23142; 2030-31: 0.23126; 2031-32: 0.23108; 2032-33: 0.34761; 2033-34: 0.34863; 2034-35: 0.34806; 2035-36: 0.46336; 2036-37: 0.4626; 2037-38: 0.46324; 2038-39: 0.58; 2039-40: 0.58235; 2040-41: 0.70134; 2041-42: 0.70386; 2042-43: 0.70638; 2043-44: 0.82712; 2044-45: 0.83461; 2045-46: 0.96232; 2046-47: 0.97136; 2047-48: 0.9808; 2048-49: 0.99056; 2049-50: 1.1259
18FP | Measured Household - PCC | ((14FP - 25FP) * 1,000,000) / (39FP * 1000) | l/h/d | 1 | 2019-20: 184.1739; 2020-21: 182.6458; 2021-22: 181.5287; 2022-23: 180.164; 2023-24: 178.8365; 2024-25: 177.5617; 2025-26: 176.4024; 2026-27: 173.1262; 2027-28: 169.5243; 2028-29: 165.5983; 2029-30: 163.2179; 2030-31: 161.7141; 2031-32: 160.3995; 2032-33: 159.9519; 2033-34: 159.5372; 2034-35: 158.098; 2035-36: 156.6792; 2036-37: 155.2762; 2037-38: 154.4262; 2038-39: 153.5751; 2039-40: 152.7639; 2040-41: 151.8447; 2041-42: 150.8216; 2042-43: 149.6789; 2043-44: 148.472; 2044-45: 148.3221; 2045-46: 148.0456; 2046-47: 147.7897; 2047-48: 147.5025; 2048-49: 147.2278; 2049-50: 146.9468
19FP | Unmeasured Household - PCC | ((15FP - 26FP) * 1,000,000) / (40FP * 1000) | l/h/d | 1 | 2019-20: 213.3568; 2020-21: 212.7549; 2021-22: 212.1844; 2022-23: 211.5341; 2023-24: 210.5877; 2024-25: 209.961; 2025-26: 209.3089; 2026-27: 208.6081; 2027-28: 208.0979; 2028-29: 207.4674; 2029-30: 206.7095; 2030-31: 206.5814; 2031-32: 206.3735; 2032-33: 206.4713; 2033-34: 206.4664; 2034-35: 206.5671; 2035-36: 206.4082; 2036-37: 206.6059; 2037-38: 206.7454; 2038-39: 206.8354; 2039-40: 206.9193; 2040-41: 206.8024; 2041-42: 206.9675; 2042-43: 207.1684; 2043-44: 207.1313; 2044-45: 207.459; 2045-46: 207.5392; 2046-47: 207.7954; 2047-48: 207.9041; 2048-49: 208.2079; 2049-50: 208.4984
20FP | Average Household - PCC | (((14FP - 25FP) + (15FP - 26FP)) * 1,000,000)/ ((39FP + 40FP) * 1,000) | l/h/d | 1 | 2019-20: 189.0046; 2020-21: 187.4009; 2021-22: 186.1748; 2022-23: 184.6823; 2023-24: 183.1809; 2024-25: 181.7905; 2025-26: 180.5203; 2026-27: 177.3938; 2027-28: 173.9679; 2028-29: 170.2051; 2029-30: 167.7908; 2030-31: 166.2285; 2031-32: 164.8301; 2032-33: 164.2486; 2033-34: 163.6941; 2034-35: 162.2185; 2035-36: 160.736; 2036-37: 159.2966; 2037-38: 158.3598; 2038-39: 157.4186; 2039-40: 156.5117; 2040-41: 155.4923; 2041-42: 154.395; 2042-43: 153.1871; 2043-44: 151.9036; 2044-45: 151.6383; 2045-46: 151.2918; 2046-47: 150.9762; 2047-48: 150.6249; 2048-49: 150.2973; 2049-50: 150.0099
21FP | Water taken unbilled | 21BL + 21.1FP | Ml/d | 2 | 2019-20: 2.5; 2020-21: 2.5; 2021-22: 2.49; 2022-23: 2.49; 2023-24: 2.5; 2024-25: 2.5; 2025-26: 2.48; 2026-27: 2.49; 2027-28: 2.5; 2028-29: 2.47; 2029-30: 2.48; 2030-31: 2.49; 2031-32: 2.48; 2032-33: 2.48; 2033-34: 2.49; 2034-35: 2.49; 2035-36: 2.48; 2036-37: 2.49; 2037-38: 2.51; 2038-39: 2.5; 2039-40: 2.49; 2040-41: 2.48; 2041-42: 2.5; 2042-43: 2.47; 2043-44: 2.49; 2044-45: 2.5; 2045-46: 2.49; 2046-47: 2.48; 2047-48: 2.5; 2048-49: 2.49; 2049-50: 2.49
22FP | Distribution system operational use | 22BL + 22.1FP | Ml/d | 2 | 2019-20: 0.65; 2020-21: 0.65; 2021-22: 0.65; 2022-23: 0.65; 2023-24: 0.65; 2024-25: 0.65; 2025-26: 0.65; 2026-27: 0.65; 2027-28: 0.65; 2028-29: 0.65; 2029-30: 0.65; 2030-31: 0.65; 2031-32: 0.65; 2032-33: 0.65; 2033-34: 0.65; 2034-35: 0.65; 2035-36: 0.65; 2036-37: 0.65; 2037-38: 0.65; 2038-39: 0.65; 2039-40: 0.65; 2040-41: 0.65; 2041-42: 0.65; 2042-43: 0.65; 2043-44: 0.65; 2044-45: 0.65; 2045-46: 0.65; 2046-47: 0.65; 2047-48: 0.65; 2048-49: 0.65; 2049-50: 0.65
23FP | Measured Non Household - USPL | 23BL + 23.1FP | Ml/d | 2 | 2019-20: 0.08; 2020-21: 0.08; 2021-22: 0.08; 2022-23: 0.08; 2023-24: 0.08; 2024-25: 0.08; 2025-26: 0.09; 2026-27: 0.09; 2027-28: 0.09; 2028-29: 0.08; 2029-30: 0.08; 2030-31: 0.08; 2031-32: 0.08; 2032-33: 0.08; 2033-34: 0.07; 2034-35: 0.07; 2035-36: 0.07; 2036-37: 0.07; 2037-38: 0.06; 2038-39: 0.06; 2039-40: 0.06; 2040-41: 0.06; 2041-42: 0.06; 2042-43: 0.05; 2043-44: 0.05; 2044-45: 0.05; 2045-46: 0.05; 2046-47: 0.05; 2047-48: 0.04; 2048-49: 0.04; 2049-50: 0.04
24FP | Unmeasured Non Household - USPL | 24BL + 24.1FP | Ml/d | 2 | 2019-20: 0; 2020-21: 0; 2021-22: 0; 2022-23: 0; 2023-24: 0; 2024-25: 0; 2025-26: 0; 2026-27: 0; 2027-28: 0; 2028-29: 0; 2029-30: 0; 2030-31: 0; 2031-32: 0; 2032-33: 0; 2033-34: 0; 2034-35: 0; 2035-36: 0; 2036-37: 0; 2037-38: 0; 2038-39: 0; 2039-40: 0; 2040-41: 0; 2041-42: 0; 2042-43: 0; 2043-44: 0; 2044-45: 0; 2045-46: 0; 2046-47: 0; 2047-48: 0; 2048-49: 0; 2049-50: 0
25FP | Measured Household - USPL | 25BL + 25.1FP | Ml/d | 2 | 2019-20: 2.4; 2020-21: 2.45; 2021-22: 2.5; 2022-23: 2.56; 2023-24: 2.62; 2024-25: 2.66; 2025-26: 2.7; 2026-27: 2.49; 2027-28: 2.28; 2028-29: 1.89; 2029-30: 1.7; 2030-31: 1.63; 2031-32: 1.55; 2032-33: 1.58; 2033-34: 1.6; 2034-35: 1.62; 2035-36: 1.65; 2036-37: 1.67; 2037-38: 1.69; 2038-39: 1.71; 2039-40: 1.73; 2040-41: 1.75; 2041-42: 1.77; 2042-43: 1.8; 2043-44: 1.82; 2044-45: 1.83; 2045-46: 1.85; 2046-47: 1.87; 2047-48: 1.89; 2048-49: 1.91; 2049-50: 1.92
26FP | Unmeasured Household - USPL | 26BL + 26.1BL | Ml/d | 2 | 2019-20: 0.97; 2020-21: 0.93; 2021-22: 0.9; 2022-23: 0.86; 2023-24: 0.83; 2024-25: 0.79; 2025-26: 0.76; 2026-27: 0.73; 2027-28: 0.7; 2028-29: 0.67; 2029-30: 0.65; 2030-31: 0.62; 2031-32: 0.6; 2032-33: 0.57; 2033-34: 0.55; 2034-35: 0.53; 2035-36: 0.51; 2036-37: 0.49; 2037-38: 0.47; 2038-39: 0.45; 2039-40: 0.43; 2040-41: 0.42; 2041-42: 0.4; 2042-43: 0.38; 2043-44: 0.37; 2044-45: 0.35; 2045-46: 0.34; 2046-47: 0.34; 2047-48: 0.33; 2048-49: 0.32; 2049-50: 0.32
27FP | Void Properties - USPL | 27BL + 27.1FP | Ml/d | 2 | 2019-20: 0.22; 2020-21: 0.22; 2021-22: 0.22; 2022-23: 0.23; 2023-24: 0.23; 2024-25: 0.23; 2025-26: 0.24; 2026-27: 0.24; 2027-28: 0.24; 2028-29: 0.25; 2029-30: 0.25; 2030-31: 0.25; 2031-32: 0.26; 2032-33: 0.26; 2033-34: 0.26; 2034-35: 0.26; 2035-36: 0.27; 2036-37: 0.27; 2037-38: 0.27; 2038-39: 0.27; 2039-40: 0.28; 2040-41: 0.28; 2041-42: 0.28; 2042-43: 0.29; 2043-44: 0.29; 2044-45: 0.29; 2045-46: 0.3; 2046-47: 0.3; 2047-48: 0.3; 2048-49: 0.3; 2049-50: 0.31
28FP | Distribution losses | 28BL + 28.1FP | Ml/d | 2 | 2019-20: 11.8; 2020-21: 11.55; 2021-22: 11.41; 2022-23: 11.18; 2023-24: 10.95; 2024-25: 10.72; 2025-26: 10.71; 2026-27: 10.71; 2027-28: 10.7; 2028-29: 10.7; 2029-30: 10; 2030-31: 9.57; 2031-32: 8.97; 2032-33: 8.94; 2033-34: 8.93; 2034-35: 8.63; 2035-36: 8.71; 2036-37: 8.52; 2037-38: 8.5; 2038-39: 8.48; 2039-40: 8.21; 2040-41: 7.98; 2041-42: 7.79; 2042-43: 7.76; 2043-44: 7.58; 2044-45: 7.51; 2045-46: 7.43; 2046-47: 7.29; 2047-48: 7.11; 2048-49: 7; 2049-50: 6.97
29FP | Total Leakage | sum (23FP:28FP) | Ml/d | 2 | 2019-20: 15.47; 2020-21: 15.23; 2021-22: 15.11; 2022-23: 14.91; 2023-24: 14.71; 2024-25: 14.48; 2025-26: 14.5; 2026-27: 14.26; 2027-28: 14.01; 2028-29: 13.59; 2029-30: 12.68; 2030-31: 12.15; 2031-32: 11.46; 2032-33: 11.43; 2033-34: 11.41; 2034-35: 11.11; 2035-36: 11.21; 2036-37: 11.02; 2037-38: 10.99; 2038-39: 10.97; 2039-40: 10.71; 2040-41: 10.49; 2041-42: 10.3; 2042-43: 10.28; 2043-44: 10.11; 2044-45: 10.03; 2045-46: 9.97; 2046-47: 9.85; 2047-48: 9.67; 2048-49: 9.57; 2049-50: 9.56
30FP | Leakage/property | (29FP * 1,000,000) / (36FP * 1,000) | l/prop/d | 2 | 2019-20: 74.4918; 2020-21: 71.8698; 2021-22: 69.9887; 2022-23: 68.0061; 2023-24: 66.0598; 2024-25: 64.2476; 2025-26: 63.6035; 2026-27: 61.9747; 2027-28: 60.1541; 2028-29: 57.4914; 2029-30: 52.8723; 2030-31: 49.993; 2031-32: 46.5689; 2032-33: 45.8905; 2033-34: 45.2936; 2034-35: 43.6384; 2035-36: 43.557; 2036-37: 42.3797; 2037-38: 41.8275; 2038-39: 41.3195; 2039-40: 39.9225; 2040-41: 38.6975; 2041-42: 37.6014; 2042-43: 37.137; 2043-44: 36.1406; 2044-45: 35.4782; 2045-46: 34.8945; 2046-47: 34.1102; 2047-48: 33.1318; 2048-49: 32.4406; 2049-50: 32.0613
31FP | Measured Non Household - properties | Input | 000's | 2 | 2019-20: 10.186; 2020-21: 10.31; 2021-22: 10.408; 2022-23: 10.556; 2023-24: 10.671; 2024-25: 10.776; 2025-26: 10.877; 2026-27: 10.968; 2027-28: 11.05; 2028-29: 11.123; 2029-30: 11.192; 2030-31: 11.248; 2031-32: 11.303; 2032-33: 11.354; 2033-34: 11.397; 2034-35: 11.437; 2035-36: 11.475; 2036-37: 11.511; 2037-38: 11.545; 2038-39: 11.576; 2039-40: 11.605; 2040-41: 11.631; 2041-42: 11.656; 2042-43: 11.679; 2043-44: 11.7; 2044-45: 11.72; 2045-46: 11.739; 2046-47: 11.757; 2047-48: 11.773; 2048-49: 11.788; 2049-50: 11.801
32FP | Unmeasured Non Household - properties | Input | 000's | 2 | 2019-20: 0.041; 2020-21: 0.041; 2021-22: 0.042; 2022-23: 0.042; 2023-24: 0.043; 2024-25: 0.043; 2025-26: 0.044; 2026-27: 0.044; 2027-28: 0.044; 2028-29: 0.045; 2029-30: 0.045; 2030-31: 0.045; 2031-32: 0.045; 2032-33: 0.046; 2033-34: 0.046; 2034-35: 0.046; 2035-36: 0.046; 2036-37: 0.046; 2037-38: 0.046; 2038-39: 0.046; 2039-40: 0.047; 2040-41: 0.047; 2041-42: 0.047; 2042-43: 0.047; 2043-44: 0.047; 2044-45: 0.047; 2045-46: 0.047; 2046-47: 0.047; 2047-48: 0.047; 2048-49: 0.047; 2049-50: 0.047
33FP | All void non-households - properties | Input | 000's | 2 | 2019-20: 0; 2020-21: 0; 2021-22: 0; 2022-23: 0; 2023-24: 0; 2024-25: 0; 2025-26: 0; 2026-27: 0; 2027-28: 0; 2028-29: 0; 2029-30: 0; 2030-31: 0; 2031-32: 0; 2032-33: 0; 2033-34: 0; 2034-35: 0; 2035-36: 0; 2036-37: 0; 2037-38: 0; 2038-39: 0; 2039-40: 0; 2040-41: 0; 2041-42: 0; 2042-43: 0; 2043-44: 0; 2044-45: 0; 2045-46: 0; 2046-47: 0; 2047-48: 0; 2048-49: 0; 2049-50: 0
34FP | Measured households - properties (excl. void) | Year before + sum (34.1BL:34.6BL) | 000's | 2 | 2019-20: 171.89; 2020-21: 176.791; 2021-22: 181.358; 2022-23: 185.373; 2023-24: 189.462; 2024-25: 192.796; 2025-26: 195.906; 2026-27: 198.519; 2027-28: 201.803; 2028-29: 205.758; 2029-30: 209.653; 2030-31: 213.309; 2031-32: 216.788; 2032-33: 220.182; 2033-34: 223.425; 2034-35: 226.5; 2035-36: 229.649; 2036-37: 232.678; 2037-38: 235.739; 2038-39: 238.816; 2039-40: 241.912; 2040-41: 245.024; 2041-42: 248.163; 2042-43: 251.327; 2043-44: 254.52; 2044-45: 257.741; 2045-46: 260.837; 2046-47: 263.968; 2047-48: 267.137; 2048-49: 270.342; 2049-50: 273.445
34.1FP | New build properties - properties | Input (new builds in each year) | 000's | 2 | 2019-20: 4.21; 2020-21: 3.889; 2021-22: 3.618; 2022-23: 3.142; 2023-24: 3.252; 2024-25: 2.533; 2025-26: 2.433; 2026-27: 1.962; 2027-28: 2.657; 2028-29: 3.351; 2029-30: 3.314; 2030-31: 3.095; 2031-32: 2.94; 2032-33: 2.875; 2033-34: 2.743; 2034-35: 2.594; 2035-36: 2.685; 2036-37: 2.583; 2037-38: 2.631; 2038-39: 2.663; 2039-40: 2.698; 2040-41: 2.728; 2041-42: 2.769; 2042-43: 2.808; 2043-44: 2.85; 2044-45: 2.891; 2045-46: 2.932; 2046-47: 2.974; 2047-48: 3.018; 2048-49: 3.06; 2049-50: 3.103
34.2FP | Meter optants - properties | Input (meter optants in each year) | 000's | 2 | 2019-20: 0.569; 2020-21: 0.543; 2021-22: 0.497; 2022-23: 0.437; 2023-24: 0.418; 2024-25: 0.4; 2025-26: 0.291; 2026-27: 0.281; 2027-28: 0.272; 2028-29: 0.263; 2029-30: 0.254; 2030-31: 0.246; 2031-32: 0.237; 2032-33: 0.229; 2033-34: 0.222; 2034-35: 0.214; 2035-36: 0.207; 2036-37: 0.2; 2037-38: 0.194; 2038-39: 0.187; 2039-40: 0.181; 2040-41: 0.175; 2041-42: 0.169; 2042-43: 0.163; 2043-44: 0.158; 2044-45: 0.153; 2045-46: 0; 2046-47: 0; 2047-48: 0; 2048-49: 0; 2049-50: 0
34.3FP | Compulsory metering - properties | Input (compulsory meters in each year) | 000's | 2 | 2019-20: 0; 2020-21: 0; 2021-22: 0; 2022-23: 0; 2023-24: 0; 2024-25: 0; 2025-26: 0; 2026-27: 0; 2027-28: 0; 2028-29: 0; 2029-30: 0; 2030-31: 0; 2031-32: 0; 2032-33: 0; 2033-34: 0; 2034-35: 0; 2035-36: 0; 2036-37: 0; 2037-38: 0; 2038-39: 0; 2039-40: 0; 2040-41: 0; 2041-42: 0; 2042-43: 0; 2043-44: 0; 2044-45: 0; 2045-46: 0; 2046-47: 0; 2047-48: 0; 2048-49: 0; 2049-50: 0
34.4FP | Metering on change of occupancy - properties | Input (change of occupancy meters in each year) | 000's | 2 | 2019-20: 0.467; 2020-21: 0.451; 2021-22: 0.435; 2022-23: 0.42; 2023-24: 0.404; 2024-25: 0.387; 2025-26: 0.372; 2026-27: 0.357; 2027-28: 0.342; 2028-29: 0.329; 2029-30: 0.315; 2030-31: 0.303; 2031-32: 0.291; 2032-33: 0.279; 2033-34: 0.268; 2034-35: 0.257; 2035-36: 0.247; 2036-37: 0.237; 2037-38: 0.227; 2038-39: 0.218; 2039-40: 0.209; 2040-41: 0.201; 2041-42: 0.193; 2042-43: 0.185; 2043-44: 0.178; 2044-45: 0.17; 2045-46: 0.164; 2046-47: 0.157; 2047-48: 0.151; 2048-49: 0.145; 2049-50: 0
34.5FP | Selective metering - properties | Input (selective meters in each year) | 000's | 2 | 2019-20: 0.019; 2020-21: 0.018; 2021-22: 0.017; 2022-23: 0.016; 2023-24: 0.015; 2024-25: 0.014; 2025-26: 0.014; 2026-27: 0.013; 2027-28: 0.013; 2028-29: 0.012; 2029-30: 0.012; 2030-31: 0.012; 2031-32: 0.011; 2032-33: 0.011; 2033-34: 0.01; 2034-35: 0.01; 2035-36: 0.01; 2036-37: 0.009; 2037-38: 0.009; 2038-39: 0.009; 2039-40: 0.008; 2040-41: 0.008; 2041-42: 0.008; 2042-43: 0.008; 2043-44: 0.007; 2044-45: 0.007; 2045-46: 0; 2046-47: 0; 2047-48: 0; 2048-49: 0; 2049-50: 0
34.6FP | Other changes to existing metering - properties | Input (other changes to meters in each year) | 000's | 2 | 2019-20: 0; 2020-21: 0; 2021-22: 0; 2022-23: 0; 2023-24: 0; 2024-25: 0; 2025-26: 0; 2026-27: 0; 2027-28: 0; 2028-29: 0; 2029-30: 0; 2030-31: 0; 2031-32: 0; 2032-33: 0; 2033-34: 0; 2034-35: 0; 2035-36: 0; 2036-37: 0; 2037-38: 0; 2038-39: 0; 2039-40: 0; 2040-41: 0; 2041-42: 0; 2042-43: 0; 2043-44: 0; 2044-45: 0; 2045-46: 0; 2046-47: 0; 2047-48: 0; 2048-49: 0; 2049-50: 0
34.7FP | Measured household void properties | Input | 000's | 2 | 2019-20: 3.485; 2020-21: 3.565; 2021-22: 3.642; 2022-23: 3.722; 2023-24: 3.803; 2024-25: 3.881; 2025-26: 3.955; 2026-27: 4.034; 2027-28: 4.115; 2028-29: 4.184; 2029-30: 4.254; 2030-31: 4.325; 2031-32: 4.394; 2032-33: 4.462; 2033-34: 4.528; 2034-35: 4.585; 2035-36: 4.643; 2036-37: 4.701; 2037-38: 4.76; 2038-39: 4.82; 2039-40: 4.88; 2040-41: 4.941; 2041-42: 5.003; 2042-43: 5.066; 2043-44: 5.13; 2044-45: 5.194; 2045-46: 5.256; 2046-47: 5.319; 2047-48: 5.383; 2048-49: 5.447; 2049-50: 5.51
35FP | Unmeasured households - properties (excl. void) | Input | 000's | 2 | 2019-20: 21.628; 2020-21: 20.777; 2021-22: 20.029; 2022-23: 19.157; 2023-24: 18.32; 2024-25: 17.519; 2025-26: 16.843; 2026-27: 16.191; 2027-28: 15.564; 2028-29: 14.96; 2029-30: 14.379; 2030-31: 13.819; 2031-32: 13.28; 2032-33: 12.761; 2033-34: 12.261; 2034-35: 11.779; 2035-36: 11.316; 2036-37: 10.869; 2037-38: 10.44; 2038-39: 10.026; 2039-40: 9.627; 2040-41: 9.243; 2041-42: 8.874; 2042-43: 8.518; 2043-44: 8.175; 2044-45: 7.845; 2045-46: 7.681; 2046-47: 7.524; 2047-48: 7.373; 2048-49: 7.228; 2049-50: 7.228
35.1FP | Unmeasured household void properties | Input | 000's | 2 | 2019-20: 0.444; 2020-21: 0.427; 2021-22: 0.413; 2022-23: 0.395; 2023-24: 0.378; 2024-25: 0.363; 2025-26: 0.35; 2026-27: 0.338; 2027-28: 0.326; 2028-29: 0.313; 2029-30: 0.3; 2030-31: 0.288; 2031-32: 0.277; 2032-33: 0.266; 2033-34: 0.255; 2034-35: 0.245; 2035-36: 0.235; 2036-37: 0.225; 2037-38: 0.216; 2038-39: 0.208; 2039-40: 0.199; 2040-41: 0.191; 2041-42: 0.183; 2042-43: 0.176; 2043-44: 0.169; 2044-45: 0.162; 2045-46: 0.158; 2046-47: 0.155; 2047-48: 0.152; 2048-49: 0.149; 2049-50: 0.148
36FP | Total Resource Zone Properties (incl. voids) | sum (31FP:34FP) + 34.7FP + 35BL + 35.1BL | 000's | 2 | 2019-20: 207.674; 2020-21: 211.911; 2021-22: 215.892; 2022-23: 219.245; 2023-24: 222.677; 2024-25: 225.378; 2025-26: 227.975; 2026-27: 230.094; 2027-28: 232.902; 2028-29: 236.383; 2029-30: 239.823; 2030-31: 243.034; 2031-32: 246.087; 2032-33: 249.071; 2033-34: 251.912; 2034-35: 254.592; 2035-36: 257.364; 2036-37: 260.03; 2037-38: 262.746; 2038-39: 265.492; 2039-40: 268.27; 2040-41: 271.077; 2041-42: 273.926; 2042-43: 276.813; 2043-44: 279.741; 2044-45: 282.709; 2045-46: 285.718; 2046-47: 288.77; 2047-48: 291.865; 2048-49: 295.001; 2049-50: 298.179
37FP | Measured Non Household - Population | Input | 000's | 2 | 2019-20: 5.723; 2020-21: 5.803; 2021-22: 5.865; 2022-23: 5.951; 2023-24: 6.028; 2024-25: 6.098; 2025-26: 6.152; 2026-27: 6.241; 2027-28: 6.343; 2028-29: 6.451; 2029-30: 6.547; 2030-31: 6.638; 2031-32: 6.788; 2032-33: 6.912; 2033-34: 7.02; 2034-35: 7.11; 2035-36: 7.191; 2036-37: 7.27; 2037-38: 7.35; 2038-39: 7.436; 2039-40: 7.522; 2040-41: 7.613; 2041-42: 7.713; 2042-43: 7.825; 2043-44: 7.946; 2044-45: 8.068; 2045-46: 8.202; 2046-47: 8.345; 2047-48: 8.485; 2048-49: 8.627; 2049-50: 8.761
38FP | Unmeasured Non Household - Population | Input | 000's | 2 | 2019-20: 0.024; 2020-21: 0.024; 2021-22: 0.024; 2022-23: 0.024; 2023-24: 0.024; 2024-25: 0.024; 2025-26: 0.025; 2026-27: 0.025; 2027-28: 0.025; 2028-29: 0.026; 2029-30: 0.026; 2030-31: 0.027; 2031-32: 0.027; 2032-33: 0.028; 2033-34: 0.028; 2034-35: 0.029; 2035-36: 0.029; 2036-37: 0.029; 2037-38: 0.03; 2038-39: 0.03; 2039-40: 0.03; 2040-41: 0.031; 2041-42: 0.031; 2042-43: 0.031; 2043-44: 0.032; 2044-45: 0.032; 2045-46: 0.033; 2046-47: 0.034; 2047-48: 0.034; 2048-49: 0.035; 2049-50: 0.035
39FP | Measured Household - Population | Input | 000's | 2 | 2019-20: 401.197; 2020-21: 409.262; 2021-22: 415.802; 2022-23: 423.947; 2023-24: 432.574; 2024-25: 439.115; 2025-26: 444.892; 2026-27: 449.152; 2027-28: 455.451; 2028-29: 463.169; 2029-30: 470.598; 2030-31: 477.262; 2031-32: 483.418; 2032-33: 489.272; 2033-34: 494.869; 2034-35: 500.196; 2035-36: 505.619; 2036-37: 510.896; 2037-38: 516.428; 2038-39: 522.155; 2039-40: 529.117; 2040-41: 536.008; 2041-42: 543.092; 2042-43: 550.378; 2043-44: 557.883; 2044-45: 565.526; 2045-46: 572.729; 2046-47: 580.081; 2047-48: 587.651; 2048-49: 595.336; 2049-50: 602.599
40FP | Unmeasured Household - Population | Input | 000's | 2 | 2019-20: 79.585; 2020-21: 76.755; 2021-22: 74.275; 2022-23: 71.336; 2023-24: 68.57; 2024-25: 65.917; 2025-26: 63.638; 2026-27: 61.407; 2027-28: 59.299; 2028-29: 57.262; 2029-30: 55.295; 2030-31: 53.393; 2031-32: 51.557; 2032-33: 49.789; 2033-34: 48.095; 2034-35: 46.474; 2035-36: 44.911; 2036-37: 43.416; 2037-38: 41.984; 2038-39: 40.612; 2039-40: 39.339; 2040-41: 38.104; 2041-42: 36.914; 2042-43: 35.768; 2043-44: 34.664; 2044-45: 33.597; 2045-46: 33.054; 2046-47: 32.532; 2047-48: 32.034; 2048-49: 31.555; 2049-50: 31.559
41FP | Total Resource Zone Population | sum (37FP:40FP) | 000's | 2 | 2019-20: 486.529; 2020-21: 491.844; 2021-22: 495.966; 2022-23: 501.258; 2023-24: 507.196; 2024-25: 511.154; 2025-26: 514.707; 2026-27: 516.825; 2027-28: 521.118; 2028-29: 526.908; 2029-30: 532.466; 2030-31: 537.32; 2031-32: 541.79; 2032-33: 546.001; 2033-34: 550.012; 2034-35: 553.809; 2035-36: 557.75; 2036-37: 561.611; 2037-38: 565.792; 2038-39: 570.233; 2039-40: 576.008; 2040-41: 581.756; 2041-42: 587.75; 2042-43: 594.002; 2043-44: 600.525; 2044-45: 607.223; 2045-46: 614.018; 2046-47: 620.992; 2047-48: 628.204; 2048-49: 635.553; 2049-50: 642.954
42FP | Average household occupancy rate (excl. voids) | (39FP + 40FP) / (34FP + 35FP) | h/prop | 1 | 2019-20: 2.4844; 2020-21: 2.46; 2021-22: 2.4335; 2022-23: 2.4216; 2023-24: 2.4119; 2024-25: 2.4013; 2025-26: 2.3903; 2026-27: 2.3779; 2027-28: 2.3681; 2028-29: 2.3579; 2029-30: 2.3474; 2030-31: 2.3364; 2031-32: 2.3253; 2032-33: 2.3141; 2033-34: 2.3038; 2034-35: 2.2942; 2035-36: 2.2847; 2036-37: 2.276; 2037-38: 2.2683; 2038-39: 2.2615; 2039-40: 2.2599; 2040-41: 2.2579; 2041-42: 2.2565; 2042-43: 2.2558; 2043-44: 2.2556; 2044-45: 2.2559; 2045-46: 2.256; 2046-47: 2.2565; 2047-48: 2.2574; 2048-49: 2.2585; 2049-50: 2.2594
43FP | Total Household Metering penetration (excl. voids) | 34FP / (34FP + 35FP) | % | 1 | 2019-20: 88.82%; 2020-21: 89.48%; 2021-22: 90.05%; 2022-23: 90.63%; 2023-24: 91.18%; 2024-25: 91.67%; 2025-26: 92.08%; 2026-27: 92.46%; 2027-28: 92.84%; 2028-29: 93.22%; 2029-30: 93.58%; 2030-31: 93.92%; 2031-32: 94.23%; 2032-33: 94.52%; 2033-34: 94.8%; 2034-35: 95.06%; 2035-36: 95.3%; 2036-37: 95.54%; 2037-38: 95.76%; 2038-39: 95.97%; 2039-40: 96.17%; 2040-41: 96.36%; 2041-42: 96.55%; 2042-43: 96.72%; 2043-44: 96.89%; 2044-45: 97.05%; 2045-46: 97.14%; 2046-47: 97.23%; 2047-48: 97.31%; 2048-49: 97.4%; 2049-50: 97.42%
44FP | Total Household Metering penetration (incl. voids) | (34FP) / (34FP + 34.7FP + 35FP + 35.1FP) | % | 1 | 2019-20: 87.06%; 2020-21: 87.71%; 2021-22: 88.28%; 2022-23: 88.85%; 2023-24: 89.38%; 2024-25: 89.86%; 2025-26: 90.26%; 2026-27: 90.61%; 2027-28: 90.98%; 2028-29: 91.36%; 2029-30: 91.72%; 2030-31: 92.05%; 2031-32: 92.35%; 2032-33: 92.64%; 2033-34: 92.91%; 2034-35: 93.17%; 2035-36: 93.41%; 2036-37: 93.64%; 2037-38: 93.86%; 2038-39: 94.07%; 2039-40: 94.27%; 2040-41: 94.46%; 2041-42: 94.64%; 2042-43: 94.81%; 2043-44: 94.97%; 2044-45: 95.13%; 2045-46: 95.22%; 2046-47: 95.31%; 2047-48: 95.39%; 2048-49: 95.47%; 2049-50: 95.5%
45FP | Distribution input | sum (12FP:15FP) + 21FP + 22FP + 27FP + 28FP | Ml/d | 2 | 2019-20: 134.72; 2020-21: 134.7; 2021-22: 135.16; 2022-23: 135.27; 2023-24: 135.5; 2024-25: 135.36; 2025-26: 136.21; 2026-27: 134.79; 2027-28: 134.36; 2028-29: 132.85; 2029-30: 131.52; 2030-31: 130.92; 2031-32: 130.13; 2032-33: 130.43; 2033-34: 130.76; 2034-35: 130.27; 2035-36: 130.18; 2036-37: 129.81; 2037-38: 129.96; 2038-39: 130.12; 2039-40: 130.32; 2040-41: 130.51; 2041-42: 130.76; 2042-43: 131.13; 2043-44: 131.41; 2044-45: 132.41; 2045-46: 133.4; 2046-47: 134.4; 2047-48: 135.42; 2048-49: 136.53; 2049-50: 137.8
46FP | Target headroom (climate change component) | Input | Ml/d | 2 | 2019-20: 3.002; 2020-21: 3.002; 2021-22: 3.002; 2022-23: 3.002; 2023-24: 3.002; 2024-25: 3.002; 2025-26: 3.002; 2026-27: 3.2; 2027-28: 3.4463; 2028-29: 3.7655; 2029-30: 3.7128; 2030-31: 3.7187; 2031-32: 3.9506; 2032-33: 4.1287; 2033-34: 4.2247; 2034-35: 4.3001; 2035-36: 4.0507; 2036-37: 3.8509; 2037-38: 4.0861; 2038-39: 4.1468; 2039-40: 0; 2040-41: 0; 2041-42: 0; 2042-43: 0; 2043-44: 0; 2044-45: 0; 2045-46: 0; 2046-47: 0; 2047-48: 0; 2048-49: 0; 2049-50: 0
47FP | Target headroom (All other components) | Input | Ml/d | 2 | 2019-20: 5.6219; 2020-21: 5.6219; 2021-22: 5.6219; 2022-23: 5.6219; 2023-24: 5.6219; 2024-25: 5.6219; 2025-26: 5.6219; 2026-27: 5.875; 2027-28: 6.082; 2028-29: 6.5378; 2029-30: 7.3199; 2030-31: 7.4291; 2031-32: 7.7142; 2032-33: 7.7194; 2033-34: 7.7878; 2034-35: 8.304; 2035-36: 6.2768; 2036-37: 5.0166; 2037-38: 5.4181; 2038-39: 5.7949; 2039-40: 16.8859; 2040-41: 17.0924; 2041-42: 16.9561; 2042-43: 17.5513; 2043-44: 17.5084; 2044-45: 17.7452; 2045-46: 15.0908; 2046-47: 15.1889; 2047-48: 15.1374; 2048-49: 15.234; 2049-50: 15.4384
48FP | Target Headroom | 46FP + 47FP | Ml/d | 2 | 2019-20: 8.624; 2020-21: 8.624; 2021-22: 8.624; 2022-23: 8.624; 2023-24: 8.624; 2024-25: 8.624; 2025-26: 8.624; 2026-27: 9.075; 2027-28: 9.5283; 2028-29: 10.3033; 2029-30: 11.0327; 2030-31: 11.1479; 2031-32: 11.6648; 2032-33: 11.848; 2033-34: 12.0125; 2034-35: 12.6042; 2035-36: 10.3275; 2036-37: 8.8675; 2037-38: 9.5043; 2038-39: 9.9417; 2039-40: 16.8859; 2040-41: 17.0924; 2041-42: 16.9561; 2042-43: 17.5513; 2043-44: 17.5084; 2044-45: 17.7452; 2045-46: 15.0908; 2046-47: 15.1889; 2047-48: 15.1374; 2048-49: 15.234; 2049-50: 15.4384
49FP | Available Headroom | 11FP - 45FP | Ml/d | 2 | 2019-20: 15.05; 2020-21: 15.07; 2021-22: 14.61; 2022-23: 14.5; 2023-24: 14.27; 2024-25: 12.81; 2025-26: 8.64; 2026-27: 9.07; 2027-28: 9.53; 2028-29: 10.31; 2029-30: 11.05; 2030-31: 33.99; 2031-32: 28.11; 2032-33: 27.53; 2033-34: 26.5; 2034-35: 27.55; 2035-36: 31.59; 2036-37: 35.1; 2037-38: 34.56; 2038-39: 33.54; 2039-40: 26.64; 2040-41: 39.5; 2041-42: 23.49; 2042-43: 37.61; 2043-44: 36.08; 2044-45: 33.17; 2045-46: 19.5; 2046-47: 19.6; 2047-48: 19.54; 2048-49: 21.16; 2049-50: 19.84
49.1FP | Available non-potable balance (if applicable) | 1.1FP - 12.1FP | Ml/d | 2 | 2019-20: 0; 2020-21: 0; 2021-22: 0; 2022-23: 0; 2023-24: 0; 2024-25: 0; 2025-26: 0; 2026-27: 0; 2027-28: 0; 2028-29: 0; 2029-30: 0; 2030-31: 0; 2031-32: 0; 2032-33: 0; 2033-34: 0; 2034-35: 0; 2035-36: 0; 2036-37: 0; 2037-38: 0; 2038-39: 0; 2039-40: 0; 2040-41: 0; 2041-42: 0; 2042-43: 0; 2043-44: 0; 2044-45: 0; 2045-46: 0; 2046-47: 0; 2047-48: 0; 2048-49: 0; 2049-50: 0
50FP | Supply Demand Balance | 49FP - 48FP | Ml/d | 2 | 2019-20: 6.426; 2020-21: 6.446; 2021-22: 5.986; 2022-23: 5.876; 2023-24: 5.646; 2024-25: 4.186; 2025-26: 0.016037; 2026-27: -0.005; 2027-28: 0.0017034; 2028-29: 0.0067203; 2029-30: 0.017325; 2030-31: 22.8421; 2031-32: 16.4452; 2032-33: 15.682; 2033-34: 14.4875; 2034-35: 14.9458; 2035-36: 21.2625; 2036-37: 26.2325; 2037-38: 25.0557; 2038-39: 23.5983; 2039-40: 9.7541; 2040-41: 22.4076; 2041-42: 6.5339; 2042-43: 20.0587; 2043-44: 18.5716; 2044-45: 15.4248; 2045-46: 4.4092; 2046-47: 4.4111; 2047-48: 4.4026; 2048-49: 5.926; 2049-50: 4.4016
Data for Charts
DYAA Baseline |  |  |  |  | 2019-20 | 2020-21 | 2021-22 | 2022-23 | 2023-24 | 2024-25 | 2025-26 | 2026-27 | 2027-28 | 2028-29 | 2029-30 | 2030-31 | 2031-32 | 2032-33 | 2033-34 | 2034-35 | 2035-36 | 2036-37 | 2037-38 | 2038-39 | 2039-40 | 2040-41 | 2041-42 | 2042-43 | 2043-44 | 2044-45 | 2045-46 | 2046-47 | 2047-48 | 2048-49 | 2049-50 | 2050-51 | 2051-52 | 2052-53 | 2053-54 | 2054-55 | 2055-56 | 2056-57 | 2057-58 | 2058-59 | 2059-60 | 2060-61 | 2061-62 | 2062-63 | 2063-64 | 2064-65 | 2065-66 | 2066-67 | 2067-68 | 2068-69 | 2069-70 | 2070-71 | 2071-72 | 2072-73 | 2073-74 | 2074-75 | 2075-76 | 2076-77 | 2077-78 | 2078-79 | 2079-80 | 2080-81 | 2081-82 | 2082-83 | 2083-84 | 2084-85 | 2085-86 | 2086-87 | 2087-88 | 2088-89 | 2089-90 | 2090-91 | 2091-92 | 2092-93 | 2093-94 | 2094-95 | 2095-96 | 2096-97 | 2097-98 | 2098-99 | 2099-100
| Measured HH consumption |  | Ml/d | 2 | 56.05 | 56.69 | 57.22 | 57.89 | 58.62 | 59.06 | 59.64 | 60.05 | 60.74 | 61.63 | 62.47 | 63.3 | 64.14 | 64.93 | 65.7 | 66.43 | 67.17 | 67.9 | 68.85 | 69.85 | 71.01 | 71.97 | 72.95 | 73.97 | 75.01 | 76.09 | 77.09 | 78.12 | 79.16 | 80.23 | 81.25 | 0 | 0 | 0 | 0 | 0 | 0 | 0 | 0 | 0 | 0 | 0 | 0 | 0 | 0 | 0 | 0 | 0 | 0 | 0 | 0 | 0 | 0 | 0 | 0 | 0 | 0 | 0 | 0 | 0 | 0 | 0 | 0 | 0 | 0 | 0 | 0 | 0 | 0 | 0 | 0 | 0 | 0 | 0 | 0 | 0 | 0 | 0 | 0 | 0 | 0
| Unmeasured HH consumption |  | Ml/d | 2 | 12.24 | 11.77 | 11.36 | 10.87 | 10.4 | 9.96 | 9.59 | 9.22 | 8.87 | 8.54 | 8.21 | 7.92 | 7.64 | 7.38 | 7.12 | 6.87 | 6.64 | 6.42 | 6.2 | 6 | 5.81 | 5.62 | 5.44 | 5.28 | 5.11 | 4.95 | 4.88 | 4.79 | 4.73 | 4.66 | 4.66 | 0 | 0 | 0 | 0 | 0 | 0 | 0 | 0 | 0 | 0 | 0 | 0 | 0 | 0 | 0 | 0 | 0 | 0 | 0 | 0 | 0 | 0 | 0 | 0 | 0 | 0 | 0 | 0 | 0 | 0 | 0 | 0 | 0 | 0 | 0 | 0 | 0 | 0 | 0 | 0 | 0 | 0 | 0 | 0 | 0 | 0 | 0 | 0 | 0 | 0
| Non-HH consumption |  | Ml/d | 2 | 20.58 | 20.59 | 20.95 | 21.01 | 21.08 | 21.15 | 21.93 | 22.03 | 22.86 | 22.95 | 23.05 | 23.16 | 23.28 | 23.41 | 23.58 | 23.75 | 23.92 | 24.08 | 24.26 | 24.45 | 24.69 | 24.96 | 25.24 | 25.54 | 25.87 | 26.22 | 26.59 | 27 | 27.42 | 27.87 | 28.32 | 0 | 0 | 0 | 0 | 0 | 0 | 0 | 0 | 0 | 0 | 0 | 0 | 0 | 0 | 0 | 0 | 0 | 0 | 0 | 0 | 0 | 0 | 0 | 0 | 0 | 0 | 0 | 0 | 0 | 0 | 0 | 0 | 0 | 0 | 0 | 0 | 0 | 0 | 0 | 0 | 0 | 0 | 0 | 0 | 0 | 0 | 0 | 0 | 0 | 0
| Total Leakage |  | Ml/d | 2 | 15.47 | 15.23 | 15.11 | 14.91 | 14.71 | 14.48 | 14.52 | 14.52 | 14.54 | 14.57 | 14.6 | 14.62 | 14.65 | 14.67 | 14.69 | 14.71 | 14.74 | 14.76 | 14.78 | 14.79 | 14.82 | 14.85 | 14.87 | 14.9 | 14.93 | 14.94 | 14.98 | 15.01 | 15.04 | 15.07 | 15.11 | 0 | 0 | 0 | 0 | 0 | 0 | 0 | 0 | 0 | 0 | 0 | 0 | 0 | 0 | 0 | 0 | 0 | 0 | 0 | 0 | 0 | 0 | 0 | 0 | 0 | 0 | 0 | 0 | 0 | 0 | 0 | 0 | 0 | 0 | 0 | 0 | 0 | 0 | 0 | 0 | 0 | 0 | 0 | 0 | 0 | 0 | 0 | 0 | 0 | 0
| Other demand components |  | Ml/d | 2 | 3.15 | 3.15 | 3.14 | 3.14 | 3.15 | 3.15 | 3.13 | 3.14 | 3.15 | 3.12 | 3.13 | 3.14 | 3.13 | 3.13 | 3.14 | 3.14 | 3.13 | 3.14 | 3.16 | 3.15 | 3.14 | 3.13 | 3.15 | 3.12 | 3.14 | 3.15 | 3.14 | 3.13 | 3.15 | 3.14 | 3.14 | 0 | 0 | 0 | 0 | 0 | 0 | 0 | 0 | 0 | 0 | 0 | 0 | 0 | 0 | 0 | 0 | 0 | 0 | 0 | 0 | 0 | 0 | 0 | 0 | 0 | 0 | 0 | 0 | 0 | 0 | 0 | 0 | 0 | 0 | 0 | 0 | 0 | 0 | 0 | 0 | 0 | 0 | 0 | 0 | 0 | 0 | 0 | 0 | 0 | 0
| Total Water Available for use |  | Ml/d | 2 | 121.83 | 131.28 | 131.38 | 125.25 | 125.46 | 127.08 | 103.89 | 103.31 | 102.41 | 101.66 | 100.81 | 96.08 | 95.18 | 94.07 | 92.72 | 91.37 | 90.5 | 87.8 | 86.15 | 84.62 | 83.77 | 82.06 | 80.16 | 78.16 | 76.1 | 74.13 | 72.39 | 70.16 | 67.86 | 67.59 | 67.46 | 0 | 0 | 0 | 0 | 0 | 0 | 0 | 0 | 0 | 0 | 0 | 0 | 0 | 0 | 0 | 0 | 0 | 0 | 0 | 0 | 0 | 0 | 0 | 0 | 0 | 0 | 0 | 0 | 0 | 0 | 0 | 0 | 0 | 0 | 0 | 0 | 0 | 0 | 0 | 0 | 0 | 0 | 0 | 0 | 0 | 0 | 0 | 0 | 0 | 0
| Total Demand + Target Headroom |  | Ml/d | 2 | 114.3617 | 114.3017 | 114.6517 | 114.6917 | 114.8317 | 114.6717 | 115.6817 | 116.1971 | 117.7523 | 119.0148 | 120.2304 | 120.9912 | 122.0872 | 122.9088 | 123.7456 | 124.8753 | 123.7728 | 123.314 | 124.7638 | 126.0963 | 132.7998 | 134.0103 | 135.011 | 136.6323 | 137.8361 | 139.3002 | 138.5329 | 139.9671 | 141.3661 | 142.902 | 144.5635 | 0 | 0 | 0 | 0 | 0 | 0 | 0 | 0 | 0 | 0 | 0 | 0 | 0 | 0 | 0 | 0 | 0 | 0 | 0 | 0 | 0 | 0 | 0 | 0 | 0 | 0 | 0 | 0 | 0 | 0 | 0 | 0 | 0 | 0 | 0 | 0 | 0 | 0 | 0 | 0 | 0 | 0 | 0 | 0 | 0 | 0 | 0 | 0 | 0 | 0
DYAA Final Plan |  |  |  |  | 2019-20 | 2020-21 | 2021-22 | 2022-23 | 2023-24 | 2024-25 | 2025-26 | 2026-27 | 2027-28 | 2028-29 | 2029-30 | 2030-31 | 2031-32 | 2032-33 | 2033-34 | 2034-35 | 2035-36 | 2036-37 | 2037-38 | 2038-39 | 2039-40 | 2040-41 | 2041-42 | 2042-43 | 2043-44 | 2044-45 | 2045-46 | 2046-47 | 2047-48 | 2048-49 | 2049-50 | 2050-51 | 2051-52 | 2052-53 | 2053-54 | 2054-55 | 2055-56 | 2056-57 | 2057-58 | 2058-59 | 2059-60 | 2060-61 | 2061-62 | 2062-63 | 2063-64 | 2064-65 | 2065-66 | 2066-67 | 2067-68 | 2068-69 | 2069-70 | 2070-71 | 2071-72 | 2072-73 | 2073-74 | 2074-75 | 2075-76 | 2076-77 | 2077-78 | 2078-79 | 2079-80 | 2080-81 | 2081-82 | 2082-83 | 2083-84 | 2084-85 | 2085-86 | 2086-87 | 2087-88 | 2088-89 | 2089-90 | 2090-91 | 2091-92 | 2092-93 | 2093-94 | 2094-95 | 2095-96 | 2096-97 | 2097-98 | 2098-99 | 2099-100
| Measured HH consumption |  | Ml/d | 2 | 56.05 | 56.69 | 57.22 | 57.89 | 58.62 | 59.06 | 59.43 | 58.86 | 58.42 | 58.01 | 58.07 | 58.31 | 58.56 | 59.07 | 59.56 | 59.62 | 59.68 | 59.73 | 59.99 | 60.28 | 60.72 | 61.1 | 61.43 | 61.74 | 62.01 | 62.74 | 63.37 | 64.02 | 64.67 | 65.35 | 65.98 | 0 | 0 | 0 | 0 | 0 | 0 | 0 | 0 | 0 | 0 | 0 | 0 | 0 | 0 | 0 | 0 | 0 | 0 | 0 | 0 | 0 | 0 | 0 | 0 | 0 | 0 | 0 | 0 | 0 | 0 | 0 | 0 | 0 | 0 | 0 | 0 | 0 | 0 | 0 | 0 | 0 | 0 | 0 | 0 | 0 | 0 | 0 | 0 | 0 | 0
| Unmeasured HH consumption |  | Ml/d | 2 | 12.24 | 11.77 | 11.36 | 10.87 | 10.4 | 9.96 | 9.59 | 9.22 | 8.87 | 8.54 | 8.21 | 7.92 | 7.64 | 7.38 | 7.12 | 6.87 | 6.64 | 6.42 | 6.2 | 6 | 5.81 | 5.62 | 5.44 | 5.28 | 5.11 | 4.95 | 4.88 | 4.79 | 4.73 | 4.66 | 4.66 | 0 | 0 | 0 | 0 | 0 | 0 | 0 | 0 | 0 | 0 | 0 | 0 | 0 | 0 | 0 | 0 | 0 | 0 | 0 | 0 | 0 | 0 | 0 | 0 | 0 | 0 | 0 | 0 | 0 | 0 | 0 | 0 | 0 | 0 | 0 | 0 | 0 | 0 | 0 | 0 | 0 | 0 | 0 | 0 | 0 | 0 | 0 | 0 | 0 | 0
| Non-HH consumption |  | Ml/d | 2 | 20.58 | 20.59 | 20.95 | 21.01 | 21.08 | 21.15 | 21.86 | 21.88 | 22.57 | 22.5 | 22.43 | 22.38 | 22.33 | 22.3 | 22.31 | 22.32 | 22.32 | 22.32 | 22.34 | 22.37 | 22.44 | 22.55 | 22.66 | 22.81 | 22.98 | 23.16 | 23.37 | 23.62 | 23.88 | 24.17 | 24.46 | 0 | 0 | 0 | 0 | 0 | 0 | 0 | 0 | 0 | 0 | 0 | 0 | 0 | 0 | 0 | 0 | 0 | 0 | 0 | 0 | 0 | 0 | 0 | 0 | 0 | 0 | 0 | 0 | 0 | 0 | 0 | 0 | 0 | 0 | 0 | 0 | 0 | 0 | 0 | 0 | 0 | 0 | 0 | 0 | 0 | 0 | 0 | 0 | 0 | 0
| Total Leakage |  | Ml/d | 2 | 15.47 | 15.23 | 15.11 | 14.91 | 14.71 | 14.48 | 14.5 | 14.26 | 14.01 | 13.59 | 12.68 | 12.15 | 11.46 | 11.43 | 11.41 | 11.11 | 11.21 | 11.02 | 10.99 | 10.97 | 10.71 | 10.49 | 10.3 | 10.28 | 10.11 | 10.03 | 9.97 | 9.85 | 9.67 | 9.57 | 9.56 | 0 | 0 | 0 | 0 | 0 | 0 | 0 | 0 | 0 | 0 | 0 | 0 | 0 | 0 | 0 | 0 | 0 | 0 | 0 | 0 | 0 | 0 | 0 | 0 | 0 | 0 | 0 | 0 | 0 | 0 | 0 | 0 | 0 | 0 | 0 | 0 | 0 | 0 | 0 | 0 | 0 | 0 | 0 | 0 | 0 | 0 | 0 | 0 | 0 | 0
| Other demand components |  | Ml/d | 2 | 3.15 | 3.15 | 3.14 | 3.14 | 3.15 | 3.15 | 3.13 | 3.14 | 3.15 | 3.12 | 3.13 | 3.14 | 3.13 | 3.13 | 3.14 | 3.14 | 3.13 | 3.14 | 3.16 | 3.15 | 3.14 | 3.13 | 3.15 | 3.12 | 3.14 | 3.15 | 3.14 | 3.13 | 3.15 | 3.14 | 3.14 | 0 | 0 | 0 | 0 | 0 | 0 | 0 | 0 | 0 | 0 | 0 | 0 | 0 | 0 | 0 | 0 | 0 | 0 | 0 | 0 | 0 | 0 | 0 | 0 | 0 | 0 | 0 | 0 | 0 | 0 | 0 | 0 | 0 | 0 | 0 | 0 | 0 | 0 | 0 | 0 | 0 | 0 | 0 | 0 | 0 | 0 | 0 | 0 | 0 | 0
| Total Water Available for use |  | Ml/d | 2 | 121.83 | 131.28 | 131.38 | 125.25 | 125.46 | 127.08 | 115.38 | 114.6 | 114.61 | 113.96 | 113.29 | 112.88 | 112.5 | 113.7 | 114.06 | 114.04 | 116.25 | 113.659 | 114.849 | 116.149 | 116.979 | 116.37 | 116.34 | 117.05 | 117.13 | 117.98 | 116.58 | 117.33 | 117.97 | 118.82 | 119.88 | 0 | 0 | 0 | 0 | 0 | 0 | 0 | 0 | 0 | 0 | 0 | 0 | 0 | 0 | 0 | 0 | 0 | 0 | 0 | 0 | 0 | 0 | 0 | 0 | 0 | 0 | 0 | 0 | 0 | 0 | 0 | 0 | 0 | 0 | 0 | 0 | 0 | 0 | 0 | 0 | 0 | 0 | 0 | 0 | 0 | 0 | 0 | 0 | 0 | 0
| Total Demand + Target Headroom |  | Ml/d | 2 | 114.3617 | 114.3017 | 114.6517 | 114.6917 | 114.8317 | 114.6717 | 115.3817 | 114.5971 | 114.6123 | 113.9648 | 113.2904 | 112.7512 | 112.3672 | 112.6988 | 113.0556 | 113.0353 | 111.1528 | 109.644 | 110.1938 | 110.6263 | 116.1498 | 116.3703 | 116.341 | 117.0523 | 117.1261 | 117.9802 | 116.5829 | 117.3271 | 117.9661 | 118.822 | 119.8835 | 0 | 0 | 0 | 0 | 0 | 0 | 0 | 0 | 0 | 0 | 0 | 0 | 0 | 0 | 0 | 0 | 0 | 0 | 0 | 0 | 0 | 0 | 0 | 0 | 0 | 0 | 0 | 0 | 0 | 0 | 0 | 0 | 0 | 0 | 0 | 0 | 0 | 0 | 0 | 0 | 0 | 0 | 0 | 0 | 0 | 0 | 0 | 0 | 0 | 0
DYCP Baseline |  |  |  |  | 2019-20 | 2020-21 | 2021-22 | 2022-23 | 2023-24 | 2024-25 | 2025-26 | 2026-27 | 2027-28 | 2028-29 | 2029-30 | 2030-31 | 2031-32 | 2032-33 | 2033-34 | 2034-35 | 2035-36 | 2036-37 | 2037-38 | 2038-39 | 2039-40 | 2040-41 | 2041-42 | 2042-43 | 2043-44 | 2044-45 | 2045-46 | 2046-47 | 2047-48 | 2048-49 | 2049-50 | 2050-51 | 2051-52 | 2052-53 | 2053-54 | 2054-55 | 2055-56 | 2056-57 | 2057-58 | 2058-59 | 2059-60 | 2060-61 | 2061-62 | 2062-63 | 2063-64 | 2064-65 | 2065-66 | 2066-67 | 2067-68 | 2068-69 | 2069-70 | 2070-71 | 2071-72 | 2072-73 | 2073-74 | 2074-75 | 2075-76 | 2076-77 | 2077-78 | 2078-79 | 2079-80 | 2080-81 | 2081-82 | 2082-83 | 2083-84 | 2084-85 | 2085-86 | 2086-87 | 2087-88 | 2088-89 | 2089-90 | 2090-91 | 2091-92 | 2092-93 | 2093-94 | 2094-95 | 2095-96 | 2096-97 | 2097-98 | 2098-99 | 2099-100
| Measured HH consumption |  | Ml/d | 2 | 73.89 | 74.75 | 75.48 | 76.38 | 77.36 | 77.97 | 78.76 | 79.33 | 80.28 | 81.49 | 82.63 | 83.78 | 84.93 | 86.03 | 87.09 | 88.11 | 89.16 | 90.18 | 91.52 | 92.91 | 94.53 | 95.88 | 97.27 | 98.71 | 100.19 | 101.73 | 103.15 | 104.62 | 106.09 | 107.6 | 109.05 | 0 | 0 | 0 | 0 | 0 | 0 | 0 | 0 | 0 | 0 | 0 | 0 | 0 | 0 | 0 | 0 | 0 | 0 | 0 | 0 | 0 | 0 | 0 | 0 | 0 | 0 | 0 | 0 | 0 | 0 | 0 | 0 | 0 | 0 | 0 | 0 | 0 | 0 | 0 | 0 | 0 | 0 | 0 | 0 | 0 | 0 | 0 | 0 | 0 | 0
| Unmeasured HH consumption |  | Ml/d | 2 | 16.98 | 16.33 | 15.76 | 15.09 | 14.44 | 13.84 | 13.32 | 12.81 | 12.34 | 11.88 | 11.43 | 11.03 | 10.64 | 10.28 | 9.93 | 9.6 | 9.27 | 8.97 | 8.68 | 8.4 | 8.14 | 7.88 | 7.64 | 7.41 | 7.18 | 6.97 | 6.86 | 6.76 | 6.66 | 6.57 | 6.58 | 0 | 0 | 0 | 0 | 0 | 0 | 0 | 0 | 0 | 0 | 0 | 0 | 0 | 0 | 0 | 0 | 0 | 0 | 0 | 0 | 0 | 0 | 0 | 0 | 0 | 0 | 0 | 0 | 0 | 0 | 0 | 0 | 0 | 0 | 0 | 0 | 0 | 0 | 0 | 0 | 0 | 0 | 0 | 0 | 0 | 0 | 0 | 0 | 0 | 0
| Non-HH consumption |  | Ml/d | 2 | 25.23 | 25.24 | 25.67 | 25.75 | 25.84 | 25.92 | 26.87 | 27 | 28 | 28.11 | 28.23 | 28.38 | 28.52 | 28.69 | 28.89 | 29.1 | 29.31 | 29.51 | 29.73 | 29.97 | 30.26 | 30.58 | 30.92 | 31.29 | 31.7 | 32.13 | 32.59 | 33.08 | 33.6 | 34.14 | 34.71 | 0 | 0 | 0 | 0 | 0 | 0 | 0 | 0 | 0 | 0 | 0 | 0 | 0 | 0 | 0 | 0 | 0 | 0 | 0 | 0 | 0 | 0 | 0 | 0 | 0 | 0 | 0 | 0 | 0 | 0 | 0 | 0 | 0 | 0 | 0 | 0 | 0 | 0 | 0 | 0 | 0 | 0 | 0 | 0 | 0 | 0 | 0 | 0 | 0 | 0
| Total Leakage |  | Ml/d | 2 | 15.47 | 15.23 | 15.11 | 14.91 | 14.71 | 14.48 | 14.52 | 14.52 | 14.54 | 14.57 | 14.6 | 14.62 | 14.65 | 14.67 | 14.69 | 14.71 | 14.74 | 14.76 | 14.78 | 14.79 | 14.82 | 14.85 | 14.87 | 14.9 | 14.93 | 14.94 | 14.98 | 15.01 | 15.04 | 15.07 | 15.11 | 0 | 0 | 0 | 0 | 0 | 0 | 0 | 0 | 0 | 0 | 0 | 0 | 0 | 0 | 0 | 0 | 0 | 0 | 0 | 0 | 0 | 0 | 0 | 0 | 0 | 0 | 0 | 0 | 0 | 0 | 0 | 0 | 0 | 0 | 0 | 0 | 0 | 0 | 0 | 0 | 0 | 0 | 0 | 0 | 0 | 0 | 0 | 0 | 0 | 0
| Other demand components |  | Ml/d | 2 | 3.15 | 3.15 | 3.14 | 3.14 | 3.15 | 3.15 | 3.13 | 3.14 | 3.15 | 3.12 | 3.13 | 3.14 | 3.13 | 3.13 | 3.14 | 3.14 | 3.13 | 3.14 | 3.16 | 3.15 | 3.14 | 3.13 | 3.15 | 3.12 | 3.14 | 3.15 | 3.14 | 3.13 | 3.15 | 3.14 | 3.14 | 0 | 0 | 0 | 0 | 0 | 0 | 0 | 0 | 0 | 0 | 0 | 0 | 0 | 0 | 0 | 0 | 0 | 0 | 0 | 0 | 0 | 0 | 0 | 0 | 0 | 0 | 0 | 0 | 0 | 0 | 0 | 0 | 0 | 0 | 0 | 0 | 0 | 0 | 0 | 0 | 0 | 0 | 0 | 0 | 0 | 0 | 0 | 0 | 0 | 0
| Total Water Available for use |  | Ml/d | 2 | 149.77 | 149.77 | 149.77 | 149.77 | 149.77 | 148.17 | 145.23 | 145.88 | 147.84 | 149.49 | 151.06 | 152.09 | 153.54 | 154.65 | 155.75 | 157.26 | 155.95 | 155.43 | 157.35 | 159.14 | 159.9 | 159.9 | 159.9 | 159.9 | 159.9 | 159.9 | 159.9 | 159.9 | 159.9 | 159.9 | 159.9 | 0 | 0 | 0 | 0 | 0 | 0 | 0 | 0 | 0 | 0 | 0 | 0 | 0 | 0 | 0 | 0 | 0 | 0 | 0 | 0 | 0 | 0 | 0 | 0 | 0 | 0 | 0 | 0 | 0 | 0 | 0 | 0 | 0 | 0 | 0 | 0 | 0 | 0 | 0 | 0 | 0 | 0 | 0 | 0 | 0 | 0 | 0 | 0 | 0 | 0
| Total Demand + Target Headroom |  | Ml/d | 2 | 143.344 | 143.324 | 143.784 | 143.894 | 144.124 | 143.984 | 145.224 | 145.8821 | 147.8383 | 149.4733 | 151.0527 | 152.0979 | 153.5348 | 154.648 | 155.7525 | 157.2642 | 155.9375 | 155.4275 | 157.3743 | 159.1617 | 167.7759 | 169.4124 | 170.8061 | 172.9813 | 174.6484 | 176.6652 | 175.8108 | 177.7889 | 179.6774 | 181.754 | 184.0284 | 0 | 0 | 0 | 0 | 0 | 0 | 0 | 0 | 0 | 0 | 0 | 0 | 0 | 0 | 0 | 0 | 0 | 0 | 0 | 0 | 0 | 0 | 0 | 0 | 0 | 0 | 0 | 0 | 0 | 0 | 0 | 0 | 0 | 0 | 0 | 0 | 0 | 0 | 0 | 0 | 0 | 0 | 0 | 0 | 0 | 0 | 0 | 0 | 0 | 0
DYCP Final Plan |  |  |  |  | 2019-20 | 2020-21 | 2021-22 | 2022-23 | 2023-24 | 2024-25 | 2025-26 | 2026-27 | 2027-28 | 2028-29 | 2029-30 | 2030-31 | 2031-32 | 2032-33 | 2033-34 | 2034-35 | 2035-36 | 2036-37 | 2037-38 | 2038-39 | 2039-40 | 2040-41 | 2041-42 | 2042-43 | 2043-44 | 2044-45 | 2045-46 | 2046-47 | 2047-48 | 2048-49 | 2049-50 | 2050-51 | 2051-52 | 2052-53 | 2053-54 | 2054-55 | 2055-56 | 2056-57 | 2057-58 | 2058-59 | 2059-60 | 2060-61 | 2061-62 | 2062-63 | 2063-64 | 2064-65 | 2065-66 | 2066-67 | 2067-68 | 2068-69 | 2069-70 | 2070-71 | 2071-72 | 2072-73 | 2073-74 | 2074-75 | 2075-76 | 2076-77 | 2077-78 | 2078-79 | 2079-80 | 2080-81 | 2081-82 | 2082-83 | 2083-84 | 2084-85 | 2085-86 | 2086-87 | 2087-88 | 2088-89 | 2089-90 | 2090-91 | 2091-92 | 2092-93 | 2093-94 | 2094-95 | 2095-96 | 2096-97 | 2097-98 | 2098-99 | 2099-100
| Measured HH consumption |  | Ml/d | 2 | 73.89 | 74.75 | 75.48 | 76.38 | 77.36 | 77.97 | 78.48 | 77.76 | 77.21 | 76.7 | 76.81 | 77.18 | 77.54 | 78.26 | 78.95 | 79.08 | 79.22 | 79.33 | 79.75 | 80.19 | 80.83 | 81.39 | 81.91 | 82.38 | 82.83 | 83.88 | 84.79 | 85.73 | 86.68 | 87.65 | 88.55 | 0 | 0 | 0 | 0 | 0 | 0 | 0 | 0 | 0 | 0 | 0 | 0 | 0 | 0 | 0 | 0 | 0 | 0 | 0 | 0 | 0 | 0 | 0 | 0 | 0 | 0 | 0 | 0 | 0 | 0 | 0 | 0 | 0 | 0 | 0 | 0 | 0 | 0 | 0 | 0 | 0 | 0 | 0 | 0 | 0 | 0 | 0 | 0 | 0 | 0
| Unmeasured HH consumption |  | Ml/d | 2 | 16.98 | 16.33 | 15.76 | 15.09 | 14.44 | 13.84 | 13.32 | 12.81 | 12.34 | 11.88 | 11.43 | 11.03 | 10.64 | 10.28 | 9.93 | 9.6 | 9.27 | 8.97 | 8.68 | 8.4 | 8.14 | 7.88 | 7.64 | 7.41 | 7.18 | 6.97 | 6.86 | 6.76 | 6.66 | 6.57 | 6.58 | 0 | 0 | 0 | 0 | 0 | 0 | 0 | 0 | 0 | 0 | 0 | 0 | 0 | 0 | 0 | 0 | 0 | 0 | 0 | 0 | 0 | 0 | 0 | 0 | 0 | 0 | 0 | 0 | 0 | 0 | 0 | 0 | 0 | 0 | 0 | 0 | 0 | 0 | 0 | 0 | 0 | 0 | 0 | 0 | 0 | 0 | 0 | 0 | 0 | 0
| Non-HH consumption |  | Ml/d | 2 | 25.23 | 25.24 | 25.67 | 25.75 | 25.84 | 25.92 | 26.78 | 26.82 | 27.65 | 27.56 | 27.47 | 27.42 | 27.36 | 27.33 | 27.33 | 27.34 | 27.35 | 27.35 | 27.38 | 27.41 | 27.5 | 27.62 | 27.76 | 27.94 | 28.15 | 28.38 | 28.64 | 28.93 | 29.26 | 29.6 | 29.97 | 0 | 0 | 0 | 0 | 0 | 0 | 0 | 0 | 0 | 0 | 0 | 0 | 0 | 0 | 0 | 0 | 0 | 0 | 0 | 0 | 0 | 0 | 0 | 0 | 0 | 0 | 0 | 0 | 0 | 0 | 0 | 0 | 0 | 0 | 0 | 0 | 0 | 0 | 0 | 0 | 0 | 0 | 0 | 0 | 0 | 0 | 0 | 0 | 0 | 0
| Total Leakage |  | Ml/d | 2 | 15.47 | 15.23 | 15.11 | 14.91 | 14.71 | 14.48 | 14.5 | 14.26 | 14.01 | 13.59 | 12.68 | 12.15 | 11.46 | 11.43 | 11.41 | 11.11 | 11.21 | 11.02 | 10.99 | 10.97 | 10.71 | 10.49 | 10.3 | 10.28 | 10.11 | 10.03 | 9.97 | 9.85 | 9.67 | 9.57 | 9.56 | 0 | 0 | 0 | 0 | 0 | 0 | 0 | 0 | 0 | 0 | 0 | 0 | 0 | 0 | 0 | 0 | 0 | 0 | 0 | 0 | 0 | 0 | 0 | 0 | 0 | 0 | 0 | 0 | 0 | 0 | 0 | 0 | 0 | 0 | 0 | 0 | 0 | 0 | 0 | 0 | 0 | 0 | 0 | 0 | 0 | 0 | 0 | 0 | 0 | 0
| Other demand components |  | Ml/d | 2 | 3.15 | 3.15 | 3.14 | 3.14 | 3.15 | 3.15 | 3.13 | 3.14 | 3.15 | 3.12 | 3.13 | 3.14 | 3.13 | 3.13 | 3.14 | 3.14 | 3.13 | 3.14 | 3.16 | 3.15 | 3.14 | 3.13 | 3.15 | 3.12 | 3.14 | 3.15 | 3.14 | 3.13 | 3.15 | 3.14 | 3.14 | 0 | 0 | 0 | 0 | 0 | 0 | 0 | 0 | 0 | 0 | 0 | 0 | 0 | 0 | 0 | 0 | 0 | 0 | 0 | 0 | 0 | 0 | 0 | 0 | 0 | 0 | 0 | 0 | 0 | 0 | 0 | 0 | 0 | 0 | 0 | 0 | 0 | 0 | 0 | 0 | 0 | 0 | 0 | 0 | 0 | 0 | 0 | 0 | 0 | 0
| Total Water Available for use |  | Ml/d | 2 | 149.77 | 149.77 | 149.77 | 149.77 | 149.77 | 148.17 | 144.85 | 143.86 | 143.89 | 143.16 | 142.57 | 164.91 | 158.24 | 157.96 | 157.26 | 157.82 | 161.77 | 164.91 | 164.52 | 163.66 | 156.96 | 170.01 | 154.25 | 168.74 | 167.49 | 165.58 | 152.9 | 154 | 154.96 | 157.69 | 157.64 | 0 | 0 | 0 | 0 | 0 | 0 | 0 | 0 | 0 | 0 | 0 | 0 | 0 | 0 | 0 | 0 | 0 | 0 | 0 | 0 | 0 | 0 | 0 | 0 | 0 | 0 | 0 | 0 | 0 | 0 | 0 | 0 | 0 | 0 | 0 | 0 | 0 | 0 | 0 | 0 | 0 | 0 | 0 | 0 | 0 | 0 | 0 | 0 | 0 | 0
| Total Demand + Target Headroom |  | Ml/d | 2 | 143.344 | 143.324 | 143.784 | 143.894 | 144.124 | 143.984 | 144.834 | 143.865 | 143.8883 | 143.1533 | 142.5527 | 142.0679 | 141.7948 | 142.278 | 142.7725 | 142.8742 | 140.5075 | 138.6775 | 139.4643 | 140.0617 | 147.2059 | 147.6024 | 147.7161 | 148.6813 | 148.9184 | 150.1552 | 148.4908 | 149.5889 | 150.5574 | 151.764 | 153.2384 | 0 | 0 | 0 | 0 | 0 | 0 | 0 | 0 | 0 | 0 | 0 | 0 | 0 | 0 | 0 | 0 | 0 | 0 | 0 | 0 | 0 | 0 | 0 | 0 | 0 | 0 | 0 | 0 | 0 | 0 | 0 | 0 | 0 | 0 | 0 | 0 | 0 | 0 | 0 | 0 | 0 | 0 | 0 | 0 | 0 | 0 | 0 | 0 | 0 | 0

## AWSRTW
Back to title page
Table 3a: DYAA - Baseline
Table 3b: DYAA - Final plan Options
Table 3c: DYAA - Final plan
Table 3d: DYCP - Baseline
Table 3e: DYCP - Final plan Options
Table 3f: DYCP - Final plan
Water Company | Anglian Water | Version | V3.1
WRZ | AWSRTW | Planning Scenario | DYAA
Table 3a: DYAA - Baseline | Back to top of sheet
WRMP24 reference | Component | Derivation | Unit | Decimal places | 2019-20 | 2020-21 | 2021-22 | 2022-23 | 2023-24 | 2024-25 | 2025-26 | 2026-27 | 2027-28 | 2028-29 | 2029-30 | 2030-31 | 2031-32 | 2032-33 | 2033-34 | 2034-35 | 2035-36 | 2036-37 | 2037-38 | 2038-39 | 2039-40 | 2040-41 | 2041-42 | 2042-43 | 2043-44 | 2044-45 | 2045-46 | 2046-47 | 2047-48 | 2048-49 | 2049-50 | 2050-51 | 2051-52 | 2052-53 | 2053-54 | 2054-55 | 2055-56 | 2056-57 | 2057-58 | 2058-59 | 2059-60 | 2060-61 | 2061-62 | 2062-63 | 2063-64 | 2064-65 | 2065-66 | 2066-67 | 2067-68 | 2068-69 | 2069-70 | 2070-71 | 2071-72 | 2072-73 | 2073-74 | 2074-75 | 2075-76 | 2076-77 | 2077-78 | 2078-79 | 2079-80 | 2080-81 | 2081-82 | 2082-83 | 2083-84 | 2084-85 | 2085-86 | 2086-87 | 2087-88 | 2088-89 | 2089-90 | 2090-91 | 2091-92 | 2092-93 | 2093-94 | 2094-95 | 2095-96 | 2096-97 | 2097-98 | 2098-99 | 2099-100
1BL | Raw water abstracted | Input | Ml/d | 2 | 2019-20: 0; 2020-21: 0; 2021-22: 0; 2022-23: 0; 2023-24: 0; 2024-25: 0; 2025-26: 0; 2026-27: 0; 2027-28: 0; 2028-29: 0; 2029-30: 0; 2030-31: 0; 2031-32: 0; 2032-33: 0; 2033-34: 0; 2034-35: 0; 2035-36: 0; 2036-37: 0; 2037-38: 0; 2038-39: 0; 2039-40: 0; 2040-41: 0; 2041-42: 0; 2042-43: 0; 2043-44: 0; 2044-45: 0; 2045-46: 0; 2046-47: 0; 2047-48: 0; 2048-49: 0; 2049-50: 0
1.1BL | Non-potable water supplies (if applicable) | Input | Ml/d | 2 | 2019-20: 0; 2020-21: 0; 2021-22: 0; 2022-23: 0; 2023-24: 0; 2024-25: 0; 2025-26: 0; 2026-27: 0; 2027-28: 0; 2028-29: 0; 2029-30: 0; 2030-31: 0; 2031-32: 0; 2032-33: 0; 2033-34: 0; 2034-35: 0; 2035-36: 0; 2036-37: 0; 2037-38: 0; 2038-39: 0; 2039-40: 0; 2040-41: 0; 2041-42: 0; 2042-43: 0; 2043-44: 0; 2044-45: 0; 2045-46: 0; 2046-47: 0; 2047-48: 0; 2048-49: 0; 2049-50: 0
2BL | Raw water imported | Input | Ml/d | 2 | 2019-20: 0; 2020-21: 0; 2021-22: 0; 2022-23: 0; 2023-24: 0; 2024-25: 0; 2025-26: 0; 2026-27: 0; 2027-28: 0; 2028-29: 0; 2029-30: 0; 2030-31: 0; 2031-32: 0; 2032-33: 0; 2033-34: 0; 2034-35: 0; 2035-36: 0; 2036-37: 0; 2037-38: 0; 2038-39: 0; 2039-40: 0; 2040-41: 0; 2041-42: 0; 2042-43: 0; 2043-44: 0; 2044-45: 0; 2045-46: 0; 2046-47: 0; 2047-48: 0; 2048-49: 0; 2049-50: 0
3BL | Potable water imported | Input | Ml/d | 2 | 2019-20: 67.6; 2020-21: 67.44; 2021-22: 67.49; 2022-23: 67.53; 2023-24: 67.55; 2024-25: 67.56; 2025-26: 72.84; 2026-27: 72.88; 2027-28: 72.91; 2028-29: 72.93; 2029-30: 73.08; 2030-31: 73.13; 2031-32: 73.21; 2032-33: 73.22; 2033-34: 73.3; 2034-35: 73.4; 2035-36: 73.29; 2036-37: 73.35; 2037-38: 73.47; 2038-39: 73.57; 2039-40: 73.41; 2040-41: 73.5; 2041-42: 73.59; 2042-43: 73.69; 2043-44: 73.8; 2044-45: 73.96; 2045-46: 73.9; 2046-47: 73.98; 2047-48: 74.06; 2048-49: 74.15; 2049-50: 74.27
4BL | Raw water exported enter as -ve | Input | Ml/d | 2 | 2019-20: 0; 2020-21: 0; 2021-22: 0; 2022-23: 0; 2023-24: 0; 2024-25: 0; 2025-26: 0; 2026-27: 0; 2027-28: 0; 2028-29: 0; 2029-30: 0; 2030-31: 0; 2031-32: 0; 2032-33: 0; 2033-34: 0; 2034-35: 0; 2035-36: 0; 2036-37: 0; 2037-38: 0; 2038-39: 0; 2039-40: 0; 2040-41: 0; 2041-42: 0; 2042-43: 0; 2043-44: 0; 2044-45: 0; 2045-46: 0; 2046-47: 0; 2047-48: 0; 2048-49: 0; 2049-50: 0
5BL | Potable water exported enter as -ve | Input | Ml/d | 2 | 2019-20: -44; 2020-21: -44; 2021-22: -44; 2022-23: -44; 2023-24: -44; 2024-25: -44; 2025-26: -50; 2026-27: -50; 2027-28: -50; 2028-29: -50; 2029-30: -50; 2030-31: -50; 2031-32: -50; 2032-33: -50; 2033-34: -50; 2034-35: -50; 2035-36: -50; 2036-37: -50; 2037-38: -50; 2038-39: -50; 2039-40: -50; 2040-41: -50; 2041-42: -50; 2042-43: -50; 2043-44: -50; 2044-45: -50; 2045-46: -50; 2046-47: -50; 2047-48: -50; 2048-49: -50; 2049-50: -50
6BL | Deployable Output before forecast changes | Input | Ml/d | 2 | 2019-20: 0; 2020-21: 0; 2021-22: 0; 2022-23: 0; 2023-24: 0; 2024-25: 0; 2025-26: 0; 2026-27: 0; 2027-28: 0; 2028-29: 0; 2029-30: 0; 2030-31: 0; 2031-32: 0; 2032-33: 0; 2033-34: 0; 2034-35: 0; 2035-36: 0; 2036-37: 0; 2037-38: 0; 2038-39: 0; 2039-40: 0; 2040-41: 0; 2041-42: 0; 2042-43: 0; 2043-44: 0; 2044-45: 0; 2045-46: 0; 2046-47: 0; 2047-48: 0; 2048-49: 0; 2049-50: 0
6.1BL | Deployable Output post forecast changes | 6BL + 7BL | Ml/d | 2 | 2019-20: 0; 2020-21: 0; 2021-22: 0; 2022-23: 0; 2023-24: 0; 2024-25: 0; 2025-26: 0; 2026-27: 0; 2027-28: 0; 2028-29: 0; 2029-30: 0; 2030-31: 0; 2031-32: 0; 2032-33: 0; 2033-34: 0; 2034-35: 0; 2035-36: 0; 2036-37: 0; 2037-38: 0; 2038-39: 0; 2039-40: 0; 2040-41: 0; 2041-42: 0; 2042-43: 0; 2043-44: 0; 2044-45: 0; 2045-46: 0; 2046-47: 0; 2047-48: 0; 2048-49: 0; 2049-50: 0
7BL | Baseline forecast changes to Deployable Output | sum (7.1BL:7.6BL) | Ml/d | 2 | 2019-20: 0; 2020-21: 0; 2021-22: 0; 2022-23: 0; 2023-24: 0; 2024-25: 0; 2025-26: 0; 2026-27: 0; 2027-28: 0; 2028-29: 0; 2029-30: 0; 2030-31: 0; 2031-32: 0; 2032-33: 0; 2033-34: 0; 2034-35: 0; 2035-36: 0; 2036-37: 0; 2037-38: 0; 2038-39: 0; 2039-40: 0; 2040-41: 0; 2041-42: 0; 2042-43: 0; 2043-44: 0; 2044-45: 0; 2045-46: 0; 2046-47: 0; 2047-48: 0; 2048-49: 0; 2049-50: 0
7.1BL | Change in DO due to climate change | Input | Ml/d | 2 | 2019-20: 0; 2020-21: 0; 2021-22: 0; 2022-23: 0; 2023-24: 0; 2024-25: 0; 2025-26: 0; 2026-27: 0; 2027-28: 0; 2028-29: 0; 2029-30: 0; 2030-31: 0; 2031-32: 0; 2032-33: 0; 2033-34: 0; 2034-35: 0; 2035-36: 0; 2036-37: 0; 2037-38: 0; 2038-39: 0; 2039-40: 0; 2040-41: 0; 2041-42: 0; 2042-43: 0; 2043-44: 0; 2044-45: 0; 2045-46: 0; 2046-47: 0; 2047-48: 0; 2048-49: 0; 2049-50: 0
7.2BL | Total confirmed DO reductions to restore sustainable abstraction enter as -ve | Input | Ml/d | 2 | 2019-20: 0; 2020-21: 0; 2021-22: 0; 2022-23: 0; 2023-24: 0; 2024-25: 0; 2025-26: 0; 2026-27: 0; 2027-28: 0; 2028-29: 0; 2029-30: 0; 2030-31: 0; 2031-32: 0; 2032-33: 0; 2033-34: 0; 2034-35: 0; 2035-36: 0; 2036-37: 0; 2037-38: 0; 2038-39: 0; 2039-40: 0; 2040-41: 0; 2041-42: 0; 2042-43: 0; 2043-44: 0; 2044-45: 0; 2045-46: 0; 2046-47: 0; 2047-48: 0; 2048-49: 0; 2049-50: 0
7.3BL | Total additional DO reductions for Environmental Destination (excl. any confirmed reductions) enter as -ve | Input | Ml/d | 2 | 2019-20: 0; 2020-21: 0; 2021-22: 0; 2022-23: 0; 2023-24: 0; 2024-25: 0; 2025-26: 0; 2026-27: 0; 2027-28: 0; 2028-29: 0; 2029-30: 0; 2030-31: 0; 2031-32: 0; 2032-33: 0; 2033-34: 0; 2034-35: 0; 2035-36: 0; 2036-37: 0; 2037-38: 0; 2038-39: 0; 2039-40: 0; 2040-41: 0; 2041-42: 0; 2042-43: 0; 2043-44: 0; 2044-45: 0; 2045-46: 0; 2046-47: 0; 2047-48: 0; 2048-49: 0; 2049-50: 0
7.4BL | Change in DO from prolonged Outage reduction enter as -ve | Input | Ml/d | 2 | 2019-20: 0; 2020-21: 0; 2021-22: 0; 2022-23: 0; 2023-24: 0; 2024-25: 0; 2025-26: 0; 2026-27: 0; 2027-28: 0; 2028-29: 0; 2029-30: 0; 2030-31: 0; 2031-32: 0; 2032-33: 0; 2033-34: 0; 2034-35: 0; 2035-36: 0; 2036-37: 0; 2037-38: 0; 2038-39: 0; 2039-40: 0; 2040-41: 0; 2041-42: 0; 2042-43: 0; 2043-44: 0; 2044-45: 0; 2045-46: 0; 2046-47: 0; 2047-48: 0; 2048-49: 0; 2049-50: 0
7.5BL | Change in DO from drought measures | Zero for baseline | Ml/d | 2 | 2019-20: 0; 2020-21: 0; 2021-22: 0; 2022-23: 0; 2023-24: 0; 2024-25: 0; 2025-26: 0; 2026-27: 0; 2027-28: 0; 2028-29: 0; 2029-30: 0; 2030-31: 0; 2031-32: 0; 2032-33: 0; 2033-34: 0; 2034-35: 0; 2035-36: 0; 2036-37: 0; 2037-38: 0; 2038-39: 0; 2039-40: 0; 2040-41: 0; 2041-42: 0; 2042-43: 0; 2043-44: 0; 2044-45: 0; 2045-46: 0; 2046-47: 0; 2047-48: 0; 2048-49: 0; 2049-50: 0
7.6BL | Total other changes to DO (e.g. nitrates/operational decline) | Input | Ml/d | 2 | 2019-20: 0; 2020-21: 0; 2021-22: 0; 2022-23: 0; 2023-24: 0; 2024-25: 0; 2025-26: 0; 2026-27: 0; 2027-28: 0; 2028-29: 0; 2029-30: 0; 2030-31: 0; 2031-32: 0; 2032-33: 0; 2033-34: 0; 2034-35: 0; 2035-36: 0; 2036-37: 0; 2037-38: 0; 2038-39: 0; 2039-40: 0; 2040-41: 0; 2041-42: 0; 2042-43: 0; 2043-44: 0; 2044-45: 0; 2045-46: 0; 2046-47: 0; 2047-48: 0; 2048-49: 0; 2049-50: 0
8BL | Raw water losses, treatment works losses and operational use | Input | Ml/d | 2 | 2019-20: 0; 2020-21: 0; 2021-22: 0; 2022-23: 0; 2023-24: 0; 2024-25: 0; 2025-26: 0; 2026-27: 0; 2027-28: 0; 2028-29: 0; 2029-30: 0; 2030-31: 0; 2031-32: 0; 2032-33: 0; 2033-34: 0; 2034-35: 0; 2035-36: 0; 2036-37: 0; 2037-38: 0; 2038-39: 0; 2039-40: 0; 2040-41: 0; 2041-42: 0; 2042-43: 0; 2043-44: 0; 2044-45: 0; 2045-46: 0; 2046-47: 0; 2047-48: 0; 2048-49: 0; 2049-50: 0
9BL | Total Outage Allowance | Input | Ml/d | 2 | 2019-20: 0; 2020-21: 0; 2021-22: 0; 2022-23: 0; 2023-24: 0; 2024-25: 0; 2025-26: 0; 2026-27: 0; 2027-28: 0; 2028-29: 0; 2029-30: 0; 2030-31: 0; 2031-32: 0; 2032-33: 0; 2033-34: 0; 2034-35: 0; 2035-36: 0; 2036-37: 0; 2037-38: 0; 2038-39: 0; 2039-40: 0; 2040-41: 0; 2041-42: 0; 2042-43: 0; 2043-44: 0; 2044-45: 0; 2045-46: 0; 2046-47: 0; 2047-48: 0; 2048-49: 0; 2049-50: 0
10BL | Water Available For Use (own sources) | (6BL + 7BL) - (8BL + 9BL) | Ml/d | 2 | 2019-20: 0; 2020-21: 0; 2021-22: 0; 2022-23: 0; 2023-24: 0; 2024-25: 0; 2025-26: 0; 2026-27: 0; 2027-28: 0; 2028-29: 0; 2029-30: 0; 2030-31: 0; 2031-32: 0; 2032-33: 0; 2033-34: 0; 2034-35: 0; 2035-36: 0; 2036-37: 0; 2037-38: 0; 2038-39: 0; 2039-40: 0; 2040-41: 0; 2041-42: 0; 2042-43: 0; 2043-44: 0; 2044-45: 0; 2045-46: 0; 2046-47: 0; 2047-48: 0; 2048-49: 0; 2049-50: 0
11BL | Total Water Available For Use | 10BL + sum (2BL:5BL) | Ml/d | 2 | 2019-20: 23.6; 2020-21: 23.44; 2021-22: 23.49; 2022-23: 23.53; 2023-24: 23.55; 2024-25: 23.56; 2025-26: 22.84; 2026-27: 22.88; 2027-28: 22.91; 2028-29: 22.93; 2029-30: 23.08; 2030-31: 23.13; 2031-32: 23.21; 2032-33: 23.22; 2033-34: 23.3; 2034-35: 23.4; 2035-36: 23.29; 2036-37: 23.35; 2037-38: 23.47; 2038-39: 23.57; 2039-40: 23.41; 2040-41: 23.5; 2041-42: 23.59; 2042-43: 23.69; 2043-44: 23.8; 2044-45: 23.96; 2045-46: 23.9; 2046-47: 23.98; 2047-48: 24.06; 2048-49: 24.15; 2049-50: 24.27
12BL | Water delivered measured non-household | Input | Ml/d | 2 | 2019-20: 6.19; 2020-21: 6.18; 2021-22: 6.19; 2022-23: 6.17; 2023-24: 6.15; 2024-25: 6.16; 2025-26: 6.18; 2026-27: 6.19; 2027-28: 6.21; 2028-29: 6.22; 2029-30: 6.23; 2030-31: 6.23; 2031-32: 6.23; 2032-33: 6.22; 2033-34: 6.24; 2034-35: 6.24; 2035-36: 6.24; 2036-37: 6.21; 2037-38: 6.2; 2038-39: 6.18; 2039-40: 6.18; 2040-41: 6.17; 2041-42: 6.16; 2042-43: 6.16; 2043-44: 6.15; 2044-45: 6.14; 2045-46: 6.13; 2046-47: 6.13; 2047-48: 6.13; 2048-49: 6.14; 2049-50: 6.14
12.1BL | Non-potable water consumption (if applicable) | Input | Ml/d | 2 | 2019-20: 0; 2020-21: 0; 2021-22: 0; 2022-23: 0; 2023-24: 0; 2024-25: 0; 2025-26: 0; 2026-27: 0; 2027-28: 0; 2028-29: 0; 2029-30: 0; 2030-31: 0; 2031-32: 0; 2032-33: 0; 2033-34: 0; 2034-35: 0; 2035-36: 0; 2036-37: 0; 2037-38: 0; 2038-39: 0; 2039-40: 0; 2040-41: 0; 2041-42: 0; 2042-43: 0; 2043-44: 0; 2044-45: 0; 2045-46: 0; 2046-47: 0; 2047-48: 0; 2048-49: 0; 2049-50: 0
13BL | Water delivered unmeasured non-household | Input | Ml/d | 2 | 2019-20: 0.03; 2020-21: 0.03; 2021-22: 0.03; 2022-23: 0.03; 2023-24: 0.03; 2024-25: 0.03; 2025-26: 0.03; 2026-27: 0.03; 2027-28: 0.03; 2028-29: 0.03; 2029-30: 0.03; 2030-31: 0.03; 2031-32: 0.03; 2032-33: 0.03; 2033-34: 0.03; 2034-35: 0.03; 2035-36: 0.03; 2036-37: 0.03; 2037-38: 0.03; 2038-39: 0.03; 2039-40: 0.03; 2040-41: 0.03; 2041-42: 0.03; 2042-43: 0.03; 2043-44: 0.03; 2044-45: 0.03; 2045-46: 0.03; 2046-47: 0.03; 2047-48: 0.03; 2048-49: 0.03; 2049-50: 0.03
14BL | Water delivered measured household | Input | Ml/d | 2 | 2019-20: 10.95; 2020-21: 11.06; 2021-22: 11.13; 2022-23: 11.27; 2023-24: 11.37; 2024-25: 11.44; 2025-26: 11.53; 2026-27: 11.61; 2027-28: 11.67; 2028-29: 11.72; 2029-30: 11.76; 2030-31: 11.82; 2031-32: 11.89; 2032-33: 11.96; 2033-34: 12.04; 2034-35: 12.12; 2035-36: 12.19; 2036-37: 12.26; 2037-38: 12.37; 2038-39: 12.49; 2039-40: 12.62; 2040-41: 12.73; 2041-42: 12.83; 2042-43: 12.94; 2043-44: 13.05; 2044-45: 13.16; 2045-46: 13.26; 2046-47: 13.37; 2047-48: 13.47; 2048-49: 13.59; 2049-50: 13.69
15BL | Water delivered unmeasured household | Input | Ml/d | 2 | 2019-20: 1.91; 2020-21: 1.82; 2021-22: 1.75; 2022-23: 1.66; 2023-24: 1.58; 2024-25: 1.5; 2025-26: 1.43; 2026-27: 1.37; 2027-28: 1.31; 2028-29: 1.25; 2029-30: 1.19; 2030-31: 1.14; 2031-32: 1.09; 2032-33: 1.04; 2033-34: 1; 2034-35: 0.95; 2035-36: 0.91; 2036-37: 0.87; 2037-38: 0.83; 2038-39: 0.79; 2039-40: 0.75; 2040-41: 0.72; 2041-42: 0.68; 2042-43: 0.65; 2043-44: 0.62; 2044-45: 0.59; 2045-46: 0.57; 2046-47: 0.55; 2047-48: 0.54; 2048-49: 0.52; 2049-50: 0.52
16BL | Percentage of consumption driven by climate change | Input | % | 1 | 2019-20: 0%; 2020-21: 0%; 2021-22: 0%; 2022-23: 0.1%; 2023-24: 0.1%; 2024-25: 0.1%; 2025-26: 0.1%; 2026-27: 0.1%; 2027-28: 0.1%; 2028-29: 0.2%; 2029-30: 0.2%; 2030-31: 0.2%; 2031-32: 0.2%; 2032-33: 0.3%; 2033-34: 0.3%; 2034-35: 0.3%; 2035-36: 0.4%; 2036-37: 0.4%; 2037-38: 0.4%; 2038-39: 0.5%; 2039-40: 0.5%; 2040-41: 0.6%; 2041-42: 0.6%; 2042-43: 0.6%; 2043-44: 0.7%; 2044-45: 0.7%; 2045-46: 0.8%; 2046-47: 0.8%; 2047-48: 0.8%; 2048-49: 0.8%; 2049-50: 0.9%
17BL | Volume of consumption driven by climate change | 16BL * (12BL + sum(13BL:15BL) - sum (23BL:26BL)) | Ml/d | 2 | 2019-20: 0; 2020-21: 0; 2021-22: 0; 2022-23: 0.01852; 2023-24: 0.01852; 2024-25: 0.01852; 2025-26: 0.01856; 2026-27: 0.01859; 2027-28: 0.01861; 2028-29: 0.03722; 2029-30: 0.0372; 2030-31: 0.03722; 2031-32: 0.03726; 2032-33: 0.05592; 2033-34: 0.0561; 2034-35: 0.05619; 2035-36: 0.07504; 2036-37: 0.07504; 2037-38: 0.07524; 2038-39: 0.0944; 2039-40: 0.0948; 2040-41: 0.11418; 2041-42: 0.11448; 2042-43: 0.11496; 2043-44: 0.13461; 2044-45: 0.13503; 2045-46: 0.15488; 2046-47: 0.15568; 2047-48: 0.15632; 2048-49: 0.1572; 2049-50: 0.17775
18BL | Measured Household - PCC | ((14BL - 25BL) * 1,000,000) / (39BL *1,000) | l/h/d | 1 | 2019-20: 143.4102; 2020-21: 142.2772; 2021-22: 141.296; 2022-23: 140.2039; 2023-24: 139.1797; 2024-25: 138.1222; 2025-26: 137.6724; 2026-27: 137.2907; 2027-28: 136.9729; 2028-29: 136.6327; 2029-30: 136.28; 2030-31: 136.0323; 2031-32: 136.0707; 2032-33: 136.1296; 2033-34: 136.1638; 2034-35: 136.2526; 2035-36: 136.1815; 2036-37: 136.2354; 2037-38: 136.5798; 2038-39: 137.0617; 2039-40: 137.373; 2040-41: 137.5385; 2041-42: 137.5664; 2042-43: 137.5556; 2043-44: 137.6309; 2044-45: 137.5656; 2045-46: 137.649; 2046-47: 137.7944; 2047-48: 137.6607; 2048-49: 137.8105; 2049-50: 137.881
19BL | Unmeasured Household - PCC | ((15BL - 26BL) * 1,000,000) / (40BL *1,000) | l/h/d | 1 | 2019-20: 151.5935; 2020-21: 151.0656; 2021-22: 151.5293; 2022-23: 150.1472; 2023-24: 150.3914; 2024-25: 150.2703; 2025-26: 149.0178; 2026-27: 149.6583; 2027-28: 148.74; 2028-29: 148.6417; 2029-30: 146.9606; 2030-31: 147.8588; 2031-32: 147.2518; 2032-33: 146.3861; 2033-34: 148.3727; 2034-35: 146.9115; 2035-36: 148.5754; 2036-37: 148.3516; 2037-38: 147.7927; 2038-39: 148.9233; 2039-40: 147.6793; 2040-41: 148.2629; 2041-42: 146.3415; 2042-43: 148.8894; 2043-44: 148.8324; 2044-45: 148.5683; 2045-46: 147.3041; 2046-47: 148.6564; 2047-48: 149.8678; 2048-49: 147.9915; 2049-50: 147.9915
20BL | Average Household - PCC | (((14BL - 25BL) + (15BL - 26BL)) * 1,000,000) / ((39BL + 40BL) *1,000) | l/h/d | 1 | 2019-20: 144.5284; 2020-21: 143.4168; 2021-22: 142.5641; 2022-23: 141.3646; 2023-24: 140.4163; 2024-25: 139.3905; 2025-26: 138.8001; 2026-27: 138.4636; 2027-28: 138.0394; 2028-29: 137.6749; 2029-30: 137.1672; 2030-31: 136.9711; 2031-32: 136.9182; 2032-33: 136.8715; 2033-34: 137.0059; 2034-35: 136.9532; 2035-36: 136.9578; 2036-37: 136.9579; 2037-38: 137.216; 2038-39: 137.7013; 2039-40: 137.9005; 2040-41: 138.0592; 2041-42: 137.9701; 2042-43: 138.049; 2043-44: 138.0921; 2044-45: 137.9933; 2045-46: 138.0117; 2046-47: 138.1886; 2047-48: 138.0888; 2048-49: 138.1555; 2049-50: 138.2212
21BL | Water taken unbilled | Input | Ml/d | 2 | 2019-20: 0.52; 2020-21: 0.52; 2021-22: 0.51; 2022-23: 0.52; 2023-24: 0.51; 2024-25: 0.51; 2025-26: 0.51; 2026-27: 0.49; 2027-28: 0.51; 2028-29: 0.51; 2029-30: 0.52; 2030-31: 0.51; 2031-32: 0.51; 2032-33: 0.52; 2033-34: 0.51; 2034-35: 0.52; 2035-36: 0.51; 2036-37: 0.51; 2037-38: 0.51; 2038-39: 0.52; 2039-40: 0.51; 2040-41: 0.5; 2041-42: 0.52; 2042-43: 0.52; 2043-44: 0.51; 2044-45: 0.52; 2045-46: 0.52; 2046-47: 0.51; 2047-48: 0.52; 2048-49: 0.52; 2049-50: 0.52
22BL | Distribution system operational use | Input | Ml/d | 2 | 2019-20: 0.13; 2020-21: 0.13; 2021-22: 0.13; 2022-23: 0.13; 2023-24: 0.13; 2024-25: 0.13; 2025-26: 0.13; 2026-27: 0.13; 2027-28: 0.13; 2028-29: 0.13; 2029-30: 0.13; 2030-31: 0.13; 2031-32: 0.13; 2032-33: 0.13; 2033-34: 0.13; 2034-35: 0.13; 2035-36: 0.13; 2036-37: 0.13; 2037-38: 0.13; 2038-39: 0.13; 2039-40: 0.13; 2040-41: 0.13; 2041-42: 0.13; 2042-43: 0.13; 2043-44: 0.13; 2044-45: 0.13; 2045-46: 0.13; 2046-47: 0.13; 2047-48: 0.13; 2048-49: 0.13; 2049-50: 0.13
23BL | Measured Non Household - USPL | Input | Ml/d | 2 | 2019-20: 0.02; 2020-21: 0.02; 2021-22: 0.02; 2022-23: 0.02; 2023-24: 0.02; 2024-25: 0.02; 2025-26: 0.02; 2026-27: 0.02; 2027-28: 0.02; 2028-29: 0.02; 2029-30: 0.02; 2030-31: 0.02; 2031-32: 0.02; 2032-33: 0.02; 2033-34: 0.02; 2034-35: 0.02; 2035-36: 0.02; 2036-37: 0.02; 2037-38: 0.02; 2038-39: 0.02; 2039-40: 0.02; 2040-41: 0.02; 2041-42: 0.02; 2042-43: 0.02; 2043-44: 0.02; 2044-45: 0.02; 2045-46: 0.02; 2046-47: 0.02; 2047-48: 0.02; 2048-49: 0.02; 2049-50: 0.02
24BL | Unmeasured Non Household - USPL | Input | Ml/d | 2 | 2019-20: 0; 2020-21: 0; 2021-22: 0; 2022-23: 0; 2023-24: 0; 2024-25: 0; 2025-26: 0; 2026-27: 0; 2027-28: 0; 2028-29: 0; 2029-30: 0; 2030-31: 0; 2031-32: 0; 2032-33: 0; 2033-34: 0; 2034-35: 0; 2035-36: 0; 2036-37: 0; 2037-38: 0; 2038-39: 0; 2039-40: 0; 2040-41: 0; 2041-42: 0; 2042-43: 0; 2043-44: 0; 2044-45: 0; 2045-46: 0; 2046-47: 0; 2047-48: 0; 2048-49: 0; 2049-50: 0
25BL | Measured Household - USPL | Input | Ml/d | 2 | 2019-20: 0.43; 2020-21: 0.44; 2021-22: 0.45; 2022-23: 0.46; 2023-24: 0.47; 2024-25: 0.48; 2025-26: 0.48; 2026-27: 0.49; 2027-28: 0.49; 2028-29: 0.5; 2029-30: 0.5; 2030-31: 0.51; 2031-32: 0.51; 2032-33: 0.51; 2033-34: 0.52; 2034-35: 0.52; 2035-36: 0.53; 2036-37: 0.53; 2037-38: 0.54; 2038-39: 0.54; 2039-40: 0.55; 2040-41: 0.55; 2041-42: 0.55; 2042-43: 0.56; 2043-44: 0.56; 2044-45: 0.57; 2045-46: 0.57; 2046-47: 0.57; 2047-48: 0.58; 2048-49: 0.58; 2049-50: 0.58
26BL | Unmeasured Household - USPL | Input | Ml/d | 2 | 2019-20: 0.15; 2020-21: 0.14; 2021-22: 0.13; 2022-23: 0.13; 2023-24: 0.12; 2024-25: 0.11; 2025-26: 0.11; 2026-27: 0.1; 2027-28: 0.1; 2028-29: 0.09; 2029-30: 0.09; 2030-31: 0.08; 2031-32: 0.08; 2032-33: 0.08; 2033-34: 0.07; 2034-35: 0.07; 2035-36: 0.06; 2036-37: 0.06; 2037-38: 0.06; 2038-39: 0.05; 2039-40: 0.05; 2040-41: 0.05; 2041-42: 0.05; 2042-43: 0.04; 2043-44: 0.04; 2044-45: 0.04; 2045-46: 0.04; 2046-47: 0.03; 2047-48: 0.03; 2048-49: 0.03; 2049-50: 0.03
27BL | Void Properties - USPL | Input | Ml/d | 2 | 2019-20: 0.04; 2020-21: 0.04; 2021-22: 0.04; 2022-23: 0.04; 2023-24: 0.04; 2024-25: 0.04; 2025-26: 0.04; 2026-27: 0.04; 2027-28: 0.04; 2028-29: 0.04; 2029-30: 0.04; 2030-31: 0.04; 2031-32: 0.04; 2032-33: 0.04; 2033-34: 0.04; 2034-35: 0.04; 2035-36: 0.04; 2036-37: 0.04; 2037-38: 0.04; 2038-39: 0.04; 2039-40: 0.04; 2040-41: 0.04; 2041-42: 0.04; 2042-43: 0.04; 2043-44: 0.04; 2044-45: 0.04; 2045-46: 0.04; 2046-47: 0.04; 2047-48: 0.04; 2048-49: 0.04; 2049-50: 0.04
28BL | Distribution losses | Input | Ml/d | 2 | 2019-20: 2.42; 2020-21: 2.37; 2021-22: 2.34; 2022-23: 2.29; 2023-24: 2.25; 2024-25: 2.2; 2025-26: 2.2; 2026-27: 2.2; 2027-28: 2.2; 2028-29: 2.2; 2029-30: 2.2; 2030-31: 2.2; 2031-32: 2.2; 2032-33: 2.2; 2033-34: 2.2; 2034-35: 2.2; 2035-36: 2.2; 2036-37: 2.2; 2037-38: 2.2; 2038-39: 2.2; 2039-40: 2.2; 2040-41: 2.2; 2041-42: 2.2; 2042-43: 2.2; 2043-44: 2.2; 2044-45: 2.2; 2045-46: 2.2; 2046-47: 2.2; 2047-48: 2.2; 2048-49: 2.2; 2049-50: 2.2
29BL | Total Leakage | sum (23BL:28BL) | Ml/d | 2 | 2019-20: 3.06; 2020-21: 3.01; 2021-22: 2.98; 2022-23: 2.94; 2023-24: 2.9; 2024-25: 2.85; 2025-26: 2.85; 2026-27: 2.85; 2027-28: 2.85; 2028-29: 2.85; 2029-30: 2.85; 2030-31: 2.85; 2031-32: 2.85; 2032-33: 2.85; 2033-34: 2.85; 2034-35: 2.85; 2035-36: 2.85; 2036-37: 2.85; 2037-38: 2.86; 2038-39: 2.85; 2039-40: 2.86; 2040-41: 2.86; 2041-42: 2.86; 2042-43: 2.86; 2043-44: 2.86; 2044-45: 2.87; 2045-46: 2.87; 2046-47: 2.86; 2047-48: 2.87; 2048-49: 2.87; 2049-50: 2.87
30BL | Leakage/property | (29BL * 1,000,000) / (36BL * 1,000) | l/prop/d | 2 | 2019-20: 81.2814; 2020-21: 78.3283; 2021-22: 76.1428; 2022-23: 73.9325; 2023-24: 71.9799; 2024-25: 69.9696; 2025-26: 69.279; 2026-27: 68.7509; 2027-28: 68.3748; 2028-29: 68.1704; 2029-30: 67.9575; 2030-31: 67.6526; 2031-32: 67.3091; 2032-33: 66.9407; 2033-34: 66.5748; 2034-35: 66.2036; 2035-36: 65.8351; 2036-37: 65.4661; 2037-38: 65.3251; 2038-39: 64.7212; 2039-40: 64.5715; 2040-41: 64.1975; 2041-42: 63.8222; 2042-43: 63.447; 2043-44: 63.0692; 2044-45: 62.9124; 2045-46: 62.5409; 2046-47: 61.9504; 2047-48: 61.7935; 2048-49: 61.414; 2049-50: 61.0379
31BL | Measured Non Household - properties | Input | 000's | 2 | 2019-20: 2.651; 2020-21: 2.679; 2021-22: 2.703; 2022-23: 2.733; 2023-24: 2.762; 2024-25: 2.786; 2025-26: 2.809; 2026-27: 2.832; 2027-28: 2.854; 2028-29: 2.874; 2029-30: 2.893; 2030-31: 2.912; 2031-32: 2.925; 2032-33: 2.935; 2033-34: 2.946; 2034-35: 2.955; 2035-36: 2.965; 2036-37: 2.975; 2037-38: 2.984; 2038-39: 2.992; 2039-40: 3; 2040-41: 3.008; 2041-42: 3.015; 2042-43: 3.021; 2043-44: 3.027; 2044-45: 3.033; 2045-46: 3.038; 2046-47: 3.042; 2047-48: 3.046; 2048-49: 3.05; 2049-50: 3.053
32BL | Unmeasured Non Household - properties | Input | 000's | 2 | 2019-20: 0.011; 2020-21: 0.011; 2021-22: 0.011; 2022-23: 0.011; 2023-24: 0.011; 2024-25: 0.011; 2025-26: 0.011; 2026-27: 0.011; 2027-28: 0.011; 2028-29: 0.012; 2029-30: 0.012; 2030-31: 0.012; 2031-32: 0.012; 2032-33: 0.012; 2033-34: 0.012; 2034-35: 0.012; 2035-36: 0.012; 2036-37: 0.012; 2037-38: 0.012; 2038-39: 0.012; 2039-40: 0.012; 2040-41: 0.012; 2041-42: 0.012; 2042-43: 0.012; 2043-44: 0.012; 2044-45: 0.012; 2045-46: 0.012; 2046-47: 0.012; 2047-48: 0.012; 2048-49: 0.012; 2049-50: 0.012
33BL | All void non-households - properties | Input | 000's | 2 | 2019-20: 0; 2020-21: 0; 2021-22: 0; 2022-23: 0; 2023-24: 0; 2024-25: 0; 2025-26: 0; 2026-27: 0; 2027-28: 0; 2028-29: 0; 2029-30: 0; 2030-31: 0; 2031-32: 0; 2032-33: 0; 2033-34: 0; 2034-35: 0; 2035-36: 0; 2036-37: 0; 2037-38: 0; 2038-39: 0; 2039-40: 0; 2040-41: 0; 2041-42: 0; 2042-43: 0; 2043-44: 0; 2044-45: 0; 2045-46: 0; 2046-47: 0; 2047-48: 0; 2048-49: 0; 2049-50: 0
34BL | Measured households - properties (excl. void) | Year before + sum (34.1BL:34.6BL) | 000's | 2 | 2019-20: 31.033; 2020-21: 31.93; 2021-22: 32.744; 2022-23: 33.49; 2023-24: 34.127; 2024-25: 34.682; 2025-26: 35.182; 2026-27: 35.586; 2027-28: 35.899; 2028-29: 36.106; 2029-30: 36.316; 2030-31: 36.583; 2031-32: 36.876; 2032-33: 37.188; 2033-34: 37.496; 2034-35: 37.808; 2035-36: 38.117; 2036-37: 38.426; 2037-38: 38.737; 2038-39: 39.051; 2039-40: 39.367; 2040-41: 39.682; 2041-42: 39.998; 2042-43: 40.316; 2043-44: 40.635; 2044-45: 40.955; 2045-46: 41.248; 2046-47: 41.544; 2047-48: 41.844; 2048-49: 42.148; 2049-50: 42.428
34.1BL | New build properties - properties | Input (new builds in each year) | 000's | 2 | 2019-20: 0.8; 2020-21: 0.716; 2021-22: 0.645; 2022-23: 0.59; 2023-24: 0.487; 2024-25: 0.412; 2025-26: 0.378; 2026-27: 0.287; 2027-28: 0.2; 2028-29: 0.099; 2029-30: 0.105; 2030-31: 0.167; 2031-32: 0.196; 2032-33: 0.219; 2033-34: 0.218; 2034-35: 0.225; 2035-36: 0.225; 2036-37: 0.228; 2037-38: 0.234; 2038-39: 0.241; 2039-40: 0.245; 2040-41: 0.247; 2041-42: 0.25; 2042-43: 0.255; 2043-44: 0.258; 2044-45: 0.261; 2045-46: 0.262; 2046-47: 0.266; 2047-48: 0.271; 2048-49: 0.277; 2049-50: 0.28
34.2BL | Meter optants - properties | Input (meter optants in each year) | 000's | 2 | 2019-20: 0.095; 2020-21: 0.091; 2021-22: 0.083; 2022-23: 0.073; 2023-24: 0.07; 2024-25: 0.067; 2025-26: 0.049; 2026-27: 0.047; 2027-28: 0.046; 2028-29: 0.044; 2029-30: 0.043; 2030-31: 0.041; 2031-32: 0.04; 2032-33: 0.038; 2033-34: 0.037; 2034-35: 0.036; 2035-36: 0.035; 2036-37: 0.034; 2037-38: 0.032; 2038-39: 0.031; 2039-40: 0.03; 2040-41: 0.029; 2041-42: 0.028; 2042-43: 0.027; 2043-44: 0.026; 2044-45: 0.026; 2045-46: 0; 2046-47: 0; 2047-48: 0; 2048-49: 0; 2049-50: 0
34.3BL | Compulsory metering - properties | Input (compulsory meters in each year) | 000's | 2 | 2019-20: 0; 2020-21: 0; 2021-22: 0; 2022-23: 0; 2023-24: 0; 2024-25: 0; 2025-26: 0; 2026-27: 0; 2027-28: 0; 2028-29: 0; 2029-30: 0; 2030-31: 0; 2031-32: 0; 2032-33: 0; 2033-34: 0; 2034-35: 0; 2035-36: 0; 2036-37: 0; 2037-38: 0; 2038-39: 0; 2039-40: 0; 2040-41: 0; 2041-42: 0; 2042-43: 0; 2043-44: 0; 2044-45: 0; 2045-46: 0; 2046-47: 0; 2047-48: 0; 2048-49: 0; 2049-50: 0
34.4BL | Metering on change of occupancy - properties | Input (change of occupancy meters in each year) | 000's | 2 | 2019-20: 0.089; 2020-21: 0.086; 2021-22: 0.083; 2022-23: 0.08; 2023-24: 0.077; 2024-25: 0.074; 2025-26: 0.071; 2026-27: 0.068; 2027-28: 0.065; 2028-29: 0.062; 2029-30: 0.06; 2030-31: 0.057; 2031-32: 0.055; 2032-33: 0.053; 2033-34: 0.051; 2034-35: 0.049; 2035-36: 0.047; 2036-37: 0.045; 2037-38: 0.043; 2038-39: 0.041; 2039-40: 0.04; 2040-41: 0.038; 2041-42: 0.037; 2042-43: 0.035; 2043-44: 0.034; 2044-45: 0.032; 2045-46: 0.031; 2046-47: 0.03; 2047-48: 0.029; 2048-49: 0.027; 2049-50: 0
34.5BL | Selective metering - properties | Input (selective meters in each year) | 000's | 2 | 2019-20: 0.004; 2020-21: 0.004; 2021-22: 0.003; 2022-23: 0.003; 2023-24: 0.003; 2024-25: 0.002; 2025-26: 0.002; 2026-27: 0.002; 2027-28: 0.002; 2028-29: 0.002; 2029-30: 0.002; 2030-31: 0.002; 2031-32: 0.002; 2032-33: 0.002; 2033-34: 0.002; 2034-35: 0.002; 2035-36: 0.002; 2036-37: 0.002; 2037-38: 0.002; 2038-39: 0.001; 2039-40: 0.001; 2040-41: 0.001; 2041-42: 0.001; 2042-43: 0.001; 2043-44: 0.001; 2044-45: 0.001; 2045-46: 0; 2046-47: 0; 2047-48: 0; 2048-49: 0; 2049-50: 0
34.6BL | Other changes to existing metering - properties | Input (other changes to meters in each year) | 000's | 2 | 2019-20: 0; 2020-21: 0; 2021-22: 0; 2022-23: 0; 2023-24: 0; 2024-25: 0; 2025-26: 0; 2026-27: 0; 2027-28: 0; 2028-29: 0; 2029-30: 0; 2030-31: 0; 2031-32: 0; 2032-33: 0; 2033-34: 0; 2034-35: 0; 2035-36: 0; 2036-37: 0; 2037-38: 0; 2038-39: 0; 2039-40: 0; 2040-41: 0; 2041-42: 0; 2042-43: 0; 2043-44: 0; 2044-45: 0; 2045-46: 0; 2046-47: 0; 2047-48: 0; 2048-49: 0; 2049-50: 0
34.7BL | Measured household void properties | Input | 000's | 2 | 2019-20: 0.568; 2020-21: 0.578; 2021-22: 0.586; 2022-23: 0.597; 2023-24: 0.606; 2024-25: 0.615; 2025-26: 0.623; 2026-27: 0.631; 2027-28: 0.638; 2028-29: 0.645; 2029-30: 0.653; 2030-31: 0.659; 2031-32: 0.666; 2032-33: 0.672; 2033-34: 0.679; 2034-35: 0.685; 2035-36: 0.692; 2036-37: 0.698; 2037-38: 0.704; 2038-39: 0.711; 2039-40: 0.717; 2040-41: 0.723; 2041-42: 0.729; 2042-43: 0.735; 2043-44: 0.742; 2044-45: 0.748; 2045-46: 0.753; 2046-47: 0.759; 2047-48: 0.764; 2048-49: 0.77; 2049-50: 0.775
35BL | Unmeasured households - properties (excl. void) | Input | 000's | 2 | 2019-20: 3.323; 2020-21: 3.172; 2021-22: 3.038; 2022-23: 2.883; 2023-24: 2.734; 2024-25: 2.591; 2025-26: 2.469; 2026-27: 2.352; 2027-28: 2.24; 2028-29: 2.131; 2029-30: 2.027; 2030-31: 1.926; 2031-32: 1.829; 2032-33: 1.736; 2033-34: 1.646; 2034-35: 1.56; 2035-36: 1.477; 2036-37: 1.397; 2037-38: 1.32; 2038-39: 1.246; 2039-40: 1.174; 2040-41: 1.105; 2041-42: 1.039; 2042-43: 0.975; 2043-44: 0.914; 2044-45: 0.855; 2045-46: 0.824; 2046-47: 0.794; 2047-48: 0.765; 2048-49: 0.738; 2049-50: 0.738
35.1BL | Unmeasured household void properties | Input | 000's | 2 | 2019-20: 0.061; 2020-21: 0.058; 2021-22: 0.055; 2022-23: 0.052; 2023-24: 0.049; 2024-25: 0.047; 2025-26: 0.044; 2026-27: 0.042; 2027-28: 0.04; 2028-29: 0.039; 2029-30: 0.037; 2030-31: 0.035; 2031-32: 0.034; 2032-33: 0.032; 2033-34: 0.03; 2034-35: 0.029; 2035-36: 0.027; 2036-37: 0.026; 2037-38: 0.024; 2038-39: 0.023; 2039-40: 0.022; 2040-41: 0.02; 2041-42: 0.019; 2042-43: 0.018; 2043-44: 0.017; 2044-45: 0.016; 2045-46: 0.015; 2046-47: 0.015; 2047-48: 0.014; 2048-49: 0.014; 2049-50: 0.014
36BL | Total Resource Zone Properties (incl. voids) | sum (31BL:34BL) + 34.7BL + 35BL + 35.1BL | 000's | 2 | 2019-20: 37.647; 2020-21: 38.428; 2021-22: 39.137; 2022-23: 39.766; 2023-24: 40.289; 2024-25: 40.732; 2025-26: 41.138; 2026-27: 41.454; 2027-28: 41.682; 2028-29: 41.807; 2029-30: 41.938; 2030-31: 42.127; 2031-32: 42.342; 2032-33: 42.575; 2033-34: 42.809; 2034-35: 43.049; 2035-36: 43.29; 2036-37: 43.534; 2037-38: 43.781; 2038-39: 44.035; 2039-40: 44.292; 2040-41: 44.55; 2041-42: 44.812; 2042-43: 45.077; 2043-44: 45.347; 2044-45: 45.619; 2045-46: 45.89; 2046-47: 46.166; 2047-48: 46.445; 2048-49: 46.732; 2049-50: 47.02
37BL | Measured Non Household - Population | Input | 000's | 2 | 2019-20: 1.475; 2020-21: 1.488; 2021-22: 1.497; 2022-23: 1.511; 2023-24: 1.525; 2024-25: 1.534; 2025-26: 1.543; 2026-27: 1.562; 2027-28: 1.579; 2028-29: 1.602; 2029-30: 1.617; 2030-31: 1.633; 2031-32: 1.667; 2032-33: 1.69; 2033-34: 1.71; 2034-35: 1.722; 2035-36: 1.733; 2036-37: 1.742; 2037-38: 1.753; 2038-39: 1.766; 2039-40: 1.776; 2040-41: 1.79; 2041-42: 1.804; 2042-43: 1.822; 2043-44: 1.841; 2044-45: 1.86; 2045-46: 1.882; 2046-47: 1.905; 2047-48: 1.928; 2048-49: 1.952; 2049-50: 1.973
38BL | Unmeasured Non Household - Population | Input | 000's | 2 | 2019-20: 0.006; 2020-21: 0.006; 2021-22: 0.006; 2022-23: 0.006; 2023-24: 0.006; 2024-25: 0.006; 2025-26: 0.006; 2026-27: 0.006; 2027-28: 0.006; 2028-29: 0.006; 2029-30: 0.006; 2030-31: 0.007; 2031-32: 0.007; 2032-33: 0.007; 2033-34: 0.007; 2034-35: 0.007; 2035-36: 0.007; 2036-37: 0.007; 2037-38: 0.007; 2038-39: 0.007; 2039-40: 0.007; 2040-41: 0.007; 2041-42: 0.007; 2042-43: 0.007; 2043-44: 0.007; 2044-45: 0.007; 2045-46: 0.008; 2046-47: 0.008; 2047-48: 0.008; 2048-49: 0.008; 2049-50: 0.008
39BL | Measured Household - Population | Input | 000's | 2 | 2019-20: 73.356; 2020-21: 74.643; 2021-22: 75.586; 2022-23: 77.102; 2023-24: 78.316; 2024-25: 79.35; 2025-26: 80.263; 2026-27: 80.996; 2027-28: 81.622; 2028-29: 82.118; 2029-30: 82.624; 2030-31: 83.142; 2031-32: 83.633; 2032-33: 84.111; 2033-34: 84.604; 2034-35: 85.136; 2035-36: 85.621; 2036-37: 86.101; 2037-38: 86.616; 2038-39: 87.187; 2039-40: 87.863; 2040-41: 88.557; 2041-42: 89.266; 2042-43: 90; 2043-44: 90.75; 2044-45: 91.52; 2045-46: 92.191; 2046-47: 92.892; 2047-48: 93.636; 2048-49: 94.405; 2049-50: 95.082
40BL | Unmeasured Household - Population | Input | 000's | 2 | 2019-20: 11.61; 2020-21: 11.121; 2021-22: 10.691; 2022-23: 10.19; 2023-24: 9.708; 2024-25: 9.25; 2025-26: 8.858; 2026-27: 8.486; 2027-28: 8.135; 2028-29: 7.804; 2029-30: 7.485; 2030-31: 7.169; 2031-32: 6.859; 2032-33: 6.558; 2033-34: 6.268; 2034-35: 5.99; 2035-36: 5.721; 2036-37: 5.46; 2037-38: 5.21; 2038-39: 4.969; 2039-40: 4.74; 2040-41: 4.519; 2041-42: 4.305; 2042-43: 4.097; 2043-44: 3.897; 2044-45: 3.702; 2045-46: 3.598; 2046-47: 3.498; 2047-48: 3.403; 2048-49: 3.311; 2049-50: 3.311
41BL | Total Resource Zone Population | sum (37BL:40BL) | 000's | 2 | 2019-20: 86.447; 2020-21: 87.258; 2021-22: 87.78; 2022-23: 88.809; 2023-24: 89.555; 2024-25: 90.14; 2025-26: 90.67; 2026-27: 91.05; 2027-28: 91.342; 2028-29: 91.53; 2029-30: 91.732; 2030-31: 91.951; 2031-32: 92.166; 2032-33: 92.366; 2033-34: 92.589; 2034-35: 92.855; 2035-36: 93.082; 2036-37: 93.31; 2037-38: 93.586; 2038-39: 93.929; 2039-40: 94.386; 2040-41: 94.873; 2041-42: 95.382; 2042-43: 95.926; 2043-44: 96.495; 2044-45: 97.089; 2045-46: 97.679; 2046-47: 98.303; 2047-48: 98.975; 2048-49: 99.676; 2049-50: 100.374
42BL | Average household occupancy rate (excl. voids) | (39BL + 40BL) / (34BL + 35BL) | h/prop | 1 | 2019-20: 2.4731; 2020-21: 2.4433; 2021-22: 2.4112; 2022-23: 2.3999; 2023-24: 2.388; 2024-25: 2.3771; 2025-26: 2.367; 2026-27: 2.3586; 2027-28: 2.3534; 2028-29: 2.3517; 2029-30: 2.3501; 2030-31: 2.3452; 2031-32: 2.338; 2032-33: 2.3294; 2033-34: 2.3216; 2034-35: 2.3147; 2035-36: 2.307; 2036-37: 2.2992; 2037-38: 2.2924; 2038-39: 2.2869; 2039-40: 2.2842; 2040-41: 2.282; 2041-42: 2.2802; 2042-43: 2.2789; 2043-44: 2.278; 2044-45: 2.2775; 2045-46: 2.2768; 2046-47: 2.2767; 2047-48: 2.2774; 2048-49: 2.2785; 2049-50: 2.2794
43BL | Total Household Metering penetration (excl. voids) | 34BL / (34BL + 35BL) | % | 1 | 2019-20: 90.33%; 2020-21: 90.96%; 2021-22: 91.51%; 2022-23: 92.07%; 2023-24: 92.58%; 2024-25: 93.05%; 2025-26: 93.44%; 2026-27: 93.8%; 2027-28: 94.13%; 2028-29: 94.43%; 2029-30: 94.71%; 2030-31: 95%; 2031-32: 95.27%; 2032-33: 95.54%; 2033-34: 95.79%; 2034-35: 96.04%; 2035-36: 96.27%; 2036-37: 96.49%; 2037-38: 96.7%; 2038-39: 96.91%; 2039-40: 97.1%; 2040-41: 97.29%; 2041-42: 97.47%; 2042-43: 97.64%; 2043-44: 97.8%; 2044-45: 97.96%; 2045-46: 98.04%; 2046-47: 98.12%; 2047-48: 98.2%; 2048-49: 98.28%; 2049-50: 98.29%
44BL | Total Household Metering penetration (incl. voids) | (34BL) / (34BL + 34.7BL + 35BL + 35.1BL) | % | 1 | 2019-20: 88.7%; 2020-21: 89.34%; 2021-22: 89.9%; 2022-23: 90.46%; 2023-24: 90.97%; 2024-25: 91.42%; 2025-26: 91.82%; 2026-27: 92.17%; 2027-28: 92.48%; 2028-29: 92.77%; 2029-30: 93.04%; 2030-31: 93.32%; 2031-32: 93.58%; 2032-33: 93.84%; 2033-34: 94.09%; 2034-35: 94.33%; 2035-36: 94.55%; 2036-37: 94.77%; 2037-38: 94.98%; 2038-39: 95.17%; 2039-40: 95.37%; 2040-41: 95.55%; 2041-42: 95.72%; 2042-43: 95.89%; 2043-44: 96.05%; 2044-45: 96.2%; 2045-46: 96.28%; 2046-47: 96.36%; 2047-48: 96.44%; 2048-49: 96.51%; 2049-50: 96.53%