52bA | Suffolk Thetford WTW backwash water recovery | SUT6 | Water treatment works loss recovery | Production Options | N | Ofwat Core | AWSSUT | Ml/d | 2 | Gains in Water Available For Use / Savings in Demand under the selected programme (Ml/d) input as +ve 2025-26: 0; Gains in Water Available For Use / Savings in Demand under the selected programme (Ml/d) input as +ve 2026-27: 0; Gains in Water Available For Use / Savings in Demand under the selected programme (Ml/d) input as +ve 2027-28: 0; Gains in Water Available For Use / Savings in Demand under the selected programme (Ml/d) input as +ve 2028-29: 0; Gains in Water Available For Use / Savings in Demand under the selected programme (Ml/d) input as +ve 2029-30: 0; Gains in Water Available For Use / Savings in Demand under the selected programme (Ml/d) input as +ve 2030-31: 0.05; Gains in Water Available For Use / Savings in Demand under the selected programme (Ml/d) input as +ve 2031-32: 0.05; Gains in Water Available For Use / Savings in Demand under the selected programme (Ml/d) input as +ve 2032-33: 0.05; Gains in Water Available For Use / Savings in Demand under the selected programme (Ml/d) input as +ve 2033-34: 0.05; Gains in Water Available For Use / Savings in Demand under the selected programme (Ml/d) input as +ve 2034-35: 0.05; Gains in Water Available For Use / Savings in Demand under the selected programme (Ml/d) input as +ve 2035-36: 0.05; Gains in Water Available For Use / Savings in Demand under the selected programme (Ml/d) input as +ve 2036-37: 0.05; Gains in Water Available For Use / Savings in Demand under the selected programme (Ml/d) input as +ve 2037-38: 0.05; Gains in Water Available For Use / Savings in Demand under the selected programme (Ml/d) input as +ve 2038-39: 0.05; Gains in Water Available For Use / Savings in Demand under the selected programme (Ml/d) input as +ve 2039-40: 0.05; Gains in Water Available For Use / Savings in Demand under the selected programme (Ml/d) input as +ve 2040-41: 0.05; Gains in Water Available For Use / Savings in Demand under the selected programme (Ml/d) input as +ve 2041-42: 0.05; Gains in Water Available For Use / Savings in Demand under the selected programme (Ml/d) input as +ve 2042-43: 0.05; Gains in Water Available For Use / Savings in Demand under the selected programme (Ml/d) input as +ve 2043-44: 0.05; Gains in Water Available For Use / Savings in Demand under the selected programme (Ml/d) input as +ve 2044-45: 0.05; Gains in Water Available For Use / Savings in Demand under the selected programme (Ml/d) input as +ve 2045-46: 0.05; Gains in Water Available For Use / Savings in Demand under the selected programme (Ml/d) input as +ve 2046-47: 0.05; Gains in Water Available For Use / Savings in Demand under the selected programme (Ml/d) input as +ve 2047-48: 0.05; Gains in Water Available For Use / Savings in Demand under the selected programme (Ml/d) input as +ve 2048-49: 0.05; Gains in Water Available For Use / Savings in Demand under the selected programme (Ml/d) input as +ve 2049-50: 0.05
52bA | Suffolk Thetford WTW backwash water recovery | SUT6 | Water treatment works loss recovery | Production Options | N | Least Cost | AWSSUT | Ml/d | 2 | Gains in Water Available For Use / Savings in Demand under the selected programme (Ml/d) input as +ve 2025-26: 0; Gains in Water Available For Use / Savings in Demand under the selected programme (Ml/d) input as +ve 2026-27: 0; Gains in Water Available For Use / Savings in Demand under the selected programme (Ml/d) input as +ve 2027-28: 0; Gains in Water Available For Use / Savings in Demand under the selected programme (Ml/d) input as +ve 2028-29: 0; Gains in Water Available For Use / Savings in Demand under the selected programme (Ml/d) input as +ve 2029-30: 0; Gains in Water Available For Use / Savings in Demand under the selected programme (Ml/d) input as +ve 2030-31: 0.05; Gains in Water Available For Use / Savings in Demand under the selected programme (Ml/d) input as +ve 2031-32: 0.05; Gains in Water Available For Use / Savings in Demand under the selected programme (Ml/d) input as +ve 2032-33: 0.05; Gains in Water Available For Use / Savings in Demand under the selected programme (Ml/d) input as +ve 2033-34: 0.05; Gains in Water Available For Use / Savings in Demand under the selected programme (Ml/d) input as +ve 2034-35: 0.05; Gains in Water Available For Use / Savings in Demand under the selected programme (Ml/d) input as +ve 2035-36: 0.05; Gains in Water Available For Use / Savings in Demand under the selected programme (Ml/d) input as +ve 2036-37: 0.05; Gains in Water Available For Use / Savings in Demand under the selected programme (Ml/d) input as +ve 2037-38: 0.05; Gains in Water Available For Use / Savings in Demand under the selected programme (Ml/d) input as +ve 2038-39: 0.05; Gains in Water Available For Use / Savings in Demand under the selected programme (Ml/d) input as +ve 2039-40: 0.05; Gains in Water Available For Use / Savings in Demand under the selected programme (Ml/d) input as +ve 2040-41: 0.05; Gains in Water Available For Use / Savings in Demand under the selected programme (Ml/d) input as +ve 2041-42: 0.05; Gains in Water Available For Use / Savings in Demand under the selected programme (Ml/d) input as +ve 2042-43: 0.05; Gains in Water Available For Use / Savings in Demand under the selected programme (Ml/d) input as +ve 2043-44: 0.05; Gains in Water Available For Use / Savings in Demand under the selected programme (Ml/d) input as +ve 2044-45: 0.05; Gains in Water Available For Use / Savings in Demand under the selected programme (Ml/d) input as +ve 2045-46: 0.05; Gains in Water Available For Use / Savings in Demand under the selected programme (Ml/d) input as +ve 2046-47: 0.05; Gains in Water Available For Use / Savings in Demand under the selected programme (Ml/d) input as +ve 2047-48: 0.05; Gains in Water Available For Use / Savings in Demand under the selected programme (Ml/d) input as +ve 2048-49: 0.05; Gains in Water Available For Use / Savings in Demand under the selected programme (Ml/d) input as +ve 2049-50: 0.05
52bP | Suffolk Thetford WTW backwash water recovery | SUT6 | Water treatment works loss recovery | Production Options | N | Preferred | AWSSUT | Ml/d | 2 | Gains in Water Available For Use / Savings in Demand under the selected programme (Ml/d) input as +ve 2025-26: 0; Gains in Water Available For Use / Savings in Demand under the selected programme (Ml/d) input as +ve 2026-27: 0; Gains in Water Available For Use / Savings in Demand under the selected programme (Ml/d) input as +ve 2027-28: 0; Gains in Water Available For Use / Savings in Demand under the selected programme (Ml/d) input as +ve 2028-29: 0; Gains in Water Available For Use / Savings in Demand under the selected programme (Ml/d) input as +ve 2029-30: 0; Gains in Water Available For Use / Savings in Demand under the selected programme (Ml/d) input as +ve 2030-31: 0.05; Gains in Water Available For Use / Savings in Demand under the selected programme (Ml/d) input as +ve 2031-32: 0.05; Gains in Water Available For Use / Savings in Demand under the selected programme (Ml/d) input as +ve 2032-33: 0.05; Gains in Water Available For Use / Savings in Demand under the selected programme (Ml/d) input as +ve 2033-34: 0.05; Gains in Water Available For Use / Savings in Demand under the selected programme (Ml/d) input as +ve 2034-35: 0.05; Gains in Water Available For Use / Savings in Demand under the selected programme (Ml/d) input as +ve 2035-36: 0.05; Gains in Water Available For Use / Savings in Demand under the selected programme (Ml/d) input as +ve 2036-37: 0.05; Gains in Water Available For Use / Savings in Demand under the selected programme (Ml/d) input as +ve 2037-38: 0.05; Gains in Water Available For Use / Savings in Demand under the selected programme (Ml/d) input as +ve 2038-39: 0.05; Gains in Water Available For Use / Savings in Demand under the selected programme (Ml/d) input as +ve 2039-40: 0.05; Gains in Water Available For Use / Savings in Demand under the selected programme (Ml/d) input as +ve 2040-41: 0.05; Gains in Water Available For Use / Savings in Demand under the selected programme (Ml/d) input as +ve 2041-42: 0.05; Gains in Water Available For Use / Savings in Demand under the selected programme (Ml/d) input as +ve 2042-43: 0.05; Gains in Water Available For Use / Savings in Demand under the selected programme (Ml/d) input as +ve 2043-44: 0.05; Gains in Water Available For Use / Savings in Demand under the selected programme (Ml/d) input as +ve 2044-45: 0.05; Gains in Water Available For Use / Savings in Demand under the selected programme (Ml/d) input as +ve 2045-46: 0.05; Gains in Water Available For Use / Savings in Demand under the selected programme (Ml/d) input as +ve 2046-47: 0.05; Gains in Water Available For Use / Savings in Demand under the selected programme (Ml/d) input as +ve 2047-48: 0.05; Gains in Water Available For Use / Savings in Demand under the selected programme (Ml/d) input as +ve 2048-49: 0.05; Gains in Water Available For Use / Savings in Demand under the selected programme (Ml/d) input as +ve 2049-50: 0.05
52cA | Adjustment to existing potable water import | EI18 | Internal potable transfer | Distribution Options | N | Ofwat Core | AWSSUT | Ml/d | 2 | Gains in Water Available For Use / Savings in Demand under the selected programme (Ml/d) input as +ve 2025-26: -0.469; Gains in Water Available For Use / Savings in Demand under the selected programme (Ml/d) input as +ve 2026-27: -0.489; Gains in Water Available For Use / Savings in Demand under the selected programme (Ml/d) input as +ve 2027-28: -0.499; Gains in Water Available For Use / Savings in Demand under the selected programme (Ml/d) input as +ve 2028-29: -0.509; Gains in Water Available For Use / Savings in Demand under the selected programme (Ml/d) input as +ve 2029-30: -0.609; Gains in Water Available For Use / Savings in Demand under the selected programme (Ml/d) input as +ve 2030-31: 0.32; Gains in Water Available For Use / Savings in Demand under the selected programme (Ml/d) input as +ve 2031-32: 0.22; Gains in Water Available For Use / Savings in Demand under the selected programme (Ml/d) input as +ve 2032-33: -1.329; Gains in Water Available For Use / Savings in Demand under the selected programme (Ml/d) input as +ve 2033-34: -1.309; Gains in Water Available For Use / Savings in Demand under the selected programme (Ml/d) input as +ve 2034-35: -1.299; Gains in Water Available For Use / Savings in Demand under the selected programme (Ml/d) input as +ve 2035-36: -1.21; Gains in Water Available For Use / Savings in Demand under the selected programme (Ml/d) input as +ve 2036-37: 0; Gains in Water Available For Use / Savings in Demand under the selected programme (Ml/d) input as +ve 2037-38: 0; Gains in Water Available For Use / Savings in Demand under the selected programme (Ml/d) input as +ve 2038-39: 0; Gains in Water Available For Use / Savings in Demand under the selected programme (Ml/d) input as +ve 2039-40: 0; Gains in Water Available For Use / Savings in Demand under the selected programme (Ml/d) input as +ve 2040-41: 0; Gains in Water Available For Use / Savings in Demand under the selected programme (Ml/d) input as +ve 2041-42: 0; Gains in Water Available For Use / Savings in Demand under the selected programme (Ml/d) input as +ve 2042-43: 0; Gains in Water Available For Use / Savings in Demand under the selected programme (Ml/d) input as +ve 2043-44: 0; Gains in Water Available For Use / Savings in Demand under the selected programme (Ml/d) input as +ve 2044-45: 0; Gains in Water Available For Use / Savings in Demand under the selected programme (Ml/d) input as +ve 2045-46: 0; Gains in Water Available For Use / Savings in Demand under the selected programme (Ml/d) input as +ve 2046-47: 0; Gains in Water Available For Use / Savings in Demand under the selected programme (Ml/d) input as +ve 2047-48: 0; Gains in Water Available For Use / Savings in Demand under the selected programme (Ml/d) input as +ve 2048-49: 0; Gains in Water Available For Use / Savings in Demand under the selected programme (Ml/d) input as +ve 2049-50: 0
52cA | Adjustment to existing potable water export | EE15 | Internal potable transfer | Distribution Options | N | Ofwat Core | AWSSUT | Ml/d | 2 | Gains in Water Available For Use / Savings in Demand under the selected programme (Ml/d) input as +ve 2025-26: 0; Gains in Water Available For Use / Savings in Demand under the selected programme (Ml/d) input as +ve 2026-27: 0; Gains in Water Available For Use / Savings in Demand under the selected programme (Ml/d) input as +ve 2027-28: 0; Gains in Water Available For Use / Savings in Demand under the selected programme (Ml/d) input as +ve 2028-29: 0; Gains in Water Available For Use / Savings in Demand under the selected programme (Ml/d) input as +ve 2029-30: 0; Gains in Water Available For Use / Savings in Demand under the selected programme (Ml/d) input as +ve 2030-31: 0; Gains in Water Available For Use / Savings in Demand under the selected programme (Ml/d) input as +ve 2031-32: 0; Gains in Water Available For Use / Savings in Demand under the selected programme (Ml/d) input as +ve 2032-33: -0.73; Gains in Water Available For Use / Savings in Demand under the selected programme (Ml/d) input as +ve 2033-34: -0.77; Gains in Water Available For Use / Savings in Demand under the selected programme (Ml/d) input as +ve 2034-35: -0.76; Gains in Water Available For Use / Savings in Demand under the selected programme (Ml/d) input as +ve 2035-36: 0; Gains in Water Available For Use / Savings in Demand under the selected programme (Ml/d) input as +ve 2036-37: -0.82; Gains in Water Available For Use / Savings in Demand under the selected programme (Ml/d) input as +ve 2037-38: -0.81; Gains in Water Available For Use / Savings in Demand under the selected programme (Ml/d) input as +ve 2038-39: -0.79; Gains in Water Available For Use / Savings in Demand under the selected programme (Ml/d) input as +ve 2039-40: -0.71; Gains in Water Available For Use / Savings in Demand under the selected programme (Ml/d) input as +ve 2040-41: -0.69; Gains in Water Available For Use / Savings in Demand under the selected programme (Ml/d) input as +ve 2041-42: -0.67; Gains in Water Available For Use / Savings in Demand under the selected programme (Ml/d) input as +ve 2042-43: -0.65; Gains in Water Available For Use / Savings in Demand under the selected programme (Ml/d) input as +ve 2043-44: -0.62; Gains in Water Available For Use / Savings in Demand under the selected programme (Ml/d) input as +ve 2044-45: -0.6; Gains in Water Available For Use / Savings in Demand under the selected programme (Ml/d) input as +ve 2045-46: -0.56; Gains in Water Available For Use / Savings in Demand under the selected programme (Ml/d) input as +ve 2046-47: -0.51; Gains in Water Available For Use / Savings in Demand under the selected programme (Ml/d) input as +ve 2047-48: -0.49; Gains in Water Available For Use / Savings in Demand under the selected programme (Ml/d) input as +ve 2048-49: -0.47; Gains in Water Available For Use / Savings in Demand under the selected programme (Ml/d) input as +ve 2049-50: -0.45
52cA | Norfolk Bradneham to Suffolk Thetford (10 Ml/d) | SUT5 | Internal potable transfer | Distribution Options | N | Alternative | AWSSUT | Ml/d | 2 | Gains in Water Available For Use / Savings in Demand under the selected programme (Ml/d) input as +ve 2025-26: 0; Gains in Water Available For Use / Savings in Demand under the selected programme (Ml/d) input as +ve 2026-27: 0; Gains in Water Available For Use / Savings in Demand under the selected programme (Ml/d) input as +ve 2027-28: 0; Gains in Water Available For Use / Savings in Demand under the selected programme (Ml/d) input as +ve 2028-29: 0; Gains in Water Available For Use / Savings in Demand under the selected programme (Ml/d) input as +ve 2029-30: 0; Gains in Water Available For Use / Savings in Demand under the selected programme (Ml/d) input as +ve 2030-31: 0; Gains in Water Available For Use / Savings in Demand under the selected programme (Ml/d) input as +ve 2031-32: 0; Gains in Water Available For Use / Savings in Demand under the selected programme (Ml/d) input as +ve 2032-33: 2.71; Gains in Water Available For Use / Savings in Demand under the selected programme (Ml/d) input as +ve 2033-34: 2.71; Gains in Water Available For Use / Savings in Demand under the selected programme (Ml/d) input as +ve 2034-35: 2.71; Gains in Water Available For Use / Savings in Demand under the selected programme (Ml/d) input as +ve 2035-36: 2.71; Gains in Water Available For Use / Savings in Demand under the selected programme (Ml/d) input as +ve 2036-37: 9.83; Gains in Water Available For Use / Savings in Demand under the selected programme (Ml/d) input as +ve 2037-38: 9.64; Gains in Water Available For Use / Savings in Demand under the selected programme (Ml/d) input as +ve 2038-39: 9.57; Gains in Water Available For Use / Savings in Demand under the selected programme (Ml/d) input as +ve 2039-40: 9.22; Gains in Water Available For Use / Savings in Demand under the selected programme (Ml/d) input as +ve 2040-41: 9.15; Gains in Water Available For Use / Savings in Demand under the selected programme (Ml/d) input as +ve 2041-42: 9.08; Gains in Water Available For Use / Savings in Demand under the selected programme (Ml/d) input as +ve 2042-43: 8.9; Gains in Water Available For Use / Savings in Demand under the selected programme (Ml/d) input as +ve 2043-44: 8.81; Gains in Water Available For Use / Savings in Demand under the selected programme (Ml/d) input as +ve 2044-45: 8.66; Gains in Water Available For Use / Savings in Demand under the selected programme (Ml/d) input as +ve 2045-46: 8.44; Gains in Water Available For Use / Savings in Demand under the selected programme (Ml/d) input as +ve 2046-47: 8.36; Gains in Water Available For Use / Savings in Demand under the selected programme (Ml/d) input as +ve 2047-48: 8.31; Gains in Water Available For Use / Savings in Demand under the selected programme (Ml/d) input as +ve 2048-49: 8.28; Gains in Water Available For Use / Savings in Demand under the selected programme (Ml/d) input as +ve 2049-50: 8.24
52cA | Suffolk Thetford to Norfolk East Harling potable transfer (5 Ml/d) | NEH3 | Internal potable transfer | Distribution Options | N | Ofwat Core | AWSSUT | Ml/d | 2 | Gains in Water Available For Use / Savings in Demand under the selected programme (Ml/d) input as +ve 2025-26: 0; Gains in Water Available For Use / Savings in Demand under the selected programme (Ml/d) input as +ve 2026-27: 0; Gains in Water Available For Use / Savings in Demand under the selected programme (Ml/d) input as +ve 2027-28: 0; Gains in Water Available For Use / Savings in Demand under the selected programme (Ml/d) input as +ve 2028-29: 0; Gains in Water Available For Use / Savings in Demand under the selected programme (Ml/d) input as +ve 2029-30: 0; Gains in Water Available For Use / Savings in Demand under the selected programme (Ml/d) input as +ve 2030-31: -1.37; Gains in Water Available For Use / Savings in Demand under the selected programme (Ml/d) input as +ve 2031-32: -1.28; Gains in Water Available For Use / Savings in Demand under the selected programme (Ml/d) input as +ve 2032-33: -1.68; Gains in Water Available For Use / Savings in Demand under the selected programme (Ml/d) input as +ve 2033-34: -1.61; Gains in Water Available For Use / Savings in Demand under the selected programme (Ml/d) input as +ve 2034-35: -1.57; Gains in Water Available For Use / Savings in Demand under the selected programme (Ml/d) input as +ve 2035-36: -1.37; Gains in Water Available For Use / Savings in Demand under the selected programme (Ml/d) input as +ve 2036-37: -4.91; Gains in Water Available For Use / Savings in Demand under the selected programme (Ml/d) input as +ve 2037-38: -4.72; Gains in Water Available For Use / Savings in Demand under the selected programme (Ml/d) input as +ve 2038-39: -4.67; Gains in Water Available For Use / Savings in Demand under the selected programme (Ml/d) input as +ve 2039-40: -4.55; Gains in Water Available For Use / Savings in Demand under the selected programme (Ml/d) input as +ve 2040-41: -4.52; Gains in Water Available For Use / Savings in Demand under the selected programme (Ml/d) input as +ve 2041-42: -4.49; Gains in Water Available For Use / Savings in Demand under the selected programme (Ml/d) input as +ve 2042-43: -4.35; Gains in Water Available For Use / Savings in Demand under the selected programme (Ml/d) input as +ve 2043-44: -4.32; Gains in Water Available For Use / Savings in Demand under the selected programme (Ml/d) input as +ve 2044-45: -4.19; Gains in Water Available For Use / Savings in Demand under the selected programme (Ml/d) input as +ve 2045-46: -4.09; Gains in Water Available For Use / Savings in Demand under the selected programme (Ml/d) input as +ve 2046-47: -4.07; Gains in Water Available For Use / Savings in Demand under the selected programme (Ml/d) input as +ve 2047-48: -4.04; Gains in Water Available For Use / Savings in Demand under the selected programme (Ml/d) input as +ve 2048-49: -4.03; Gains in Water Available For Use / Savings in Demand under the selected programme (Ml/d) input as +ve 2049-50: -4.02
52cA | Adjustment to existing potable water import | EI18 | Internal potable transfer | Distribution Options | N | Least Cost | AWSSUT | Ml/d | 2 | Gains in Water Available For Use / Savings in Demand under the selected programme (Ml/d) input as +ve 2025-26: -0.469; Gains in Water Available For Use / Savings in Demand under the selected programme (Ml/d) input as +ve 2026-27: -0.489; Gains in Water Available For Use / Savings in Demand under the selected programme (Ml/d) input as +ve 2027-28: -0.499; Gains in Water Available For Use / Savings in Demand under the selected programme (Ml/d) input as +ve 2028-29: -0.509; Gains in Water Available For Use / Savings in Demand under the selected programme (Ml/d) input as +ve 2029-30: -0.609; Gains in Water Available For Use / Savings in Demand under the selected programme (Ml/d) input as +ve 2030-31: 0.32; Gains in Water Available For Use / Savings in Demand under the selected programme (Ml/d) input as +ve 2031-32: 0.22; Gains in Water Available For Use / Savings in Demand under the selected programme (Ml/d) input as +ve 2032-33: -1.329; Gains in Water Available For Use / Savings in Demand under the selected programme (Ml/d) input as +ve 2033-34: -1.309; Gains in Water Available For Use / Savings in Demand under the selected programme (Ml/d) input as +ve 2034-35: -1.299; Gains in Water Available For Use / Savings in Demand under the selected programme (Ml/d) input as +ve 2035-36: -1.21; Gains in Water Available For Use / Savings in Demand under the selected programme (Ml/d) input as +ve 2036-37: 0; Gains in Water Available For Use / Savings in Demand under the selected programme (Ml/d) input as +ve 2037-38: 0; Gains in Water Available For Use / Savings in Demand under the selected programme (Ml/d) input as +ve 2038-39: 0; Gains in Water Available For Use / Savings in Demand under the selected programme (Ml/d) input as +ve 2039-40: 0; Gains in Water Available For Use / Savings in Demand under the selected programme (Ml/d) input as +ve 2040-41: 0; Gains in Water Available For Use / Savings in Demand under the selected programme (Ml/d) input as +ve 2041-42: 0; Gains in Water Available For Use / Savings in Demand under the selected programme (Ml/d) input as +ve 2042-43: 0; Gains in Water Available For Use / Savings in Demand under the selected programme (Ml/d) input as +ve 2043-44: 0; Gains in Water Available For Use / Savings in Demand under the selected programme (Ml/d) input as +ve 2044-45: 0; Gains in Water Available For Use / Savings in Demand under the selected programme (Ml/d) input as +ve 2045-46: 0; Gains in Water Available For Use / Savings in Demand under the selected programme (Ml/d) input as +ve 2046-47: 0; Gains in Water Available For Use / Savings in Demand under the selected programme (Ml/d) input as +ve 2047-48: 0; Gains in Water Available For Use / Savings in Demand under the selected programme (Ml/d) input as +ve 2048-49: 0; Gains in Water Available For Use / Savings in Demand under the selected programme (Ml/d) input as +ve 2049-50: 0
52cA | Adjustment to existing potable water export | EE15 | Internal potable transfer | Distribution Options | N | Least Cost | AWSSUT | Ml/d | 2 | Gains in Water Available For Use / Savings in Demand under the selected programme (Ml/d) input as +ve 2025-26: 0; Gains in Water Available For Use / Savings in Demand under the selected programme (Ml/d) input as +ve 2026-27: 0; Gains in Water Available For Use / Savings in Demand under the selected programme (Ml/d) input as +ve 2027-28: 0; Gains in Water Available For Use / Savings in Demand under the selected programme (Ml/d) input as +ve 2028-29: 0; Gains in Water Available For Use / Savings in Demand under the selected programme (Ml/d) input as +ve 2029-30: 0; Gains in Water Available For Use / Savings in Demand under the selected programme (Ml/d) input as +ve 2030-31: 0; Gains in Water Available For Use / Savings in Demand under the selected programme (Ml/d) input as +ve 2031-32: 0; Gains in Water Available For Use / Savings in Demand under the selected programme (Ml/d) input as +ve 2032-33: -0.731; Gains in Water Available For Use / Savings in Demand under the selected programme (Ml/d) input as +ve 2033-34: -0.771; Gains in Water Available For Use / Savings in Demand under the selected programme (Ml/d) input as +ve 2034-35: -0.761; Gains in Water Available For Use / Savings in Demand under the selected programme (Ml/d) input as +ve 2035-36: 0; Gains in Water Available For Use / Savings in Demand under the selected programme (Ml/d) input as +ve 2036-37: -0.821; Gains in Water Available For Use / Savings in Demand under the selected programme (Ml/d) input as +ve 2037-38: -0.811; Gains in Water Available For Use / Savings in Demand under the selected programme (Ml/d) input as +ve 2038-39: -0.791; Gains in Water Available For Use / Savings in Demand under the selected programme (Ml/d) input as +ve 2039-40: -0.711; Gains in Water Available For Use / Savings in Demand under the selected programme (Ml/d) input as +ve 2040-41: -0.691; Gains in Water Available For Use / Savings in Demand under the selected programme (Ml/d) input as +ve 2041-42: -0.671; Gains in Water Available For Use / Savings in Demand under the selected programme (Ml/d) input as +ve 2042-43: -0.651; Gains in Water Available For Use / Savings in Demand under the selected programme (Ml/d) input as +ve 2043-44: -0.621; Gains in Water Available For Use / Savings in Demand under the selected programme (Ml/d) input as +ve 2044-45: -0.601; Gains in Water Available For Use / Savings in Demand under the selected programme (Ml/d) input as +ve 2045-46: -0.561; Gains in Water Available For Use / Savings in Demand under the selected programme (Ml/d) input as +ve 2046-47: -0.511; Gains in Water Available For Use / Savings in Demand under the selected programme (Ml/d) input as +ve 2047-48: -0.491; Gains in Water Available For Use / Savings in Demand under the selected programme (Ml/d) input as +ve 2048-49: -0.471; Gains in Water Available For Use / Savings in Demand under the selected programme (Ml/d) input as +ve 2049-50: -0.451
52cA | Norfolk Bradneham to Suffolk Thetford (10 Ml/d) | SUT5 | Internal potable transfer | Distribution Options | N | Least Cost | AWSSUT | Ml/d | 2 | Gains in Water Available For Use / Savings in Demand under the selected programme (Ml/d) input as +ve 2025-26: 0; Gains in Water Available For Use / Savings in Demand under the selected programme (Ml/d) input as +ve 2026-27: 0; Gains in Water Available For Use / Savings in Demand under the selected programme (Ml/d) input as +ve 2027-28: 0; Gains in Water Available For Use / Savings in Demand under the selected programme (Ml/d) input as +ve 2028-29: 0; Gains in Water Available For Use / Savings in Demand under the selected programme (Ml/d) input as +ve 2029-30: 0; Gains in Water Available For Use / Savings in Demand under the selected programme (Ml/d) input as +ve 2030-31: 0; Gains in Water Available For Use / Savings in Demand under the selected programme (Ml/d) input as +ve 2031-32: 0; Gains in Water Available For Use / Savings in Demand under the selected programme (Ml/d) input as +ve 2032-33: 2.71; Gains in Water Available For Use / Savings in Demand under the selected programme (Ml/d) input as +ve 2033-34: 2.71; Gains in Water Available For Use / Savings in Demand under the selected programme (Ml/d) input as +ve 2034-35: 2.71; Gains in Water Available For Use / Savings in Demand under the selected programme (Ml/d) input as +ve 2035-36: 2.71; Gains in Water Available For Use / Savings in Demand under the selected programme (Ml/d) input as +ve 2036-37: 9.83; Gains in Water Available For Use / Savings in Demand under the selected programme (Ml/d) input as +ve 2037-38: 9.64; Gains in Water Available For Use / Savings in Demand under the selected programme (Ml/d) input as +ve 2038-39: 9.57; Gains in Water Available For Use / Savings in Demand under the selected programme (Ml/d) input as +ve 2039-40: 9.22; Gains in Water Available For Use / Savings in Demand under the selected programme (Ml/d) input as +ve 2040-41: 9.15; Gains in Water Available For Use / Savings in Demand under the selected programme (Ml/d) input as +ve 2041-42: 9.08; Gains in Water Available For Use / Savings in Demand under the selected programme (Ml/d) input as +ve 2042-43: 8.9; Gains in Water Available For Use / Savings in Demand under the selected programme (Ml/d) input as +ve 2043-44: 8.81; Gains in Water Available For Use / Savings in Demand under the selected programme (Ml/d) input as +ve 2044-45: 8.66; Gains in Water Available For Use / Savings in Demand under the selected programme (Ml/d) input as +ve 2045-46: 8.44; Gains in Water Available For Use / Savings in Demand under the selected programme (Ml/d) input as +ve 2046-47: 8.36; Gains in Water Available For Use / Savings in Demand under the selected programme (Ml/d) input as +ve 2047-48: 8.31; Gains in Water Available For Use / Savings in Demand under the selected programme (Ml/d) input as +ve 2048-49: 8.28; Gains in Water Available For Use / Savings in Demand under the selected programme (Ml/d) input as +ve 2049-50: 8.24
52cA | Suffolk Thetford to Norfolk East Harling potable transfer (5 Ml/d) | NEH3 | Internal potable transfer | Distribution Options | N | Least Cost | AWSSUT | Ml/d | 2 | Gains in Water Available For Use / Savings in Demand under the selected programme (Ml/d) input as +ve 2025-26: 0; Gains in Water Available For Use / Savings in Demand under the selected programme (Ml/d) input as +ve 2026-27: 0; Gains in Water Available For Use / Savings in Demand under the selected programme (Ml/d) input as +ve 2027-28: 0; Gains in Water Available For Use / Savings in Demand under the selected programme (Ml/d) input as +ve 2028-29: 0; Gains in Water Available For Use / Savings in Demand under the selected programme (Ml/d) input as +ve 2029-30: 0; Gains in Water Available For Use / Savings in Demand under the selected programme (Ml/d) input as +ve 2030-31: -1.37; Gains in Water Available For Use / Savings in Demand under the selected programme (Ml/d) input as +ve 2031-32: -1.28; Gains in Water Available For Use / Savings in Demand under the selected programme (Ml/d) input as +ve 2032-33: -1.68; Gains in Water Available For Use / Savings in Demand under the selected programme (Ml/d) input as +ve 2033-34: -1.61; Gains in Water Available For Use / Savings in Demand under the selected programme (Ml/d) input as +ve 2034-35: -1.57; Gains in Water Available For Use / Savings in Demand under the selected programme (Ml/d) input as +ve 2035-36: -1.37; Gains in Water Available For Use / Savings in Demand under the selected programme (Ml/d) input as +ve 2036-37: -4.91; Gains in Water Available For Use / Savings in Demand under the selected programme (Ml/d) input as +ve 2037-38: -4.72; Gains in Water Available For Use / Savings in Demand under the selected programme (Ml/d) input as +ve 2038-39: -4.67; Gains in Water Available For Use / Savings in Demand under the selected programme (Ml/d) input as +ve 2039-40: -4.55; Gains in Water Available For Use / Savings in Demand under the selected programme (Ml/d) input as +ve 2040-41: -4.52; Gains in Water Available For Use / Savings in Demand under the selected programme (Ml/d) input as +ve 2041-42: -4.49; Gains in Water Available For Use / Savings in Demand under the selected programme (Ml/d) input as +ve 2042-43: -4.35; Gains in Water Available For Use / Savings in Demand under the selected programme (Ml/d) input as +ve 2043-44: -4.32; Gains in Water Available For Use / Savings in Demand under the selected programme (Ml/d) input as +ve 2044-45: -4.19; Gains in Water Available For Use / Savings in Demand under the selected programme (Ml/d) input as +ve 2045-46: -4.09; Gains in Water Available For Use / Savings in Demand under the selected programme (Ml/d) input as +ve 2046-47: -4.07; Gains in Water Available For Use / Savings in Demand under the selected programme (Ml/d) input as +ve 2047-48: -4.04; Gains in Water Available For Use / Savings in Demand under the selected programme (Ml/d) input as +ve 2048-49: -4.03; Gains in Water Available For Use / Savings in Demand under the selected programme (Ml/d) input as +ve 2049-50: -4.02
52cP | Adjustment to existing potable water import | EI18 | Internal potable transfer | Distribution Options | N | Preferred | AWSSUT | Ml/d | 2 | Gains in Water Available For Use / Savings in Demand under the selected programme (Ml/d) input as +ve 2025-26: -0.469; Gains in Water Available For Use / Savings in Demand under the selected programme (Ml/d) input as +ve 2026-27: -0.489; Gains in Water Available For Use / Savings in Demand under the selected programme (Ml/d) input as +ve 2027-28: -0.499; Gains in Water Available For Use / Savings in Demand under the selected programme (Ml/d) input as +ve 2028-29: -0.509; Gains in Water Available For Use / Savings in Demand under the selected programme (Ml/d) input as +ve 2029-30: -0.609; Gains in Water Available For Use / Savings in Demand under the selected programme (Ml/d) input as +ve 2030-31: 0.32; Gains in Water Available For Use / Savings in Demand under the selected programme (Ml/d) input as +ve 2031-32: 0.22; Gains in Water Available For Use / Savings in Demand under the selected programme (Ml/d) input as +ve 2032-33: -1.329; Gains in Water Available For Use / Savings in Demand under the selected programme (Ml/d) input as +ve 2033-34: -1.309; Gains in Water Available For Use / Savings in Demand under the selected programme (Ml/d) input as +ve 2034-35: -1.299; Gains in Water Available For Use / Savings in Demand under the selected programme (Ml/d) input as +ve 2035-36: -1.21; Gains in Water Available For Use / Savings in Demand under the selected programme (Ml/d) input as +ve 2036-37: 0; Gains in Water Available For Use / Savings in Demand under the selected programme (Ml/d) input as +ve 2037-38: 0; Gains in Water Available For Use / Savings in Demand under the selected programme (Ml/d) input as +ve 2038-39: 0; Gains in Water Available For Use / Savings in Demand under the selected programme (Ml/d) input as +ve 2039-40: 0; Gains in Water Available For Use / Savings in Demand under the selected programme (Ml/d) input as +ve 2040-41: 0; Gains in Water Available For Use / Savings in Demand under the selected programme (Ml/d) input as +ve 2041-42: 0; Gains in Water Available For Use / Savings in Demand under the selected programme (Ml/d) input as +ve 2042-43: 0; Gains in Water Available For Use / Savings in Demand under the selected programme (Ml/d) input as +ve 2043-44: 0; Gains in Water Available For Use / Savings in Demand under the selected programme (Ml/d) input as +ve 2044-45: 0; Gains in Water Available For Use / Savings in Demand under the selected programme (Ml/d) input as +ve 2045-46: 0; Gains in Water Available For Use / Savings in Demand under the selected programme (Ml/d) input as +ve 2046-47: 0; Gains in Water Available For Use / Savings in Demand under the selected programme (Ml/d) input as +ve 2047-48: 0; Gains in Water Available For Use / Savings in Demand under the selected programme (Ml/d) input as +ve 2048-49: 0; Gains in Water Available For Use / Savings in Demand under the selected programme (Ml/d) input as +ve 2049-50: 0
52cP | Adjustment to existing potable water export | EE15 | Internal potable transfer | Distribution Options | N | Preferred | AWSSUT | Ml/d | 2 | Gains in Water Available For Use / Savings in Demand under the selected programme (Ml/d) input as +ve 2025-26: 0; Gains in Water Available For Use / Savings in Demand under the selected programme (Ml/d) input as +ve 2026-27: 0; Gains in Water Available For Use / Savings in Demand under the selected programme (Ml/d) input as +ve 2027-28: 0; Gains in Water Available For Use / Savings in Demand under the selected programme (Ml/d) input as +ve 2028-29: 0; Gains in Water Available For Use / Savings in Demand under the selected programme (Ml/d) input as +ve 2029-30: 0; Gains in Water Available For Use / Savings in Demand under the selected programme (Ml/d) input as +ve 2030-31: 0; Gains in Water Available For Use / Savings in Demand under the selected programme (Ml/d) input as +ve 2031-32: 0; Gains in Water Available For Use / Savings in Demand under the selected programme (Ml/d) input as +ve 2032-33: -0.73; Gains in Water Available For Use / Savings in Demand under the selected programme (Ml/d) input as +ve 2033-34: -0.77; Gains in Water Available For Use / Savings in Demand under the selected programme (Ml/d) input as +ve 2034-35: -0.76; Gains in Water Available For Use / Savings in Demand under the selected programme (Ml/d) input as +ve 2035-36: 0; Gains in Water Available For Use / Savings in Demand under the selected programme (Ml/d) input as +ve 2036-37: -0.82; Gains in Water Available For Use / Savings in Demand under the selected programme (Ml/d) input as +ve 2037-38: -0.81; Gains in Water Available For Use / Savings in Demand under the selected programme (Ml/d) input as +ve 2038-39: -0.79; Gains in Water Available For Use / Savings in Demand under the selected programme (Ml/d) input as +ve 2039-40: -0.71; Gains in Water Available For Use / Savings in Demand under the selected programme (Ml/d) input as +ve 2040-41: -0.69; Gains in Water Available For Use / Savings in Demand under the selected programme (Ml/d) input as +ve 2041-42: -0.67; Gains in Water Available For Use / Savings in Demand under the selected programme (Ml/d) input as +ve 2042-43: -0.65; Gains in Water Available For Use / Savings in Demand under the selected programme (Ml/d) input as +ve 2043-44: -0.62; Gains in Water Available For Use / Savings in Demand under the selected programme (Ml/d) input as +ve 2044-45: -0.6; Gains in Water Available For Use / Savings in Demand under the selected programme (Ml/d) input as +ve 2045-46: -0.56; Gains in Water Available For Use / Savings in Demand under the selected programme (Ml/d) input as +ve 2046-47: -0.51; Gains in Water Available For Use / Savings in Demand under the selected programme (Ml/d) input as +ve 2047-48: -0.49; Gains in Water Available For Use / Savings in Demand under the selected programme (Ml/d) input as +ve 2048-49: -0.47; Gains in Water Available For Use / Savings in Demand under the selected programme (Ml/d) input as +ve 2049-50: -0.45
52cP | Norfolk Bradneham to Suffolk Thetford (10 Ml/d) | SUT5 | Internal potable transfer | Distribution Options | N | Preferred | AWSSUT | Ml/d | 2 | Gains in Water Available For Use / Savings in Demand under the selected programme (Ml/d) input as +ve 2025-26: 0; Gains in Water Available For Use / Savings in Demand under the selected programme (Ml/d) input as +ve 2026-27: 0; Gains in Water Available For Use / Savings in Demand under the selected programme (Ml/d) input as +ve 2027-28: 0; Gains in Water Available For Use / Savings in Demand under the selected programme (Ml/d) input as +ve 2028-29: 0; Gains in Water Available For Use / Savings in Demand under the selected programme (Ml/d) input as +ve 2029-30: 0; Gains in Water Available For Use / Savings in Demand under the selected programme (Ml/d) input as +ve 2030-31: 0; Gains in Water Available For Use / Savings in Demand under the selected programme (Ml/d) input as +ve 2031-32: 0; Gains in Water Available For Use / Savings in Demand under the selected programme (Ml/d) input as +ve 2032-33: 2.71; Gains in Water Available For Use / Savings in Demand under the selected programme (Ml/d) input as +ve 2033-34: 2.71; Gains in Water Available For Use / Savings in Demand under the selected programme (Ml/d) input as +ve 2034-35: 2.71; Gains in Water Available For Use / Savings in Demand under the selected programme (Ml/d) input as +ve 2035-36: 2.71; Gains in Water Available For Use / Savings in Demand under the selected programme (Ml/d) input as +ve 2036-37: 9.83; Gains in Water Available For Use / Savings in Demand under the selected programme (Ml/d) input as +ve 2037-38: 9.64; Gains in Water Available For Use / Savings in Demand under the selected programme (Ml/d) input as +ve 2038-39: 9.57; Gains in Water Available For Use / Savings in Demand under the selected programme (Ml/d) input as +ve 2039-40: 9.22; Gains in Water Available For Use / Savings in Demand under the selected programme (Ml/d) input as +ve 2040-41: 9.15; Gains in Water Available For Use / Savings in Demand under the selected programme (Ml/d) input as +ve 2041-42: 9.08; Gains in Water Available For Use / Savings in Demand under the selected programme (Ml/d) input as +ve 2042-43: 8.9; Gains in Water Available For Use / Savings in Demand under the selected programme (Ml/d) input as +ve 2043-44: 8.81; Gains in Water Available For Use / Savings in Demand under the selected programme (Ml/d) input as +ve 2044-45: 8.66; Gains in Water Available For Use / Savings in Demand under the selected programme (Ml/d) input as +ve 2045-46: 8.44; Gains in Water Available For Use / Savings in Demand under the selected programme (Ml/d) input as +ve 2046-47: 8.36; Gains in Water Available For Use / Savings in Demand under the selected programme (Ml/d) input as +ve 2047-48: 8.31; Gains in Water Available For Use / Savings in Demand under the selected programme (Ml/d) input as +ve 2048-49: 8.28; Gains in Water Available For Use / Savings in Demand under the selected programme (Ml/d) input as +ve 2049-50: 8.24
52cP | Suffolk Thetford to Norfolk East Harling potable transfer (5 Ml/d) | NEH3 | Internal potable transfer | Distribution Options | N | Preferred | AWSSUT | Ml/d | 2 | Gains in Water Available For Use / Savings in Demand under the selected programme (Ml/d) input as +ve 2025-26: 0; Gains in Water Available For Use / Savings in Demand under the selected programme (Ml/d) input as +ve 2026-27: 0; Gains in Water Available For Use / Savings in Demand under the selected programme (Ml/d) input as +ve 2027-28: 0; Gains in Water Available For Use / Savings in Demand under the selected programme (Ml/d) input as +ve 2028-29: 0; Gains in Water Available For Use / Savings in Demand under the selected programme (Ml/d) input as +ve 2029-30: 0; Gains in Water Available For Use / Savings in Demand under the selected programme (Ml/d) input as +ve 2030-31: -1.37; Gains in Water Available For Use / Savings in Demand under the selected programme (Ml/d) input as +ve 2031-32: -1.28; Gains in Water Available For Use / Savings in Demand under the selected programme (Ml/d) input as +ve 2032-33: -1.68; Gains in Water Available For Use / Savings in Demand under the selected programme (Ml/d) input as +ve 2033-34: -1.61; Gains in Water Available For Use / Savings in Demand under the selected programme (Ml/d) input as +ve 2034-35: -1.57; Gains in Water Available For Use / Savings in Demand under the selected programme (Ml/d) input as +ve 2035-36: -1.37; Gains in Water Available For Use / Savings in Demand under the selected programme (Ml/d) input as +ve 2036-37: -4.91; Gains in Water Available For Use / Savings in Demand under the selected programme (Ml/d) input as +ve 2037-38: -4.72; Gains in Water Available For Use / Savings in Demand under the selected programme (Ml/d) input as +ve 2038-39: -4.67; Gains in Water Available For Use / Savings in Demand under the selected programme (Ml/d) input as +ve 2039-40: -4.55; Gains in Water Available For Use / Savings in Demand under the selected programme (Ml/d) input as +ve 2040-41: -4.52; Gains in Water Available For Use / Savings in Demand under the selected programme (Ml/d) input as +ve 2041-42: -4.49; Gains in Water Available For Use / Savings in Demand under the selected programme (Ml/d) input as +ve 2042-43: -4.35; Gains in Water Available For Use / Savings in Demand under the selected programme (Ml/d) input as +ve 2043-44: -4.32; Gains in Water Available For Use / Savings in Demand under the selected programme (Ml/d) input as +ve 2044-45: -4.19; Gains in Water Available For Use / Savings in Demand under the selected programme (Ml/d) input as +ve 2045-46: -4.09; Gains in Water Available For Use / Savings in Demand under the selected programme (Ml/d) input as +ve 2046-47: -4.07; Gains in Water Available For Use / Savings in Demand under the selected programme (Ml/d) input as +ve 2047-48: -4.04; Gains in Water Available For Use / Savings in Demand under the selected programme (Ml/d) input as +ve 2048-49: -4.03; Gains in Water Available For Use / Savings in Demand under the selected programme (Ml/d) input as +ve 2049-50: -4.02
51cF | CC Mains Replacement.AWSSUT | CC Mains Replacement.AWSSUT | Mains replacement (not trunk mains) | Distribution Options | N | Least Cost | AWSSUT | Ml/d | 2 | 0 | 0 | 0 | 0 | 0 | 0 | 0.00046261 | 0.00092522 | 0.0013878 | 0.0018504 | 0.002313 | 0.0027757 | 0.0032383 | 0.0037009 | 0.0041635 | 0.0046261 | 0.0050887 | 0.0055513 | 0.0060139 | 0.0064765 | 0.0069391 | 0.0074017 | 0.0078644 | 0.008327 | 0.0087896 | 0.0092522 | 0.0097148 | 0.010177 | 0.01064 | 0.011103 | 0.011565 | 0.012028 | 0.01249 | 0.012953 | 0.013416 | 0.013878 | 0.014341 | 0.014803 | 0.015266 | 0.015729 | 0.016191 | 0.016654 | 0.017117 | 0.017579 | 0.018042 | 0.018504 | 0.018967 | 0.01943 | 0.019892 | 0.020355 | 0.020817 | 0.02128 | 0.021743 | 0.022205 | 0.022668 | 0.02313 | 0.023593 | 0.024056 | 0.024518 | 0.024981 | 0.025443 | 0.025906 | 0.026369 | 0.026831 | 0.027294 | 0.027757 | 0.028219 | 0.028682 | 0.029144 | 0.029607 | 0.03007 | 0.030532 | 0.030995 | 0.031457 | 0.03192 | 0.032383 | 0.032845 | 0.033308 | 0.03377 | 0.034233 | 0.034696
51cF | CC Mains Replacement.AWSSUT | CC Mains Replacement.AWSSUT | Mains replacement (not trunk mains) | Distribution Options | N | Ofwat Core | AWSSUT | Ml/d | 2 | 0 | 0 | 0 | 0 | 0 | 0 | 0.00046261 | 0.00092522 | 0.0013878 | 0.0018504 | 0.002313 | 0.0027757 | 0.0032383 | 0.0037009 | 0.0041635 | 0.0046261 | 0.0050887 | 0.0055513 | 0.0060139 | 0.0064765 | 0.0069391 | 0.0074017 | 0.0078644 | 0.008327 | 0.0087896 | 0.0092522 | 0.0097148 | 0.010177 | 0.01064 | 0.011103 | 0.011565 | 0.012028 | 0.01249 | 0.012953 | 0.013416 | 0.013878 | 0.014341 | 0.014803 | 0.015266 | 0.015729 | 0.016191 | 0.016654 | 0.017117 | 0.017579 | 0.018042 | 0.018504 | 0.018967 | 0.01943 | 0.019892 | 0.020355 | 0.020817 | 0.02128 | 0.021743 | 0.022205 | 0.022668 | 0.02313 | 0.023593 | 0.024056 | 0.024518 | 0.024981 | 0.025443 | 0.025906 | 0.026369 | 0.026831 | 0.027294 | 0.027757 | 0.028219 | 0.028682 | 0.029144 | 0.029607 | 0.03007 | 0.030532 | 0.030995 | 0.031457 | 0.03192 | 0.032383 | 0.032845 | 0.033308 | 0.03377 | 0.034233 | 0.034696
51cP | CC Mains Replacement.AWSSUT | CC Mains Replacement.AWSSUT | Mains replacement (not trunk mains) | Distribution Options | N | Preferred | AWSSUT | Ml/d | 2 | 0 | 0 | 0 | 0 | 0 | 0 | 0.00046261 | 0.00092522 | 0.0013878 | 0.0018504 | 0.002313 | 0.0027757 | 0.0032383 | 0.0037009 | 0.0041635 | 0.0046261 | 0.0050887 | 0.0055513 | 0.0060139 | 0.0064765 | 0.0069391 | 0.0074017 | 0.0078644 | 0.008327 | 0.0087896 | 0.0092522 | 0.0097148 | 0.010177 | 0.01064 | 0.011103 | 0.011565 | 0.012028 | 0.01249 | 0.012953 | 0.013416 | 0.013878 | 0.014341 | 0.014803 | 0.015266 | 0.015729 | 0.016191 | 0.016654 | 0.017117 | 0.017579 | 0.018042 | 0.018504 | 0.018967 | 0.01943 | 0.019892 | 0.020355 | 0.020817 | 0.02128 | 0.021743 | 0.022205 | 0.022668 | 0.02313 | 0.023593 | 0.024056 | 0.024518 | 0.024981 | 0.025443 | 0.025906 | 0.026369 | 0.026831 | 0.027294 | 0.027757 | 0.028219 | 0.028682 | 0.029144 | 0.029607 | 0.03007 | 0.030532 | 0.030995 | 0.031457 | 0.03192 | 0.032383 | 0.032845 | 0.033308 | 0.03377 | 0.034233 | 0.034696
51dF | 1a WRMP24. Smart Showers.AWSSWC | WEF 1a.AWSSWC | Retrofitting indoor water efficiency devices | Customer Options | N | Least Cost | AWSSWC | Ml/d | 2 | Gains in Water Available For Use / Savings in Demand under the selected programme (Ml/d) input as +ve 2019-20: 0; Gains in Water Available For Use / Savings in Demand under the selected programme (Ml/d) input as +ve 2020-21: 0; Gains in Water Available For Use / Savings in Demand under the selected programme (Ml/d) input as +ve 2021-22: 0; Gains in Water Available For Use / Savings in Demand under the selected programme (Ml/d) input as +ve 2022-23: 0; Gains in Water Available For Use / Savings in Demand under the selected programme (Ml/d) input as +ve 2023-24: 0; Gains in Water Available For Use / Savings in Demand under the selected programme (Ml/d) input as +ve 2024-25: 0; Gains in Water Available For Use / Savings in Demand under the selected programme (Ml/d) input as +ve 2025-26: 0.02047; Gains in Water Available For Use / Savings in Demand under the selected programme (Ml/d) input as +ve 2026-27: 0.041277; Gains in Water Available For Use / Savings in Demand under the selected programme (Ml/d) input as +ve 2027-28: 0.059669; Gains in Water Available For Use / Savings in Demand under the selected programme (Ml/d) input as +ve 2028-29: 0.076337; Gains in Water Available For Use / Savings in Demand under the selected programme (Ml/d) input as +ve 2029-30: 0.09161; Gains in Water Available For Use / Savings in Demand under the selected programme (Ml/d) input as +ve 2030-31: 0.091349; Gains in Water Available For Use / Savings in Demand under the selected programme (Ml/d) input as +ve 2031-32: 0.090788; Gains in Water Available For Use / Savings in Demand under the selected programme (Ml/d) input as +ve 2032-33: 0.092018; Gains in Water Available For Use / Savings in Demand under the selected programme (Ml/d) input as +ve 2033-34: 0.094524; Gains in Water Available For Use / Savings in Demand under the selected programme (Ml/d) input as +ve 2034-35: 0.098064; Gains in Water Available For Use / Savings in Demand under the selected programme (Ml/d) input as +ve 2035-36: 0.1016; Gains in Water Available For Use / Savings in Demand under the selected programme (Ml/d) input as +ve 2036-37: 0.10515; Gains in Water Available For Use / Savings in Demand under the selected programme (Ml/d) input as +ve 2037-38: 0.10871; Gains in Water Available For Use / Savings in Demand under the selected programme (Ml/d) input as +ve 2038-39: 0.11226; Gains in Water Available For Use / Savings in Demand under the selected programme (Ml/d) input as +ve 2039-40: 0.11579; Gains in Water Available For Use / Savings in Demand under the selected programme (Ml/d) input as +ve 2040-41: 0.11929; Gains in Water Available For Use / Savings in Demand under the selected programme (Ml/d) input as +ve 2041-42: 0.12278; Gains in Water Available For Use / Savings in Demand under the selected programme (Ml/d) input as +ve 2042-43: 0.12624; Gains in Water Available For Use / Savings in Demand under the selected programme (Ml/d) input as +ve 2043-44: 0.12969; Gains in Water Available For Use / Savings in Demand under the selected programme (Ml/d) input as +ve 2044-45: 0.13312; Gains in Water Available For Use / Savings in Demand under the selected programme (Ml/d) input as +ve 2045-46: 0.13656; Gains in Water Available For Use / Savings in Demand under the selected programme (Ml/d) input as +ve 2046-47: 0.13999; Gains in Water Available For Use / Savings in Demand under the selected programme (Ml/d) input as +ve 2047-48: 0.14342; Gains in Water Available For Use / Savings in Demand under the selected programme (Ml/d) input as +ve 2048-49: 0.14685; Gains in Water Available For Use / Savings in Demand under the selected programme (Ml/d) input as +ve 2049-50: 0.15028
51dF | 1a WRMP24. Smart Showers.AWSSWC | WEF 1a.AWSSWC | Retrofitting indoor water efficiency devices | Customer Options | N | Ofwat Core | AWSSWC | Ml/d | 2 | Gains in Water Available For Use / Savings in Demand under the selected programme (Ml/d) input as +ve 2019-20: 0; Gains in Water Available For Use / Savings in Demand under the selected programme (Ml/d) input as +ve 2020-21: 0; Gains in Water Available For Use / Savings in Demand under the selected programme (Ml/d) input as +ve 2021-22: 0; Gains in Water Available For Use / Savings in Demand under the selected programme (Ml/d) input as +ve 2022-23: 0; Gains in Water Available For Use / Savings in Demand under the selected programme (Ml/d) input as +ve 2023-24: 0; Gains in Water Available For Use / Savings in Demand under the selected programme (Ml/d) input as +ve 2024-25: 0; Gains in Water Available For Use / Savings in Demand under the selected programme (Ml/d) input as +ve 2025-26: 0.02047; Gains in Water Available For Use / Savings in Demand under the selected programme (Ml/d) input as +ve 2026-27: 0.041277; Gains in Water Available For Use / Savings in Demand under the selected programme (Ml/d) input as +ve 2027-28: 0.059669; Gains in Water Available For Use / Savings in Demand under the selected programme (Ml/d) input as +ve 2028-29: 0.076337; Gains in Water Available For Use / Savings in Demand under the selected programme (Ml/d) input as +ve 2029-30: 0.09161; Gains in Water Available For Use / Savings in Demand under the selected programme (Ml/d) input as +ve 2030-31: 0.091349; Gains in Water Available For Use / Savings in Demand under the selected programme (Ml/d) input as +ve 2031-32: 0.090788; Gains in Water Available For Use / Savings in Demand under the selected programme (Ml/d) input as +ve 2032-33: 0.092018; Gains in Water Available For Use / Savings in Demand under the selected programme (Ml/d) input as +ve 2033-34: 0.094524; Gains in Water Available For Use / Savings in Demand under the selected programme (Ml/d) input as +ve 2034-35: 0.098064; Gains in Water Available For Use / Savings in Demand under the selected programme (Ml/d) input as +ve 2035-36: 0.1016; Gains in Water Available For Use / Savings in Demand under the selected programme (Ml/d) input as +ve 2036-37: 0.10515; Gains in Water Available For Use / Savings in Demand under the selected programme (Ml/d) input as +ve 2037-38: 0.10871; Gains in Water Available For Use / Savings in Demand under the selected programme (Ml/d) input as +ve 2038-39: 0.11226; Gains in Water Available For Use / Savings in Demand under the selected programme (Ml/d) input as +ve 2039-40: 0.11579; Gains in Water Available For Use / Savings in Demand under the selected programme (Ml/d) input as +ve 2040-41: 0.11929; Gains in Water Available For Use / Savings in Demand under the selected programme (Ml/d) input as +ve 2041-42: 0.12278; Gains in Water Available For Use / Savings in Demand under the selected programme (Ml/d) input as +ve 2042-43: 0.12624; Gains in Water Available For Use / Savings in Demand under the selected programme (Ml/d) input as +ve 2043-44: 0.12969; Gains in Water Available For Use / Savings in Demand under the selected programme (Ml/d) input as +ve 2044-45: 0.13312; Gains in Water Available For Use / Savings in Demand under the selected programme (Ml/d) input as +ve 2045-46: 0.13656; Gains in Water Available For Use / Savings in Demand under the selected programme (Ml/d) input as +ve 2046-47: 0.13999; Gains in Water Available For Use / Savings in Demand under the selected programme (Ml/d) input as +ve 2047-48: 0.14342; Gains in Water Available For Use / Savings in Demand under the selected programme (Ml/d) input as +ve 2048-49: 0.14685; Gains in Water Available For Use / Savings in Demand under the selected programme (Ml/d) input as +ve 2049-50: 0.15028
51dP | 1a WRMP24. Smart Showers.AWSSWC | WEF 1a.AWSSWC | Retrofitting indoor water efficiency devices | Customer Options | N | Preferred | AWSSWC | Ml/d | 2 | Gains in Water Available For Use / Savings in Demand under the selected programme (Ml/d) input as +ve 2019-20: 0; Gains in Water Available For Use / Savings in Demand under the selected programme (Ml/d) input as +ve 2020-21: 0; Gains in Water Available For Use / Savings in Demand under the selected programme (Ml/d) input as +ve 2021-22: 0; Gains in Water Available For Use / Savings in Demand under the selected programme (Ml/d) input as +ve 2022-23: 0; Gains in Water Available For Use / Savings in Demand under the selected programme (Ml/d) input as +ve 2023-24: 0; Gains in Water Available For Use / Savings in Demand under the selected programme (Ml/d) input as +ve 2024-25: 0; Gains in Water Available For Use / Savings in Demand under the selected programme (Ml/d) input as +ve 2025-26: 0.02047; Gains in Water Available For Use / Savings in Demand under the selected programme (Ml/d) input as +ve 2026-27: 0.041277; Gains in Water Available For Use / Savings in Demand under the selected programme (Ml/d) input as +ve 2027-28: 0.059669; Gains in Water Available For Use / Savings in Demand under the selected programme (Ml/d) input as +ve 2028-29: 0.076337; Gains in Water Available For Use / Savings in Demand under the selected programme (Ml/d) input as +ve 2029-30: 0.09161; Gains in Water Available For Use / Savings in Demand under the selected programme (Ml/d) input as +ve 2030-31: 0.091349; Gains in Water Available For Use / Savings in Demand under the selected programme (Ml/d) input as +ve 2031-32: 0.090788; Gains in Water Available For Use / Savings in Demand under the selected programme (Ml/d) input as +ve 2032-33: 0.092018; Gains in Water Available For Use / Savings in Demand under the selected programme (Ml/d) input as +ve 2033-34: 0.094524; Gains in Water Available For Use / Savings in Demand under the selected programme (Ml/d) input as +ve 2034-35: 0.098064; Gains in Water Available For Use / Savings in Demand under the selected programme (Ml/d) input as +ve 2035-36: 0.1016; Gains in Water Available For Use / Savings in Demand under the selected programme (Ml/d) input as +ve 2036-37: 0.10515; Gains in Water Available For Use / Savings in Demand under the selected programme (Ml/d) input as +ve 2037-38: 0.10871; Gains in Water Available For Use / Savings in Demand under the selected programme (Ml/d) input as +ve 2038-39: 0.11226; Gains in Water Available For Use / Savings in Demand under the selected programme (Ml/d) input as +ve 2039-40: 0.11579; Gains in Water Available For Use / Savings in Demand under the selected programme (Ml/d) input as +ve 2040-41: 0.11929; Gains in Water Available For Use / Savings in Demand under the selected programme (Ml/d) input as +ve 2041-42: 0.12278; Gains in Water Available For Use / Savings in Demand under the selected programme (Ml/d) input as +ve 2042-43: 0.12624; Gains in Water Available For Use / Savings in Demand under the selected programme (Ml/d) input as +ve 2043-44: 0.12969; Gains in Water Available For Use / Savings in Demand under the selected programme (Ml/d) input as +ve 2044-45: 0.13312; Gains in Water Available For Use / Savings in Demand under the selected programme (Ml/d) input as +ve 2045-46: 0.13656; Gains in Water Available For Use / Savings in Demand under the selected programme (Ml/d) input as +ve 2046-47: 0.13999; Gains in Water Available For Use / Savings in Demand under the selected programme (Ml/d) input as +ve 2047-48: 0.14342; Gains in Water Available For Use / Savings in Demand under the selected programme (Ml/d) input as +ve 2048-49: 0.14685; Gains in Water Available For Use / Savings in Demand under the selected programme (Ml/d) input as +ve 2049-50: 0.15028
51dF | 2c WRMP24. Garden Advice.AWSSWC | WEF 2c.AWSSWC | Water efficiency customer education / awareness | Customer Options | N | Least Cost | AWSSWC | Ml/d | 2 | Gains in Water Available For Use / Savings in Demand under the selected programme (Ml/d) input as +ve 2019-20: 0; Gains in Water Available For Use / Savings in Demand under the selected programme (Ml/d) input as +ve 2020-21: 0; Gains in Water Available For Use / Savings in Demand under the selected programme (Ml/d) input as +ve 2021-22: 0; Gains in Water Available For Use / Savings in Demand under the selected programme (Ml/d) input as +ve 2022-23: 0; Gains in Water Available For Use / Savings in Demand under the selected programme (Ml/d) input as +ve 2023-24: 0; Gains in Water Available For Use / Savings in Demand under the selected programme (Ml/d) input as +ve 2024-25: 0; Gains in Water Available For Use / Savings in Demand under the selected programme (Ml/d) input as +ve 2025-26: 0.0033975; Gains in Water Available For Use / Savings in Demand under the selected programme (Ml/d) input as +ve 2026-27: 0.0067876; Gains in Water Available For Use / Savings in Demand under the selected programme (Ml/d) input as +ve 2027-28: 0.010167; Gains in Water Available For Use / Savings in Demand under the selected programme (Ml/d) input as +ve 2028-29: 0.01354; Gains in Water Available For Use / Savings in Demand under the selected programme (Ml/d) input as +ve 2029-30: 0.016906; Gains in Water Available For Use / Savings in Demand under the selected programme (Ml/d) input as +ve 2030-31: 0.020267; Gains in Water Available For Use / Savings in Demand under the selected programme (Ml/d) input as +ve 2031-32: 0.02362; Gains in Water Available For Use / Savings in Demand under the selected programme (Ml/d) input as +ve 2032-33: 0.026965; Gains in Water Available For Use / Savings in Demand under the selected programme (Ml/d) input as +ve 2033-34: 0.030306; Gains in Water Available For Use / Savings in Demand under the selected programme (Ml/d) input as +ve 2034-35: 0.033642; Gains in Water Available For Use / Savings in Demand under the selected programme (Ml/d) input as +ve 2035-36: 0.036975; Gains in Water Available For Use / Savings in Demand under the selected programme (Ml/d) input as +ve 2036-37: 0.040304; Gains in Water Available For Use / Savings in Demand under the selected programme (Ml/d) input as +ve 2037-38: 0.043629; Gains in Water Available For Use / Savings in Demand under the selected programme (Ml/d) input as +ve 2038-39: 0.046949; Gains in Water Available For Use / Savings in Demand under the selected programme (Ml/d) input as +ve 2039-40: 0.050261; Gains in Water Available For Use / Savings in Demand under the selected programme (Ml/d) input as +ve 2040-41: 0.053565; Gains in Water Available For Use / Savings in Demand under the selected programme (Ml/d) input as +ve 2041-42: 0.056862; Gains in Water Available For Use / Savings in Demand under the selected programme (Ml/d) input as +ve 2042-43: 0.060151; Gains in Water Available For Use / Savings in Demand under the selected programme (Ml/d) input as +ve 2043-44: 0.063433; Gains in Water Available For Use / Savings in Demand under the selected programme (Ml/d) input as +ve 2044-45: 0.066706; Gains in Water Available For Use / Savings in Demand under the selected programme (Ml/d) input as +ve 2045-46: 0.069974; Gains in Water Available For Use / Savings in Demand under the selected programme (Ml/d) input as +ve 2046-47: 0.073235; Gains in Water Available For Use / Savings in Demand under the selected programme (Ml/d) input as +ve 2047-48: 0.07649; Gains in Water Available For Use / Savings in Demand under the selected programme (Ml/d) input as +ve 2048-49: 0.079739; Gains in Water Available For Use / Savings in Demand under the selected programme (Ml/d) input as +ve 2049-50: 0.082981
51dF | 2c WRMP24. Garden Advice.AWSSWC | WEF 2c.AWSSWC | Water efficiency customer education / awareness | Customer Options | N | Ofwat Core | AWSSWC | Ml/d | 2 | Gains in Water Available For Use / Savings in Demand under the selected programme (Ml/d) input as +ve 2019-20: 0; Gains in Water Available For Use / Savings in Demand under the selected programme (Ml/d) input as +ve 2020-21: 0; Gains in Water Available For Use / Savings in Demand under the selected programme (Ml/d) input as +ve 2021-22: 0; Gains in Water Available For Use / Savings in Demand under the selected programme (Ml/d) input as +ve 2022-23: 0; Gains in Water Available For Use / Savings in Demand under the selected programme (Ml/d) input as +ve 2023-24: 0; Gains in Water Available For Use / Savings in Demand under the selected programme (Ml/d) input as +ve 2024-25: 0; Gains in Water Available For Use / Savings in Demand under the selected programme (Ml/d) input as +ve 2025-26: 0.0033975; Gains in Water Available For Use / Savings in Demand under the selected programme (Ml/d) input as +ve 2026-27: 0.0067876; Gains in Water Available For Use / Savings in Demand under the selected programme (Ml/d) input as +ve 2027-28: 0.010167; Gains in Water Available For Use / Savings in Demand under the selected programme (Ml/d) input as +ve 2028-29: 0.01354; Gains in Water Available For Use / Savings in Demand under the selected programme (Ml/d) input as +ve 2029-30: 0.016906; Gains in Water Available For Use / Savings in Demand under the selected programme (Ml/d) input as +ve 2030-31: 0.020267; Gains in Water Available For Use / Savings in Demand under the selected programme (Ml/d) input as +ve 2031-32: 0.02362; Gains in Water Available For Use / Savings in Demand under the selected programme (Ml/d) input as +ve 2032-33: 0.026965; Gains in Water Available For Use / Savings in Demand under the selected programme (Ml/d) input as +ve 2033-34: 0.030306; Gains in Water Available For Use / Savings in Demand under the selected programme (Ml/d) input as +ve 2034-35: 0.033642; Gains in Water Available For Use / Savings in Demand under the selected programme (Ml/d) input as +ve 2035-36: 0.036975; Gains in Water Available For Use / Savings in Demand under the selected programme (Ml/d) input as +ve 2036-37: 0.040304; Gains in Water Available For Use / Savings in Demand under the selected programme (Ml/d) input as +ve 2037-38: 0.043629; Gains in Water Available For Use / Savings in Demand under the selected programme (Ml/d) input as +ve 2038-39: 0.046949; Gains in Water Available For Use / Savings in Demand under the selected programme (Ml/d) input as +ve 2039-40: 0.050261; Gains in Water Available For Use / Savings in Demand under the selected programme (Ml/d) input as +ve 2040-41: 0.053565; Gains in Water Available For Use / Savings in Demand under the selected programme (Ml/d) input as +ve 2041-42: 0.056862; Gains in Water Available For Use / Savings in Demand under the selected programme (Ml/d) input as +ve 2042-43: 0.060151; Gains in Water Available For Use / Savings in Demand under the selected programme (Ml/d) input as +ve 2043-44: 0.063433; Gains in Water Available For Use / Savings in Demand under the selected programme (Ml/d) input as +ve 2044-45: 0.066706; Gains in Water Available For Use / Savings in Demand under the selected programme (Ml/d) input as +ve 2045-46: 0.069974; Gains in Water Available For Use / Savings in Demand under the selected programme (Ml/d) input as +ve 2046-47: 0.073235; Gains in Water Available For Use / Savings in Demand under the selected programme (Ml/d) input as +ve 2047-48: 0.07649; Gains in Water Available For Use / Savings in Demand under the selected programme (Ml/d) input as +ve 2048-49: 0.079739; Gains in Water Available For Use / Savings in Demand under the selected programme (Ml/d) input as +ve 2049-50: 0.082981
51dP | 2c WRMP24. Garden Advice.AWSSWC | WEF 2c.AWSSWC | Water efficiency customer education / awareness | Customer Options | N | Preferred | AWSSWC | Ml/d | 2 | Gains in Water Available For Use / Savings in Demand under the selected programme (Ml/d) input as +ve 2019-20: 0; Gains in Water Available For Use / Savings in Demand under the selected programme (Ml/d) input as +ve 2020-21: 0; Gains in Water Available For Use / Savings in Demand under the selected programme (Ml/d) input as +ve 2021-22: 0; Gains in Water Available For Use / Savings in Demand under the selected programme (Ml/d) input as +ve 2022-23: 0; Gains in Water Available For Use / Savings in Demand under the selected programme (Ml/d) input as +ve 2023-24: 0; Gains in Water Available For Use / Savings in Demand under the selected programme (Ml/d) input as +ve 2024-25: 0; Gains in Water Available For Use / Savings in Demand under the selected programme (Ml/d) input as +ve 2025-26: 0.0033975; Gains in Water Available For Use / Savings in Demand under the selected programme (Ml/d) input as +ve 2026-27: 0.0067876; Gains in Water Available For Use / Savings in Demand under the selected programme (Ml/d) input as +ve 2027-28: 0.010167; Gains in Water Available For Use / Savings in Demand under the selected programme (Ml/d) input as +ve 2028-29: 0.01354; Gains in Water Available For Use / Savings in Demand under the selected programme (Ml/d) input as +ve 2029-30: 0.016906; Gains in Water Available For Use / Savings in Demand under the selected programme (Ml/d) input as +ve 2030-31: 0.020267; Gains in Water Available For Use / Savings in Demand under the selected programme (Ml/d) input as +ve 2031-32: 0.02362; Gains in Water Available For Use / Savings in Demand under the selected programme (Ml/d) input as +ve 2032-33: 0.026965; Gains in Water Available For Use / Savings in Demand under the selected programme (Ml/d) input as +ve 2033-34: 0.030306; Gains in Water Available For Use / Savings in Demand under the selected programme (Ml/d) input as +ve 2034-35: 0.033642; Gains in Water Available For Use / Savings in Demand under the selected programme (Ml/d) input as +ve 2035-36: 0.036975; Gains in Water Available For Use / Savings in Demand under the selected programme (Ml/d) input as +ve 2036-37: 0.040304; Gains in Water Available For Use / Savings in Demand under the selected programme (Ml/d) input as +ve 2037-38: 0.043629; Gains in Water Available For Use / Savings in Demand under the selected programme (Ml/d) input as +ve 2038-39: 0.046949; Gains in Water Available For Use / Savings in Demand under the selected programme (Ml/d) input as +ve 2039-40: 0.050261; Gains in Water Available For Use / Savings in Demand under the selected programme (Ml/d) input as +ve 2040-41: 0.053565; Gains in Water Available For Use / Savings in Demand under the selected programme (Ml/d) input as +ve 2041-42: 0.056862; Gains in Water Available For Use / Savings in Demand under the selected programme (Ml/d) input as +ve 2042-43: 0.060151; Gains in Water Available For Use / Savings in Demand under the selected programme (Ml/d) input as +ve 2043-44: 0.063433; Gains in Water Available For Use / Savings in Demand under the selected programme (Ml/d) input as +ve 2044-45: 0.066706; Gains in Water Available For Use / Savings in Demand under the selected programme (Ml/d) input as +ve 2045-46: 0.069974; Gains in Water Available For Use / Savings in Demand under the selected programme (Ml/d) input as +ve 2046-47: 0.073235; Gains in Water Available For Use / Savings in Demand under the selected programme (Ml/d) input as +ve 2047-48: 0.07649; Gains in Water Available For Use / Savings in Demand under the selected programme (Ml/d) input as +ve 2048-49: 0.079739; Gains in Water Available For Use / Savings in Demand under the selected programme (Ml/d) input as +ve 2049-50: 0.082981
51dF | 3a WRMP24. Community Reward.AWSSWC | WEF 3a.AWSSWC | Water efficiency customer education / awareness | Customer Options | N | Least Cost | AWSSWC | Ml/d | 2 | Gains in Water Available For Use / Savings in Demand under the selected programme (Ml/d) input as +ve 2019-20: 0; Gains in Water Available For Use / Savings in Demand under the selected programme (Ml/d) input as +ve 2020-21: 0; Gains in Water Available For Use / Savings in Demand under the selected programme (Ml/d) input as +ve 2021-22: 0; Gains in Water Available For Use / Savings in Demand under the selected programme (Ml/d) input as +ve 2022-23: 0; Gains in Water Available For Use / Savings in Demand under the selected programme (Ml/d) input as +ve 2023-24: 0; Gains in Water Available For Use / Savings in Demand under the selected programme (Ml/d) input as +ve 2024-25: 0; Gains in Water Available For Use / Savings in Demand under the selected programme (Ml/d) input as +ve 2025-26: 0.0067851; Gains in Water Available For Use / Savings in Demand under the selected programme (Ml/d) input as +ve 2026-27: 0.013507; Gains in Water Available For Use / Savings in Demand under the selected programme (Ml/d) input as +ve 2027-28: 0.019394; Gains in Water Available For Use / Savings in Demand under the selected programme (Ml/d) input as +ve 2028-29: 0.024675; Gains in Water Available For Use / Savings in Demand under the selected programme (Ml/d) input as +ve 2029-30: 0.029466; Gains in Water Available For Use / Savings in Demand under the selected programme (Ml/d) input as +ve 2030-31: 0.034211; Gains in Water Available For Use / Savings in Demand under the selected programme (Ml/d) input as +ve 2031-32: 0.038909; Gains in Water Available For Use / Savings in Demand under the selected programme (Ml/d) input as +ve 2032-33: 0.043581; Gains in Water Available For Use / Savings in Demand under the selected programme (Ml/d) input as +ve 2033-34: 0.048234; Gains in Water Available For Use / Savings in Demand under the selected programme (Ml/d) input as +ve 2034-35: 0.052871; Gains in Water Available For Use / Savings in Demand under the selected programme (Ml/d) input as +ve 2035-36: 0.05749; Gains in Water Available For Use / Savings in Demand under the selected programme (Ml/d) input as +ve 2036-37: 0.06209; Gains in Water Available For Use / Savings in Demand under the selected programme (Ml/d) input as +ve 2037-38: 0.066672; Gains in Water Available For Use / Savings in Demand under the selected programme (Ml/d) input as +ve 2038-39: 0.071238; Gains in Water Available For Use / Savings in Demand under the selected programme (Ml/d) input as +ve 2039-40: 0.075792; Gains in Water Available For Use / Savings in Demand under the selected programme (Ml/d) input as +ve 2040-41: 0.075872; Gains in Water Available For Use / Savings in Demand under the selected programme (Ml/d) input as +ve 2041-42: 0.076041; Gains in Water Available For Use / Savings in Demand under the selected programme (Ml/d) input as +ve 2042-43: 0.076756; Gains in Water Available For Use / Savings in Demand under the selected programme (Ml/d) input as +ve 2043-44: 0.077871; Gains in Water Available For Use / Savings in Demand under the selected programme (Ml/d) input as +ve 2044-45: 0.079304; Gains in Water Available For Use / Savings in Demand under the selected programme (Ml/d) input as +ve 2045-46: 0.080768; Gains in Water Available For Use / Savings in Demand under the selected programme (Ml/d) input as +ve 2046-47: 0.08226; Gains in Water Available For Use / Savings in Demand under the selected programme (Ml/d) input as +ve 2047-48: 0.083761; Gains in Water Available For Use / Savings in Demand under the selected programme (Ml/d) input as +ve 2048-49: 0.085266; Gains in Water Available For Use / Savings in Demand under the selected programme (Ml/d) input as +ve 2049-50: 0.086775
51dF | 3a WRMP24. Community Reward.AWSSWC | WEF 3a.AWSSWC | Water efficiency customer education / awareness | Customer Options | N | Ofwat Core | AWSSWC | Ml/d | 2 | Gains in Water Available For Use / Savings in Demand under the selected programme (Ml/d) input as +ve 2019-20: 0; Gains in Water Available For Use / Savings in Demand under the selected programme (Ml/d) input as +ve 2020-21: 0; Gains in Water Available For Use / Savings in Demand under the selected programme (Ml/d) input as +ve 2021-22: 0; Gains in Water Available For Use / Savings in Demand under the selected programme (Ml/d) input as +ve 2022-23: 0; Gains in Water Available For Use / Savings in Demand under the selected programme (Ml/d) input as +ve 2023-24: 0; Gains in Water Available For Use / Savings in Demand under the selected programme (Ml/d) input as +ve 2024-25: 0; Gains in Water Available For Use / Savings in Demand under the selected programme (Ml/d) input as +ve 2025-26: 0.0067851; Gains in Water Available For Use / Savings in Demand under the selected programme (Ml/d) input as +ve 2026-27: 0.013507; Gains in Water Available For Use / Savings in Demand under the selected programme (Ml/d) input as +ve 2027-28: 0.019394; Gains in Water Available For Use / Savings in Demand under the selected programme (Ml/d) input as +ve 2028-29: 0.024675; Gains in Water Available For Use / Savings in Demand under the selected programme (Ml/d) input as +ve 2029-30: 0.029466; Gains in Water Available For Use / Savings in Demand under the selected programme (Ml/d) input as +ve 2030-31: 0.034211; Gains in Water Available For Use / Savings in Demand under the selected programme (Ml/d) input as +ve 2031-32: 0.038909; Gains in Water Available For Use / Savings in Demand under the selected programme (Ml/d) input as +ve 2032-33: 0.043581; Gains in Water Available For Use / Savings in Demand under the selected programme (Ml/d) input as +ve 2033-34: 0.048234; Gains in Water Available For Use / Savings in Demand under the selected programme (Ml/d) input as +ve 2034-35: 0.052871; Gains in Water Available For Use / Savings in Demand under the selected programme (Ml/d) input as +ve 2035-36: 0.05749; Gains in Water Available For Use / Savings in Demand under the selected programme (Ml/d) input as +ve 2036-37: 0.06209; Gains in Water Available For Use / Savings in Demand under the selected programme (Ml/d) input as +ve 2037-38: 0.066672; Gains in Water Available For Use / Savings in Demand under the selected programme (Ml/d) input as +ve 2038-39: 0.071238; Gains in Water Available For Use / Savings in Demand under the selected programme (Ml/d) input as +ve 2039-40: 0.075792; Gains in Water Available For Use / Savings in Demand under the selected programme (Ml/d) input as +ve 2040-41: 0.075872; Gains in Water Available For Use / Savings in Demand under the selected programme (Ml/d) input as +ve 2041-42: 0.076041; Gains in Water Available For Use / Savings in Demand under the selected programme (Ml/d) input as +ve 2042-43: 0.076756; Gains in Water Available For Use / Savings in Demand under the selected programme (Ml/d) input as +ve 2043-44: 0.077871; Gains in Water Available For Use / Savings in Demand under the selected programme (Ml/d) input as +ve 2044-45: 0.079304; Gains in Water Available For Use / Savings in Demand under the selected programme (Ml/d) input as +ve 2045-46: 0.080768; Gains in Water Available For Use / Savings in Demand under the selected programme (Ml/d) input as +ve 2046-47: 0.08226; Gains in Water Available For Use / Savings in Demand under the selected programme (Ml/d) input as +ve 2047-48: 0.083761; Gains in Water Available For Use / Savings in Demand under the selected programme (Ml/d) input as +ve 2048-49: 0.085266; Gains in Water Available For Use / Savings in Demand under the selected programme (Ml/d) input as +ve 2049-50: 0.086775
51dP | 3a WRMP24. Community Reward.AWSSWC | WEF 3a.AWSSWC | Water efficiency customer education / awareness | Customer Options | N | Preferred | AWSSWC | Ml/d | 2 | Gains in Water Available For Use / Savings in Demand under the selected programme (Ml/d) input as +ve 2019-20: 0; Gains in Water Available For Use / Savings in Demand under the selected programme (Ml/d) input as +ve 2020-21: 0; Gains in Water Available For Use / Savings in Demand under the selected programme (Ml/d) input as +ve 2021-22: 0; Gains in Water Available For Use / Savings in Demand under the selected programme (Ml/d) input as +ve 2022-23: 0; Gains in Water Available For Use / Savings in Demand under the selected programme (Ml/d) input as +ve 2023-24: 0; Gains in Water Available For Use / Savings in Demand under the selected programme (Ml/d) input as +ve 2024-25: 0; Gains in Water Available For Use / Savings in Demand under the selected programme (Ml/d) input as +ve 2025-26: 0.0067851; Gains in Water Available For Use / Savings in Demand under the selected programme (Ml/d) input as +ve 2026-27: 0.013507; Gains in Water Available For Use / Savings in Demand under the selected programme (Ml/d) input as +ve 2027-28: 0.019394; Gains in Water Available For Use / Savings in Demand under the selected programme (Ml/d) input as +ve 2028-29: 0.024675; Gains in Water Available For Use / Savings in Demand under the selected programme (Ml/d) input as +ve 2029-30: 0.029466; Gains in Water Available For Use / Savings in Demand under the selected programme (Ml/d) input as +ve 2030-31: 0.034211; Gains in Water Available For Use / Savings in Demand under the selected programme (Ml/d) input as +ve 2031-32: 0.038909; Gains in Water Available For Use / Savings in Demand under the selected programme (Ml/d) input as +ve 2032-33: 0.043581; Gains in Water Available For Use / Savings in Demand under the selected programme (Ml/d) input as +ve 2033-34: 0.048234; Gains in Water Available For Use / Savings in Demand under the selected programme (Ml/d) input as +ve 2034-35: 0.052871; Gains in Water Available For Use / Savings in Demand under the selected programme (Ml/d) input as +ve 2035-36: 0.05749; Gains in Water Available For Use / Savings in Demand under the selected programme (Ml/d) input as +ve 2036-37: 0.06209; Gains in Water Available For Use / Savings in Demand under the selected programme (Ml/d) input as +ve 2037-38: 0.066672; Gains in Water Available For Use / Savings in Demand under the selected programme (Ml/d) input as +ve 2038-39: 0.071238; Gains in Water Available For Use / Savings in Demand under the selected programme (Ml/d) input as +ve 2039-40: 0.075792; Gains in Water Available For Use / Savings in Demand under the selected programme (Ml/d) input as +ve 2040-41: 0.075872; Gains in Water Available For Use / Savings in Demand under the selected programme (Ml/d) input as +ve 2041-42: 0.076041; Gains in Water Available For Use / Savings in Demand under the selected programme (Ml/d) input as +ve 2042-43: 0.076756; Gains in Water Available For Use / Savings in Demand under the selected programme (Ml/d) input as +ve 2043-44: 0.077871; Gains in Water Available For Use / Savings in Demand under the selected programme (Ml/d) input as +ve 2044-45: 0.079304; Gains in Water Available For Use / Savings in Demand under the selected programme (Ml/d) input as +ve 2045-46: 0.080768; Gains in Water Available For Use / Savings in Demand under the selected programme (Ml/d) input as +ve 2046-47: 0.08226; Gains in Water Available For Use / Savings in Demand under the selected programme (Ml/d) input as +ve 2047-48: 0.083761; Gains in Water Available For Use / Savings in Demand under the selected programme (Ml/d) input as +ve 2048-49: 0.085266; Gains in Water Available For Use / Savings in Demand under the selected programme (Ml/d) input as +ve 2049-50: 0.086775
51dF | 4a WRMP24. PL Uplift - Vulnerable Customers.AWSSWC | WEF 4a.AWSSWC | Other water efficiency | Customer Options | N | Least Cost | AWSSWC | Ml/d | 2 | Gains in Water Available For Use / Savings in Demand under the selected programme (Ml/d) input as +ve 2019-20: 0; Gains in Water Available For Use / Savings in Demand under the selected programme (Ml/d) input as +ve 2020-21: 0; Gains in Water Available For Use / Savings in Demand under the selected programme (Ml/d) input as +ve 2021-22: 0; Gains in Water Available For Use / Savings in Demand under the selected programme (Ml/d) input as +ve 2022-23: 0; Gains in Water Available For Use / Savings in Demand under the selected programme (Ml/d) input as +ve 2023-24: 0; Gains in Water Available For Use / Savings in Demand under the selected programme (Ml/d) input as +ve 2024-25: 0; Gains in Water Available For Use / Savings in Demand under the selected programme (Ml/d) input as +ve 2025-26: 0.014277; Gains in Water Available For Use / Savings in Demand under the selected programme (Ml/d) input as +ve 2026-27: 0.020903; Gains in Water Available For Use / Savings in Demand under the selected programme (Ml/d) input as +ve 2027-28: 0.025479; Gains in Water Available For Use / Savings in Demand under the selected programme (Ml/d) input as +ve 2028-29: 0.030183; Gains in Water Available For Use / Savings in Demand under the selected programme (Ml/d) input as +ve 2029-30: 0.034972; Gains in Water Available For Use / Savings in Demand under the selected programme (Ml/d) input as +ve 2030-31: 0.03987; Gains in Water Available For Use / Savings in Demand under the selected programme (Ml/d) input as +ve 2031-32: 0.044827; Gains in Water Available For Use / Savings in Demand under the selected programme (Ml/d) input as +ve 2032-33: 0.045343; Gains in Water Available For Use / Savings in Demand under the selected programme (Ml/d) input as +ve 2033-34: 0.045849; Gains in Water Available For Use / Savings in Demand under the selected programme (Ml/d) input as +ve 2034-35: 0.046344; Gains in Water Available For Use / Savings in Demand under the selected programme (Ml/d) input as +ve 2035-36: 0.04683; Gains in Water Available For Use / Savings in Demand under the selected programme (Ml/d) input as +ve 2036-37: 0.047306; Gains in Water Available For Use / Savings in Demand under the selected programme (Ml/d) input as +ve 2037-38: 0.047773; Gains in Water Available For Use / Savings in Demand under the selected programme (Ml/d) input as +ve 2038-39: 0.04823; Gains in Water Available For Use / Savings in Demand under the selected programme (Ml/d) input as +ve 2039-40: 0.048624; Gains in Water Available For Use / Savings in Demand under the selected programme (Ml/d) input as +ve 2040-41: 0.049012; Gains in Water Available For Use / Savings in Demand under the selected programme (Ml/d) input as +ve 2041-42: 0.049392; Gains in Water Available For Use / Savings in Demand under the selected programme (Ml/d) input as +ve 2042-43: 0.049765; Gains in Water Available For Use / Savings in Demand under the selected programme (Ml/d) input as +ve 2043-44: 0.050131; Gains in Water Available For Use / Savings in Demand under the selected programme (Ml/d) input as +ve 2044-45: 0.050492; Gains in Water Available For Use / Savings in Demand under the selected programme (Ml/d) input as +ve 2045-46: 0.050815; Gains in Water Available For Use / Savings in Demand under the selected programme (Ml/d) input as +ve 2046-47: 0.051133; Gains in Water Available For Use / Savings in Demand under the selected programme (Ml/d) input as +ve 2047-48: 0.051446; Gains in Water Available For Use / Savings in Demand under the selected programme (Ml/d) input as +ve 2048-49: 0.051752; Gains in Water Available For Use / Savings in Demand under the selected programme (Ml/d) input as +ve 2049-50: 0.052036
51dF | 4a WRMP24. PL Uplift - Vulnerable Customers.AWSSWC | WEF 4a.AWSSWC | Other water efficiency | Customer Options | N | Ofwat Core | AWSSWC | Ml/d | 2 | Gains in Water Available For Use / Savings in Demand under the selected programme (Ml/d) input as +ve 2019-20: 0; Gains in Water Available For Use / Savings in Demand under the selected programme (Ml/d) input as +ve 2020-21: 0; Gains in Water Available For Use / Savings in Demand under the selected programme (Ml/d) input as +ve 2021-22: 0; Gains in Water Available For Use / Savings in Demand under the selected programme (Ml/d) input as +ve 2022-23: 0; Gains in Water Available For Use / Savings in Demand under the selected programme (Ml/d) input as +ve 2023-24: 0; Gains in Water Available For Use / Savings in Demand under the selected programme (Ml/d) input as +ve 2024-25: 0; Gains in Water Available For Use / Savings in Demand under the selected programme (Ml/d) input as +ve 2025-26: 0.014277; Gains in Water Available For Use / Savings in Demand under the selected programme (Ml/d) input as +ve 2026-27: 0.020903; Gains in Water Available For Use / Savings in Demand under the selected programme (Ml/d) input as +ve 2027-28: 0.025479; Gains in Water Available For Use / Savings in Demand under the selected programme (Ml/d) input as +ve 2028-29: 0.030183; Gains in Water Available For Use / Savings in Demand under the selected programme (Ml/d) input as +ve 2029-30: 0.034972; Gains in Water Available For Use / Savings in Demand under the selected programme (Ml/d) input as +ve 2030-31: 0.03987; Gains in Water Available For Use / Savings in Demand under the selected programme (Ml/d) input as +ve 2031-32: 0.044827; Gains in Water Available For Use / Savings in Demand under the selected programme (Ml/d) input as +ve 2032-33: 0.045343; Gains in Water Available For Use / Savings in Demand under the selected programme (Ml/d) input as +ve 2033-34: 0.045849; Gains in Water Available For Use / Savings in Demand under the selected programme (Ml/d) input as +ve 2034-35: 0.046344; Gains in Water Available For Use / Savings in Demand under the selected programme (Ml/d) input as +ve 2035-36: 0.04683; Gains in Water Available For Use / Savings in Demand under the selected programme (Ml/d) input as +ve 2036-37: 0.047306; Gains in Water Available For Use / Savings in Demand under the selected programme (Ml/d) input as +ve 2037-38: 0.047773; Gains in Water Available For Use / Savings in Demand under the selected programme (Ml/d) input as +ve 2038-39: 0.04823; Gains in Water Available For Use / Savings in Demand under the selected programme (Ml/d) input as +ve 2039-40: 0.048624; Gains in Water Available For Use / Savings in Demand under the selected programme (Ml/d) input as +ve 2040-41: 0.049012; Gains in Water Available For Use / Savings in Demand under the selected programme (Ml/d) input as +ve 2041-42: 0.049392; Gains in Water Available For Use / Savings in Demand under the selected programme (Ml/d) input as +ve 2042-43: 0.049765; Gains in Water Available For Use / Savings in Demand under the selected programme (Ml/d) input as +ve 2043-44: 0.050131; Gains in Water Available For Use / Savings in Demand under the selected programme (Ml/d) input as +ve 2044-45: 0.050492; Gains in Water Available For Use / Savings in Demand under the selected programme (Ml/d) input as +ve 2045-46: 0.050815; Gains in Water Available For Use / Savings in Demand under the selected programme (Ml/d) input as +ve 2046-47: 0.051133; Gains in Water Available For Use / Savings in Demand under the selected programme (Ml/d) input as +ve 2047-48: 0.051446; Gains in Water Available For Use / Savings in Demand under the selected programme (Ml/d) input as +ve 2048-49: 0.051752; Gains in Water Available For Use / Savings in Demand under the selected programme (Ml/d) input as +ve 2049-50: 0.052036
51dP | 4a WRMP24. PL Uplift - Vulnerable Customers.AWSSWC | WEF 4a.AWSSWC | Other water efficiency | Customer Options | N | Preferred | AWSSWC | Ml/d | 2 | Gains in Water Available For Use / Savings in Demand under the selected programme (Ml/d) input as +ve 2019-20: 0; Gains in Water Available For Use / Savings in Demand under the selected programme (Ml/d) input as +ve 2020-21: 0; Gains in Water Available For Use / Savings in Demand under the selected programme (Ml/d) input as +ve 2021-22: 0; Gains in Water Available For Use / Savings in Demand under the selected programme (Ml/d) input as +ve 2022-23: 0; Gains in Water Available For Use / Savings in Demand under the selected programme (Ml/d) input as +ve 2023-24: 0; Gains in Water Available For Use / Savings in Demand under the selected programme (Ml/d) input as +ve 2024-25: 0; Gains in Water Available For Use / Savings in Demand under the selected programme (Ml/d) input as +ve 2025-26: 0.014277; Gains in Water Available For Use / Savings in Demand under the selected programme (Ml/d) input as +ve 2026-27: 0.020903; Gains in Water Available For Use / Savings in Demand under the selected programme (Ml/d) input as +ve 2027-28: 0.025479; Gains in Water Available For Use / Savings in Demand under the selected programme (Ml/d) input as +ve 2028-29: 0.030183; Gains in Water Available For Use / Savings in Demand under the selected programme (Ml/d) input as +ve 2029-30: 0.034972; Gains in Water Available For Use / Savings in Demand under the selected programme (Ml/d) input as +ve 2030-31: 0.03987; Gains in Water Available For Use / Savings in Demand under the selected programme (Ml/d) input as +ve 2031-32: 0.044827; Gains in Water Available For Use / Savings in Demand under the selected programme (Ml/d) input as +ve 2032-33: 0.045343; Gains in Water Available For Use / Savings in Demand under the selected programme (Ml/d) input as +ve 2033-34: 0.045849; Gains in Water Available For Use / Savings in Demand under the selected programme (Ml/d) input as +ve 2034-35: 0.046344; Gains in Water Available For Use / Savings in Demand under the selected programme (Ml/d) input as +ve 2035-36: 0.04683; Gains in Water Available For Use / Savings in Demand under the selected programme (Ml/d) input as +ve 2036-37: 0.047306; Gains in Water Available For Use / Savings in Demand under the selected programme (Ml/d) input as +ve 2037-38: 0.047773; Gains in Water Available For Use / Savings in Demand under the selected programme (Ml/d) input as +ve 2038-39: 0.04823; Gains in Water Available For Use / Savings in Demand under the selected programme (Ml/d) input as +ve 2039-40: 0.048624; Gains in Water Available For Use / Savings in Demand under the selected programme (Ml/d) input as +ve 2040-41: 0.049012; Gains in Water Available For Use / Savings in Demand under the selected programme (Ml/d) input as +ve 2041-42: 0.049392; Gains in Water Available For Use / Savings in Demand under the selected programme (Ml/d) input as +ve 2042-43: 0.049765; Gains in Water Available For Use / Savings in Demand under the selected programme (Ml/d) input as +ve 2043-44: 0.050131; Gains in Water Available For Use / Savings in Demand under the selected programme (Ml/d) input as +ve 2044-45: 0.050492; Gains in Water Available For Use / Savings in Demand under the selected programme (Ml/d) input as +ve 2045-46: 0.050815; Gains in Water Available For Use / Savings in Demand under the selected programme (Ml/d) input as +ve 2046-47: 0.051133; Gains in Water Available For Use / Savings in Demand under the selected programme (Ml/d) input as +ve 2047-48: 0.051446; Gains in Water Available For Use / Savings in Demand under the selected programme (Ml/d) input as +ve 2048-49: 0.051752; Gains in Water Available For Use / Savings in Demand under the selected programme (Ml/d) input as +ve 2049-50: 0.052036
51dF | 4c-PL WRMP24. PL uplift - Non-Vulnerable Customers.AWSSWC | WEF 4c-PL.AWSSWC | Other water efficiency | Customer Options | N | Least Cost | AWSSWC | Ml/d | 2 | Gains in Water Available For Use / Savings in Demand under the selected programme (Ml/d) input as +ve 2019-20: 0; Gains in Water Available For Use / Savings in Demand under the selected programme (Ml/d) input as +ve 2020-21: 0; Gains in Water Available For Use / Savings in Demand under the selected programme (Ml/d) input as +ve 2021-22: 0; Gains in Water Available For Use / Savings in Demand under the selected programme (Ml/d) input as +ve 2022-23: 0; Gains in Water Available For Use / Savings in Demand under the selected programme (Ml/d) input as +ve 2023-24: 0; Gains in Water Available For Use / Savings in Demand under the selected programme (Ml/d) input as +ve 2024-25: 0; Gains in Water Available For Use / Savings in Demand under the selected programme (Ml/d) input as +ve 2025-26: 0.12327; Gains in Water Available For Use / Savings in Demand under the selected programme (Ml/d) input as +ve 2026-27: 0.18048; Gains in Water Available For Use / Savings in Demand under the selected programme (Ml/d) input as +ve 2027-28: 0.21999; Gains in Water Available For Use / Savings in Demand under the selected programme (Ml/d) input as +ve 2028-29: 0.2606; Gains in Water Available For Use / Savings in Demand under the selected programme (Ml/d) input as +ve 2029-30: 0.30195; Gains in Water Available For Use / Savings in Demand under the selected programme (Ml/d) input as +ve 2030-31: 0.34424; Gains in Water Available For Use / Savings in Demand under the selected programme (Ml/d) input as +ve 2031-32: 0.38704; Gains in Water Available For Use / Savings in Demand under the selected programme (Ml/d) input as +ve 2032-33: 0.3915; Gains in Water Available For Use / Savings in Demand under the selected programme (Ml/d) input as +ve 2033-34: 0.39586; Gains in Water Available For Use / Savings in Demand under the selected programme (Ml/d) input as +ve 2034-35: 0.40014; Gains in Water Available For Use / Savings in Demand under the selected programme (Ml/d) input as +ve 2035-36: 0.40433; Gains in Water Available For Use / Savings in Demand under the selected programme (Ml/d) input as +ve 2036-37: 0.40845; Gains in Water Available For Use / Savings in Demand under the selected programme (Ml/d) input as +ve 2037-38: 0.41248; Gains in Water Available For Use / Savings in Demand under the selected programme (Ml/d) input as +ve 2038-39: 0.41642; Gains in Water Available For Use / Savings in Demand under the selected programme (Ml/d) input as +ve 2039-40: 0.41982; Gains in Water Available For Use / Savings in Demand under the selected programme (Ml/d) input as +ve 2040-41: 0.42317; Gains in Water Available For Use / Savings in Demand under the selected programme (Ml/d) input as +ve 2041-42: 0.42645; Gains in Water Available For Use / Savings in Demand under the selected programme (Ml/d) input as +ve 2042-43: 0.42967; Gains in Water Available For Use / Savings in Demand under the selected programme (Ml/d) input as +ve 2043-44: 0.43284; Gains in Water Available For Use / Savings in Demand under the selected programme (Ml/d) input as +ve 2044-45: 0.43595; Gains in Water Available For Use / Savings in Demand under the selected programme (Ml/d) input as +ve 2045-46: 0.43874; Gains in Water Available For Use / Savings in Demand under the selected programme (Ml/d) input as +ve 2046-47: 0.44149; Gains in Water Available For Use / Savings in Demand under the selected programme (Ml/d) input as +ve 2047-48: 0.44418; Gains in Water Available For Use / Savings in Demand under the selected programme (Ml/d) input as +ve 2048-49: 0.44683; Gains in Water Available For Use / Savings in Demand under the selected programme (Ml/d) input as +ve 2049-50: 0.44928
51dF | 4c-PL WRMP24. PL uplift - Non-Vulnerable Customers.AWSSWC | WEF 4c-PL.AWSSWC | Other water efficiency | Customer Options | N | Ofwat Core | AWSSWC | Ml/d | 2 | Gains in Water Available For Use / Savings in Demand under the selected programme (Ml/d) input as +ve 2019-20: 0; Gains in Water Available For Use / Savings in Demand under the selected programme (Ml/d) input as +ve 2020-21: 0; Gains in Water Available For Use / Savings in Demand under the selected programme (Ml/d) input as +ve 2021-22: 0; Gains in Water Available For Use / Savings in Demand under the selected programme (Ml/d) input as +ve 2022-23: 0; Gains in Water Available For Use / Savings in Demand under the selected programme (Ml/d) input as +ve 2023-24: 0; Gains in Water Available For Use / Savings in Demand under the selected programme (Ml/d) input as +ve 2024-25: 0; Gains in Water Available For Use / Savings in Demand under the selected programme (Ml/d) input as +ve 2025-26: 0.12327; Gains in Water Available For Use / Savings in Demand under the selected programme (Ml/d) input as +ve 2026-27: 0.18048; Gains in Water Available For Use / Savings in Demand under the selected programme (Ml/d) input as +ve 2027-28: 0.21999; Gains in Water Available For Use / Savings in Demand under the selected programme (Ml/d) input as +ve 2028-29: 0.2606; Gains in Water Available For Use / Savings in Demand under the selected programme (Ml/d) input as +ve 2029-30: 0.30195; Gains in Water Available For Use / Savings in Demand under the selected programme (Ml/d) input as +ve 2030-31: 0.34424; Gains in Water Available For Use / Savings in Demand under the selected programme (Ml/d) input as +ve 2031-32: 0.38704; Gains in Water Available For Use / Savings in Demand under the selected programme (Ml/d) input as +ve 2032-33: 0.3915; Gains in Water Available For Use / Savings in Demand under the selected programme (Ml/d) input as +ve 2033-34: 0.39586; Gains in Water Available For Use / Savings in Demand under the selected programme (Ml/d) input as +ve 2034-35: 0.40014; Gains in Water Available For Use / Savings in Demand under the selected programme (Ml/d) input as +ve 2035-36: 0.40433; Gains in Water Available For Use / Savings in Demand under the selected programme (Ml/d) input as +ve 2036-37: 0.40845; Gains in Water Available For Use / Savings in Demand under the selected programme (Ml/d) input as +ve 2037-38: 0.41248; Gains in Water Available For Use / Savings in Demand under the selected programme (Ml/d) input as +ve 2038-39: 0.41642; Gains in Water Available For Use / Savings in Demand under the selected programme (Ml/d) input as +ve 2039-40: 0.41982; Gains in Water Available For Use / Savings in Demand under the selected programme (Ml/d) input as +ve 2040-41: 0.42317; Gains in Water Available For Use / Savings in Demand under the selected programme (Ml/d) input as +ve 2041-42: 0.42645; Gains in Water Available For Use / Savings in Demand under the selected programme (Ml/d) input as +ve 2042-43: 0.42967; Gains in Water Available For Use / Savings in Demand under the selected programme (Ml/d) input as +ve 2043-44: 0.43284; Gains in Water Available For Use / Savings in Demand under the selected programme (Ml/d) input as +ve 2044-45: 0.43595; Gains in Water Available For Use / Savings in Demand under the selected programme (Ml/d) input as +ve 2045-46: 0.43874; Gains in Water Available For Use / Savings in Demand under the selected programme (Ml/d) input as +ve 2046-47: 0.44149; Gains in Water Available For Use / Savings in Demand under the selected programme (Ml/d) input as +ve 2047-48: 0.44418; Gains in Water Available For Use / Savings in Demand under the selected programme (Ml/d) input as +ve 2048-49: 0.44683; Gains in Water Available For Use / Savings in Demand under the selected programme (Ml/d) input as +ve 2049-50: 0.44928
51dP | 4c-PL WRMP24. PL uplift - Non-Vulnerable Customers.AWSSWC | WEF 4c-PL.AWSSWC | Other water efficiency | Customer Options | N | Preferred | AWSSWC | Ml/d | 2 | Gains in Water Available For Use / Savings in Demand under the selected programme (Ml/d) input as +ve 2019-20: 0; Gains in Water Available For Use / Savings in Demand under the selected programme (Ml/d) input as +ve 2020-21: 0; Gains in Water Available For Use / Savings in Demand under the selected programme (Ml/d) input as +ve 2021-22: 0; Gains in Water Available For Use / Savings in Demand under the selected programme (Ml/d) input as +ve 2022-23: 0; Gains in Water Available For Use / Savings in Demand under the selected programme (Ml/d) input as +ve 2023-24: 0; Gains in Water Available For Use / Savings in Demand under the selected programme (Ml/d) input as +ve 2024-25: 0; Gains in Water Available For Use / Savings in Demand under the selected programme (Ml/d) input as +ve 2025-26: 0.12327; Gains in Water Available For Use / Savings in Demand under the selected programme (Ml/d) input as +ve 2026-27: 0.18048; Gains in Water Available For Use / Savings in Demand under the selected programme (Ml/d) input as +ve 2027-28: 0.21999; Gains in Water Available For Use / Savings in Demand under the selected programme (Ml/d) input as +ve 2028-29: 0.2606; Gains in Water Available For Use / Savings in Demand under the selected programme (Ml/d) input as +ve 2029-30: 0.30195; Gains in Water Available For Use / Savings in Demand under the selected programme (Ml/d) input as +ve 2030-31: 0.34424; Gains in Water Available For Use / Savings in Demand under the selected programme (Ml/d) input as +ve 2031-32: 0.38704; Gains in Water Available For Use / Savings in Demand under the selected programme (Ml/d) input as +ve 2032-33: 0.3915; Gains in Water Available For Use / Savings in Demand under the selected programme (Ml/d) input as +ve 2033-34: 0.39586; Gains in Water Available For Use / Savings in Demand under the selected programme (Ml/d) input as +ve 2034-35: 0.40014; Gains in Water Available For Use / Savings in Demand under the selected programme (Ml/d) input as +ve 2035-36: 0.40433; Gains in Water Available For Use / Savings in Demand under the selected programme (Ml/d) input as +ve 2036-37: 0.40845; Gains in Water Available For Use / Savings in Demand under the selected programme (Ml/d) input as +ve 2037-38: 0.41248; Gains in Water Available For Use / Savings in Demand under the selected programme (Ml/d) input as +ve 2038-39: 0.41642; Gains in Water Available For Use / Savings in Demand under the selected programme (Ml/d) input as +ve 2039-40: 0.41982; Gains in Water Available For Use / Savings in Demand under the selected programme (Ml/d) input as +ve 2040-41: 0.42317; Gains in Water Available For Use / Savings in Demand under the selected programme (Ml/d) input as +ve 2041-42: 0.42645; Gains in Water Available For Use / Savings in Demand under the selected programme (Ml/d) input as +ve 2042-43: 0.42967; Gains in Water Available For Use / Savings in Demand under the selected programme (Ml/d) input as +ve 2043-44: 0.43284; Gains in Water Available For Use / Savings in Demand under the selected programme (Ml/d) input as +ve 2044-45: 0.43595; Gains in Water Available For Use / Savings in Demand under the selected programme (Ml/d) input as +ve 2045-46: 0.43874; Gains in Water Available For Use / Savings in Demand under the selected programme (Ml/d) input as +ve 2046-47: 0.44149; Gains in Water Available For Use / Savings in Demand under the selected programme (Ml/d) input as +ve 2047-48: 0.44418; Gains in Water Available For Use / Savings in Demand under the selected programme (Ml/d) input as +ve 2048-49: 0.44683; Gains in Water Available For Use / Savings in Demand under the selected programme (Ml/d) input as +ve 2049-50: 0.44928
51dF | 4d WRMP24. Leaky Loos Campaign.AWSSWC | WEF 4d.AWSSWC | Other water efficiency | Customer Options | N | Least Cost | AWSSWC | Ml/d | 2 | Gains in Water Available For Use / Savings in Demand under the selected programme (Ml/d) input as +ve 2019-20: 0; Gains in Water Available For Use / Savings in Demand under the selected programme (Ml/d) input as +ve 2020-21: 0; Gains in Water Available For Use / Savings in Demand under the selected programme (Ml/d) input as +ve 2021-22: 0; Gains in Water Available For Use / Savings in Demand under the selected programme (Ml/d) input as +ve 2022-23: 0; Gains in Water Available For Use / Savings in Demand under the selected programme (Ml/d) input as +ve 2023-24: 0; Gains in Water Available For Use / Savings in Demand under the selected programme (Ml/d) input as +ve 2024-25: 0; Gains in Water Available For Use / Savings in Demand under the selected programme (Ml/d) input as +ve 2025-26: 0.011686; Gains in Water Available For Use / Savings in Demand under the selected programme (Ml/d) input as +ve 2026-27: 0.011917; Gains in Water Available For Use / Savings in Demand under the selected programme (Ml/d) input as +ve 2027-28: 0.012148; Gains in Water Available For Use / Savings in Demand under the selected programme (Ml/d) input as +ve 2028-29: 0.012379; Gains in Water Available For Use / Savings in Demand under the selected programme (Ml/d) input as +ve 2029-30: 0.01261; Gains in Water Available For Use / Savings in Demand under the selected programme (Ml/d) input as +ve 2030-31: 0.01261; Gains in Water Available For Use / Savings in Demand under the selected programme (Ml/d) input as +ve 2031-32: 0.01261; Gains in Water Available For Use / Savings in Demand under the selected programme (Ml/d) input as +ve 2032-33: 0.01261; Gains in Water Available For Use / Savings in Demand under the selected programme (Ml/d) input as +ve 2033-34: 0.01261; Gains in Water Available For Use / Savings in Demand under the selected programme (Ml/d) input as +ve 2034-35: 0.01261; Gains in Water Available For Use / Savings in Demand under the selected programme (Ml/d) input as +ve 2035-36: 0.01261; Gains in Water Available For Use / Savings in Demand under the selected programme (Ml/d) input as +ve 2036-37: 0.01261; Gains in Water Available For Use / Savings in Demand under the selected programme (Ml/d) input as +ve 2037-38: 0.01261; Gains in Water Available For Use / Savings in Demand under the selected programme (Ml/d) input as +ve 2038-39: 0.01261; Gains in Water Available For Use / Savings in Demand under the selected programme (Ml/d) input as +ve 2039-40: 0.01261; Gains in Water Available For Use / Savings in Demand under the selected programme (Ml/d) input as +ve 2040-41: 0.00092385; Gains in Water Available For Use / Savings in Demand under the selected programme (Ml/d) input as +ve 2041-42: 0.00069289; Gains in Water Available For Use / Savings in Demand under the selected programme (Ml/d) input as +ve 2042-43: 0.00046193; Gains in Water Available For Use / Savings in Demand under the selected programme (Ml/d) input as +ve 2043-44: 0.00023096; Gains in Water Available For Use / Savings in Demand under the selected programme (Ml/d) input as +ve 2044-45: 0; Gains in Water Available For Use / Savings in Demand under the selected programme (Ml/d) input as +ve 2045-46: 0; Gains in Water Available For Use / Savings in Demand under the selected programme (Ml/d) input as +ve 2046-47: 0; Gains in Water Available For Use / Savings in Demand under the selected programme (Ml/d) input as +ve 2047-48: 0; Gains in Water Available For Use / Savings in Demand under the selected programme (Ml/d) input as +ve 2048-49: 0; Gains in Water Available For Use / Savings in Demand under the selected programme (Ml/d) input as +ve 2049-50: 0
51dF | 4d WRMP24. Leaky Loos Campaign.AWSSWC | WEF 4d.AWSSWC | Other water efficiency | Customer Options | N | Ofwat Core | AWSSWC | Ml/d | 2 | Gains in Water Available For Use / Savings in Demand under the selected programme (Ml/d) input as +ve 2019-20: 0; Gains in Water Available For Use / Savings in Demand under the selected programme (Ml/d) input as +ve 2020-21: 0; Gains in Water Available For Use / Savings in Demand under the selected programme (Ml/d) input as +ve 2021-22: 0; Gains in Water Available For Use / Savings in Demand under the selected programme (Ml/d) input as +ve 2022-23: 0; Gains in Water Available For Use / Savings in Demand under the selected programme (Ml/d) input as +ve 2023-24: 0; Gains in Water Available For Use / Savings in Demand under the selected programme (Ml/d) input as +ve 2024-25: 0; Gains in Water Available For Use / Savings in Demand under the selected programme (Ml/d) input as +ve 2025-26: 0.011686; Gains in Water Available For Use / Savings in Demand under the selected programme (Ml/d) input as +ve 2026-27: 0.011917; Gains in Water Available For Use / Savings in Demand under the selected programme (Ml/d) input as +ve 2027-28: 0.012148; Gains in Water Available For Use / Savings in Demand under the selected programme (Ml/d) input as +ve 2028-29: 0.012379; Gains in Water Available For Use / Savings in Demand under the selected programme (Ml/d) input as +ve 2029-30: 0.01261; Gains in Water Available For Use / Savings in Demand under the selected programme (Ml/d) input as +ve 2030-31: 0.01261; Gains in Water Available For Use / Savings in Demand under the selected programme (Ml/d) input as +ve 2031-32: 0.01261; Gains in Water Available For Use / Savings in Demand under the selected programme (Ml/d) input as +ve 2032-33: 0.01261; Gains in Water Available For Use / Savings in Demand under the selected programme (Ml/d) input as +ve 2033-34: 0.01261; Gains in Water Available For Use / Savings in Demand under the selected programme (Ml/d) input as +ve 2034-35: 0.01261; Gains in Water Available For Use / Savings in Demand under the selected programme (Ml/d) input as +ve 2035-36: 0.01261; Gains in Water Available For Use / Savings in Demand under the selected programme (Ml/d) input as +ve 2036-37: 0.01261; Gains in Water Available For Use / Savings in Demand under the selected programme (Ml/d) input as +ve 2037-38: 0.01261; Gains in Water Available For Use / Savings in Demand under the selected programme (Ml/d) input as +ve 2038-39: 0.01261; Gains in Water Available For Use / Savings in Demand under the selected programme (Ml/d) input as +ve 2039-40: 0.01261; Gains in Water Available For Use / Savings in Demand under the selected programme (Ml/d) input as +ve 2040-41: 0.00092385; Gains in Water Available For Use / Savings in Demand under the selected programme (Ml/d) input as +ve 2041-42: 0.00069289; Gains in Water Available For Use / Savings in Demand under the selected programme (Ml/d) input as +ve 2042-43: 0.00046193; Gains in Water Available For Use / Savings in Demand under the selected programme (Ml/d) input as +ve 2043-44: 0.00023096; Gains in Water Available For Use / Savings in Demand under the selected programme (Ml/d) input as +ve 2044-45: 0; Gains in Water Available For Use / Savings in Demand under the selected programme (Ml/d) input as +ve 2045-46: 0; Gains in Water Available For Use / Savings in Demand under the selected programme (Ml/d) input as +ve 2046-47: 0; Gains in Water Available For Use / Savings in Demand under the selected programme (Ml/d) input as +ve 2047-48: 0; Gains in Water Available For Use / Savings in Demand under the selected programme (Ml/d) input as +ve 2048-49: 0; Gains in Water Available For Use / Savings in Demand under the selected programme (Ml/d) input as +ve 2049-50: 0
51dP | 4d WRMP24. Leaky Loos Campaign.AWSSWC | WEF 4d.AWSSWC | Other water efficiency | Customer Options | N | Preferred | AWSSWC | Ml/d | 2 | Gains in Water Available For Use / Savings in Demand under the selected programme (Ml/d) input as +ve 2019-20: 0; Gains in Water Available For Use / Savings in Demand under the selected programme (Ml/d) input as +ve 2020-21: 0; Gains in Water Available For Use / Savings in Demand under the selected programme (Ml/d) input as +ve 2021-22: 0; Gains in Water Available For Use / Savings in Demand under the selected programme (Ml/d) input as +ve 2022-23: 0; Gains in Water Available For Use / Savings in Demand under the selected programme (Ml/d) input as +ve 2023-24: 0; Gains in Water Available For Use / Savings in Demand under the selected programme (Ml/d) input as +ve 2024-25: 0; Gains in Water Available For Use / Savings in Demand under the selected programme (Ml/d) input as +ve 2025-26: 0.011686; Gains in Water Available For Use / Savings in Demand under the selected programme (Ml/d) input as +ve 2026-27: 0.011917; Gains in Water Available For Use / Savings in Demand under the selected programme (Ml/d) input as +ve 2027-28: 0.012148; Gains in Water Available For Use / Savings in Demand under the selected programme (Ml/d) input as +ve 2028-29: 0.012379; Gains in Water Available For Use / Savings in Demand under the selected programme (Ml/d) input as +ve 2029-30: 0.01261; Gains in Water Available For Use / Savings in Demand under the selected programme (Ml/d) input as +ve 2030-31: 0.01261; Gains in Water Available For Use / Savings in Demand under the selected programme (Ml/d) input as +ve 2031-32: 0.01261; Gains in Water Available For Use / Savings in Demand under the selected programme (Ml/d) input as +ve 2032-33: 0.01261; Gains in Water Available For Use / Savings in Demand under the selected programme (Ml/d) input as +ve 2033-34: 0.01261; Gains in Water Available For Use / Savings in Demand under the selected programme (Ml/d) input as +ve 2034-35: 0.01261; Gains in Water Available For Use / Savings in Demand under the selected programme (Ml/d) input as +ve 2035-36: 0.01261; Gains in Water Available For Use / Savings in Demand under the selected programme (Ml/d) input as +ve 2036-37: 0.01261; Gains in Water Available For Use / Savings in Demand under the selected programme (Ml/d) input as +ve 2037-38: 0.01261; Gains in Water Available For Use / Savings in Demand under the selected programme (Ml/d) input as +ve 2038-39: 0.01261; Gains in Water Available For Use / Savings in Demand under the selected programme (Ml/d) input as +ve 2039-40: 0.01261; Gains in Water Available For Use / Savings in Demand under the selected programme (Ml/d) input as +ve 2040-41: 0.00092385; Gains in Water Available For Use / Savings in Demand under the selected programme (Ml/d) input as +ve 2041-42: 0.00069289; Gains in Water Available For Use / Savings in Demand under the selected programme (Ml/d) input as +ve 2042-43: 0.00046193; Gains in Water Available For Use / Savings in Demand under the selected programme (Ml/d) input as +ve 2043-44: 0.00023096; Gains in Water Available For Use / Savings in Demand under the selected programme (Ml/d) input as +ve 2044-45: 0; Gains in Water Available For Use / Savings in Demand under the selected programme (Ml/d) input as +ve 2045-46: 0; Gains in Water Available For Use / Savings in Demand under the selected programme (Ml/d) input as +ve 2046-47: 0; Gains in Water Available For Use / Savings in Demand under the selected programme (Ml/d) input as +ve 2047-48: 0; Gains in Water Available For Use / Savings in Demand under the selected programme (Ml/d) input as +ve 2048-49: 0; Gains in Water Available For Use / Savings in Demand under the selected programme (Ml/d) input as +ve 2049-50: 0
51cF | Find and Fix.AWSSWC | Find and Fix.AWSSWC | Active leakage management | Distribution Options | N | Least Cost | AWSSWC | Ml/d | 2 | Gains in Water Available For Use / Savings in Demand under the selected programme (Ml/d) input as +ve 2019-20: 0; Gains in Water Available For Use / Savings in Demand under the selected programme (Ml/d) input as +ve 2020-21: 0; Gains in Water Available For Use / Savings in Demand under the selected programme (Ml/d) input as +ve 2021-22: 0; Gains in Water Available For Use / Savings in Demand under the selected programme (Ml/d) input as +ve 2022-23: 0; Gains in Water Available For Use / Savings in Demand under the selected programme (Ml/d) input as +ve 2023-24: 0; Gains in Water Available For Use / Savings in Demand under the selected programme (Ml/d) input as +ve 2024-25: 0; Gains in Water Available For Use / Savings in Demand under the selected programme (Ml/d) input as +ve 2025-26: 0; Gains in Water Available For Use / Savings in Demand under the selected programme (Ml/d) input as +ve 2026-27: 0; Gains in Water Available For Use / Savings in Demand under the selected programme (Ml/d) input as +ve 2027-28: 0; Gains in Water Available For Use / Savings in Demand under the selected programme (Ml/d) input as +ve 2028-29: 0.034173; Gains in Water Available For Use / Savings in Demand under the selected programme (Ml/d) input as +ve 2029-30: 0.034173; Gains in Water Available For Use / Savings in Demand under the selected programme (Ml/d) input as +ve 2030-31: 0.062788; Gains in Water Available For Use / Savings in Demand under the selected programme (Ml/d) input as +ve 2031-32: 0.062788; Gains in Water Available For Use / Savings in Demand under the selected programme (Ml/d) input as +ve 2032-33: 0.11395; Gains in Water Available For Use / Savings in Demand under the selected programme (Ml/d) input as +ve 2033-34: 0.11395; Gains in Water Available For Use / Savings in Demand under the selected programme (Ml/d) input as +ve 2034-35: 0.11395; Gains in Water Available For Use / Savings in Demand under the selected programme (Ml/d) input as +ve 2035-36: 0.1745; Gains in Water Available For Use / Savings in Demand under the selected programme (Ml/d) input as +ve 2036-37: 0.19361; Gains in Water Available For Use / Savings in Demand under the selected programme (Ml/d) input as +ve 2037-38: 0.24903; Gains in Water Available For Use / Savings in Demand under the selected programme (Ml/d) input as +ve 2038-39: 0.28226; Gains in Water Available For Use / Savings in Demand under the selected programme (Ml/d) input as +ve 2039-40: 0.29837; Gains in Water Available For Use / Savings in Demand under the selected programme (Ml/d) input as +ve 2040-41: 0.32708; Gains in Water Available For Use / Savings in Demand under the selected programme (Ml/d) input as +ve 2041-42: 0.3405; Gains in Water Available For Use / Savings in Demand under the selected programme (Ml/d) input as +ve 2042-43: 0.3405; Gains in Water Available For Use / Savings in Demand under the selected programme (Ml/d) input as +ve 2043-44: 0.36412; Gains in Water Available For Use / Savings in Demand under the selected programme (Ml/d) input as +ve 2044-45: 0.41661; Gains in Water Available For Use / Savings in Demand under the selected programme (Ml/d) input as +ve 2045-46: 0.42609; Gains in Water Available For Use / Savings in Demand under the selected programme (Ml/d) input as +ve 2046-47: 0.44144; Gains in Water Available For Use / Savings in Demand under the selected programme (Ml/d) input as +ve 2047-48: 0.45584; Gains in Water Available For Use / Savings in Demand under the selected programme (Ml/d) input as +ve 2048-49: 0.46263; Gains in Water Available For Use / Savings in Demand under the selected programme (Ml/d) input as +ve 2049-50: 0.48174
51cF | Find and Fix.AWSSWC | Find and Fix.AWSSWC | Active leakage management | Distribution Options | N | Ofwat Core | AWSSWC | Ml/d | 2 | Gains in Water Available For Use / Savings in Demand under the selected programme (Ml/d) input as +ve 2019-20: 0; Gains in Water Available For Use / Savings in Demand under the selected programme (Ml/d) input as +ve 2020-21: 0; Gains in Water Available For Use / Savings in Demand under the selected programme (Ml/d) input as +ve 2021-22: 0; Gains in Water Available For Use / Savings in Demand under the selected programme (Ml/d) input as +ve 2022-23: 0; Gains in Water Available For Use / Savings in Demand under the selected programme (Ml/d) input as +ve 2023-24: 0; Gains in Water Available For Use / Savings in Demand under the selected programme (Ml/d) input as +ve 2024-25: 0; Gains in Water Available For Use / Savings in Demand under the selected programme (Ml/d) input as +ve 2025-26: 0; Gains in Water Available For Use / Savings in Demand under the selected programme (Ml/d) input as +ve 2026-27: 0; Gains in Water Available For Use / Savings in Demand under the selected programme (Ml/d) input as +ve 2027-28: 0; Gains in Water Available For Use / Savings in Demand under the selected programme (Ml/d) input as +ve 2028-29: 0.034173; Gains in Water Available For Use / Savings in Demand under the selected programme (Ml/d) input as +ve 2029-30: 0.034173; Gains in Water Available For Use / Savings in Demand under the selected programme (Ml/d) input as +ve 2030-31: 0.062788; Gains in Water Available For Use / Savings in Demand under the selected programme (Ml/d) input as +ve 2031-32: 0.062788; Gains in Water Available For Use / Savings in Demand under the selected programme (Ml/d) input as +ve 2032-33: 0.11395; Gains in Water Available For Use / Savings in Demand under the selected programme (Ml/d) input as +ve 2033-34: 0.11395; Gains in Water Available For Use / Savings in Demand under the selected programme (Ml/d) input as +ve 2034-35: 0.11395; Gains in Water Available For Use / Savings in Demand under the selected programme (Ml/d) input as +ve 2035-36: 0.1745; Gains in Water Available For Use / Savings in Demand under the selected programme (Ml/d) input as +ve 2036-37: 0.19361; Gains in Water Available For Use / Savings in Demand under the selected programme (Ml/d) input as +ve 2037-38: 0.24903; Gains in Water Available For Use / Savings in Demand under the selected programme (Ml/d) input as +ve 2038-39: 0.28226; Gains in Water Available For Use / Savings in Demand under the selected programme (Ml/d) input as +ve 2039-40: 0.29837; Gains in Water Available For Use / Savings in Demand under the selected programme (Ml/d) input as +ve 2040-41: 0.32708; Gains in Water Available For Use / Savings in Demand under the selected programme (Ml/d) input as +ve 2041-42: 0.3405; Gains in Water Available For Use / Savings in Demand under the selected programme (Ml/d) input as +ve 2042-43: 0.3405; Gains in Water Available For Use / Savings in Demand under the selected programme (Ml/d) input as +ve 2043-44: 0.36412; Gains in Water Available For Use / Savings in Demand under the selected programme (Ml/d) input as +ve 2044-45: 0.41661; Gains in Water Available For Use / Savings in Demand under the selected programme (Ml/d) input as +ve 2045-46: 0.42609; Gains in Water Available For Use / Savings in Demand under the selected programme (Ml/d) input as +ve 2046-47: 0.44144; Gains in Water Available For Use / Savings in Demand under the selected programme (Ml/d) input as +ve 2047-48: 0.45584; Gains in Water Available For Use / Savings in Demand under the selected programme (Ml/d) input as +ve 2048-49: 0.46263; Gains in Water Available For Use / Savings in Demand under the selected programme (Ml/d) input as +ve 2049-50: 0.48174
51dP | G2. Mandatory water labelling.AWSSWC | WEF g2.AWSSWC | Water efficiency customer education / awareness | Customer Options | N | Preferred | AWSSWC | Ml/d | 2 | Gains in Water Available For Use / Savings in Demand under the selected programme (Ml/d) input as +ve 2019-20: 0; Gains in Water Available For Use / Savings in Demand under the selected programme (Ml/d) input as +ve 2020-21: 0; Gains in Water Available For Use / Savings in Demand under the selected programme (Ml/d) input as +ve 2021-22: 0; Gains in Water Available For Use / Savings in Demand under the selected programme (Ml/d) input as +ve 2022-23: 0; Gains in Water Available For Use / Savings in Demand under the selected programme (Ml/d) input as +ve 2023-24: 0; Gains in Water Available For Use / Savings in Demand under the selected programme (Ml/d) input as +ve 2024-25: 0; Gains in Water Available For Use / Savings in Demand under the selected programme (Ml/d) input as +ve 2025-26: 0; Gains in Water Available For Use / Savings in Demand under the selected programme (Ml/d) input as +ve 2026-27: 0; Gains in Water Available For Use / Savings in Demand under the selected programme (Ml/d) input as +ve 2027-28: 0; Gains in Water Available For Use / Savings in Demand under the selected programme (Ml/d) input as +ve 2028-29: 0.095199; Gains in Water Available For Use / Savings in Demand under the selected programme (Ml/d) input as +ve 2029-30: 0.19166; Gains in Water Available For Use / Savings in Demand under the selected programme (Ml/d) input as +ve 2030-31: 0.28965; Gains in Water Available For Use / Savings in Demand under the selected programme (Ml/d) input as +ve 2031-32: 0.38813; Gains in Water Available For Use / Savings in Demand under the selected programme (Ml/d) input as +ve 2032-33: 0.48755; Gains in Water Available For Use / Savings in Demand under the selected programme (Ml/d) input as +ve 2033-34: 0.58822; Gains in Water Available For Use / Savings in Demand under the selected programme (Ml/d) input as +ve 2034-35: 0.89227; Gains in Water Available For Use / Savings in Demand under the selected programme (Ml/d) input as +ve 2035-36: 1.1992; Gains in Water Available For Use / Savings in Demand under the selected programme (Ml/d) input as +ve 2036-37: 1.5089; Gains in Water Available For Use / Savings in Demand under the selected programme (Ml/d) input as +ve 2037-38: 1.8217; Gains in Water Available For Use / Savings in Demand under the selected programme (Ml/d) input as +ve 2038-39: 2.1375; Gains in Water Available For Use / Savings in Demand under the selected programme (Ml/d) input as +ve 2039-40: 2.4596; Gains in Water Available For Use / Savings in Demand under the selected programme (Ml/d) input as +ve 2040-41: 2.7841; Gains in Water Available For Use / Savings in Demand under the selected programme (Ml/d) input as +ve 2041-42: 3.1121; Gains in Water Available For Use / Savings in Demand under the selected programme (Ml/d) input as +ve 2042-43: 3.4433; Gains in Water Available For Use / Savings in Demand under the selected programme (Ml/d) input as +ve 2043-44: 3.7783; Gains in Water Available For Use / Savings in Demand under the selected programme (Ml/d) input as +ve 2044-45: 3.8986; Gains in Water Available For Use / Savings in Demand under the selected programme (Ml/d) input as +ve 2045-46: 4.0184; Gains in Water Available For Use / Savings in Demand under the selected programme (Ml/d) input as +ve 2046-47: 4.1388; Gains in Water Available For Use / Savings in Demand under the selected programme (Ml/d) input as +ve 2047-48: 4.2606; Gains in Water Available For Use / Savings in Demand under the selected programme (Ml/d) input as +ve 2048-49: 4.383; Gains in Water Available For Use / Savings in Demand under the selected programme (Ml/d) input as +ve 2049-50: 4.5064
51dF | G2. Mandatory water labelling.AWSSWC | WEF g2.AWSSWC | Water efficiency customer education / awareness | Customer Options | N | Least Cost | AWSSWC | Ml/d | 2 | Gains in Water Available For Use / Savings in Demand under the selected programme (Ml/d) input as +ve 2019-20: 0; Gains in Water Available For Use / Savings in Demand under the selected programme (Ml/d) input as +ve 2020-21: 0; Gains in Water Available For Use / Savings in Demand under the selected programme (Ml/d) input as +ve 2021-22: 0; Gains in Water Available For Use / Savings in Demand under the selected programme (Ml/d) input as +ve 2022-23: 0; Gains in Water Available For Use / Savings in Demand under the selected programme (Ml/d) input as +ve 2023-24: 0; Gains in Water Available For Use / Savings in Demand under the selected programme (Ml/d) input as +ve 2024-25: 0; Gains in Water Available For Use / Savings in Demand under the selected programme (Ml/d) input as +ve 2025-26: 0; Gains in Water Available For Use / Savings in Demand under the selected programme (Ml/d) input as +ve 2026-27: 0; Gains in Water Available For Use / Savings in Demand under the selected programme (Ml/d) input as +ve 2027-28: 0; Gains in Water Available For Use / Savings in Demand under the selected programme (Ml/d) input as +ve 2028-29: 0.095199; Gains in Water Available For Use / Savings in Demand under the selected programme (Ml/d) input as +ve 2029-30: 0.19166; Gains in Water Available For Use / Savings in Demand under the selected programme (Ml/d) input as +ve 2030-31: 0.28965; Gains in Water Available For Use / Savings in Demand under the selected programme (Ml/d) input as +ve 2031-32: 0.38813; Gains in Water Available For Use / Savings in Demand under the selected programme (Ml/d) input as +ve 2032-33: 0.48755; Gains in Water Available For Use / Savings in Demand under the selected programme (Ml/d) input as +ve 2033-34: 0.58822; Gains in Water Available For Use / Savings in Demand under the selected programme (Ml/d) input as +ve 2034-35: 0.89227; Gains in Water Available For Use / Savings in Demand under the selected programme (Ml/d) input as +ve 2035-36: 1.1992; Gains in Water Available For Use / Savings in Demand under the selected programme (Ml/d) input as +ve 2036-37: 1.5089; Gains in Water Available For Use / Savings in Demand under the selected programme (Ml/d) input as +ve 2037-38: 1.8217; Gains in Water Available For Use / Savings in Demand under the selected programme (Ml/d) input as +ve 2038-39: 2.1375; Gains in Water Available For Use / Savings in Demand under the selected programme (Ml/d) input as +ve 2039-40: 2.4596; Gains in Water Available For Use / Savings in Demand under the selected programme (Ml/d) input as +ve 2040-41: 2.7841; Gains in Water Available For Use / Savings in Demand under the selected programme (Ml/d) input as +ve 2041-42: 3.1121; Gains in Water Available For Use / Savings in Demand under the selected programme (Ml/d) input as +ve 2042-43: 3.4433; Gains in Water Available For Use / Savings in Demand under the selected programme (Ml/d) input as +ve 2043-44: 3.7783; Gains in Water Available For Use / Savings in Demand under the selected programme (Ml/d) input as +ve 2044-45: 3.8986; Gains in Water Available For Use / Savings in Demand under the selected programme (Ml/d) input as +ve 2045-46: 4.0184; Gains in Water Available For Use / Savings in Demand under the selected programme (Ml/d) input as +ve 2046-47: 4.1388; Gains in Water Available For Use / Savings in Demand under the selected programme (Ml/d) input as +ve 2047-48: 4.2606; Gains in Water Available For Use / Savings in Demand under the selected programme (Ml/d) input as +ve 2048-49: 4.383; Gains in Water Available For Use / Savings in Demand under the selected programme (Ml/d) input as +ve 2049-50: 4.5064
51dF | G2. Mandatory water labelling.AWSSWC | WEF g2.AWSSWC | Water efficiency customer education / awareness | Customer Options | N | Ofwat Core | AWSSWC | Ml/d | 2 | Gains in Water Available For Use / Savings in Demand under the selected programme (Ml/d) input as +ve 2019-20: 0; Gains in Water Available For Use / Savings in Demand under the selected programme (Ml/d) input as +ve 2020-21: 0; Gains in Water Available For Use / Savings in Demand under the selected programme (Ml/d) input as +ve 2021-22: 0; Gains in Water Available For Use / Savings in Demand under the selected programme (Ml/d) input as +ve 2022-23: 0; Gains in Water Available For Use / Savings in Demand under the selected programme (Ml/d) input as +ve 2023-24: 0; Gains in Water Available For Use / Savings in Demand under the selected programme (Ml/d) input as +ve 2024-25: 0; Gains in Water Available For Use / Savings in Demand under the selected programme (Ml/d) input as +ve 2025-26: 0; Gains in Water Available For Use / Savings in Demand under the selected programme (Ml/d) input as +ve 2026-27: 0; Gains in Water Available For Use / Savings in Demand under the selected programme (Ml/d) input as +ve 2027-28: 0; Gains in Water Available For Use / Savings in Demand under the selected programme (Ml/d) input as +ve 2028-29: 0.095199; Gains in Water Available For Use / Savings in Demand under the selected programme (Ml/d) input as +ve 2029-30: 0.19166; Gains in Water Available For Use / Savings in Demand under the selected programme (Ml/d) input as +ve 2030-31: 0.28965; Gains in Water Available For Use / Savings in Demand under the selected programme (Ml/d) input as +ve 2031-32: 0.38813; Gains in Water Available For Use / Savings in Demand under the selected programme (Ml/d) input as +ve 2032-33: 0.48755; Gains in Water Available For Use / Savings in Demand under the selected programme (Ml/d) input as +ve 2033-34: 0.58822; Gains in Water Available For Use / Savings in Demand under the selected programme (Ml/d) input as +ve 2034-35: 0.89227; Gains in Water Available For Use / Savings in Demand under the selected programme (Ml/d) input as +ve 2035-36: 1.1992; Gains in Water Available For Use / Savings in Demand under the selected programme (Ml/d) input as +ve 2036-37: 1.5089; Gains in Water Available For Use / Savings in Demand under the selected programme (Ml/d) input as +ve 2037-38: 1.8217; Gains in Water Available For Use / Savings in Demand under the selected programme (Ml/d) input as +ve 2038-39: 2.1375; Gains in Water Available For Use / Savings in Demand under the selected programme (Ml/d) input as +ve 2039-40: 2.4596; Gains in Water Available For Use / Savings in Demand under the selected programme (Ml/d) input as +ve 2040-41: 2.7841; Gains in Water Available For Use / Savings in Demand under the selected programme (Ml/d) input as +ve 2041-42: 3.1121; Gains in Water Available For Use / Savings in Demand under the selected programme (Ml/d) input as +ve 2042-43: 3.4433; Gains in Water Available For Use / Savings in Demand under the selected programme (Ml/d) input as +ve 2043-44: 3.7783; Gains in Water Available For Use / Savings in Demand under the selected programme (Ml/d) input as +ve 2044-45: 3.8986; Gains in Water Available For Use / Savings in Demand under the selected programme (Ml/d) input as +ve 2045-46: 4.0184; Gains in Water Available For Use / Savings in Demand under the selected programme (Ml/d) input as +ve 2046-47: 4.1388; Gains in Water Available For Use / Savings in Demand under the selected programme (Ml/d) input as +ve 2047-48: 4.2606; Gains in Water Available For Use / Savings in Demand under the selected programme (Ml/d) input as +ve 2048-49: 4.383; Gains in Water Available For Use / Savings in Demand under the selected programme (Ml/d) input as +ve 2049-50: 4.5064
51dP | LEA: NHH. NHH CSPL repairs.AWSSWC | LEA: NHH. NHH CSPL repairs.AWSSWC | Supply pipe repairs / replacement | Customer Options | N | Preferred | AWSSWC | Ml/d | 2 | Gains in Water Available For Use / Savings in Demand under the selected programme (Ml/d) input as +ve 2019-20: 0; Gains in Water Available For Use / Savings in Demand under the selected programme (Ml/d) input as +ve 2020-21: 0; Gains in Water Available For Use / Savings in Demand under the selected programme (Ml/d) input as +ve 2021-22: 0; Gains in Water Available For Use / Savings in Demand under the selected programme (Ml/d) input as +ve 2022-23: 0; Gains in Water Available For Use / Savings in Demand under the selected programme (Ml/d) input as +ve 2023-24: 0; Gains in Water Available For Use / Savings in Demand under the selected programme (Ml/d) input as +ve 2024-25: 0; Gains in Water Available For Use / Savings in Demand under the selected programme (Ml/d) input as +ve 2025-26: 0.0017915; Gains in Water Available For Use / Savings in Demand under the selected programme (Ml/d) input as +ve 2026-27: 0.0035978; Gains in Water Available For Use / Savings in Demand under the selected programme (Ml/d) input as +ve 2027-28: 0.0052283; Gains in Water Available For Use / Savings in Demand under the selected programme (Ml/d) input as +ve 2028-29: 0.0067283; Gains in Water Available For Use / Savings in Demand under the selected programme (Ml/d) input as +ve 2029-30: 0.0081793; Gains in Water Available For Use / Savings in Demand under the selected programme (Ml/d) input as +ve 2030-31: 0.0096315; Gains in Water Available For Use / Savings in Demand under the selected programme (Ml/d) input as +ve 2031-32: 0.011085; Gains in Water Available For Use / Savings in Demand under the selected programme (Ml/d) input as +ve 2032-33: 0.012539; Gains in Water Available For Use / Savings in Demand under the selected programme (Ml/d) input as +ve 2033-34: 0.013994; Gains in Water Available For Use / Savings in Demand under the selected programme (Ml/d) input as +ve 2034-35: 0.015451; Gains in Water Available For Use / Savings in Demand under the selected programme (Ml/d) input as +ve 2035-36: 0.016909; Gains in Water Available For Use / Savings in Demand under the selected programme (Ml/d) input as +ve 2036-37: 0.018368; Gains in Water Available For Use / Savings in Demand under the selected programme (Ml/d) input as +ve 2037-38: 0.019829; Gains in Water Available For Use / Savings in Demand under the selected programme (Ml/d) input as +ve 2038-39: 0.02129; Gains in Water Available For Use / Savings in Demand under the selected programme (Ml/d) input as +ve 2039-40: 0.022752; Gains in Water Available For Use / Savings in Demand under the selected programme (Ml/d) input as +ve 2040-41: 0.024214; Gains in Water Available For Use / Savings in Demand under the selected programme (Ml/d) input as +ve 2041-42: 0.025676; Gains in Water Available For Use / Savings in Demand under the selected programme (Ml/d) input as +ve 2042-43: 0.027138; Gains in Water Available For Use / Savings in Demand under the selected programme (Ml/d) input as +ve 2043-44: 0.0286; Gains in Water Available For Use / Savings in Demand under the selected programme (Ml/d) input as +ve 2044-45: 0.03006; Gains in Water Available For Use / Savings in Demand under the selected programme (Ml/d) input as +ve 2045-46: 0.03152; Gains in Water Available For Use / Savings in Demand under the selected programme (Ml/d) input as +ve 2046-47: 0.032977; Gains in Water Available For Use / Savings in Demand under the selected programme (Ml/d) input as +ve 2047-48: 0.034433; Gains in Water Available For Use / Savings in Demand under the selected programme (Ml/d) input as +ve 2048-49: 0.035887; Gains in Water Available For Use / Savings in Demand under the selected programme (Ml/d) input as +ve 2049-50: 0.037338
51dF | LEA: NHH. NHH CSPL repairs.AWSSWC | LEA: NHH. NHH CSPL repairs.AWSSWC | Supply pipe repairs / replacement | Customer Options | N | Least Cost | AWSSWC | Ml/d | 2 | Gains in Water Available For Use / Savings in Demand under the selected programme (Ml/d) input as +ve 2019-20: 0; Gains in Water Available For Use / Savings in Demand under the selected programme (Ml/d) input as +ve 2020-21: 0; Gains in Water Available For Use / Savings in Demand under the selected programme (Ml/d) input as +ve 2021-22: 0; Gains in Water Available For Use / Savings in Demand under the selected programme (Ml/d) input as +ve 2022-23: 0; Gains in Water Available For Use / Savings in Demand under the selected programme (Ml/d) input as +ve 2023-24: 0; Gains in Water Available For Use / Savings in Demand under the selected programme (Ml/d) input as +ve 2024-25: 0; Gains in Water Available For Use / Savings in Demand under the selected programme (Ml/d) input as +ve 2025-26: 0.0017915; Gains in Water Available For Use / Savings in Demand under the selected programme (Ml/d) input as +ve 2026-27: 0.0035978; Gains in Water Available For Use / Savings in Demand under the selected programme (Ml/d) input as +ve 2027-28: 0.0052283; Gains in Water Available For Use / Savings in Demand under the selected programme (Ml/d) input as +ve 2028-29: 0.0067283; Gains in Water Available For Use / Savings in Demand under the selected programme (Ml/d) input as +ve 2029-30: 0.0081793; Gains in Water Available For Use / Savings in Demand under the selected programme (Ml/d) input as +ve 2030-31: 0.0096315; Gains in Water Available For Use / Savings in Demand under the selected programme (Ml/d) input as +ve 2031-32: 0.011085; Gains in Water Available For Use / Savings in Demand under the selected programme (Ml/d) input as +ve 2032-33: 0.012539; Gains in Water Available For Use / Savings in Demand under the selected programme (Ml/d) input as +ve 2033-34: 0.013994; Gains in Water Available For Use / Savings in Demand under the selected programme (Ml/d) input as +ve 2034-35: 0.015451; Gains in Water Available For Use / Savings in Demand under the selected programme (Ml/d) input as +ve 2035-36: 0.016909; Gains in Water Available For Use / Savings in Demand under the selected programme (Ml/d) input as +ve 2036-37: 0.018368; Gains in Water Available For Use / Savings in Demand under the selected programme (Ml/d) input as +ve 2037-38: 0.019829; Gains in Water Available For Use / Savings in Demand under the selected programme (Ml/d) input as +ve 2038-39: 0.02129; Gains in Water Available For Use / Savings in Demand under the selected programme (Ml/d) input as +ve 2039-40: 0.022752; Gains in Water Available For Use / Savings in Demand under the selected programme (Ml/d) input as +ve 2040-41: 0.024214; Gains in Water Available For Use / Savings in Demand under the selected programme (Ml/d) input as +ve 2041-42: 0.025676; Gains in Water Available For Use / Savings in Demand under the selected programme (Ml/d) input as +ve 2042-43: 0.027138; Gains in Water Available For Use / Savings in Demand under the selected programme (Ml/d) input as +ve 2043-44: 0.0286; Gains in Water Available For Use / Savings in Demand under the selected programme (Ml/d) input as +ve 2044-45: 0.03006; Gains in Water Available For Use / Savings in Demand under the selected programme (Ml/d) input as +ve 2045-46: 0.03152; Gains in Water Available For Use / Savings in Demand under the selected programme (Ml/d) input as +ve 2046-47: 0.032977; Gains in Water Available For Use / Savings in Demand under the selected programme (Ml/d) input as +ve 2047-48: 0.034433; Gains in Water Available For Use / Savings in Demand under the selected programme (Ml/d) input as +ve 2048-49: 0.035887; Gains in Water Available For Use / Savings in Demand under the selected programme (Ml/d) input as +ve 2049-50: 0.037338
51dF | LEA: NHH. NHH CSPL repairs.AWSSWC | LEA: NHH. NHH CSPL repairs.AWSSWC | Supply pipe repairs / replacement | Customer Options | N | Ofwat Core | AWSSWC | Ml/d | 2 | Gains in Water Available For Use / Savings in Demand under the selected programme (Ml/d) input as +ve 2019-20: 0; Gains in Water Available For Use / Savings in Demand under the selected programme (Ml/d) input as +ve 2020-21: 0; Gains in Water Available For Use / Savings in Demand under the selected programme (Ml/d) input as +ve 2021-22: 0; Gains in Water Available For Use / Savings in Demand under the selected programme (Ml/d) input as +ve 2022-23: 0; Gains in Water Available For Use / Savings in Demand under the selected programme (Ml/d) input as +ve 2023-24: 0; Gains in Water Available For Use / Savings in Demand under the selected programme (Ml/d) input as +ve 2024-25: 0; Gains in Water Available For Use / Savings in Demand under the selected programme (Ml/d) input as +ve 2025-26: 0.0017915; Gains in Water Available For Use / Savings in Demand under the selected programme (Ml/d) input as +ve 2026-27: 0.0035978; Gains in Water Available For Use / Savings in Demand under the selected programme (Ml/d) input as +ve 2027-28: 0.0052283; Gains in Water Available For Use / Savings in Demand under the selected programme (Ml/d) input as +ve 2028-29: 0.0067283; Gains in Water Available For Use / Savings in Demand under the selected programme (Ml/d) input as +ve 2029-30: 0.0081793; Gains in Water Available For Use / Savings in Demand under the selected programme (Ml/d) input as +ve 2030-31: 0.0096315; Gains in Water Available For Use / Savings in Demand under the selected programme (Ml/d) input as +ve 2031-32: 0.011085; Gains in Water Available For Use / Savings in Demand under the selected programme (Ml/d) input as +ve 2032-33: 0.012539; Gains in Water Available For Use / Savings in Demand under the selected programme (Ml/d) input as +ve 2033-34: 0.013994; Gains in Water Available For Use / Savings in Demand under the selected programme (Ml/d) input as +ve 2034-35: 0.015451; Gains in Water Available For Use / Savings in Demand under the selected programme (Ml/d) input as +ve 2035-36: 0.016909; Gains in Water Available For Use / Savings in Demand under the selected programme (Ml/d) input as +ve 2036-37: 0.018368; Gains in Water Available For Use / Savings in Demand under the selected programme (Ml/d) input as +ve 2037-38: 0.019829; Gains in Water Available For Use / Savings in Demand under the selected programme (Ml/d) input as +ve 2038-39: 0.02129; Gains in Water Available For Use / Savings in Demand under the selected programme (Ml/d) input as +ve 2039-40: 0.022752; Gains in Water Available For Use / Savings in Demand under the selected programme (Ml/d) input as +ve 2040-41: 0.024214; Gains in Water Available For Use / Savings in Demand under the selected programme (Ml/d) input as +ve 2041-42: 0.025676; Gains in Water Available For Use / Savings in Demand under the selected programme (Ml/d) input as +ve 2042-43: 0.027138; Gains in Water Available For Use / Savings in Demand under the selected programme (Ml/d) input as +ve 2043-44: 0.0286; Gains in Water Available For Use / Savings in Demand under the selected programme (Ml/d) input as +ve 2044-45: 0.03006; Gains in Water Available For Use / Savings in Demand under the selected programme (Ml/d) input as +ve 2045-46: 0.03152; Gains in Water Available For Use / Savings in Demand under the selected programme (Ml/d) input as +ve 2046-47: 0.032977; Gains in Water Available For Use / Savings in Demand under the selected programme (Ml/d) input as +ve 2047-48: 0.034433; Gains in Water Available For Use / Savings in Demand under the selected programme (Ml/d) input as +ve 2048-49: 0.035887; Gains in Water Available For Use / Savings in Demand under the selected programme (Ml/d) input as +ve 2049-50: 0.037338
51dP | NHH. NHH PL repairs.AWSSWC | NHH. NHH PL repairs.AWSSWC | Non-household water audit | Customer Options | N | Preferred | AWSSWC | Ml/d | 2 | Gains in Water Available For Use / Savings in Demand under the selected programme (Ml/d) input as +ve 2019-20: 0; Gains in Water Available For Use / Savings in Demand under the selected programme (Ml/d) input as +ve 2020-21: 0; Gains in Water Available For Use / Savings in Demand under the selected programme (Ml/d) input as +ve 2021-22: 0; Gains in Water Available For Use / Savings in Demand under the selected programme (Ml/d) input as +ve 2022-23: 0; Gains in Water Available For Use / Savings in Demand under the selected programme (Ml/d) input as +ve 2023-24: 0; Gains in Water Available For Use / Savings in Demand under the selected programme (Ml/d) input as +ve 2024-25: 0; Gains in Water Available For Use / Savings in Demand under the selected programme (Ml/d) input as +ve 2025-26: 0.049003; Gains in Water Available For Use / Savings in Demand under the selected programme (Ml/d) input as +ve 2026-27: 0.099478; Gains in Water Available For Use / Savings in Demand under the selected programme (Ml/d) input as +ve 2027-28: 0.14504; Gains in Water Available For Use / Savings in Demand under the selected programme (Ml/d) input as +ve 2028-29: 0.18696; Gains in Water Available For Use / Savings in Demand under the selected programme (Ml/d) input as +ve 2029-30: 0.2275; Gains in Water Available For Use / Savings in Demand under the selected programme (Ml/d) input as +ve 2030-31: 0.26808; Gains in Water Available For Use / Savings in Demand under the selected programme (Ml/d) input as +ve 2031-32: 0.30868; Gains in Water Available For Use / Savings in Demand under the selected programme (Ml/d) input as +ve 2032-33: 0.34932; Gains in Water Available For Use / Savings in Demand under the selected programme (Ml/d) input as +ve 2033-34: 0.38999; Gains in Water Available For Use / Savings in Demand under the selected programme (Ml/d) input as +ve 2034-35: 0.43069; Gains in Water Available For Use / Savings in Demand under the selected programme (Ml/d) input as +ve 2035-36: 0.47143; Gains in Water Available For Use / Savings in Demand under the selected programme (Ml/d) input as +ve 2036-37: 0.51221; Gains in Water Available For Use / Savings in Demand under the selected programme (Ml/d) input as +ve 2037-38: 0.55301; Gains in Water Available For Use / Savings in Demand under the selected programme (Ml/d) input as +ve 2038-39: 0.59384; Gains in Water Available For Use / Savings in Demand under the selected programme (Ml/d) input as +ve 2039-40: 0.63468; Gains in Water Available For Use / Savings in Demand under the selected programme (Ml/d) input as +ve 2040-41: 0.67554; Gains in Water Available For Use / Savings in Demand under the selected programme (Ml/d) input as +ve 2041-42: 0.7164; Gains in Water Available For Use / Savings in Demand under the selected programme (Ml/d) input as +ve 2042-43: 0.75726; Gains in Water Available For Use / Savings in Demand under the selected programme (Ml/d) input as +ve 2043-44: 0.7981; Gains in Water Available For Use / Savings in Demand under the selected programme (Ml/d) input as +ve 2044-45: 0.83892; Gains in Water Available For Use / Savings in Demand under the selected programme (Ml/d) input as +ve 2045-46: 0.8797; Gains in Water Available For Use / Savings in Demand under the selected programme (Ml/d) input as +ve 2046-47: 0.92043; Gains in Water Available For Use / Savings in Demand under the selected programme (Ml/d) input as +ve 2047-48: 0.96112; Gains in Water Available For Use / Savings in Demand under the selected programme (Ml/d) input as +ve 2048-49: 1.0017; Gains in Water Available For Use / Savings in Demand under the selected programme (Ml/d) input as +ve 2049-50: 1.0423
51cF | Mains Replacement (MR1500).AWSSWC | Mains Replacement (MR1500).AWSSWC | Mains replacement (not trunk mains) | Distribution Options | N | Ofwat Core | AWSSWC | Ml/d | 2 | Gains in Water Available For Use / Savings in Demand under the selected programme (Ml/d) input as +ve 2019-20: 0; Gains in Water Available For Use / Savings in Demand under the selected programme (Ml/d) input as +ve 2020-21: 0; Gains in Water Available For Use / Savings in Demand under the selected programme (Ml/d) input as +ve 2021-22: 0; Gains in Water Available For Use / Savings in Demand under the selected programme (Ml/d) input as +ve 2022-23: 0; Gains in Water Available For Use / Savings in Demand under the selected programme (Ml/d) input as +ve 2023-24: 0; Gains in Water Available For Use / Savings in Demand under the selected programme (Ml/d) input as +ve 2024-25: 0; Gains in Water Available For Use / Savings in Demand under the selected programme (Ml/d) input as +ve 2025-26: 0; Gains in Water Available For Use / Savings in Demand under the selected programme (Ml/d) input as +ve 2026-27: 0; Gains in Water Available For Use / Savings in Demand under the selected programme (Ml/d) input as +ve 2027-28: 0; Gains in Water Available For Use / Savings in Demand under the selected programme (Ml/d) input as +ve 2028-29: 0; Gains in Water Available For Use / Savings in Demand under the selected programme (Ml/d) input as +ve 2029-30: 0; Gains in Water Available For Use / Savings in Demand under the selected programme (Ml/d) input as +ve 2030-31: 0; Gains in Water Available For Use / Savings in Demand under the selected programme (Ml/d) input as +ve 2031-32: 0; Gains in Water Available For Use / Savings in Demand under the selected programme (Ml/d) input as +ve 2032-33: 0; Gains in Water Available For Use / Savings in Demand under the selected programme (Ml/d) input as +ve 2033-34: 0; Gains in Water Available For Use / Savings in Demand under the selected programme (Ml/d) input as +ve 2034-35: 0; Gains in Water Available For Use / Savings in Demand under the selected programme (Ml/d) input as +ve 2035-36: 0.334; Gains in Water Available For Use / Savings in Demand under the selected programme (Ml/d) input as +ve 2036-37: 0.68073; Gains in Water Available For Use / Savings in Demand under the selected programme (Ml/d) input as +ve 2037-38: 0.68073; Gains in Water Available For Use / Savings in Demand under the selected programme (Ml/d) input as +ve 2038-39: 0.68073; Gains in Water Available For Use / Savings in Demand under the selected programme (Ml/d) input as +ve 2039-40: 0.68073; Gains in Water Available For Use / Savings in Demand under the selected programme (Ml/d) input as +ve 2040-41: 0.67356; Gains in Water Available For Use / Savings in Demand under the selected programme (Ml/d) input as +ve 2041-42: 0.66998; Gains in Water Available For Use / Savings in Demand under the selected programme (Ml/d) input as +ve 2042-43: 0.66998; Gains in Water Available For Use / Savings in Demand under the selected programme (Ml/d) input as +ve 2043-44: 0.8991; Gains in Water Available For Use / Savings in Demand under the selected programme (Ml/d) input as +ve 2044-45: 0.8991; Gains in Water Available For Use / Savings in Demand under the selected programme (Ml/d) input as +ve 2045-46: 0.8991; Gains in Water Available For Use / Savings in Demand under the selected programme (Ml/d) input as +ve 2046-47: 0.8991; Gains in Water Available For Use / Savings in Demand under the selected programme (Ml/d) input as +ve 2047-48: 0.8991; Gains in Water Available For Use / Savings in Demand under the selected programme (Ml/d) input as +ve 2048-49: 0.8991; Gains in Water Available For Use / Savings in Demand under the selected programme (Ml/d) input as +ve 2049-50: 0.8991
51dP | NHH. NHH PL100 repairs.AWSSWC | NHH. NHH PL100 repairs.AWSSWC | Non-household water audit | Customer Options | N | Preferred | AWSSWC | Ml/d | 2 | Gains in Water Available For Use / Savings in Demand under the selected programme (Ml/d) input as +ve 2019-20: 0; Gains in Water Available For Use / Savings in Demand under the selected programme (Ml/d) input as +ve 2020-21: 0; Gains in Water Available For Use / Savings in Demand under the selected programme (Ml/d) input as +ve 2021-22: 0; Gains in Water Available For Use / Savings in Demand under the selected programme (Ml/d) input as +ve 2022-23: 0; Gains in Water Available For Use / Savings in Demand under the selected programme (Ml/d) input as +ve 2023-24: 0; Gains in Water Available For Use / Savings in Demand under the selected programme (Ml/d) input as +ve 2024-25: 0; Gains in Water Available For Use / Savings in Demand under the selected programme (Ml/d) input as +ve 2025-26: 0.012047; Gains in Water Available For Use / Savings in Demand under the selected programme (Ml/d) input as +ve 2026-27: 0.024455; Gains in Water Available For Use / Savings in Demand under the selected programme (Ml/d) input as +ve 2027-28: 0.035655; Gains in Water Available For Use / Savings in Demand under the selected programme (Ml/d) input as +ve 2028-29: 0.04596; Gains in Water Available For Use / Savings in Demand under the selected programme (Ml/d) input as +ve 2029-30: 0.055927; Gains in Water Available For Use / Savings in Demand under the selected programme (Ml/d) input as +ve 2030-31: 0.065902; Gains in Water Available For Use / Savings in Demand under the selected programme (Ml/d) input as +ve 2031-32: 0.075884; Gains in Water Available For Use / Savings in Demand under the selected programme (Ml/d) input as +ve 2032-33: 0.085875; Gains in Water Available For Use / Savings in Demand under the selected programme (Ml/d) input as +ve 2033-34: 0.095872; Gains in Water Available For Use / Savings in Demand under the selected programme (Ml/d) input as +ve 2034-35: 0.10588; Gains in Water Available For Use / Savings in Demand under the selected programme (Ml/d) input as +ve 2035-36: 0.11589; Gains in Water Available For Use / Savings in Demand under the selected programme (Ml/d) input as +ve 2036-37: 0.12592; Gains in Water Available For Use / Savings in Demand under the selected programme (Ml/d) input as +ve 2037-38: 0.13595; Gains in Water Available For Use / Savings in Demand under the selected programme (Ml/d) input as +ve 2038-39: 0.14598; Gains in Water Available For Use / Savings in Demand under the selected programme (Ml/d) input as +ve 2039-40: 0.15603; Gains in Water Available For Use / Savings in Demand under the selected programme (Ml/d) input as +ve 2040-41: 0.16607; Gains in Water Available For Use / Savings in Demand under the selected programme (Ml/d) input as +ve 2041-42: 0.17612; Gains in Water Available For Use / Savings in Demand under the selected programme (Ml/d) input as +ve 2042-43: 0.18616; Gains in Water Available For Use / Savings in Demand under the selected programme (Ml/d) input as +ve 2043-44: 0.1962; Gains in Water Available For Use / Savings in Demand under the selected programme (Ml/d) input as +ve 2044-45: 0.20623; Gains in Water Available For Use / Savings in Demand under the selected programme (Ml/d) input as +ve 2045-46: 0.21626; Gains in Water Available For Use / Savings in Demand under the selected programme (Ml/d) input as +ve 2046-47: 0.22627; Gains in Water Available For Use / Savings in Demand under the selected programme (Ml/d) input as +ve 2047-48: 0.23628; Gains in Water Available For Use / Savings in Demand under the selected programme (Ml/d) input as +ve 2048-49: 0.24626; Gains in Water Available For Use / Savings in Demand under the selected programme (Ml/d) input as +ve 2049-50: 0.25624
51dF | NHH. NHH PL repairs.AWSSWC | NHH. NHH PL repairs.AWSSWC | Non-household water audit | Customer Options | N | Least Cost | AWSSWC | Ml/d | 2 | Gains in Water Available For Use / Savings in Demand under the selected programme (Ml/d) input as +ve 2019-20: 0; Gains in Water Available For Use / Savings in Demand under the selected programme (Ml/d) input as +ve 2020-21: 0; Gains in Water Available For Use / Savings in Demand under the selected programme (Ml/d) input as +ve 2021-22: 0; Gains in Water Available For Use / Savings in Demand under the selected programme (Ml/d) input as +ve 2022-23: 0; Gains in Water Available For Use / Savings in Demand under the selected programme (Ml/d) input as +ve 2023-24: 0; Gains in Water Available For Use / Savings in Demand under the selected programme (Ml/d) input as +ve 2024-25: 0; Gains in Water Available For Use / Savings in Demand under the selected programme (Ml/d) input as +ve 2025-26: 0.049003; Gains in Water Available For Use / Savings in Demand under the selected programme (Ml/d) input as +ve 2026-27: 0.099478; Gains in Water Available For Use / Savings in Demand under the selected programme (Ml/d) input as +ve 2027-28: 0.14504; Gains in Water Available For Use / Savings in Demand under the selected programme (Ml/d) input as +ve 2028-29: 0.18696; Gains in Water Available For Use / Savings in Demand under the selected programme (Ml/d) input as +ve 2029-30: 0.2275; Gains in Water Available For Use / Savings in Demand under the selected programme (Ml/d) input as +ve 2030-31: 0.26808; Gains in Water Available For Use / Savings in Demand under the selected programme (Ml/d) input as +ve 2031-32: 0.30868; Gains in Water Available For Use / Savings in Demand under the selected programme (Ml/d) input as +ve 2032-33: 0.34932; Gains in Water Available For Use / Savings in Demand under the selected programme (Ml/d) input as +ve 2033-34: 0.38999; Gains in Water Available For Use / Savings in Demand under the selected programme (Ml/d) input as +ve 2034-35: 0.43069; Gains in Water Available For Use / Savings in Demand under the selected programme (Ml/d) input as +ve 2035-36: 0.47143; Gains in Water Available For Use / Savings in Demand under the selected programme (Ml/d) input as +ve 2036-37: 0.51221; Gains in Water Available For Use / Savings in Demand under the selected programme (Ml/d) input as +ve 2037-38: 0.55301; Gains in Water Available For Use / Savings in Demand under the selected programme (Ml/d) input as +ve 2038-39: 0.59384; Gains in Water Available For Use / Savings in Demand under the selected programme (Ml/d) input as +ve 2039-40: 0.63468; Gains in Water Available For Use / Savings in Demand under the selected programme (Ml/d) input as +ve 2040-41: 0.67554; Gains in Water Available For Use / Savings in Demand under the selected programme (Ml/d) input as +ve 2041-42: 0.7164; Gains in Water Available For Use / Savings in Demand under the selected programme (Ml/d) input as +ve 2042-43: 0.75726; Gains in Water Available For Use / Savings in Demand under the selected programme (Ml/d) input as +ve 2043-44: 0.7981; Gains in Water Available For Use / Savings in Demand under the selected programme (Ml/d) input as +ve 2044-45: 0.83892; Gains in Water Available For Use / Savings in Demand under the selected programme (Ml/d) input as +ve 2045-46: 0.8797; Gains in Water Available For Use / Savings in Demand under the selected programme (Ml/d) input as +ve 2046-47: 0.92043; Gains in Water Available For Use / Savings in Demand under the selected programme (Ml/d) input as +ve 2047-48: 0.96112; Gains in Water Available For Use / Savings in Demand under the selected programme (Ml/d) input as +ve 2048-49: 1.0017; Gains in Water Available For Use / Savings in Demand under the selected programme (Ml/d) input as +ve 2049-50: 1.0423
51dF | NHH. NHH PL repairs.AWSSWC | NHH. NHH PL repairs.AWSSWC | Non-household water audit | Customer Options | N | Ofwat Core | AWSSWC | Ml/d | 2 | Gains in Water Available For Use / Savings in Demand under the selected programme (Ml/d) input as +ve 2019-20: 0; Gains in Water Available For Use / Savings in Demand under the selected programme (Ml/d) input as +ve 2020-21: 0; Gains in Water Available For Use / Savings in Demand under the selected programme (Ml/d) input as +ve 2021-22: 0; Gains in Water Available For Use / Savings in Demand under the selected programme (Ml/d) input as +ve 2022-23: 0; Gains in Water Available For Use / Savings in Demand under the selected programme (Ml/d) input as +ve 2023-24: 0; Gains in Water Available For Use / Savings in Demand under the selected programme (Ml/d) input as +ve 2024-25: 0; Gains in Water Available For Use / Savings in Demand under the selected programme (Ml/d) input as +ve 2025-26: 0.049003; Gains in Water Available For Use / Savings in Demand under the selected programme (Ml/d) input as +ve 2026-27: 0.099478; Gains in Water Available For Use / Savings in Demand under the selected programme (Ml/d) input as +ve 2027-28: 0.14504; Gains in Water Available For Use / Savings in Demand under the selected programme (Ml/d) input as +ve 2028-29: 0.18696; Gains in Water Available For Use / Savings in Demand under the selected programme (Ml/d) input as +ve 2029-30: 0.2275; Gains in Water Available For Use / Savings in Demand under the selected programme (Ml/d) input as +ve 2030-31: 0.26808; Gains in Water Available For Use / Savings in Demand under the selected programme (Ml/d) input as +ve 2031-32: 0.30868; Gains in Water Available For Use / Savings in Demand under the selected programme (Ml/d) input as +ve 2032-33: 0.34932; Gains in Water Available For Use / Savings in Demand under the selected programme (Ml/d) input as +ve 2033-34: 0.38999; Gains in Water Available For Use / Savings in Demand under the selected programme (Ml/d) input as +ve 2034-35: 0.43069; Gains in Water Available For Use / Savings in Demand under the selected programme (Ml/d) input as +ve 2035-36: 0.47143; Gains in Water Available For Use / Savings in Demand under the selected programme (Ml/d) input as +ve 2036-37: 0.51221; Gains in Water Available For Use / Savings in Demand under the selected programme (Ml/d) input as +ve 2037-38: 0.55301; Gains in Water Available For Use / Savings in Demand under the selected programme (Ml/d) input as +ve 2038-39: 0.59384; Gains in Water Available For Use / Savings in Demand under the selected programme (Ml/d) input as +ve 2039-40: 0.63468; Gains in Water Available For Use / Savings in Demand under the selected programme (Ml/d) input as +ve 2040-41: 0.67554; Gains in Water Available For Use / Savings in Demand under the selected programme (Ml/d) input as +ve 2041-42: 0.7164; Gains in Water Available For Use / Savings in Demand under the selected programme (Ml/d) input as +ve 2042-43: 0.75726; Gains in Water Available For Use / Savings in Demand under the selected programme (Ml/d) input as +ve 2043-44: 0.7981; Gains in Water Available For Use / Savings in Demand under the selected programme (Ml/d) input as +ve 2044-45: 0.83892; Gains in Water Available For Use / Savings in Demand under the selected programme (Ml/d) input as +ve 2045-46: 0.8797; Gains in Water Available For Use / Savings in Demand under the selected programme (Ml/d) input as +ve 2046-47: 0.92043; Gains in Water Available For Use / Savings in Demand under the selected programme (Ml/d) input as +ve 2047-48: 0.96112; Gains in Water Available For Use / Savings in Demand under the selected programme (Ml/d) input as +ve 2048-49: 1.0017; Gains in Water Available For Use / Savings in Demand under the selected programme (Ml/d) input as +ve 2049-50: 1.0423
51dP | NHH. WEF Visit Lower.AWSSWC | NHH. WEF Visit Lower.AWSSWC | Non-household water audit | Customer Options | N | Preferred | AWSSWC | Ml/d | 2 | Gains in Water Available For Use / Savings in Demand under the selected programme (Ml/d) input as +ve 2019-20: 0; Gains in Water Available For Use / Savings in Demand under the selected programme (Ml/d) input as +ve 2020-21: 0; Gains in Water Available For Use / Savings in Demand under the selected programme (Ml/d) input as +ve 2021-22: 0; Gains in Water Available For Use / Savings in Demand under the selected programme (Ml/d) input as +ve 2022-23: 0; Gains in Water Available For Use / Savings in Demand under the selected programme (Ml/d) input as +ve 2023-24: 0; Gains in Water Available For Use / Savings in Demand under the selected programme (Ml/d) input as +ve 2024-25: 0; Gains in Water Available For Use / Savings in Demand under the selected programme (Ml/d) input as +ve 2025-26: 0.028943; Gains in Water Available For Use / Savings in Demand under the selected programme (Ml/d) input as +ve 2026-27: 0.058756; Gains in Water Available For Use / Savings in Demand under the selected programme (Ml/d) input as +ve 2027-28: 0.085666; Gains in Water Available For Use / Savings in Demand under the selected programme (Ml/d) input as +ve 2028-29: 0.11042; Gains in Water Available For Use / Savings in Demand under the selected programme (Ml/d) input as +ve 2029-30: 0.13437; Gains in Water Available For Use / Savings in Demand under the selected programme (Ml/d) input as +ve 2030-31: 0.15834; Gains in Water Available For Use / Savings in Demand under the selected programme (Ml/d) input as +ve 2031-32: 0.18232; Gains in Water Available For Use / Savings in Demand under the selected programme (Ml/d) input as +ve 2032-33: 0.20632; Gains in Water Available For Use / Savings in Demand under the selected programme (Ml/d) input as +ve 2033-34: 0.23034; Gains in Water Available For Use / Savings in Demand under the selected programme (Ml/d) input as +ve 2034-35: 0.25439; Gains in Water Available For Use / Savings in Demand under the selected programme (Ml/d) input as +ve 2035-36: 0.27845; Gains in Water Available For Use / Savings in Demand under the selected programme (Ml/d) input as +ve 2036-37: 0.30253; Gains in Water Available For Use / Savings in Demand under the selected programme (Ml/d) input as +ve 2037-38: 0.32663; Gains in Water Available For Use / Savings in Demand under the selected programme (Ml/d) input as +ve 2038-39: 0.35074; Gains in Water Available For Use / Savings in Demand under the selected programme (Ml/d) input as +ve 2039-40: 0.37487; Gains in Water Available For Use / Savings in Demand under the selected programme (Ml/d) input as +ve 2040-41: 0.399; Gains in Water Available For Use / Savings in Demand under the selected programme (Ml/d) input as +ve 2041-42: 0.42314; Gains in Water Available For Use / Savings in Demand under the selected programme (Ml/d) input as +ve 2042-43: 0.44727; Gains in Water Available For Use / Savings in Demand under the selected programme (Ml/d) input as +ve 2043-44: 0.47139; Gains in Water Available For Use / Savings in Demand under the selected programme (Ml/d) input as +ve 2044-45: 0.4955; Gains in Water Available For Use / Savings in Demand under the selected programme (Ml/d) input as +ve 2045-46: 0.51959; Gains in Water Available For Use / Savings in Demand under the selected programme (Ml/d) input as +ve 2046-47: 0.54365; Gains in Water Available For Use / Savings in Demand under the selected programme (Ml/d) input as +ve 2047-48: 0.56768; Gains in Water Available For Use / Savings in Demand under the selected programme (Ml/d) input as +ve 2048-49: 0.59168; Gains in Water Available For Use / Savings in Demand under the selected programme (Ml/d) input as +ve 2049-50: 0.61564
51dF | NHH. NHH PL100 repairs.AWSSWC | NHH. NHH PL100 repairs.AWSSWC | Non-household water audit | Customer Options | N | Least Cost | AWSSWC | Ml/d | 2 | Gains in Water Available For Use / Savings in Demand under the selected programme (Ml/d) input as +ve 2019-20: 0; Gains in Water Available For Use / Savings in Demand under the selected programme (Ml/d) input as +ve 2020-21: 0; Gains in Water Available For Use / Savings in Demand under the selected programme (Ml/d) input as +ve 2021-22: 0; Gains in Water Available For Use / Savings in Demand under the selected programme (Ml/d) input as +ve 2022-23: 0; Gains in Water Available For Use / Savings in Demand under the selected programme (Ml/d) input as +ve 2023-24: 0; Gains in Water Available For Use / Savings in Demand under the selected programme (Ml/d) input as +ve 2024-25: 0; Gains in Water Available For Use / Savings in Demand under the selected programme (Ml/d) input as +ve 2025-26: 0.012047; Gains in Water Available For Use / Savings in Demand under the selected programme (Ml/d) input as +ve 2026-27: 0.024455; Gains in Water Available For Use / Savings in Demand under the selected programme (Ml/d) input as +ve 2027-28: 0.035655; Gains in Water Available For Use / Savings in Demand under the selected programme (Ml/d) input as +ve 2028-29: 0.04596; Gains in Water Available For Use / Savings in Demand under the selected programme (Ml/d) input as +ve 2029-30: 0.055927; Gains in Water Available For Use / Savings in Demand under the selected programme (Ml/d) input as +ve 2030-31: 0.065902; Gains in Water Available For Use / Savings in Demand under the selected programme (Ml/d) input as +ve 2031-32: 0.075884; Gains in Water Available For Use / Savings in Demand under the selected programme (Ml/d) input as +ve 2032-33: 0.085875; Gains in Water Available For Use / Savings in Demand under the selected programme (Ml/d) input as +ve 2033-34: 0.095872; Gains in Water Available For Use / Savings in Demand under the selected programme (Ml/d) input as +ve 2034-35: 0.10588; Gains in Water Available For Use / Savings in Demand under the selected programme (Ml/d) input as +ve 2035-36: 0.11589; Gains in Water Available For Use / Savings in Demand under the selected programme (Ml/d) input as +ve 2036-37: 0.12592; Gains in Water Available For Use / Savings in Demand under the selected programme (Ml/d) input as +ve 2037-38: 0.13595; Gains in Water Available For Use / Savings in Demand under the selected programme (Ml/d) input as +ve 2038-39: 0.14598; Gains in Water Available For Use / Savings in Demand under the selected programme (Ml/d) input as +ve 2039-40: 0.15603; Gains in Water Available For Use / Savings in Demand under the selected programme (Ml/d) input as +ve 2040-41: 0.16607; Gains in Water Available For Use / Savings in Demand under the selected programme (Ml/d) input as +ve 2041-42: 0.17612; Gains in Water Available For Use / Savings in Demand under the selected programme (Ml/d) input as +ve 2042-43: 0.18616; Gains in Water Available For Use / Savings in Demand under the selected programme (Ml/d) input as +ve 2043-44: 0.1962; Gains in Water Available For Use / Savings in Demand under the selected programme (Ml/d) input as +ve 2044-45: 0.20623; Gains in Water Available For Use / Savings in Demand under the selected programme (Ml/d) input as +ve 2045-46: 0.21626; Gains in Water Available For Use / Savings in Demand under the selected programme (Ml/d) input as +ve 2046-47: 0.22627; Gains in Water Available For Use / Savings in Demand under the selected programme (Ml/d) input as +ve 2047-48: 0.23628; Gains in Water Available For Use / Savings in Demand under the selected programme (Ml/d) input as +ve 2048-49: 0.24626; Gains in Water Available For Use / Savings in Demand under the selected programme (Ml/d) input as +ve 2049-50: 0.25624
51dF | NHH. NHH PL100 repairs.AWSSWC | NHH. NHH PL100 repairs.AWSSWC | Non-household water audit | Customer Options | N | Ofwat Core | AWSSWC | Ml/d | 2 | Gains in Water Available For Use / Savings in Demand under the selected programme (Ml/d) input as +ve 2019-20: 0; Gains in Water Available For Use / Savings in Demand under the selected programme (Ml/d) input as +ve 2020-21: 0; Gains in Water Available For Use / Savings in Demand under the selected programme (Ml/d) input as +ve 2021-22: 0; Gains in Water Available For Use / Savings in Demand under the selected programme (Ml/d) input as +ve 2022-23: 0; Gains in Water Available For Use / Savings in Demand under the selected programme (Ml/d) input as +ve 2023-24: 0; Gains in Water Available For Use / Savings in Demand under the selected programme (Ml/d) input as +ve 2024-25: 0; Gains in Water Available For Use / Savings in Demand under the selected programme (Ml/d) input as +ve 2025-26: 0.012047; Gains in Water Available For Use / Savings in Demand under the selected programme (Ml/d) input as +ve 2026-27: 0.024455; Gains in Water Available For Use / Savings in Demand under the selected programme (Ml/d) input as +ve 2027-28: 0.035655; Gains in Water Available For Use / Savings in Demand under the selected programme (Ml/d) input as +ve 2028-29: 0.04596; Gains in Water Available For Use / Savings in Demand under the selected programme (Ml/d) input as +ve 2029-30: 0.055927; Gains in Water Available For Use / Savings in Demand under the selected programme (Ml/d) input as +ve 2030-31: 0.065902; Gains in Water Available For Use / Savings in Demand under the selected programme (Ml/d) input as +ve 2031-32: 0.075884; Gains in Water Available For Use / Savings in Demand under the selected programme (Ml/d) input as +ve 2032-33: 0.085875; Gains in Water Available For Use / Savings in Demand under the selected programme (Ml/d) input as +ve 2033-34: 0.095872; Gains in Water Available For Use / Savings in Demand under the selected programme (Ml/d) input as +ve 2034-35: 0.10588; Gains in Water Available For Use / Savings in Demand under the selected programme (Ml/d) input as +ve 2035-36: 0.11589; Gains in Water Available For Use / Savings in Demand under the selected programme (Ml/d) input as +ve 2036-37: 0.12592; Gains in Water Available For Use / Savings in Demand under the selected programme (Ml/d) input as +ve 2037-38: 0.13595; Gains in Water Available For Use / Savings in Demand under the selected programme (Ml/d) input as +ve 2038-39: 0.14598; Gains in Water Available For Use / Savings in Demand under the selected programme (Ml/d) input as +ve 2039-40: 0.15603; Gains in Water Available For Use / Savings in Demand under the selected programme (Ml/d) input as +ve 2040-41: 0.16607; Gains in Water Available For Use / Savings in Demand under the selected programme (Ml/d) input as +ve 2041-42: 0.17612; Gains in Water Available For Use / Savings in Demand under the selected programme (Ml/d) input as +ve 2042-43: 0.18616; Gains in Water Available For Use / Savings in Demand under the selected programme (Ml/d) input as +ve 2043-44: 0.1962; Gains in Water Available For Use / Savings in Demand under the selected programme (Ml/d) input as +ve 2044-45: 0.20623; Gains in Water Available For Use / Savings in Demand under the selected programme (Ml/d) input as +ve 2045-46: 0.21626; Gains in Water Available For Use / Savings in Demand under the selected programme (Ml/d) input as +ve 2046-47: 0.22627; Gains in Water Available For Use / Savings in Demand under the selected programme (Ml/d) input as +ve 2047-48: 0.23628; Gains in Water Available For Use / Savings in Demand under the selected programme (Ml/d) input as +ve 2048-49: 0.24626; Gains in Water Available For Use / Savings in Demand under the selected programme (Ml/d) input as +ve 2049-50: 0.25624
51dP | NHH. WEF Visit Super High.AWSSWC | NHH. WEF Visit Super High.AWSSWC | Non-household water audit | Customer Options | N | Preferred | AWSSWC | Ml/d | 2 | Gains in Water Available For Use / Savings in Demand under the selected programme (Ml/d) input as +ve 2019-20: 0; Gains in Water Available For Use / Savings in Demand under the selected programme (Ml/d) input as +ve 2020-21: 0; Gains in Water Available For Use / Savings in Demand under the selected programme (Ml/d) input as +ve 2021-22: 0; Gains in Water Available For Use / Savings in Demand under the selected programme (Ml/d) input as +ve 2022-23: 0; Gains in Water Available For Use / Savings in Demand under the selected programme (Ml/d) input as +ve 2023-24: 0; Gains in Water Available For Use / Savings in Demand under the selected programme (Ml/d) input as +ve 2024-25: 0; Gains in Water Available For Use / Savings in Demand under the selected programme (Ml/d) input as +ve 2025-26: 0.029793; Gains in Water Available For Use / Savings in Demand under the selected programme (Ml/d) input as +ve 2026-27: 0.060481; Gains in Water Available For Use / Savings in Demand under the selected programme (Ml/d) input as +ve 2027-28: 0.088182; Gains in Water Available For Use / Savings in Demand under the selected programme (Ml/d) input as +ve 2028-29: 0.11367; Gains in Water Available For Use / Savings in Demand under the selected programme (Ml/d) input as +ve 2029-30: 0.13832; Gains in Water Available For Use / Savings in Demand under the selected programme (Ml/d) input as +ve 2030-31: 0.16299; Gains in Water Available For Use / Savings in Demand under the selected programme (Ml/d) input as +ve 2031-32: 0.18767; Gains in Water Available For Use / Savings in Demand under the selected programme (Ml/d) input as +ve 2032-33: 0.21238; Gains in Water Available For Use / Savings in Demand under the selected programme (Ml/d) input as +ve 2033-34: 0.23711; Gains in Water Available For Use / Savings in Demand under the selected programme (Ml/d) input as +ve 2034-35: 0.26186; Gains in Water Available For Use / Savings in Demand under the selected programme (Ml/d) input as +ve 2035-36: 0.28663; Gains in Water Available For Use / Savings in Demand under the selected programme (Ml/d) input as +ve 2036-37: 0.31141; Gains in Water Available For Use / Savings in Demand under the selected programme (Ml/d) input as +ve 2037-38: 0.33622; Gains in Water Available For Use / Savings in Demand under the selected programme (Ml/d) input as +ve 2038-39: 0.36104; Gains in Water Available For Use / Savings in Demand under the selected programme (Ml/d) input as +ve 2039-40: 0.38588; Gains in Water Available For Use / Savings in Demand under the selected programme (Ml/d) input as +ve 2040-41: 0.41072; Gains in Water Available For Use / Savings in Demand under the selected programme (Ml/d) input as +ve 2041-42: 0.43556; Gains in Water Available For Use / Savings in Demand under the selected programme (Ml/d) input as +ve 2042-43: 0.4604; Gains in Water Available For Use / Savings in Demand under the selected programme (Ml/d) input as +ve 2043-44: 0.48524; Gains in Water Available For Use / Savings in Demand under the selected programme (Ml/d) input as +ve 2044-45: 0.51005; Gains in Water Available For Use / Savings in Demand under the selected programme (Ml/d) input as +ve 2045-46: 0.53484; Gains in Water Available For Use / Savings in Demand under the selected programme (Ml/d) input as +ve 2046-47: 0.55961; Gains in Water Available For Use / Savings in Demand under the selected programme (Ml/d) input as +ve 2047-48: 0.58435; Gains in Water Available For Use / Savings in Demand under the selected programme (Ml/d) input as +ve 2048-49: 0.60905; Gains in Water Available For Use / Savings in Demand under the selected programme (Ml/d) input as +ve 2049-50: 0.63371
51dF | NHH. WEF Visit Lower.AWSSWC | NHH. WEF Visit Lower.AWSSWC | Non-household water audit | Customer Options | N | Least Cost | AWSSWC | Ml/d | 2 | Gains in Water Available For Use / Savings in Demand under the selected programme (Ml/d) input as +ve 2019-20: 0; Gains in Water Available For Use / Savings in Demand under the selected programme (Ml/d) input as +ve 2020-21: 0; Gains in Water Available For Use / Savings in Demand under the selected programme (Ml/d) input as +ve 2021-22: 0; Gains in Water Available For Use / Savings in Demand under the selected programme (Ml/d) input as +ve 2022-23: 0; Gains in Water Available For Use / Savings in Demand under the selected programme (Ml/d) input as +ve 2023-24: 0; Gains in Water Available For Use / Savings in Demand under the selected programme (Ml/d) input as +ve 2024-25: 0; Gains in Water Available For Use / Savings in Demand under the selected programme (Ml/d) input as +ve 2025-26: 0.028943; Gains in Water Available For Use / Savings in Demand under the selected programme (Ml/d) input as +ve 2026-27: 0.058756; Gains in Water Available For Use / Savings in Demand under the selected programme (Ml/d) input as +ve 2027-28: 0.085666; Gains in Water Available For Use / Savings in Demand under the selected programme (Ml/d) input as +ve 2028-29: 0.11042; Gains in Water Available For Use / Savings in Demand under the selected programme (Ml/d) input as +ve 2029-30: 0.13437; Gains in Water Available For Use / Savings in Demand under the selected programme (Ml/d) input as +ve 2030-31: 0.15834; Gains in Water Available For Use / Savings in Demand under the selected programme (Ml/d) input as +ve 2031-32: 0.18232; Gains in Water Available For Use / Savings in Demand under the selected programme (Ml/d) input as +ve 2032-33: 0.20632; Gains in Water Available For Use / Savings in Demand under the selected programme (Ml/d) input as +ve 2033-34: 0.23034; Gains in Water Available For Use / Savings in Demand under the selected programme (Ml/d) input as +ve 2034-35: 0.25439; Gains in Water Available For Use / Savings in Demand under the selected programme (Ml/d) input as +ve 2035-36: 0.27845; Gains in Water Available For Use / Savings in Demand under the selected programme (Ml/d) input as +ve 2036-37: 0.30253; Gains in Water Available For Use / Savings in Demand under the selected programme (Ml/d) input as +ve 2037-38: 0.32663; Gains in Water Available For Use / Savings in Demand under the selected programme (Ml/d) input as +ve 2038-39: 0.35074; Gains in Water Available For Use / Savings in Demand under the selected programme (Ml/d) input as +ve 2039-40: 0.37487; Gains in Water Available For Use / Savings in Demand under the selected programme (Ml/d) input as +ve 2040-41: 0.399; Gains in Water Available For Use / Savings in Demand under the selected programme (Ml/d) input as +ve 2041-42: 0.42314; Gains in Water Available For Use / Savings in Demand under the selected programme (Ml/d) input as +ve 2042-43: 0.44727; Gains in Water Available For Use / Savings in Demand under the selected programme (Ml/d) input as +ve 2043-44: 0.47139; Gains in Water Available For Use / Savings in Demand under the selected programme (Ml/d) input as +ve 2044-45: 0.4955; Gains in Water Available For Use / Savings in Demand under the selected programme (Ml/d) input as +ve 2045-46: 0.51959; Gains in Water Available For Use / Savings in Demand under the selected programme (Ml/d) input as +ve 2046-47: 0.54365; Gains in Water Available For Use / Savings in Demand under the selected programme (Ml/d) input as +ve 2047-48: 0.56768; Gains in Water Available For Use / Savings in Demand under the selected programme (Ml/d) input as +ve 2048-49: 0.59168; Gains in Water Available For Use / Savings in Demand under the selected programme (Ml/d) input as +ve 2049-50: 0.61564
51dF | NHH. WEF Visit Lower.AWSSWC | NHH. WEF Visit Lower.AWSSWC | Non-household water audit | Customer Options | N | Ofwat Core | AWSSWC | Ml/d | 2 | Gains in Water Available For Use / Savings in Demand under the selected programme (Ml/d) input as +ve 2019-20: 0; Gains in Water Available For Use / Savings in Demand under the selected programme (Ml/d) input as +ve 2020-21: 0; Gains in Water Available For Use / Savings in Demand under the selected programme (Ml/d) input as +ve 2021-22: 0; Gains in Water Available For Use / Savings in Demand under the selected programme (Ml/d) input as +ve 2022-23: 0; Gains in Water Available For Use / Savings in Demand under the selected programme (Ml/d) input as +ve 2023-24: 0; Gains in Water Available For Use / Savings in Demand under the selected programme (Ml/d) input as +ve 2024-25: 0; Gains in Water Available For Use / Savings in Demand under the selected programme (Ml/d) input as +ve 2025-26: 0.028943; Gains in Water Available For Use / Savings in Demand under the selected programme (Ml/d) input as +ve 2026-27: 0.058756; Gains in Water Available For Use / Savings in Demand under the selected programme (Ml/d) input as +ve 2027-28: 0.085666; Gains in Water Available For Use / Savings in Demand under the selected programme (Ml/d) input as +ve 2028-29: 0.11042; Gains in Water Available For Use / Savings in Demand under the selected programme (Ml/d) input as +ve 2029-30: 0.13437; Gains in Water Available For Use / Savings in Demand under the selected programme (Ml/d) input as +ve 2030-31: 0.15834; Gains in Water Available For Use / Savings in Demand under the selected programme (Ml/d) input as +ve 2031-32: 0.18232; Gains in Water Available For Use / Savings in Demand under the selected programme (Ml/d) input as +ve 2032-33: 0.20632; Gains in Water Available For Use / Savings in Demand under the selected programme (Ml/d) input as +ve 2033-34: 0.23034; Gains in Water Available For Use / Savings in Demand under the selected programme (Ml/d) input as +ve 2034-35: 0.25439; Gains in Water Available For Use / Savings in Demand under the selected programme (Ml/d) input as +ve 2035-36: 0.27845; Gains in Water Available For Use / Savings in Demand under the selected programme (Ml/d) input as +ve 2036-37: 0.30253; Gains in Water Available For Use / Savings in Demand under the selected programme (Ml/d) input as +ve 2037-38: 0.32663; Gains in Water Available For Use / Savings in Demand under the selected programme (Ml/d) input as +ve 2038-39: 0.35074; Gains in Water Available For Use / Savings in Demand under the selected programme (Ml/d) input as +ve 2039-40: 0.37487; Gains in Water Available For Use / Savings in Demand under the selected programme (Ml/d) input as +ve 2040-41: 0.399; Gains in Water Available For Use / Savings in Demand under the selected programme (Ml/d) input as +ve 2041-42: 0.42314; Gains in Water Available For Use / Savings in Demand under the selected programme (Ml/d) input as +ve 2042-43: 0.44727; Gains in Water Available For Use / Savings in Demand under the selected programme (Ml/d) input as +ve 2043-44: 0.47139; Gains in Water Available For Use / Savings in Demand under the selected programme (Ml/d) input as +ve 2044-45: 0.4955; Gains in Water Available For Use / Savings in Demand under the selected programme (Ml/d) input as +ve 2045-46: 0.51959; Gains in Water Available For Use / Savings in Demand under the selected programme (Ml/d) input as +ve 2046-47: 0.54365; Gains in Water Available For Use / Savings in Demand under the selected programme (Ml/d) input as +ve 2047-48: 0.56768; Gains in Water Available For Use / Savings in Demand under the selected programme (Ml/d) input as +ve 2048-49: 0.59168; Gains in Water Available For Use / Savings in Demand under the selected programme (Ml/d) input as +ve 2049-50: 0.61564
51dP | NHH. WEF Visit Upper.AWSSWC | NHH. WEF Visit Upper.AWSSWC | Non-household water audit | Customer Options | N | Preferred | AWSSWC | Ml/d | 2 | Gains in Water Available For Use / Savings in Demand under the selected programme (Ml/d) input as +ve 2019-20: 0; Gains in Water Available For Use / Savings in Demand under the selected programme (Ml/d) input as +ve 2020-21: 0; Gains in Water Available For Use / Savings in Demand under the selected programme (Ml/d) input as +ve 2021-22: 0; Gains in Water Available For Use / Savings in Demand under the selected programme (Ml/d) input as +ve 2022-23: 0; Gains in Water Available For Use / Savings in Demand under the selected programme (Ml/d) input as +ve 2023-24: 0; Gains in Water Available For Use / Savings in Demand under the selected programme (Ml/d) input as +ve 2024-25: 0; Gains in Water Available For Use / Savings in Demand under the selected programme (Ml/d) input as +ve 2025-26: 0.015634; Gains in Water Available For Use / Savings in Demand under the selected programme (Ml/d) input as +ve 2026-27: 0.031738; Gains in Water Available For Use / Savings in Demand under the selected programme (Ml/d) input as +ve 2027-28: 0.046275; Gains in Water Available For Use / Savings in Demand under the selected programme (Ml/d) input as +ve 2028-29: 0.059648; Gains in Water Available For Use / Savings in Demand under the selected programme (Ml/d) input as +ve 2029-30: 0.072584; Gains in Water Available For Use / Savings in Demand under the selected programme (Ml/d) input as +ve 2030-31: 0.08553; Gains in Water Available For Use / Savings in Demand under the selected programme (Ml/d) input as +ve 2031-32: 0.098485; Gains in Water Available For Use / Savings in Demand under the selected programme (Ml/d) input as +ve 2032-33: 0.11145; Gains in Water Available For Use / Savings in Demand under the selected programme (Ml/d) input as +ve 2033-34: 0.12443; Gains in Water Available For Use / Savings in Demand under the selected programme (Ml/d) input as +ve 2034-35: 0.13741; Gains in Water Available For Use / Savings in Demand under the selected programme (Ml/d) input as +ve 2035-36: 0.15041; Gains in Water Available For Use / Savings in Demand under the selected programme (Ml/d) input as +ve 2036-37: 0.16342; Gains in Water Available For Use / Savings in Demand under the selected programme (Ml/d) input as +ve 2037-38: 0.17644; Gains in Water Available For Use / Savings in Demand under the selected programme (Ml/d) input as +ve 2038-39: 0.18946; Gains in Water Available For Use / Savings in Demand under the selected programme (Ml/d) input as +ve 2039-40: 0.2025; Gains in Water Available For Use / Savings in Demand under the selected programme (Ml/d) input as +ve 2040-41: 0.21553; Gains in Water Available For Use / Savings in Demand under the selected programme (Ml/d) input as +ve 2041-42: 0.22857; Gains in Water Available For Use / Savings in Demand under the selected programme (Ml/d) input as +ve 2042-43: 0.2416; Gains in Water Available For Use / Savings in Demand under the selected programme (Ml/d) input as +ve 2043-44: 0.25463; Gains in Water Available For Use / Savings in Demand under the selected programme (Ml/d) input as +ve 2044-45: 0.26766; Gains in Water Available For Use / Savings in Demand under the selected programme (Ml/d) input as +ve 2045-46: 0.28067; Gains in Water Available For Use / Savings in Demand under the selected programme (Ml/d) input as +ve 2046-47: 0.29366; Gains in Water Available For Use / Savings in Demand under the selected programme (Ml/d) input as +ve 2047-48: 0.30665; Gains in Water Available For Use / Savings in Demand under the selected programme (Ml/d) input as +ve 2048-49: 0.31961; Gains in Water Available For Use / Savings in Demand under the selected programme (Ml/d) input as +ve 2049-50: 0.33255
51dF | NHH. WEF Visit Super High.AWSSWC | NHH. WEF Visit Super High.AWSSWC | Non-household water audit | Customer Options | N | Least Cost | AWSSWC | Ml/d | 2 | Gains in Water Available For Use / Savings in Demand under the selected programme (Ml/d) input as +ve 2019-20: 0; Gains in Water Available For Use / Savings in Demand under the selected programme (Ml/d) input as +ve 2020-21: 0; Gains in Water Available For Use / Savings in Demand under the selected programme (Ml/d) input as +ve 2021-22: 0; Gains in Water Available For Use / Savings in Demand under the selected programme (Ml/d) input as +ve 2022-23: 0; Gains in Water Available For Use / Savings in Demand under the selected programme (Ml/d) input as +ve 2023-24: 0; Gains in Water Available For Use / Savings in Demand under the selected programme (Ml/d) input as +ve 2024-25: 0; Gains in Water Available For Use / Savings in Demand under the selected programme (Ml/d) input as +ve 2025-26: 0.029793; Gains in Water Available For Use / Savings in Demand under the selected programme (Ml/d) input as +ve 2026-27: 0.060481; Gains in Water Available For Use / Savings in Demand under the selected programme (Ml/d) input as +ve 2027-28: 0.088182; Gains in Water Available For Use / Savings in Demand under the selected programme (Ml/d) input as +ve 2028-29: 0.11367; Gains in Water Available For Use / Savings in Demand under the selected programme (Ml/d) input as +ve 2029-30: 0.13832; Gains in Water Available For Use / Savings in Demand under the selected programme (Ml/d) input as +ve 2030-31: 0.16299; Gains in Water Available For Use / Savings in Demand under the selected programme (Ml/d) input as +ve 2031-32: 0.18767; Gains in Water Available For Use / Savings in Demand under the selected programme (Ml/d) input as +ve 2032-33: 0.21238; Gains in Water Available For Use / Savings in Demand under the selected programme (Ml/d) input as +ve 2033-34: 0.23711; Gains in Water Available For Use / Savings in Demand under the selected programme (Ml/d) input as +ve 2034-35: 0.26186; Gains in Water Available For Use / Savings in Demand under the selected programme (Ml/d) input as +ve 2035-36: 0.28663; Gains in Water Available For Use / Savings in Demand under the selected programme (Ml/d) input as +ve 2036-37: 0.31141; Gains in Water Available For Use / Savings in Demand under the selected programme (Ml/d) input as +ve 2037-38: 0.33622; Gains in Water Available For Use / Savings in Demand under the selected programme (Ml/d) input as +ve 2038-39: 0.36104; Gains in Water Available For Use / Savings in Demand under the selected programme (Ml/d) input as +ve 2039-40: 0.38588; Gains in Water Available For Use / Savings in Demand under the selected programme (Ml/d) input as +ve 2040-41: 0.41072; Gains in Water Available For Use / Savings in Demand under the selected programme (Ml/d) input as +ve 2041-42: 0.43556; Gains in Water Available For Use / Savings in Demand under the selected programme (Ml/d) input as +ve 2042-43: 0.4604; Gains in Water Available For Use / Savings in Demand under the selected programme (Ml/d) input as +ve 2043-44: 0.48524; Gains in Water Available For Use / Savings in Demand under the selected programme (Ml/d) input as +ve 2044-45: 0.51005; Gains in Water Available For Use / Savings in Demand under the selected programme (Ml/d) input as +ve 2045-46: 0.53484; Gains in Water Available For Use / Savings in Demand under the selected programme (Ml/d) input as +ve 2046-47: 0.55961; Gains in Water Available For Use / Savings in Demand under the selected programme (Ml/d) input as +ve 2047-48: 0.58435; Gains in Water Available For Use / Savings in Demand under the selected programme (Ml/d) input as +ve 2048-49: 0.60905; Gains in Water Available For Use / Savings in Demand under the selected programme (Ml/d) input as +ve 2049-50: 0.63371
51dF | NHH. WEF Visit Super High.AWSSWC | NHH. WEF Visit Super High.AWSSWC | Non-household water audit | Customer Options | N | Ofwat Core | AWSSWC | Ml/d | 2 | Gains in Water Available For Use / Savings in Demand under the selected programme (Ml/d) input as +ve 2019-20: 0; Gains in Water Available For Use / Savings in Demand under the selected programme (Ml/d) input as +ve 2020-21: 0; Gains in Water Available For Use / Savings in Demand under the selected programme (Ml/d) input as +ve 2021-22: 0; Gains in Water Available For Use / Savings in Demand under the selected programme (Ml/d) input as +ve 2022-23: 0; Gains in Water Available For Use / Savings in Demand under the selected programme (Ml/d) input as +ve 2023-24: 0; Gains in Water Available For Use / Savings in Demand under the selected programme (Ml/d) input as +ve 2024-25: 0; Gains in Water Available For Use / Savings in Demand under the selected programme (Ml/d) input as +ve 2025-26: 0.029793; Gains in Water Available For Use / Savings in Demand under the selected programme (Ml/d) input as +ve 2026-27: 0.060481; Gains in Water Available For Use / Savings in Demand under the selected programme (Ml/d) input as +ve 2027-28: 0.088182; Gains in Water Available For Use / Savings in Demand under the selected programme (Ml/d) input as +ve 2028-29: 0.11367; Gains in Water Available For Use / Savings in Demand under the selected programme (Ml/d) input as +ve 2029-30: 0.13832; Gains in Water Available For Use / Savings in Demand under the selected programme (Ml/d) input as +ve 2030-31: 0.16299; Gains in Water Available For Use / Savings in Demand under the selected programme (Ml/d) input as +ve 2031-32: 0.18767; Gains in Water Available For Use / Savings in Demand under the selected programme (Ml/d) input as +ve 2032-33: 0.21238; Gains in Water Available For Use / Savings in Demand under the selected programme (Ml/d) input as +ve 2033-34: 0.23711; Gains in Water Available For Use / Savings in Demand under the selected programme (Ml/d) input as +ve 2034-35: 0.26186; Gains in Water Available For Use / Savings in Demand under the selected programme (Ml/d) input as +ve 2035-36: 0.28663; Gains in Water Available For Use / Savings in Demand under the selected programme (Ml/d) input as +ve 2036-37: 0.31141; Gains in Water Available For Use / Savings in Demand under the selected programme (Ml/d) input as +ve 2037-38: 0.33622; Gains in Water Available For Use / Savings in Demand under the selected programme (Ml/d) input as +ve 2038-39: 0.36104; Gains in Water Available For Use / Savings in Demand under the selected programme (Ml/d) input as +ve 2039-40: 0.38588; Gains in Water Available For Use / Savings in Demand under the selected programme (Ml/d) input as +ve 2040-41: 0.41072; Gains in Water Available For Use / Savings in Demand under the selected programme (Ml/d) input as +ve 2041-42: 0.43556; Gains in Water Available For Use / Savings in Demand under the selected programme (Ml/d) input as +ve 2042-43: 0.4604; Gains in Water Available For Use / Savings in Demand under the selected programme (Ml/d) input as +ve 2043-44: 0.48524; Gains in Water Available For Use / Savings in Demand under the selected programme (Ml/d) input as +ve 2044-45: 0.51005; Gains in Water Available For Use / Savings in Demand under the selected programme (Ml/d) input as +ve 2045-46: 0.53484; Gains in Water Available For Use / Savings in Demand under the selected programme (Ml/d) input as +ve 2046-47: 0.55961; Gains in Water Available For Use / Savings in Demand under the selected programme (Ml/d) input as +ve 2047-48: 0.58435; Gains in Water Available For Use / Savings in Demand under the selected programme (Ml/d) input as +ve 2048-49: 0.60905; Gains in Water Available For Use / Savings in Demand under the selected programme (Ml/d) input as +ve 2049-50: 0.63371
51dP | Smart Metering.AWSSWC | Smart Metering.AWSSWC | Metering other selective | Customer Options | N | Preferred | AWSSWC | Ml/d | 2 | Gains in Water Available For Use / Savings in Demand under the selected programme (Ml/d) input as +ve 2019-20: 0; Gains in Water Available For Use / Savings in Demand under the selected programme (Ml/d) input as +ve 2020-21: 0; Gains in Water Available For Use / Savings in Demand under the selected programme (Ml/d) input as +ve 2021-22: 0; Gains in Water Available For Use / Savings in Demand under the selected programme (Ml/d) input as +ve 2022-23: 0; Gains in Water Available For Use / Savings in Demand under the selected programme (Ml/d) input as +ve 2023-24: 0; Gains in Water Available For Use / Savings in Demand under the selected programme (Ml/d) input as +ve 2024-25: 0; Gains in Water Available For Use / Savings in Demand under the selected programme (Ml/d) input as +ve 2025-26: 0.22322; Gains in Water Available For Use / Savings in Demand under the selected programme (Ml/d) input as +ve 2026-27: 0.42038; Gains in Water Available For Use / Savings in Demand under the selected programme (Ml/d) input as +ve 2027-28: 0.48292; Gains in Water Available For Use / Savings in Demand under the selected programme (Ml/d) input as +ve 2028-29: 0.54892; Gains in Water Available For Use / Savings in Demand under the selected programme (Ml/d) input as +ve 2029-30: 0.61653; Gains in Water Available For Use / Savings in Demand under the selected programme (Ml/d) input as +ve 2030-31: 0.68762; Gains in Water Available For Use / Savings in Demand under the selected programme (Ml/d) input as +ve 2031-32: 0.7597; Gains in Water Available For Use / Savings in Demand under the selected programme (Ml/d) input as +ve 2032-33: 0.78299; Gains in Water Available For Use / Savings in Demand under the selected programme (Ml/d) input as +ve 2033-34: 0.80585; Gains in Water Available For Use / Savings in Demand under the selected programme (Ml/d) input as +ve 2034-35: 0.8283; Gains in Water Available For Use / Savings in Demand under the selected programme (Ml/d) input as +ve 2035-36: 0.85031; Gains in Water Available For Use / Savings in Demand under the selected programme (Ml/d) input as +ve 2036-37: 0.87186; Gains in Water Available For Use / Savings in Demand under the selected programme (Ml/d) input as +ve 2037-38: 0.89309; Gains in Water Available For Use / Savings in Demand under the selected programme (Ml/d) input as +ve 2038-39: 0.91399; Gains in Water Available For Use / Savings in Demand under the selected programme (Ml/d) input as +ve 2039-40: 0.93171; Gains in Water Available For Use / Savings in Demand under the selected programme (Ml/d) input as +ve 2040-41: 0.94941; Gains in Water Available For Use / Savings in Demand under the selected programme (Ml/d) input as +ve 2041-42: 0.96671; Gains in Water Available For Use / Savings in Demand under the selected programme (Ml/d) input as +ve 2042-43: 0.98342; Gains in Water Available For Use / Savings in Demand under the selected programme (Ml/d) input as +ve 2043-44: 0.99986; Gains in Water Available For Use / Savings in Demand under the selected programme (Ml/d) input as +ve 2044-45: 1.016; Gains in Water Available For Use / Savings in Demand under the selected programme (Ml/d) input as +ve 2045-46: 1.0304; Gains in Water Available For Use / Savings in Demand under the selected programme (Ml/d) input as +ve 2046-47: 1.0444; Gains in Water Available For Use / Savings in Demand under the selected programme (Ml/d) input as +ve 2047-48: 1.0583; Gains in Water Available For Use / Savings in Demand under the selected programme (Ml/d) input as +ve 2048-49: 1.0719; Gains in Water Available For Use / Savings in Demand under the selected programme (Ml/d) input as +ve 2049-50: 1.0845
51dF | NHH. WEF Visit Upper.AWSSWC | NHH. WEF Visit Upper.AWSSWC | Non-household water audit | Customer Options | N | Least Cost | AWSSWC | Ml/d | 2 | Gains in Water Available For Use / Savings in Demand under the selected programme (Ml/d) input as +ve 2019-20: 0; Gains in Water Available For Use / Savings in Demand under the selected programme (Ml/d) input as +ve 2020-21: 0; Gains in Water Available For Use / Savings in Demand under the selected programme (Ml/d) input as +ve 2021-22: 0; Gains in Water Available For Use / Savings in Demand under the selected programme (Ml/d) input as +ve 2022-23: 0; Gains in Water Available For Use / Savings in Demand under the selected programme (Ml/d) input as +ve 2023-24: 0; Gains in Water Available For Use / Savings in Demand under the selected programme (Ml/d) input as +ve 2024-25: 0; Gains in Water Available For Use / Savings in Demand under the selected programme (Ml/d) input as +ve 2025-26: 0.015634; Gains in Water Available For Use / Savings in Demand under the selected programme (Ml/d) input as +ve 2026-27: 0.031738; Gains in Water Available For Use / Savings in Demand under the selected programme (Ml/d) input as +ve 2027-28: 0.046275; Gains in Water Available For Use / Savings in Demand under the selected programme (Ml/d) input as +ve 2028-29: 0.059648; Gains in Water Available For Use / Savings in Demand under the selected programme (Ml/d) input as +ve 2029-30: 0.072584; Gains in Water Available For Use / Savings in Demand under the selected programme (Ml/d) input as +ve 2030-31: 0.08553; Gains in Water Available For Use / Savings in Demand under the selected programme (Ml/d) input as +ve 2031-32: 0.098485; Gains in Water Available For Use / Savings in Demand under the selected programme (Ml/d) input as +ve 2032-33: 0.11145; Gains in Water Available For Use / Savings in Demand under the selected programme (Ml/d) input as +ve 2033-34: 0.12443; Gains in Water Available For Use / Savings in Demand under the selected programme (Ml/d) input as +ve 2034-35: 0.13741; Gains in Water Available For Use / Savings in Demand under the selected programme (Ml/d) input as +ve 2035-36: 0.15041; Gains in Water Available For Use / Savings in Demand under the selected programme (Ml/d) input as +ve 2036-37: 0.16342; Gains in Water Available For Use / Savings in Demand under the selected programme (Ml/d) input as +ve 2037-38: 0.17644; Gains in Water Available For Use / Savings in Demand under the selected programme (Ml/d) input as +ve 2038-39: 0.18946; Gains in Water Available For Use / Savings in Demand under the selected programme (Ml/d) input as +ve 2039-40: 0.2025; Gains in Water Available For Use / Savings in Demand under the selected programme (Ml/d) input as +ve 2040-41: 0.21553; Gains in Water Available For Use / Savings in Demand under the selected programme (Ml/d) input as +ve 2041-42: 0.22857; Gains in Water Available For Use / Savings in Demand under the selected programme (Ml/d) input as +ve 2042-43: 0.2416; Gains in Water Available For Use / Savings in Demand under the selected programme (Ml/d) input as +ve 2043-44: 0.25463; Gains in Water Available For Use / Savings in Demand under the selected programme (Ml/d) input as +ve 2044-45: 0.26766; Gains in Water Available For Use / Savings in Demand under the selected programme (Ml/d) input as +ve 2045-46: 0.28067; Gains in Water Available For Use / Savings in Demand under the selected programme (Ml/d) input as +ve 2046-47: 0.29366; Gains in Water Available For Use / Savings in Demand under the selected programme (Ml/d) input as +ve 2047-48: 0.30665; Gains in Water Available For Use / Savings in Demand under the selected programme (Ml/d) input as +ve 2048-49: 0.31961; Gains in Water Available For Use / Savings in Demand under the selected programme (Ml/d) input as +ve 2049-50: 0.33255
51dF | NHH. WEF Visit Upper.AWSSWC | NHH. WEF Visit Upper.AWSSWC | Non-household water audit | Customer Options | N | Ofwat Core | AWSSWC | Ml/d | 2 | Gains in Water Available For Use / Savings in Demand under the selected programme (Ml/d) input as +ve 2019-20: 0; Gains in Water Available For Use / Savings in Demand under the selected programme (Ml/d) input as +ve 2020-21: 0; Gains in Water Available For Use / Savings in Demand under the selected programme (Ml/d) input as +ve 2021-22: 0; Gains in Water Available For Use / Savings in Demand under the selected programme (Ml/d) input as +ve 2022-23: 0; Gains in Water Available For Use / Savings in Demand under the selected programme (Ml/d) input as +ve 2023-24: 0; Gains in Water Available For Use / Savings in Demand under the selected programme (Ml/d) input as +ve 2024-25: 0; Gains in Water Available For Use / Savings in Demand under the selected programme (Ml/d) input as +ve 2025-26: 0.015634; Gains in Water Available For Use / Savings in Demand under the selected programme (Ml/d) input as +ve 2026-27: 0.031738; Gains in Water Available For Use / Savings in Demand under the selected programme (Ml/d) input as +ve 2027-28: 0.046275; Gains in Water Available For Use / Savings in Demand under the selected programme (Ml/d) input as +ve 2028-29: 0.059648; Gains in Water Available For Use / Savings in Demand under the selected programme (Ml/d) input as +ve 2029-30: 0.072584; Gains in Water Available For Use / Savings in Demand under the selected programme (Ml/d) input as +ve 2030-31: 0.08553; Gains in Water Available For Use / Savings in Demand under the selected programme (Ml/d) input as +ve 2031-32: 0.098485; Gains in Water Available For Use / Savings in Demand under the selected programme (Ml/d) input as +ve 2032-33: 0.11145; Gains in Water Available For Use / Savings in Demand under the selected programme (Ml/d) input as +ve 2033-34: 0.12443; Gains in Water Available For Use / Savings in Demand under the selected programme (Ml/d) input as +ve 2034-35: 0.13741; Gains in Water Available For Use / Savings in Demand under the selected programme (Ml/d) input as +ve 2035-36: 0.15041; Gains in Water Available For Use / Savings in Demand under the selected programme (Ml/d) input as +ve 2036-37: 0.16342; Gains in Water Available For Use / Savings in Demand under the selected programme (Ml/d) input as +ve 2037-38: 0.17644; Gains in Water Available For Use / Savings in Demand under the selected programme (Ml/d) input as +ve 2038-39: 0.18946; Gains in Water Available For Use / Savings in Demand under the selected programme (Ml/d) input as +ve 2039-40: 0.2025; Gains in Water Available For Use / Savings in Demand under the selected programme (Ml/d) input as +ve 2040-41: 0.21553; Gains in Water Available For Use / Savings in Demand under the selected programme (Ml/d) input as +ve 2041-42: 0.22857; Gains in Water Available For Use / Savings in Demand under the selected programme (Ml/d) input as +ve 2042-43: 0.2416; Gains in Water Available For Use / Savings in Demand under the selected programme (Ml/d) input as +ve 2043-44: 0.25463; Gains in Water Available For Use / Savings in Demand under the selected programme (Ml/d) input as +ve 2044-45: 0.26766; Gains in Water Available For Use / Savings in Demand under the selected programme (Ml/d) input as +ve 2045-46: 0.28067; Gains in Water Available For Use / Savings in Demand under the selected programme (Ml/d) input as +ve 2046-47: 0.29366; Gains in Water Available For Use / Savings in Demand under the selected programme (Ml/d) input as +ve 2047-48: 0.30665; Gains in Water Available For Use / Savings in Demand under the selected programme (Ml/d) input as +ve 2048-49: 0.31961; Gains in Water Available For Use / Savings in Demand under the selected programme (Ml/d) input as +ve 2049-50: 0.33255
51dP | USPL_HH_MET.AWSSWC | USPL_HH_MET.AWSSWC | Supply pipe repairs / replacement | Customer Options | N | Preferred | AWSSWC | Ml/d | 2 | Gains in Water Available For Use / Savings in Demand under the selected programme (Ml/d) input as +ve 2019-20: 0; Gains in Water Available For Use / Savings in Demand under the selected programme (Ml/d) input as +ve 2020-21: 0; Gains in Water Available For Use / Savings in Demand under the selected programme (Ml/d) input as +ve 2021-22: 0; Gains in Water Available For Use / Savings in Demand under the selected programme (Ml/d) input as +ve 2022-23: 0; Gains in Water Available For Use / Savings in Demand under the selected programme (Ml/d) input as +ve 2023-24: 0; Gains in Water Available For Use / Savings in Demand under the selected programme (Ml/d) input as +ve 2024-25: 0; Gains in Water Available For Use / Savings in Demand under the selected programme (Ml/d) input as +ve 2025-26: 0.041247; Gains in Water Available For Use / Savings in Demand under the selected programme (Ml/d) input as +ve 2026-27: 0.091126; Gains in Water Available For Use / Savings in Demand under the selected programme (Ml/d) input as +ve 2027-28: 0.11461; Gains in Water Available For Use / Savings in Demand under the selected programme (Ml/d) input as +ve 2028-29: 0.13983; Gains in Water Available For Use / Savings in Demand under the selected programme (Ml/d) input as +ve 2029-30: 0.16613; Gains in Water Available For Use / Savings in Demand under the selected programme (Ml/d) input as +ve 2030-31: 0.19391; Gains in Water Available For Use / Savings in Demand under the selected programme (Ml/d) input as +ve 2031-32: 0.22239; Gains in Water Available For Use / Savings in Demand under the selected programme (Ml/d) input as +ve 2032-33: 0.22917; Gains in Water Available For Use / Savings in Demand under the selected programme (Ml/d) input as +ve 2033-34: 0.23581; Gains in Water Available For Use / Savings in Demand under the selected programme (Ml/d) input as +ve 2034-35: 0.24234; Gains in Water Available For Use / Savings in Demand under the selected programme (Ml/d) input as +ve 2035-36: 0.24876; Gains in Water Available For Use / Savings in Demand under the selected programme (Ml/d) input as +ve 2036-37: 0.25506; Gains in Water Available For Use / Savings in Demand under the selected programme (Ml/d) input as +ve 2037-38: 0.26125; Gains in Water Available For Use / Savings in Demand under the selected programme (Ml/d) input as +ve 2038-39: 0.26732; Gains in Water Available For Use / Savings in Demand under the selected programme (Ml/d) input as +ve 2039-40: 0.2728; Gains in Water Available For Use / Savings in Demand under the selected programme (Ml/d) input as +ve 2040-41: 0.2782; Gains in Water Available For Use / Savings in Demand under the selected programme (Ml/d) input as +ve 2041-42: 0.2835; Gains in Water Available For Use / Savings in Demand under the selected programme (Ml/d) input as +ve 2042-43: 0.28871; Gains in Water Available For Use / Savings in Demand under the selected programme (Ml/d) input as +ve 2043-44: 0.29383; Gains in Water Available For Use / Savings in Demand under the selected programme (Ml/d) input as +ve 2044-45: 0.29887; Gains in Water Available For Use / Savings in Demand under the selected programme (Ml/d) input as +ve 2045-46: 0.30358; Gains in Water Available For Use / Savings in Demand under the selected programme (Ml/d) input as +ve 2046-47: 0.30821; Gains in Water Available For Use / Savings in Demand under the selected programme (Ml/d) input as +ve 2047-48: 0.31275; Gains in Water Available For Use / Savings in Demand under the selected programme (Ml/d) input as +ve 2048-49: 0.31721; Gains in Water Available For Use / Savings in Demand under the selected programme (Ml/d) input as +ve 2049-50: 0.32143
51dF | Smart Metering.AWSSWC | Smart Metering.AWSSWC | Metering other selective | Customer Options | N | Least Cost | AWSSWC | Ml/d | 2 | Gains in Water Available For Use / Savings in Demand under the selected programme (Ml/d) input as +ve 2019-20: 0; Gains in Water Available For Use / Savings in Demand under the selected programme (Ml/d) input as +ve 2020-21: 0; Gains in Water Available For Use / Savings in Demand under the selected programme (Ml/d) input as +ve 2021-22: 0; Gains in Water Available For Use / Savings in Demand under the selected programme (Ml/d) input as +ve 2022-23: 0; Gains in Water Available For Use / Savings in Demand under the selected programme (Ml/d) input as +ve 2023-24: 0; Gains in Water Available For Use / Savings in Demand under the selected programme (Ml/d) input as +ve 2024-25: 0; Gains in Water Available For Use / Savings in Demand under the selected programme (Ml/d) input as +ve 2025-26: 0.22322; Gains in Water Available For Use / Savings in Demand under the selected programme (Ml/d) input as +ve 2026-27: 0.42038; Gains in Water Available For Use / Savings in Demand under the selected programme (Ml/d) input as +ve 2027-28: 0.48292; Gains in Water Available For Use / Savings in Demand under the selected programme (Ml/d) input as +ve 2028-29: 0.54892; Gains in Water Available For Use / Savings in Demand under the selected programme (Ml/d) input as +ve 2029-30: 0.61653; Gains in Water Available For Use / Savings in Demand under the selected programme (Ml/d) input as +ve 2030-31: 0.68762; Gains in Water Available For Use / Savings in Demand under the selected programme (Ml/d) input as +ve 2031-32: 0.7597; Gains in Water Available For Use / Savings in Demand under the selected programme (Ml/d) input as +ve 2032-33: 0.78299; Gains in Water Available For Use / Savings in Demand under the selected programme (Ml/d) input as +ve 2033-34: 0.80585; Gains in Water Available For Use / Savings in Demand under the selected programme (Ml/d) input as +ve 2034-35: 0.8283; Gains in Water Available For Use / Savings in Demand under the selected programme (Ml/d) input as +ve 2035-36: 0.85031; Gains in Water Available For Use / Savings in Demand under the selected programme (Ml/d) input as +ve 2036-37: 0.87186; Gains in Water Available For Use / Savings in Demand under the selected programme (Ml/d) input as +ve 2037-38: 0.89309; Gains in Water Available For Use / Savings in Demand under the selected programme (Ml/d) input as +ve 2038-39: 0.91399; Gains in Water Available For Use / Savings in Demand under the selected programme (Ml/d) input as +ve 2039-40: 0.93171; Gains in Water Available For Use / Savings in Demand under the selected programme (Ml/d) input as +ve 2040-41: 0.94941; Gains in Water Available For Use / Savings in Demand under the selected programme (Ml/d) input as +ve 2041-42: 0.96671; Gains in Water Available For Use / Savings in Demand under the selected programme (Ml/d) input as +ve 2042-43: 0.98342; Gains in Water Available For Use / Savings in Demand under the selected programme (Ml/d) input as +ve 2043-44: 0.99986; Gains in Water Available For Use / Savings in Demand under the selected programme (Ml/d) input as +ve 2044-45: 1.016; Gains in Water Available For Use / Savings in Demand under the selected programme (Ml/d) input as +ve 2045-46: 1.0304; Gains in Water Available For Use / Savings in Demand under the selected programme (Ml/d) input as +ve 2046-47: 1.0444; Gains in Water Available For Use / Savings in Demand under the selected programme (Ml/d) input as +ve 2047-48: 1.0583; Gains in Water Available For Use / Savings in Demand under the selected programme (Ml/d) input as +ve 2048-49: 1.0719; Gains in Water Available For Use / Savings in Demand under the selected programme (Ml/d) input as +ve 2049-50: 1.0845
51dF | Smart Metering.AWSSWC | Smart Metering.AWSSWC | Metering other selective | Customer Options | N | Ofwat Core | AWSSWC | Ml/d | 2 | Gains in Water Available For Use / Savings in Demand under the selected programme (Ml/d) input as +ve 2019-20: 0; Gains in Water Available For Use / Savings in Demand under the selected programme (Ml/d) input as +ve 2020-21: 0; Gains in Water Available For Use / Savings in Demand under the selected programme (Ml/d) input as +ve 2021-22: 0; Gains in Water Available For Use / Savings in Demand under the selected programme (Ml/d) input as +ve 2022-23: 0; Gains in Water Available For Use / Savings in Demand under the selected programme (Ml/d) input as +ve 2023-24: 0; Gains in Water Available For Use / Savings in Demand under the selected programme (Ml/d) input as +ve 2024-25: 0; Gains in Water Available For Use / Savings in Demand under the selected programme (Ml/d) input as +ve 2025-26: 0.22322; Gains in Water Available For Use / Savings in Demand under the selected programme (Ml/d) input as +ve 2026-27: 0.42038; Gains in Water Available For Use / Savings in Demand under the selected programme (Ml/d) input as +ve 2027-28: 0.48292; Gains in Water Available For Use / Savings in Demand under the selected programme (Ml/d) input as +ve 2028-29: 0.54892; Gains in Water Available For Use / Savings in Demand under the selected programme (Ml/d) input as +ve 2029-30: 0.61653; Gains in Water Available For Use / Savings in Demand under the selected programme (Ml/d) input as +ve 2030-31: 0.68762; Gains in Water Available For Use / Savings in Demand under the selected programme (Ml/d) input as +ve 2031-32: 0.7597; Gains in Water Available For Use / Savings in Demand under the selected programme (Ml/d) input as +ve 2032-33: 0.78299; Gains in Water Available For Use / Savings in Demand under the selected programme (Ml/d) input as +ve 2033-34: 0.80585; Gains in Water Available For Use / Savings in Demand under the selected programme (Ml/d) input as +ve 2034-35: 0.8283; Gains in Water Available For Use / Savings in Demand under the selected programme (Ml/d) input as +ve 2035-36: 0.85031; Gains in Water Available For Use / Savings in Demand under the selected programme (Ml/d) input as +ve 2036-37: 0.87186; Gains in Water Available For Use / Savings in Demand under the selected programme (Ml/d) input as +ve 2037-38: 0.89309; Gains in Water Available For Use / Savings in Demand under the selected programme (Ml/d) input as +ve 2038-39: 0.91399; Gains in Water Available For Use / Savings in Demand under the selected programme (Ml/d) input as +ve 2039-40: 0.93171; Gains in Water Available For Use / Savings in Demand under the selected programme (Ml/d) input as +ve 2040-41: 0.94941; Gains in Water Available For Use / Savings in Demand under the selected programme (Ml/d) input as +ve 2041-42: 0.96671; Gains in Water Available For Use / Savings in Demand under the selected programme (Ml/d) input as +ve 2042-43: 0.98342; Gains in Water Available For Use / Savings in Demand under the selected programme (Ml/d) input as +ve 2043-44: 0.99986; Gains in Water Available For Use / Savings in Demand under the selected programme (Ml/d) input as +ve 2044-45: 1.016; Gains in Water Available For Use / Savings in Demand under the selected programme (Ml/d) input as +ve 2045-46: 1.0304; Gains in Water Available For Use / Savings in Demand under the selected programme (Ml/d) input as +ve 2046-47: 1.0444; Gains in Water Available For Use / Savings in Demand under the selected programme (Ml/d) input as +ve 2047-48: 1.0583; Gains in Water Available For Use / Savings in Demand under the selected programme (Ml/d) input as +ve 2048-49: 1.0719; Gains in Water Available For Use / Savings in Demand under the selected programme (Ml/d) input as +ve 2049-50: 1.0845
51dP | USPL_ShSupplies.AWSSWC | USPL_ShSupplies.AWSSWC | Supply pipe repairs / replacement | Customer Options | N | Preferred | AWSSWC | Ml/d | 2 | Gains in Water Available For Use / Savings in Demand under the selected programme (Ml/d) input as +ve 2019-20: 0; Gains in Water Available For Use / Savings in Demand under the selected programme (Ml/d) input as +ve 2020-21: 0; Gains in Water Available For Use / Savings in Demand under the selected programme (Ml/d) input as +ve 2021-22: 0; Gains in Water Available For Use / Savings in Demand under the selected programme (Ml/d) input as +ve 2022-23: 0; Gains in Water Available For Use / Savings in Demand under the selected programme (Ml/d) input as +ve 2023-24: 0; Gains in Water Available For Use / Savings in Demand under the selected programme (Ml/d) input as +ve 2024-25: 0; Gains in Water Available For Use / Savings in Demand under the selected programme (Ml/d) input as +ve 2025-26: 0.11799; Gains in Water Available For Use / Savings in Demand under the selected programme (Ml/d) input as +ve 2026-27: 0.16128; Gains in Water Available For Use / Savings in Demand under the selected programme (Ml/d) input as +ve 2027-28: 0.18489; Gains in Water Available For Use / Savings in Demand under the selected programme (Ml/d) input as +ve 2028-29: 0.18489; Gains in Water Available For Use / Savings in Demand under the selected programme (Ml/d) input as +ve 2029-30: 0.18489; Gains in Water Available For Use / Savings in Demand under the selected programme (Ml/d) input as +ve 2030-31: 0.18489; Gains in Water Available For Use / Savings in Demand under the selected programme (Ml/d) input as +ve 2031-32: 0.18489; Gains in Water Available For Use / Savings in Demand under the selected programme (Ml/d) input as +ve 2032-33: 0.18489; Gains in Water Available For Use / Savings in Demand under the selected programme (Ml/d) input as +ve 2033-34: 0.18489; Gains in Water Available For Use / Savings in Demand under the selected programme (Ml/d) input as +ve 2034-35: 0.18489; Gains in Water Available For Use / Savings in Demand under the selected programme (Ml/d) input as +ve 2035-36: 0.18489; Gains in Water Available For Use / Savings in Demand under the selected programme (Ml/d) input as +ve 2036-37: 0.18489; Gains in Water Available For Use / Savings in Demand under the selected programme (Ml/d) input as +ve 2037-38: 0.18489; Gains in Water Available For Use / Savings in Demand under the selected programme (Ml/d) input as +ve 2038-39: 0.18489; Gains in Water Available For Use / Savings in Demand under the selected programme (Ml/d) input as +ve 2039-40: 0.18489; Gains in Water Available For Use / Savings in Demand under the selected programme (Ml/d) input as +ve 2040-41: 0.18489; Gains in Water Available For Use / Savings in Demand under the selected programme (Ml/d) input as +ve 2041-42: 0.18489; Gains in Water Available For Use / Savings in Demand under the selected programme (Ml/d) input as +ve 2042-43: 0.18489; Gains in Water Available For Use / Savings in Demand under the selected programme (Ml/d) input as +ve 2043-44: 0.18489; Gains in Water Available For Use / Savings in Demand under the selected programme (Ml/d) input as +ve 2044-45: 0.18489; Gains in Water Available For Use / Savings in Demand under the selected programme (Ml/d) input as +ve 2045-46: 0.18489; Gains in Water Available For Use / Savings in Demand under the selected programme (Ml/d) input as +ve 2046-47: 0.18489; Gains in Water Available For Use / Savings in Demand under the selected programme (Ml/d) input as +ve 2047-48: 0.18489; Gains in Water Available For Use / Savings in Demand under the selected programme (Ml/d) input as +ve 2048-49: 0.18489; Gains in Water Available For Use / Savings in Demand under the selected programme (Ml/d) input as +ve 2049-50: 0.18489
51dF | USPL_HH_MET.AWSSWC | USPL_HH_MET.AWSSWC | Supply pipe repairs / replacement | Customer Options | N | Least Cost | AWSSWC | Ml/d | 2 | Gains in Water Available For Use / Savings in Demand under the selected programme (Ml/d) input as +ve 2019-20: 0; Gains in Water Available For Use / Savings in Demand under the selected programme (Ml/d) input as +ve 2020-21: 0; Gains in Water Available For Use / Savings in Demand under the selected programme (Ml/d) input as +ve 2021-22: 0; Gains in Water Available For Use / Savings in Demand under the selected programme (Ml/d) input as +ve 2022-23: 0; Gains in Water Available For Use / Savings in Demand under the selected programme (Ml/d) input as +ve 2023-24: 0; Gains in Water Available For Use / Savings in Demand under the selected programme (Ml/d) input as +ve 2024-25: 0; Gains in Water Available For Use / Savings in Demand under the selected programme (Ml/d) input as +ve 2025-26: 0.041247; Gains in Water Available For Use / Savings in Demand under the selected programme (Ml/d) input as +ve 2026-27: 0.091126; Gains in Water Available For Use / Savings in Demand under the selected programme (Ml/d) input as +ve 2027-28: 0.11461; Gains in Water Available For Use / Savings in Demand under the selected programme (Ml/d) input as +ve 2028-29: 0.13983; Gains in Water Available For Use / Savings in Demand under the selected programme (Ml/d) input as +ve 2029-30: 0.16613; Gains in Water Available For Use / Savings in Demand under the selected programme (Ml/d) input as +ve 2030-31: 0.19391; Gains in Water Available For Use / Savings in Demand under the selected programme (Ml/d) input as +ve 2031-32: 0.22239; Gains in Water Available For Use / Savings in Demand under the selected programme (Ml/d) input as +ve 2032-33: 0.22917; Gains in Water Available For Use / Savings in Demand under the selected programme (Ml/d) input as +ve 2033-34: 0.23581; Gains in Water Available For Use / Savings in Demand under the selected programme (Ml/d) input as +ve 2034-35: 0.24234; Gains in Water Available For Use / Savings in Demand under the selected programme (Ml/d) input as +ve 2035-36: 0.24876; Gains in Water Available For Use / Savings in Demand under the selected programme (Ml/d) input as +ve 2036-37: 0.25506; Gains in Water Available For Use / Savings in Demand under the selected programme (Ml/d) input as +ve 2037-38: 0.26125; Gains in Water Available For Use / Savings in Demand under the selected programme (Ml/d) input as +ve 2038-39: 0.26732; Gains in Water Available For Use / Savings in Demand under the selected programme (Ml/d) input as +ve 2039-40: 0.2728; Gains in Water Available For Use / Savings in Demand under the selected programme (Ml/d) input as +ve 2040-41: 0.2782; Gains in Water Available For Use / Savings in Demand under the selected programme (Ml/d) input as +ve 2041-42: 0.2835; Gains in Water Available For Use / Savings in Demand under the selected programme (Ml/d) input as +ve 2042-43: 0.28871; Gains in Water Available For Use / Savings in Demand under the selected programme (Ml/d) input as +ve 2043-44: 0.29383; Gains in Water Available For Use / Savings in Demand under the selected programme (Ml/d) input as +ve 2044-45: 0.29887; Gains in Water Available For Use / Savings in Demand under the selected programme (Ml/d) input as +ve 2045-46: 0.30358; Gains in Water Available For Use / Savings in Demand under the selected programme (Ml/d) input as +ve 2046-47: 0.30821; Gains in Water Available For Use / Savings in Demand under the selected programme (Ml/d) input as +ve 2047-48: 0.31275; Gains in Water Available For Use / Savings in Demand under the selected programme (Ml/d) input as +ve 2048-49: 0.31721; Gains in Water Available For Use / Savings in Demand under the selected programme (Ml/d) input as +ve 2049-50: 0.32143
51dF | USPL_HH_MET.AWSSWC | USPL_HH_MET.AWSSWC | Supply pipe repairs / replacement | Customer Options | N | Ofwat Core | AWSSWC | Ml/d | 2 | Gains in Water Available For Use / Savings in Demand under the selected programme (Ml/d) input as +ve 2019-20: 0; Gains in Water Available For Use / Savings in Demand under the selected programme (Ml/d) input as +ve 2020-21: 0; Gains in Water Available For Use / Savings in Demand under the selected programme (Ml/d) input as +ve 2021-22: 0; Gains in Water Available For Use / Savings in Demand under the selected programme (Ml/d) input as +ve 2022-23: 0; Gains in Water Available For Use / Savings in Demand under the selected programme (Ml/d) input as +ve 2023-24: 0; Gains in Water Available For Use / Savings in Demand under the selected programme (Ml/d) input as +ve 2024-25: 0; Gains in Water Available For Use / Savings in Demand under the selected programme (Ml/d) input as +ve 2025-26: 0.041247; Gains in Water Available For Use / Savings in Demand under the selected programme (Ml/d) input as +ve 2026-27: 0.091126; Gains in Water Available For Use / Savings in Demand under the selected programme (Ml/d) input as +ve 2027-28: 0.11461; Gains in Water Available For Use / Savings in Demand under the selected programme (Ml/d) input as +ve 2028-29: 0.13983; Gains in Water Available For Use / Savings in Demand under the selected programme (Ml/d) input as +ve 2029-30: 0.16613; Gains in Water Available For Use / Savings in Demand under the selected programme (Ml/d) input as +ve 2030-31: 0.19391; Gains in Water Available For Use / Savings in Demand under the selected programme (Ml/d) input as +ve 2031-32: 0.22239; Gains in Water Available For Use / Savings in Demand under the selected programme (Ml/d) input as +ve 2032-33: 0.22917; Gains in Water Available For Use / Savings in Demand under the selected programme (Ml/d) input as +ve 2033-34: 0.23581; Gains in Water Available For Use / Savings in Demand under the selected programme (Ml/d) input as +ve 2034-35: 0.24234; Gains in Water Available For Use / Savings in Demand under the selected programme (Ml/d) input as +ve 2035-36: 0.24876; Gains in Water Available For Use / Savings in Demand under the selected programme (Ml/d) input as +ve 2036-37: 0.25506; Gains in Water Available For Use / Savings in Demand under the selected programme (Ml/d) input as +ve 2037-38: 0.26125; Gains in Water Available For Use / Savings in Demand under the selected programme (Ml/d) input as +ve 2038-39: 0.26732; Gains in Water Available For Use / Savings in Demand under the selected programme (Ml/d) input as +ve 2039-40: 0.2728; Gains in Water Available For Use / Savings in Demand under the selected programme (Ml/d) input as +ve 2040-41: 0.2782; Gains in Water Available For Use / Savings in Demand under the selected programme (Ml/d) input as +ve 2041-42: 0.2835; Gains in Water Available For Use / Savings in Demand under the selected programme (Ml/d) input as +ve 2042-43: 0.28871; Gains in Water Available For Use / Savings in Demand under the selected programme (Ml/d) input as +ve 2043-44: 0.29383; Gains in Water Available For Use / Savings in Demand under the selected programme (Ml/d) input as +ve 2044-45: 0.29887; Gains in Water Available For Use / Savings in Demand under the selected programme (Ml/d) input as +ve 2045-46: 0.30358; Gains in Water Available For Use / Savings in Demand under the selected programme (Ml/d) input as +ve 2046-47: 0.30821; Gains in Water Available For Use / Savings in Demand under the selected programme (Ml/d) input as +ve 2047-48: 0.31275; Gains in Water Available For Use / Savings in Demand under the selected programme (Ml/d) input as +ve 2048-49: 0.31721; Gains in Water Available For Use / Savings in Demand under the selected programme (Ml/d) input as +ve 2049-50: 0.32143
51cP | Find and Fix.AWSSWC | Find and Fix.AWSSWC | Active leakage management | Distribution Options | N | Preferred | AWSSWC | Ml/d | 2 | Gains in Water Available For Use / Savings in Demand under the selected programme (Ml/d) input as +ve 2019-20: 0; Gains in Water Available For Use / Savings in Demand under the selected programme (Ml/d) input as +ve 2020-21: 0; Gains in Water Available For Use / Savings in Demand under the selected programme (Ml/d) input as +ve 2021-22: 0; Gains in Water Available For Use / Savings in Demand under the selected programme (Ml/d) input as +ve 2022-23: 0; Gains in Water Available For Use / Savings in Demand under the selected programme (Ml/d) input as +ve 2023-24: 0; Gains in Water Available For Use / Savings in Demand under the selected programme (Ml/d) input as +ve 2024-25: 0; Gains in Water Available For Use / Savings in Demand under the selected programme (Ml/d) input as +ve 2025-26: 0; Gains in Water Available For Use / Savings in Demand under the selected programme (Ml/d) input as +ve 2026-27: 0; Gains in Water Available For Use / Savings in Demand under the selected programme (Ml/d) input as +ve 2027-28: 0; Gains in Water Available For Use / Savings in Demand under the selected programme (Ml/d) input as +ve 2028-29: 0.034173; Gains in Water Available For Use / Savings in Demand under the selected programme (Ml/d) input as +ve 2029-30: 0.034173; Gains in Water Available For Use / Savings in Demand under the selected programme (Ml/d) input as +ve 2030-31: 0.062788; Gains in Water Available For Use / Savings in Demand under the selected programme (Ml/d) input as +ve 2031-32: 0.062788; Gains in Water Available For Use / Savings in Demand under the selected programme (Ml/d) input as +ve 2032-33: 0.11395; Gains in Water Available For Use / Savings in Demand under the selected programme (Ml/d) input as +ve 2033-34: 0.11395; Gains in Water Available For Use / Savings in Demand under the selected programme (Ml/d) input as +ve 2034-35: 0.11395; Gains in Water Available For Use / Savings in Demand under the selected programme (Ml/d) input as +ve 2035-36: 0.1745; Gains in Water Available For Use / Savings in Demand under the selected programme (Ml/d) input as +ve 2036-37: 0.19361; Gains in Water Available For Use / Savings in Demand under the selected programme (Ml/d) input as +ve 2037-38: 0.24903; Gains in Water Available For Use / Savings in Demand under the selected programme (Ml/d) input as +ve 2038-39: 0.28226; Gains in Water Available For Use / Savings in Demand under the selected programme (Ml/d) input as +ve 2039-40: 0.29837; Gains in Water Available For Use / Savings in Demand under the selected programme (Ml/d) input as +ve 2040-41: 0.32708; Gains in Water Available For Use / Savings in Demand under the selected programme (Ml/d) input as +ve 2041-42: 0.3405; Gains in Water Available For Use / Savings in Demand under the selected programme (Ml/d) input as +ve 2042-43: 0.3405; Gains in Water Available For Use / Savings in Demand under the selected programme (Ml/d) input as +ve 2043-44: 0.36412; Gains in Water Available For Use / Savings in Demand under the selected programme (Ml/d) input as +ve 2044-45: 0.41661; Gains in Water Available For Use / Savings in Demand under the selected programme (Ml/d) input as +ve 2045-46: 0.42609; Gains in Water Available For Use / Savings in Demand under the selected programme (Ml/d) input as +ve 2046-47: 0.44144; Gains in Water Available For Use / Savings in Demand under the selected programme (Ml/d) input as +ve 2047-48: 0.45584; Gains in Water Available For Use / Savings in Demand under the selected programme (Ml/d) input as +ve 2048-49: 0.46263; Gains in Water Available For Use / Savings in Demand under the selected programme (Ml/d) input as +ve 2049-50: 0.48174
51dF | USPL_ShSupplies.AWSSWC | USPL_ShSupplies.AWSSWC | Supply pipe repairs / replacement | Customer Options | N | Least Cost | AWSSWC | Ml/d | 2 | Gains in Water Available For Use / Savings in Demand under the selected programme (Ml/d) input as +ve 2019-20: 0; Gains in Water Available For Use / Savings in Demand under the selected programme (Ml/d) input as +ve 2020-21: 0; Gains in Water Available For Use / Savings in Demand under the selected programme (Ml/d) input as +ve 2021-22: 0; Gains in Water Available For Use / Savings in Demand under the selected programme (Ml/d) input as +ve 2022-23: 0; Gains in Water Available For Use / Savings in Demand under the selected programme (Ml/d) input as +ve 2023-24: 0; Gains in Water Available For Use / Savings in Demand under the selected programme (Ml/d) input as +ve 2024-25: 0; Gains in Water Available For Use / Savings in Demand under the selected programme (Ml/d) input as +ve 2025-26: 0.11799; Gains in Water Available For Use / Savings in Demand under the selected programme (Ml/d) input as +ve 2026-27: 0.16128; Gains in Water Available For Use / Savings in Demand under the selected programme (Ml/d) input as +ve 2027-28: 0.18489; Gains in Water Available For Use / Savings in Demand under the selected programme (Ml/d) input as +ve 2028-29: 0.18489; Gains in Water Available For Use / Savings in Demand under the selected programme (Ml/d) input as +ve 2029-30: 0.18489; Gains in Water Available For Use / Savings in Demand under the selected programme (Ml/d) input as +ve 2030-31: 0.18489; Gains in Water Available For Use / Savings in Demand under the selected programme (Ml/d) input as +ve 2031-32: 0.18489; Gains in Water Available For Use / Savings in Demand under the selected programme (Ml/d) input as +ve 2032-33: 0.18489; Gains in Water Available For Use / Savings in Demand under the selected programme (Ml/d) input as +ve 2033-34: 0.18489; Gains in Water Available For Use / Savings in Demand under the selected programme (Ml/d) input as +ve 2034-35: 0.18489; Gains in Water Available For Use / Savings in Demand under the selected programme (Ml/d) input as +ve 2035-36: 0.18489; Gains in Water Available For Use / Savings in Demand under the selected programme (Ml/d) input as +ve 2036-37: 0.18489; Gains in Water Available For Use / Savings in Demand under the selected programme (Ml/d) input as +ve 2037-38: 0.18489; Gains in Water Available For Use / Savings in Demand under the selected programme (Ml/d) input as +ve 2038-39: 0.18489; Gains in Water Available For Use / Savings in Demand under the selected programme (Ml/d) input as +ve 2039-40: 0.18489; Gains in Water Available For Use / Savings in Demand under the selected programme (Ml/d) input as +ve 2040-41: 0.18489; Gains in Water Available For Use / Savings in Demand under the selected programme (Ml/d) input as +ve 2041-42: 0.18489; Gains in Water Available For Use / Savings in Demand under the selected programme (Ml/d) input as +ve 2042-43: 0.18489; Gains in Water Available For Use / Savings in Demand under the selected programme (Ml/d) input as +ve 2043-44: 0.18489; Gains in Water Available For Use / Savings in Demand under the selected programme (Ml/d) input as +ve 2044-45: 0.18489; Gains in Water Available For Use / Savings in Demand under the selected programme (Ml/d) input as +ve 2045-46: 0.18489; Gains in Water Available For Use / Savings in Demand under the selected programme (Ml/d) input as +ve 2046-47: 0.18489; Gains in Water Available For Use / Savings in Demand under the selected programme (Ml/d) input as +ve 2047-48: 0.18489; Gains in Water Available For Use / Savings in Demand under the selected programme (Ml/d) input as +ve 2048-49: 0.18489; Gains in Water Available For Use / Savings in Demand under the selected programme (Ml/d) input as +ve 2049-50: 0.18489
51dF | USPL_ShSupplies.AWSSWC | USPL_ShSupplies.AWSSWC | Supply pipe repairs / replacement | Customer Options | N | Ofwat Core | AWSSWC | Ml/d | 2 | Gains in Water Available For Use / Savings in Demand under the selected programme (Ml/d) input as +ve 2019-20: 0; Gains in Water Available For Use / Savings in Demand under the selected programme (Ml/d) input as +ve 2020-21: 0; Gains in Water Available For Use / Savings in Demand under the selected programme (Ml/d) input as +ve 2021-22: 0; Gains in Water Available For Use / Savings in Demand under the selected programme (Ml/d) input as +ve 2022-23: 0; Gains in Water Available For Use / Savings in Demand under the selected programme (Ml/d) input as +ve 2023-24: 0; Gains in Water Available For Use / Savings in Demand under the selected programme (Ml/d) input as +ve 2024-25: 0; Gains in Water Available For Use / Savings in Demand under the selected programme (Ml/d) input as +ve 2025-26: 0.11799; Gains in Water Available For Use / Savings in Demand under the selected programme (Ml/d) input as +ve 2026-27: 0.16128; Gains in Water Available For Use / Savings in Demand under the selected programme (Ml/d) input as +ve 2027-28: 0.18489; Gains in Water Available For Use / Savings in Demand under the selected programme (Ml/d) input as +ve 2028-29: 0.18489; Gains in Water Available For Use / Savings in Demand under the selected programme (Ml/d) input as +ve 2029-30: 0.18489; Gains in Water Available For Use / Savings in Demand under the selected programme (Ml/d) input as +ve 2030-31: 0.18489; Gains in Water Available For Use / Savings in Demand under the selected programme (Ml/d) input as +ve 2031-32: 0.18489; Gains in Water Available For Use / Savings in Demand under the selected programme (Ml/d) input as +ve 2032-33: 0.18489; Gains in Water Available For Use / Savings in Demand under the selected programme (Ml/d) input as +ve 2033-34: 0.18489; Gains in Water Available For Use / Savings in Demand under the selected programme (Ml/d) input as +ve 2034-35: 0.18489; Gains in Water Available For Use / Savings in Demand under the selected programme (Ml/d) input as +ve 2035-36: 0.18489; Gains in Water Available For Use / Savings in Demand under the selected programme (Ml/d) input as +ve 2036-37: 0.18489; Gains in Water Available For Use / Savings in Demand under the selected programme (Ml/d) input as +ve 2037-38: 0.18489; Gains in Water Available For Use / Savings in Demand under the selected programme (Ml/d) input as +ve 2038-39: 0.18489; Gains in Water Available For Use / Savings in Demand under the selected programme (Ml/d) input as +ve 2039-40: 0.18489; Gains in Water Available For Use / Savings in Demand under the selected programme (Ml/d) input as +ve 2040-41: 0.18489; Gains in Water Available For Use / Savings in Demand under the selected programme (Ml/d) input as +ve 2041-42: 0.18489; Gains in Water Available For Use / Savings in Demand under the selected programme (Ml/d) input as +ve 2042-43: 0.18489; Gains in Water Available For Use / Savings in Demand under the selected programme (Ml/d) input as +ve 2043-44: 0.18489; Gains in Water Available For Use / Savings in Demand under the selected programme (Ml/d) input as +ve 2044-45: 0.18489; Gains in Water Available For Use / Savings in Demand under the selected programme (Ml/d) input as +ve 2045-46: 0.18489; Gains in Water Available For Use / Savings in Demand under the selected programme (Ml/d) input as +ve 2046-47: 0.18489; Gains in Water Available For Use / Savings in Demand under the selected programme (Ml/d) input as +ve 2047-48: 0.18489; Gains in Water Available For Use / Savings in Demand under the selected programme (Ml/d) input as +ve 2048-49: 0.18489; Gains in Water Available For Use / Savings in Demand under the selected programme (Ml/d) input as +ve 2049-50: 0.18489
51cP | Mains Replacement (MRMax).AWSSWC | Mains Replacement (MRMax).AWSSWC | Mains replacement (not trunk mains) | Distribution Options | N | Preferred | AWSSWC | Ml/d | 2 | Gains in Water Available For Use / Savings in Demand under the selected programme (Ml/d) input as +ve 2019-20: 0; Gains in Water Available For Use / Savings in Demand under the selected programme (Ml/d) input as +ve 2020-21: 0; Gains in Water Available For Use / Savings in Demand under the selected programme (Ml/d) input as +ve 2021-22: 0; Gains in Water Available For Use / Savings in Demand under the selected programme (Ml/d) input as +ve 2022-23: 0; Gains in Water Available For Use / Savings in Demand under the selected programme (Ml/d) input as +ve 2023-24: 0; Gains in Water Available For Use / Savings in Demand under the selected programme (Ml/d) input as +ve 2024-25: 0; Gains in Water Available For Use / Savings in Demand under the selected programme (Ml/d) input as +ve 2025-26: 0; Gains in Water Available For Use / Savings in Demand under the selected programme (Ml/d) input as +ve 2026-27: 0; Gains in Water Available For Use / Savings in Demand under the selected programme (Ml/d) input as +ve 2027-28: 0; Gains in Water Available For Use / Savings in Demand under the selected programme (Ml/d) input as +ve 2028-29: 0; Gains in Water Available For Use / Savings in Demand under the selected programme (Ml/d) input as +ve 2029-30: 0; Gains in Water Available For Use / Savings in Demand under the selected programme (Ml/d) input as +ve 2030-31: 0; Gains in Water Available For Use / Savings in Demand under the selected programme (Ml/d) input as +ve 2031-32: 0; Gains in Water Available For Use / Savings in Demand under the selected programme (Ml/d) input as +ve 2032-33: 0.71656; Gains in Water Available For Use / Savings in Demand under the selected programme (Ml/d) input as +ve 2033-34: 0.71656; Gains in Water Available For Use / Savings in Demand under the selected programme (Ml/d) input as +ve 2034-35: 0.71656; Gains in Water Available For Use / Savings in Demand under the selected programme (Ml/d) input as +ve 2035-36: 0.91353; Gains in Water Available For Use / Savings in Demand under the selected programme (Ml/d) input as +ve 2036-37: 1.2534; Gains in Water Available For Use / Savings in Demand under the selected programme (Ml/d) input as +ve 2037-38: 1.2534; Gains in Water Available For Use / Savings in Demand under the selected programme (Ml/d) input as +ve 2038-39: 1.2534; Gains in Water Available For Use / Savings in Demand under the selected programme (Ml/d) input as +ve 2039-40: 1.2534; Gains in Water Available For Use / Savings in Demand under the selected programme (Ml/d) input as +ve 2040-41: 1.2402; Gains in Water Available For Use / Savings in Demand under the selected programme (Ml/d) input as +ve 2041-42: 1.2336; Gains in Water Available For Use / Savings in Demand under the selected programme (Ml/d) input as +ve 2042-43: 1.2336; Gains in Water Available For Use / Savings in Demand under the selected programme (Ml/d) input as +ve 2043-44: 1.2336; Gains in Water Available For Use / Savings in Demand under the selected programme (Ml/d) input as +ve 2044-45: 1.286; Gains in Water Available For Use / Savings in Demand under the selected programme (Ml/d) input as +ve 2045-46: 1.286; Gains in Water Available For Use / Savings in Demand under the selected programme (Ml/d) input as +ve 2046-47: 1.3263; Gains in Water Available For Use / Savings in Demand under the selected programme (Ml/d) input as +ve 2047-48: 1.3462; Gains in Water Available For Use / Savings in Demand under the selected programme (Ml/d) input as +ve 2048-49: 1.4247; Gains in Water Available For Use / Savings in Demand under the selected programme (Ml/d) input as +ve 2049-50: 1.4247
52aA | Adjustment for Licence cap scenario 8 | LC20 | Other changes to DO | Resource Options | N | Ofwat Core | AWSSWC | Ml/d | 2 | Gains in Water Available For Use / Savings in Demand under the selected programme (Ml/d) input as +ve 2025-26: 6.95; Gains in Water Available For Use / Savings in Demand under the selected programme (Ml/d) input as +ve 2026-27: 6.95; Gains in Water Available For Use / Savings in Demand under the selected programme (Ml/d) input as +ve 2027-28: 6.95; Gains in Water Available For Use / Savings in Demand under the selected programme (Ml/d) input as +ve 2028-29: 6.95; Gains in Water Available For Use / Savings in Demand under the selected programme (Ml/d) input as +ve 2029-30: 6.95; Gains in Water Available For Use / Savings in Demand under the selected programme (Ml/d) input as +ve 2030-31: 0.95; Gains in Water Available For Use / Savings in Demand under the selected programme (Ml/d) input as +ve 2031-32: 0; Gains in Water Available For Use / Savings in Demand under the selected programme (Ml/d) input as +ve 2032-33: 0; Gains in Water Available For Use / Savings in Demand under the selected programme (Ml/d) input as +ve 2033-34: 0; Gains in Water Available For Use / Savings in Demand under the selected programme (Ml/d) input as +ve 2034-35: 0; Gains in Water Available For Use / Savings in Demand under the selected programme (Ml/d) input as +ve 2035-36: 0; Gains in Water Available For Use / Savings in Demand under the selected programme (Ml/d) input as +ve 2036-37: 0; Gains in Water Available For Use / Savings in Demand under the selected programme (Ml/d) input as +ve 2037-38: 0; Gains in Water Available For Use / Savings in Demand under the selected programme (Ml/d) input as +ve 2038-39: 0; Gains in Water Available For Use / Savings in Demand under the selected programme (Ml/d) input as +ve 2039-40: 0; Gains in Water Available For Use / Savings in Demand under the selected programme (Ml/d) input as +ve 2040-41: 0; Gains in Water Available For Use / Savings in Demand under the selected programme (Ml/d) input as +ve 2041-42: 0; Gains in Water Available For Use / Savings in Demand under the selected programme (Ml/d) input as +ve 2042-43: 0; Gains in Water Available For Use / Savings in Demand under the selected programme (Ml/d) input as +ve 2043-44: 0; Gains in Water Available For Use / Savings in Demand under the selected programme (Ml/d) input as +ve 2044-45: 0; Gains in Water Available For Use / Savings in Demand under the selected programme (Ml/d) input as +ve 2045-46: 0; Gains in Water Available For Use / Savings in Demand under the selected programme (Ml/d) input as +ve 2046-47: 0; Gains in Water Available For Use / Savings in Demand under the selected programme (Ml/d) input as +ve 2047-48: 0; Gains in Water Available For Use / Savings in Demand under the selected programme (Ml/d) input as +ve 2048-49: 0; Gains in Water Available For Use / Savings in Demand under the selected programme (Ml/d) input as +ve 2049-50: 0
52aA | Adjustment to 1:200 drought | DA07 | Other changes to DO | Resource Options | N | Ofwat Core | AWSSWC | Ml/d | 2 | Gains in Water Available For Use / Savings in Demand under the selected programme (Ml/d) input as +ve 2025-26: 0.31; Gains in Water Available For Use / Savings in Demand under the selected programme (Ml/d) input as +ve 2026-27: 0.31; Gains in Water Available For Use / Savings in Demand under the selected programme (Ml/d) input as +ve 2027-28: 0.31; Gains in Water Available For Use / Savings in Demand under the selected programme (Ml/d) input as +ve 2028-29: 0.31; Gains in Water Available For Use / Savings in Demand under the selected programme (Ml/d) input as +ve 2029-30: 0.31; Gains in Water Available For Use / Savings in Demand under the selected programme (Ml/d) input as +ve 2030-31: 0.31; Gains in Water Available For Use / Savings in Demand under the selected programme (Ml/d) input as +ve 2031-32: 0.3; Gains in Water Available For Use / Savings in Demand under the selected programme (Ml/d) input as +ve 2032-33: 0.3; Gains in Water Available For Use / Savings in Demand under the selected programme (Ml/d) input as +ve 2033-34: 0.3; Gains in Water Available For Use / Savings in Demand under the selected programme (Ml/d) input as +ve 2034-35: 0.29; Gains in Water Available For Use / Savings in Demand under the selected programme (Ml/d) input as +ve 2035-36: 0.29; Gains in Water Available For Use / Savings in Demand under the selected programme (Ml/d) input as +ve 2036-37: 0.29; Gains in Water Available For Use / Savings in Demand under the selected programme (Ml/d) input as +ve 2037-38: 0.29; Gains in Water Available For Use / Savings in Demand under the selected programme (Ml/d) input as +ve 2038-39: 0.29; Gains in Water Available For Use / Savings in Demand under the selected programme (Ml/d) input as +ve 2039-40: 0; Gains in Water Available For Use / Savings in Demand under the selected programme (Ml/d) input as +ve 2040-41: 0; Gains in Water Available For Use / Savings in Demand under the selected programme (Ml/d) input as +ve 2041-42: 0; Gains in Water Available For Use / Savings in Demand under the selected programme (Ml/d) input as +ve 2042-43: 0; Gains in Water Available For Use / Savings in Demand under the selected programme (Ml/d) input as +ve 2043-44: 0; Gains in Water Available For Use / Savings in Demand under the selected programme (Ml/d) input as +ve 2044-45: 0; Gains in Water Available For Use / Savings in Demand under the selected programme (Ml/d) input as +ve 2045-46: 0; Gains in Water Available For Use / Savings in Demand under the selected programme (Ml/d) input as +ve 2046-47: 0; Gains in Water Available For Use / Savings in Demand under the selected programme (Ml/d) input as +ve 2047-48: 0; Gains in Water Available For Use / Savings in Demand under the selected programme (Ml/d) input as +ve 2048-49: 0; Gains in Water Available For Use / Savings in Demand under the selected programme (Ml/d) input as +ve 2049-50: 0
52aA | AMP8 OPI Adjustment | OPI5 | Other changes to DO | Resource Options | N | Ofwat Core | AWSSWC | Ml/d | 2 | Gains in Water Available For Use / Savings in Demand under the selected programme (Ml/d) input as +ve 2025-26: 2.85; Gains in Water Available For Use / Savings in Demand under the selected programme (Ml/d) input as +ve 2026-27: 2.45; Gains in Water Available For Use / Savings in Demand under the selected programme (Ml/d) input as +ve 2027-28: 1.3; Gains in Water Available For Use / Savings in Demand under the selected programme (Ml/d) input as +ve 2028-29: 1.3; Gains in Water Available For Use / Savings in Demand under the selected programme (Ml/d) input as +ve 2029-30: 0; Gains in Water Available For Use / Savings in Demand under the selected programme (Ml/d) input as +ve 2030-31: 0; Gains in Water Available For Use / Savings in Demand under the selected programme (Ml/d) input as +ve 2031-32: 0; Gains in Water Available For Use / Savings in Demand under the selected programme (Ml/d) input as +ve 2032-33: 0; Gains in Water Available For Use / Savings in Demand under the selected programme (Ml/d) input as +ve 2033-34: 0; Gains in Water Available For Use / Savings in Demand under the selected programme (Ml/d) input as +ve 2034-35: 0; Gains in Water Available For Use / Savings in Demand under the selected programme (Ml/d) input as +ve 2035-36: 0; Gains in Water Available For Use / Savings in Demand under the selected programme (Ml/d) input as +ve 2036-37: 0; Gains in Water Available For Use / Savings in Demand under the selected programme (Ml/d) input as +ve 2037-38: 0; Gains in Water Available For Use / Savings in Demand under the selected programme (Ml/d) input as +ve 2038-39: 0; Gains in Water Available For Use / Savings in Demand under the selected programme (Ml/d) input as +ve 2039-40: 0; Gains in Water Available For Use / Savings in Demand under the selected programme (Ml/d) input as +ve 2040-41: 0; Gains in Water Available For Use / Savings in Demand under the selected programme (Ml/d) input as +ve 2041-42: 0; Gains in Water Available For Use / Savings in Demand under the selected programme (Ml/d) input as +ve 2042-43: 0; Gains in Water Available For Use / Savings in Demand under the selected programme (Ml/d) input as +ve 2043-44: 0; Gains in Water Available For Use / Savings in Demand under the selected programme (Ml/d) input as +ve 2044-45: 0; Gains in Water Available For Use / Savings in Demand under the selected programme (Ml/d) input as +ve 2045-46: 0; Gains in Water Available For Use / Savings in Demand under the selected programme (Ml/d) input as +ve 2046-47: 0; Gains in Water Available For Use / Savings in Demand under the selected programme (Ml/d) input as +ve 2047-48: 0; Gains in Water Available For Use / Savings in Demand under the selected programme (Ml/d) input as +ve 2048-49: 0; Gains in Water Available For Use / Savings in Demand under the selected programme (Ml/d) input as +ve 2049-50: 0
52aA | Suffolk West & Cambs groundwater relocation | SWC13 | Groundwater enhancement | Resource Options | N | Ofwat Core | AWSSWC | Ml/d | 2 | Gains in Water Available For Use / Savings in Demand under the selected programme (Ml/d) input as +ve 2025-26: 0; Gains in Water Available For Use / Savings in Demand under the selected programme (Ml/d) input as +ve 2026-27: 0; Gains in Water Available For Use / Savings in Demand under the selected programme (Ml/d) input as +ve 2027-28: 0; Gains in Water Available For Use / Savings in Demand under the selected programme (Ml/d) input as +ve 2028-29: 0; Gains in Water Available For Use / Savings in Demand under the selected programme (Ml/d) input as +ve 2029-30: 0; Gains in Water Available For Use / Savings in Demand under the selected programme (Ml/d) input as +ve 2030-31: 2.6; Gains in Water Available For Use / Savings in Demand under the selected programme (Ml/d) input as +ve 2031-32: 2.6; Gains in Water Available For Use / Savings in Demand under the selected programme (Ml/d) input as +ve 2032-33: 2.6; Gains in Water Available For Use / Savings in Demand under the selected programme (Ml/d) input as +ve 2033-34: 2.6; Gains in Water Available For Use / Savings in Demand under the selected programme (Ml/d) input as +ve 2034-35: 2.6; Gains in Water Available For Use / Savings in Demand under the selected programme (Ml/d) input as +ve 2035-36: 2.6; Gains in Water Available For Use / Savings in Demand under the selected programme (Ml/d) input as +ve 2036-37: 2.6; Gains in Water Available For Use / Savings in Demand under the selected programme (Ml/d) input as +ve 2037-38: 2.6; Gains in Water Available For Use / Savings in Demand under the selected programme (Ml/d) input as +ve 2038-39: 2.6; Gains in Water Available For Use / Savings in Demand under the selected programme (Ml/d) input as +ve 2039-40: 2.6; Gains in Water Available For Use / Savings in Demand under the selected programme (Ml/d) input as +ve 2040-41: 2.6; Gains in Water Available For Use / Savings in Demand under the selected programme (Ml/d) input as +ve 2041-42: 2.6; Gains in Water Available For Use / Savings in Demand under the selected programme (Ml/d) input as +ve 2042-43: 2.6; Gains in Water Available For Use / Savings in Demand under the selected programme (Ml/d) input as +ve 2043-44: 2.6; Gains in Water Available For Use / Savings in Demand under the selected programme (Ml/d) input as +ve 2044-45: 2.6; Gains in Water Available For Use / Savings in Demand under the selected programme (Ml/d) input as +ve 2045-46: 2.6; Gains in Water Available For Use / Savings in Demand under the selected programme (Ml/d) input as +ve 2046-47: 2.6; Gains in Water Available For Use / Savings in Demand under the selected programme (Ml/d) input as +ve 2047-48: 2.6; Gains in Water Available For Use / Savings in Demand under the selected programme (Ml/d) input as +ve 2048-49: 2.6; Gains in Water Available For Use / Savings in Demand under the selected programme (Ml/d) input as +ve 2049-50: 2.6
52aA | Adjustment for Licence cap scenario 8 | LC20 | Other changes to DO | Resource Options | N | Least Cost | AWSSWC | Ml/d | 2 | Gains in Water Available For Use / Savings in Demand under the selected programme (Ml/d) input as +ve 2025-26: 6.95; Gains in Water Available For Use / Savings in Demand under the selected programme (Ml/d) input as +ve 2026-27: 6.95; Gains in Water Available For Use / Savings in Demand under the selected programme (Ml/d) input as +ve 2027-28: 6.95; Gains in Water Available For Use / Savings in Demand under the selected programme (Ml/d) input as +ve 2028-29: 6.95; Gains in Water Available For Use / Savings in Demand under the selected programme (Ml/d) input as +ve 2029-30: 6.95; Gains in Water Available For Use / Savings in Demand under the selected programme (Ml/d) input as +ve 2030-31: 0.95; Gains in Water Available For Use / Savings in Demand under the selected programme (Ml/d) input as +ve 2031-32: 0; Gains in Water Available For Use / Savings in Demand under the selected programme (Ml/d) input as +ve 2032-33: 0; Gains in Water Available For Use / Savings in Demand under the selected programme (Ml/d) input as +ve 2033-34: 0; Gains in Water Available For Use / Savings in Demand under the selected programme (Ml/d) input as +ve 2034-35: 0; Gains in Water Available For Use / Savings in Demand under the selected programme (Ml/d) input as +ve 2035-36: 0; Gains in Water Available For Use / Savings in Demand under the selected programme (Ml/d) input as +ve 2036-37: 0; Gains in Water Available For Use / Savings in Demand under the selected programme (Ml/d) input as +ve 2037-38: 0; Gains in Water Available For Use / Savings in Demand under the selected programme (Ml/d) input as +ve 2038-39: 0; Gains in Water Available For Use / Savings in Demand under the selected programme (Ml/d) input as +ve 2039-40: 0; Gains in Water Available For Use / Savings in Demand under the selected programme (Ml/d) input as +ve 2040-41: 0; Gains in Water Available For Use / Savings in Demand under the selected programme (Ml/d) input as +ve 2041-42: 0; Gains in Water Available For Use / Savings in Demand under the selected programme (Ml/d) input as +ve 2042-43: 0; Gains in Water Available For Use / Savings in Demand under the selected programme (Ml/d) input as +ve 2043-44: 0; Gains in Water Available For Use / Savings in Demand under the selected programme (Ml/d) input as +ve 2044-45: 0; Gains in Water Available For Use / Savings in Demand under the selected programme (Ml/d) input as +ve 2045-46: 0; Gains in Water Available For Use / Savings in Demand under the selected programme (Ml/d) input as +ve 2046-47: 0; Gains in Water Available For Use / Savings in Demand under the selected programme (Ml/d) input as +ve 2047-48: 0; Gains in Water Available For Use / Savings in Demand under the selected programme (Ml/d) input as +ve 2048-49: 0; Gains in Water Available For Use / Savings in Demand under the selected programme (Ml/d) input as +ve 2049-50: 0
52aA | Adjustment to 1:200 drought | DA07 | Other changes to DO | Resource Options | N | Least Cost | AWSSWC | Ml/d | 2 | Gains in Water Available For Use / Savings in Demand under the selected programme (Ml/d) input as +ve 2025-26: 0.31; Gains in Water Available For Use / Savings in Demand under the selected programme (Ml/d) input as +ve 2026-27: 0.31; Gains in Water Available For Use / Savings in Demand under the selected programme (Ml/d) input as +ve 2027-28: 0.31; Gains in Water Available For Use / Savings in Demand under the selected programme (Ml/d) input as +ve 2028-29: 0.31; Gains in Water Available For Use / Savings in Demand under the selected programme (Ml/d) input as +ve 2029-30: 0.31; Gains in Water Available For Use / Savings in Demand under the selected programme (Ml/d) input as +ve 2030-31: 0.31; Gains in Water Available For Use / Savings in Demand under the selected programme (Ml/d) input as +ve 2031-32: 0.3; Gains in Water Available For Use / Savings in Demand under the selected programme (Ml/d) input as +ve 2032-33: 0.3; Gains in Water Available For Use / Savings in Demand under the selected programme (Ml/d) input as +ve 2033-34: 0.3; Gains in Water Available For Use / Savings in Demand under the selected programme (Ml/d) input as +ve 2034-35: 0.29; Gains in Water Available For Use / Savings in Demand under the selected programme (Ml/d) input as +ve 2035-36: 0.29; Gains in Water Available For Use / Savings in Demand under the selected programme (Ml/d) input as +ve 2036-37: 0.29; Gains in Water Available For Use / Savings in Demand under the selected programme (Ml/d) input as +ve 2037-38: 0.29; Gains in Water Available For Use / Savings in Demand under the selected programme (Ml/d) input as +ve 2038-39: 0.29; Gains in Water Available For Use / Savings in Demand under the selected programme (Ml/d) input as +ve 2039-40: 0; Gains in Water Available For Use / Savings in Demand under the selected programme (Ml/d) input as +ve 2040-41: 0; Gains in Water Available For Use / Savings in Demand under the selected programme (Ml/d) input as +ve 2041-42: 0; Gains in Water Available For Use / Savings in Demand under the selected programme (Ml/d) input as +ve 2042-43: 0; Gains in Water Available For Use / Savings in Demand under the selected programme (Ml/d) input as +ve 2043-44: 0; Gains in Water Available For Use / Savings in Demand under the selected programme (Ml/d) input as +ve 2044-45: 0; Gains in Water Available For Use / Savings in Demand under the selected programme (Ml/d) input as +ve 2045-46: 0; Gains in Water Available For Use / Savings in Demand under the selected programme (Ml/d) input as +ve 2046-47: 0; Gains in Water Available For Use / Savings in Demand under the selected programme (Ml/d) input as +ve 2047-48: 0; Gains in Water Available For Use / Savings in Demand under the selected programme (Ml/d) input as +ve 2048-49: 0; Gains in Water Available For Use / Savings in Demand under the selected programme (Ml/d) input as +ve 2049-50: 0
52aA | AMP8 OPI Adjustment | OPI5 | Other changes to DO | Resource Options | N | Least Cost | AWSSWC | Ml/d | 2 | Gains in Water Available For Use / Savings in Demand under the selected programme (Ml/d) input as +ve 2025-26: 2.85; Gains in Water Available For Use / Savings in Demand under the selected programme (Ml/d) input as +ve 2026-27: 2.45; Gains in Water Available For Use / Savings in Demand under the selected programme (Ml/d) input as +ve 2027-28: 1.3; Gains in Water Available For Use / Savings in Demand under the selected programme (Ml/d) input as +ve 2028-29: 1.3; Gains in Water Available For Use / Savings in Demand under the selected programme (Ml/d) input as +ve 2029-30: 0; Gains in Water Available For Use / Savings in Demand under the selected programme (Ml/d) input as +ve 2030-31: 0; Gains in Water Available For Use / Savings in Demand under the selected programme (Ml/d) input as +ve 2031-32: 0; Gains in Water Available For Use / Savings in Demand under the selected programme (Ml/d) input as +ve 2032-33: 0; Gains in Water Available For Use / Savings in Demand under the selected programme (Ml/d) input as +ve 2033-34: 0; Gains in Water Available For Use / Savings in Demand under the selected programme (Ml/d) input as +ve 2034-35: 0; Gains in Water Available For Use / Savings in Demand under the selected programme (Ml/d) input as +ve 2035-36: 0; Gains in Water Available For Use / Savings in Demand under the selected programme (Ml/d) input as +ve 2036-37: 0; Gains in Water Available For Use / Savings in Demand under the selected programme (Ml/d) input as +ve 2037-38: 0; Gains in Water Available For Use / Savings in Demand under the selected programme (Ml/d) input as +ve 2038-39: 0; Gains in Water Available For Use / Savings in Demand under the selected programme (Ml/d) input as +ve 2039-40: 0; Gains in Water Available For Use / Savings in Demand under the selected programme (Ml/d) input as +ve 2040-41: 0; Gains in Water Available For Use / Savings in Demand under the selected programme (Ml/d) input as +ve 2041-42: 0; Gains in Water Available For Use / Savings in Demand under the selected programme (Ml/d) input as +ve 2042-43: 0; Gains in Water Available For Use / Savings in Demand under the selected programme (Ml/d) input as +ve 2043-44: 0; Gains in Water Available For Use / Savings in Demand under the selected programme (Ml/d) input as +ve 2044-45: 0; Gains in Water Available For Use / Savings in Demand under the selected programme (Ml/d) input as +ve 2045-46: 0; Gains in Water Available For Use / Savings in Demand under the selected programme (Ml/d) input as +ve 2046-47: 0; Gains in Water Available For Use / Savings in Demand under the selected programme (Ml/d) input as +ve 2047-48: 0; Gains in Water Available For Use / Savings in Demand under the selected programme (Ml/d) input as +ve 2048-49: 0; Gains in Water Available For Use / Savings in Demand under the selected programme (Ml/d) input as +ve 2049-50: 0
52aA | Suffolk West & Cambs groundwater relocation | SWC13 | Groundwater enhancement | Resource Options | N | Least Cost | AWSSWC | Ml/d | 2 | Gains in Water Available For Use / Savings in Demand under the selected programme (Ml/d) input as +ve 2025-26: 0; Gains in Water Available For Use / Savings in Demand under the selected programme (Ml/d) input as +ve 2026-27: 0; Gains in Water Available For Use / Savings in Demand under the selected programme (Ml/d) input as +ve 2027-28: 0; Gains in Water Available For Use / Savings in Demand under the selected programme (Ml/d) input as +ve 2028-29: 0; Gains in Water Available For Use / Savings in Demand under the selected programme (Ml/d) input as +ve 2029-30: 0; Gains in Water Available For Use / Savings in Demand under the selected programme (Ml/d) input as +ve 2030-31: 2.6; Gains in Water Available For Use / Savings in Demand under the selected programme (Ml/d) input as +ve 2031-32: 2.6; Gains in Water Available For Use / Savings in Demand under the selected programme (Ml/d) input as +ve 2032-33: 2.6; Gains in Water Available For Use / Savings in Demand under the selected programme (Ml/d) input as +ve 2033-34: 2.6; Gains in Water Available For Use / Savings in Demand under the selected programme (Ml/d) input as +ve 2034-35: 2.6; Gains in Water Available For Use / Savings in Demand under the selected programme (Ml/d) input as +ve 2035-36: 2.6; Gains in Water Available For Use / Savings in Demand under the selected programme (Ml/d) input as +ve 2036-37: 2.6; Gains in Water Available For Use / Savings in Demand under the selected programme (Ml/d) input as +ve 2037-38: 2.6; Gains in Water Available For Use / Savings in Demand under the selected programme (Ml/d) input as +ve 2038-39: 2.6; Gains in Water Available For Use / Savings in Demand under the selected programme (Ml/d) input as +ve 2039-40: 2.6; Gains in Water Available For Use / Savings in Demand under the selected programme (Ml/d) input as +ve 2040-41: 2.6; Gains in Water Available For Use / Savings in Demand under the selected programme (Ml/d) input as +ve 2041-42: 2.6; Gains in Water Available For Use / Savings in Demand under the selected programme (Ml/d) input as +ve 2042-43: 2.6; Gains in Water Available For Use / Savings in Demand under the selected programme (Ml/d) input as +ve 2043-44: 2.6; Gains in Water Available For Use / Savings in Demand under the selected programme (Ml/d) input as +ve 2044-45: 2.6; Gains in Water Available For Use / Savings in Demand under the selected programme (Ml/d) input as +ve 2045-46: 2.6; Gains in Water Available For Use / Savings in Demand under the selected programme (Ml/d) input as +ve 2046-47: 2.6; Gains in Water Available For Use / Savings in Demand under the selected programme (Ml/d) input as +ve 2047-48: 2.6; Gains in Water Available For Use / Savings in Demand under the selected programme (Ml/d) input as +ve 2048-49: 2.6; Gains in Water Available For Use / Savings in Demand under the selected programme (Ml/d) input as +ve 2049-50: 2.6
52cP | Adjustment to existing potable water import | EI19 | Internal potable transfer | Distribution Options | N | Preferred | AWSSWC | Ml/d | 2 | Gains in Water Available For Use / Savings in Demand under the selected programme (Ml/d) input as +ve 2025-26: 15.66; Gains in Water Available For Use / Savings in Demand under the selected programme (Ml/d) input as +ve 2026-27: 15.91; Gains in Water Available For Use / Savings in Demand under the selected programme (Ml/d) input as +ve 2027-28: 16; Gains in Water Available For Use / Savings in Demand under the selected programme (Ml/d) input as +ve 2028-29: 16.21; Gains in Water Available For Use / Savings in Demand under the selected programme (Ml/d) input as +ve 2029-30: 16.38; Gains in Water Available For Use / Savings in Demand under the selected programme (Ml/d) input as +ve 2030-31: 7.25; Gains in Water Available For Use / Savings in Demand under the selected programme (Ml/d) input as +ve 2031-32: 7.98; Gains in Water Available For Use / Savings in Demand under the selected programme (Ml/d) input as +ve 2032-33: 3.7; Gains in Water Available For Use / Savings in Demand under the selected programme (Ml/d) input as +ve 2033-34: 4.92; Gains in Water Available For Use / Savings in Demand under the selected programme (Ml/d) input as +ve 2034-35: 5.51; Gains in Water Available For Use / Savings in Demand under the selected programme (Ml/d) input as +ve 2035-36: 5.71; Gains in Water Available For Use / Savings in Demand under the selected programme (Ml/d) input as +ve 2036-37: 5.199; Gains in Water Available For Use / Savings in Demand under the selected programme (Ml/d) input as +ve 2037-38: 7.369; Gains in Water Available For Use / Savings in Demand under the selected programme (Ml/d) input as +ve 2038-39: 8.709; Gains in Water Available For Use / Savings in Demand under the selected programme (Ml/d) input as +ve 2039-40: 5.169; Gains in Water Available For Use / Savings in Demand under the selected programme (Ml/d) input as +ve 2040-41: 11.01; Gains in Water Available For Use / Savings in Demand under the selected programme (Ml/d) input as +ve 2041-42: 11.86; Gains in Water Available For Use / Savings in Demand under the selected programme (Ml/d) input as +ve 2042-43: 12.78; Gains in Water Available For Use / Savings in Demand under the selected programme (Ml/d) input as +ve 2043-44: 13.29; Gains in Water Available For Use / Savings in Demand under the selected programme (Ml/d) input as +ve 2044-45: 13.64; Gains in Water Available For Use / Savings in Demand under the selected programme (Ml/d) input as +ve 2045-46: 15.32; Gains in Water Available For Use / Savings in Demand under the selected programme (Ml/d) input as +ve 2046-47: 15.42; Gains in Water Available For Use / Savings in Demand under the selected programme (Ml/d) input as +ve 2047-48: 15.79; Gains in Water Available For Use / Savings in Demand under the selected programme (Ml/d) input as +ve 2048-49: 16.16; Gains in Water Available For Use / Savings in Demand under the selected programme (Ml/d) input as +ve 2049-50: 16.85
52cP | Adjustment to existing potable water export | EE16 | Internal potable transfer | Distribution Options | N | Preferred | AWSSWC | Ml/d | 2 | Gains in Water Available For Use / Savings in Demand under the selected programme (Ml/d) input as +ve 2025-26: -14.88; Gains in Water Available For Use / Savings in Demand under the selected programme (Ml/d) input as +ve 2026-27: -14.6; Gains in Water Available For Use / Savings in Demand under the selected programme (Ml/d) input as +ve 2027-28: -13.71; Gains in Water Available For Use / Savings in Demand under the selected programme (Ml/d) input as +ve 2028-29: -12.78; Gains in Water Available For Use / Savings in Demand under the selected programme (Ml/d) input as +ve 2029-30: -12.39; Gains in Water Available For Use / Savings in Demand under the selected programme (Ml/d) input as +ve 2030-31: -17.39; Gains in Water Available For Use / Savings in Demand under the selected programme (Ml/d) input as +ve 2031-32: -17.05; Gains in Water Available For Use / Savings in Demand under the selected programme (Ml/d) input as +ve 2032-33: -5.78; Gains in Water Available For Use / Savings in Demand under the selected programme (Ml/d) input as +ve 2033-34: -5.79; Gains in Water Available For Use / Savings in Demand under the selected programme (Ml/d) input as +ve 2034-35: -5.46; Gains in Water Available For Use / Savings in Demand under the selected programme (Ml/d) input as +ve 2035-36: -4.29; Gains in Water Available For Use / Savings in Demand under the selected programme (Ml/d) input as +ve 2036-37: -4.41; Gains in Water Available For Use / Savings in Demand under the selected programme (Ml/d) input as +ve 2037-38: -4.22; Gains in Water Available For Use / Savings in Demand under the selected programme (Ml/d) input as +ve 2038-39: -3.35; Gains in Water Available For Use / Savings in Demand under the selected programme (Ml/d) input as +ve 2039-40: -3.57; Gains in Water Available For Use / Savings in Demand under the selected programme (Ml/d) input as +ve 2040-41: -22.78; Gains in Water Available For Use / Savings in Demand under the selected programme (Ml/d) input as +ve 2041-42: -22.47; Gains in Water Available For Use / Savings in Demand under the selected programme (Ml/d) input as +ve 2042-43: -22.11; Gains in Water Available For Use / Savings in Demand under the selected programme (Ml/d) input as +ve 2043-44: -21.74; Gains in Water Available For Use / Savings in Demand under the selected programme (Ml/d) input as +ve 2044-45: -21.84; Gains in Water Available For Use / Savings in Demand under the selected programme (Ml/d) input as +ve 2045-46: -20.93; Gains in Water Available For Use / Savings in Demand under the selected programme (Ml/d) input as +ve 2046-47: -21.11; Gains in Water Available For Use / Savings in Demand under the selected programme (Ml/d) input as +ve 2047-48: -21.19; Gains in Water Available For Use / Savings in Demand under the selected programme (Ml/d) input as +ve 2048-49: -21.27; Gains in Water Available For Use / Savings in Demand under the selected programme (Ml/d) input as +ve 2049-50: -21.25
52cP | Cambridge Water to Cambs and West Suffolk (50 Ml/d) | SWC8 | Internal potable transfer | Distribution Options | N | Preferred | AWSSWC | Ml/d | 2 | Gains in Water Available For Use / Savings in Demand under the selected programme (Ml/d) input as +ve 2025-26: 0; Gains in Water Available For Use / Savings in Demand under the selected programme (Ml/d) input as +ve 2026-27: 0; Gains in Water Available For Use / Savings in Demand under the selected programme (Ml/d) input as +ve 2027-28: 0; Gains in Water Available For Use / Savings in Demand under the selected programme (Ml/d) input as +ve 2028-29: 0; Gains in Water Available For Use / Savings in Demand under the selected programme (Ml/d) input as +ve 2029-30: 0; Gains in Water Available For Use / Savings in Demand under the selected programme (Ml/d) input as +ve 2030-31: 24.8; Gains in Water Available For Use / Savings in Demand under the selected programme (Ml/d) input as +ve 2031-32: 24.82; Gains in Water Available For Use / Savings in Demand under the selected programme (Ml/d) input as +ve 2032-33: 17.22; Gains in Water Available For Use / Savings in Demand under the selected programme (Ml/d) input as +ve 2033-34: 16.23; Gains in Water Available For Use / Savings in Demand under the selected programme (Ml/d) input as +ve 2034-35: 15.57; Gains in Water Available For Use / Savings in Demand under the selected programme (Ml/d) input as +ve 2035-36: 13.14; Gains in Water Available For Use / Savings in Demand under the selected programme (Ml/d) input as +ve 2036-37: 12.951; Gains in Water Available For Use / Savings in Demand under the selected programme (Ml/d) input as +ve 2037-38: 10.851; Gains in Water Available For Use / Savings in Demand under the selected programme (Ml/d) input as +ve 2038-39: 8.741; Gains in Water Available For Use / Savings in Demand under the selected programme (Ml/d) input as +ve 2039-40: 8.071; Gains in Water Available For Use / Savings in Demand under the selected programme (Ml/d) input as +ve 2040-41: 45.88; Gains in Water Available For Use / Savings in Demand under the selected programme (Ml/d) input as +ve 2041-42: 44.76; Gains in Water Available For Use / Savings in Demand under the selected programme (Ml/d) input as +ve 2042-43: 43.52; Gains in Water Available For Use / Savings in Demand under the selected programme (Ml/d) input as +ve 2043-44: 42.69; Gains in Water Available For Use / Savings in Demand under the selected programme (Ml/d) input as +ve 2044-45: 42.51; Gains in Water Available For Use / Savings in Demand under the selected programme (Ml/d) input as +ve 2045-46: 39.42; Gains in Water Available For Use / Savings in Demand under the selected programme (Ml/d) input as +ve 2046-47: 39.54; Gains in Water Available For Use / Savings in Demand under the selected programme (Ml/d) input as +ve 2047-48: 39.35; Gains in Water Available For Use / Savings in Demand under the selected programme (Ml/d) input as +ve 2048-49: 39.09; Gains in Water Available For Use / Savings in Demand under the selected programme (Ml/d) input as +ve 2049-50: 38.48
52aP | Adjustment for Licence cap scenario 8 | LC20 | Other changes to DO | Resource Options | N | Preferred | AWSSWC | Ml/d | 2 | Gains in Water Available For Use / Savings in Demand under the selected programme (Ml/d) input as +ve 2025-26: 6.95; Gains in Water Available For Use / Savings in Demand under the selected programme (Ml/d) input as +ve 2026-27: 6.95; Gains in Water Available For Use / Savings in Demand under the selected programme (Ml/d) input as +ve 2027-28: 6.95; Gains in Water Available For Use / Savings in Demand under the selected programme (Ml/d) input as +ve 2028-29: 6.95; Gains in Water Available For Use / Savings in Demand under the selected programme (Ml/d) input as +ve 2029-30: 6.95; Gains in Water Available For Use / Savings in Demand under the selected programme (Ml/d) input as +ve 2030-31: 0.95; Gains in Water Available For Use / Savings in Demand under the selected programme (Ml/d) input as +ve 2031-32: 0; Gains in Water Available For Use / Savings in Demand under the selected programme (Ml/d) input as +ve 2032-33: 0; Gains in Water Available For Use / Savings in Demand under the selected programme (Ml/d) input as +ve 2033-34: 0; Gains in Water Available For Use / Savings in Demand under the selected programme (Ml/d) input as +ve 2034-35: 0; Gains in Water Available For Use / Savings in Demand under the selected programme (Ml/d) input as +ve 2035-36: 0; Gains in Water Available For Use / Savings in Demand under the selected programme (Ml/d) input as +ve 2036-37: 0; Gains in Water Available For Use / Savings in Demand under the selected programme (Ml/d) input as +ve 2037-38: 0; Gains in Water Available For Use / Savings in Demand under the selected programme (Ml/d) input as +ve 2038-39: 0; Gains in Water Available For Use / Savings in Demand under the selected programme (Ml/d) input as +ve 2039-40: 0; Gains in Water Available For Use / Savings in Demand under the selected programme (Ml/d) input as +ve 2040-41: 0; Gains in Water Available For Use / Savings in Demand under the selected programme (Ml/d) input as +ve 2041-42: 0; Gains in Water Available For Use / Savings in Demand under the selected programme (Ml/d) input as +ve 2042-43: 0; Gains in Water Available For Use / Savings in Demand under the selected programme (Ml/d) input as +ve 2043-44: 0; Gains in Water Available For Use / Savings in Demand under the selected programme (Ml/d) input as +ve 2044-45: 0; Gains in Water Available For Use / Savings in Demand under the selected programme (Ml/d) input as +ve 2045-46: 0; Gains in Water Available For Use / Savings in Demand under the selected programme (Ml/d) input as +ve 2046-47: 0; Gains in Water Available For Use / Savings in Demand under the selected programme (Ml/d) input as +ve 2047-48: 0; Gains in Water Available For Use / Savings in Demand under the selected programme (Ml/d) input as +ve 2048-49: 0; Gains in Water Available For Use / Savings in Demand under the selected programme (Ml/d) input as +ve 2049-50: 0
52cA | Adjustment to existing potable water import | EI19 | Internal potable transfer | Distribution Options | N | Ofwat Core | AWSSWC | Ml/d | 2 | Gains in Water Available For Use / Savings in Demand under the selected programme (Ml/d) input as +ve 2025-26: 15.66; Gains in Water Available For Use / Savings in Demand under the selected programme (Ml/d) input as +ve 2026-27: 15.91; Gains in Water Available For Use / Savings in Demand under the selected programme (Ml/d) input as +ve 2027-28: 16; Gains in Water Available For Use / Savings in Demand under the selected programme (Ml/d) input as +ve 2028-29: 16.21; Gains in Water Available For Use / Savings in Demand under the selected programme (Ml/d) input as +ve 2029-30: 16.38; Gains in Water Available For Use / Savings in Demand under the selected programme (Ml/d) input as +ve 2030-31: 7.25; Gains in Water Available For Use / Savings in Demand under the selected programme (Ml/d) input as +ve 2031-32: 7.98; Gains in Water Available For Use / Savings in Demand under the selected programme (Ml/d) input as +ve 2032-33: 3.7; Gains in Water Available For Use / Savings in Demand under the selected programme (Ml/d) input as +ve 2033-34: 4.92; Gains in Water Available For Use / Savings in Demand under the selected programme (Ml/d) input as +ve 2034-35: 5.51; Gains in Water Available For Use / Savings in Demand under the selected programme (Ml/d) input as +ve 2035-36: 5.71; Gains in Water Available For Use / Savings in Demand under the selected programme (Ml/d) input as +ve 2036-37: 5.199; Gains in Water Available For Use / Savings in Demand under the selected programme (Ml/d) input as +ve 2037-38: 7.369; Gains in Water Available For Use / Savings in Demand under the selected programme (Ml/d) input as +ve 2038-39: 8.709; Gains in Water Available For Use / Savings in Demand under the selected programme (Ml/d) input as +ve 2039-40: 5.169; Gains in Water Available For Use / Savings in Demand under the selected programme (Ml/d) input as +ve 2040-41: 11.01; Gains in Water Available For Use / Savings in Demand under the selected programme (Ml/d) input as +ve 2041-42: 11.86; Gains in Water Available For Use / Savings in Demand under the selected programme (Ml/d) input as +ve 2042-43: 12.78; Gains in Water Available For Use / Savings in Demand under the selected programme (Ml/d) input as +ve 2043-44: 13.29; Gains in Water Available For Use / Savings in Demand under the selected programme (Ml/d) input as +ve 2044-45: 13.64; Gains in Water Available For Use / Savings in Demand under the selected programme (Ml/d) input as +ve 2045-46: 15.32; Gains in Water Available For Use / Savings in Demand under the selected programme (Ml/d) input as +ve 2046-47: 15.42; Gains in Water Available For Use / Savings in Demand under the selected programme (Ml/d) input as +ve 2047-48: 15.79; Gains in Water Available For Use / Savings in Demand under the selected programme (Ml/d) input as +ve 2048-49: 16.16; Gains in Water Available For Use / Savings in Demand under the selected programme (Ml/d) input as +ve 2049-50: 16.85
52cA | Adjustment to existing potable water export | EE16 | Internal potable transfer | Distribution Options | N | Ofwat Core | AWSSWC | Ml/d | 2 | Gains in Water Available For Use / Savings in Demand under the selected programme (Ml/d) input as +ve 2025-26: -14.88; Gains in Water Available For Use / Savings in Demand under the selected programme (Ml/d) input as +ve 2026-27: -14.6; Gains in Water Available For Use / Savings in Demand under the selected programme (Ml/d) input as +ve 2027-28: -13.71; Gains in Water Available For Use / Savings in Demand under the selected programme (Ml/d) input as +ve 2028-29: -12.78; Gains in Water Available For Use / Savings in Demand under the selected programme (Ml/d) input as +ve 2029-30: -12.39; Gains in Water Available For Use / Savings in Demand under the selected programme (Ml/d) input as +ve 2030-31: -17.39; Gains in Water Available For Use / Savings in Demand under the selected programme (Ml/d) input as +ve 2031-32: -17.05; Gains in Water Available For Use / Savings in Demand under the selected programme (Ml/d) input as +ve 2032-33: -5.78; Gains in Water Available For Use / Savings in Demand under the selected programme (Ml/d) input as +ve 2033-34: -5.79; Gains in Water Available For Use / Savings in Demand under the selected programme (Ml/d) input as +ve 2034-35: -5.46; Gains in Water Available For Use / Savings in Demand under the selected programme (Ml/d) input as +ve 2035-36: -4.29; Gains in Water Available For Use / Savings in Demand under the selected programme (Ml/d) input as +ve 2036-37: -4.41; Gains in Water Available For Use / Savings in Demand under the selected programme (Ml/d) input as +ve 2037-38: -4.22; Gains in Water Available For Use / Savings in Demand under the selected programme (Ml/d) input as +ve 2038-39: -3.35; Gains in Water Available For Use / Savings in Demand under the selected programme (Ml/d) input as +ve 2039-40: -3.57; Gains in Water Available For Use / Savings in Demand under the selected programme (Ml/d) input as +ve 2040-41: -22.78; Gains in Water Available For Use / Savings in Demand under the selected programme (Ml/d) input as +ve 2041-42: -22.47; Gains in Water Available For Use / Savings in Demand under the selected programme (Ml/d) input as +ve 2042-43: -22.11; Gains in Water Available For Use / Savings in Demand under the selected programme (Ml/d) input as +ve 2043-44: -21.74; Gains in Water Available For Use / Savings in Demand under the selected programme (Ml/d) input as +ve 2044-45: -21.84; Gains in Water Available For Use / Savings in Demand under the selected programme (Ml/d) input as +ve 2045-46: -20.93; Gains in Water Available For Use / Savings in Demand under the selected programme (Ml/d) input as +ve 2046-47: -21.11; Gains in Water Available For Use / Savings in Demand under the selected programme (Ml/d) input as +ve 2047-48: -21.19; Gains in Water Available For Use / Savings in Demand under the selected programme (Ml/d) input as +ve 2048-49: -21.27; Gains in Water Available For Use / Savings in Demand under the selected programme (Ml/d) input as +ve 2049-50: -21.25
52cA | Cambridge Water to Cambs and West Suffolk (50 Ml/d) | SWC8 | Internal potable transfer | Distribution Options | N | Ofwat Core | AWSSWC | Ml/d | 2 | Gains in Water Available For Use / Savings in Demand under the selected programme (Ml/d) input as +ve 2025-26: 0; Gains in Water Available For Use / Savings in Demand under the selected programme (Ml/d) input as +ve 2026-27: 0; Gains in Water Available For Use / Savings in Demand under the selected programme (Ml/d) input as +ve 2027-28: 0; Gains in Water Available For Use / Savings in Demand under the selected programme (Ml/d) input as +ve 2028-29: 0; Gains in Water Available For Use / Savings in Demand under the selected programme (Ml/d) input as +ve 2029-30: 0; Gains in Water Available For Use / Savings in Demand under the selected programme (Ml/d) input as +ve 2030-31: 24.8; Gains in Water Available For Use / Savings in Demand under the selected programme (Ml/d) input as +ve 2031-32: 24.82; Gains in Water Available For Use / Savings in Demand under the selected programme (Ml/d) input as +ve 2032-33: 17.22; Gains in Water Available For Use / Savings in Demand under the selected programme (Ml/d) input as +ve 2033-34: 16.23; Gains in Water Available For Use / Savings in Demand under the selected programme (Ml/d) input as +ve 2034-35: 15.57; Gains in Water Available For Use / Savings in Demand under the selected programme (Ml/d) input as +ve 2035-36: 13.14; Gains in Water Available For Use / Savings in Demand under the selected programme (Ml/d) input as +ve 2036-37: 12.951; Gains in Water Available For Use / Savings in Demand under the selected programme (Ml/d) input as +ve 2037-38: 10.851; Gains in Water Available For Use / Savings in Demand under the selected programme (Ml/d) input as +ve 2038-39: 8.741; Gains in Water Available For Use / Savings in Demand under the selected programme (Ml/d) input as +ve 2039-40: 8.071; Gains in Water Available For Use / Savings in Demand under the selected programme (Ml/d) input as +ve 2040-41: 45.88; Gains in Water Available For Use / Savings in Demand under the selected programme (Ml/d) input as +ve 2041-42: 44.76; Gains in Water Available For Use / Savings in Demand under the selected programme (Ml/d) input as +ve 2042-43: 43.52; Gains in Water Available For Use / Savings in Demand under the selected programme (Ml/d) input as +ve 2043-44: 42.69; Gains in Water Available For Use / Savings in Demand under the selected programme (Ml/d) input as +ve 2044-45: 42.51; Gains in Water Available For Use / Savings in Demand under the selected programme (Ml/d) input as +ve 2045-46: 39.42; Gains in Water Available For Use / Savings in Demand under the selected programme (Ml/d) input as +ve 2046-47: 39.54; Gains in Water Available For Use / Savings in Demand under the selected programme (Ml/d) input as +ve 2047-48: 39.35; Gains in Water Available For Use / Savings in Demand under the selected programme (Ml/d) input as +ve 2048-49: 39.09; Gains in Water Available For Use / Savings in Demand under the selected programme (Ml/d) input as +ve 2049-50: 38.48
52cA | Adjustment to existing potable water import | EI19 | Internal potable transfer | Distribution Options | N | Least Cost | AWSSWC | Ml/d | 2 | Gains in Water Available For Use / Savings in Demand under the selected programme (Ml/d) input as +ve 2025-26: 15.66; Gains in Water Available For Use / Savings in Demand under the selected programme (Ml/d) input as +ve 2026-27: 15.91; Gains in Water Available For Use / Savings in Demand under the selected programme (Ml/d) input as +ve 2027-28: 16; Gains in Water Available For Use / Savings in Demand under the selected programme (Ml/d) input as +ve 2028-29: 16.21; Gains in Water Available For Use / Savings in Demand under the selected programme (Ml/d) input as +ve 2029-30: 16.38; Gains in Water Available For Use / Savings in Demand under the selected programme (Ml/d) input as +ve 2030-31: 7.25; Gains in Water Available For Use / Savings in Demand under the selected programme (Ml/d) input as +ve 2031-32: 7.98; Gains in Water Available For Use / Savings in Demand under the selected programme (Ml/d) input as +ve 2032-33: 3.7; Gains in Water Available For Use / Savings in Demand under the selected programme (Ml/d) input as +ve 2033-34: 4.92; Gains in Water Available For Use / Savings in Demand under the selected programme (Ml/d) input as +ve 2034-35: 5.51; Gains in Water Available For Use / Savings in Demand under the selected programme (Ml/d) input as +ve 2035-36: 5.71; Gains in Water Available For Use / Savings in Demand under the selected programme (Ml/d) input as +ve 2036-37: 5.199; Gains in Water Available For Use / Savings in Demand under the selected programme (Ml/d) input as +ve 2037-38: 7.369; Gains in Water Available For Use / Savings in Demand under the selected programme (Ml/d) input as +ve 2038-39: 8.709; Gains in Water Available For Use / Savings in Demand under the selected programme (Ml/d) input as +ve 2039-40: 5.169; Gains in Water Available For Use / Savings in Demand under the selected programme (Ml/d) input as +ve 2040-41: 11.01; Gains in Water Available For Use / Savings in Demand under the selected programme (Ml/d) input as +ve 2041-42: 11.86; Gains in Water Available For Use / Savings in Demand under the selected programme (Ml/d) input as +ve 2042-43: 12.78; Gains in Water Available For Use / Savings in Demand under the selected programme (Ml/d) input as +ve 2043-44: 13.29; Gains in Water Available For Use / Savings in Demand under the selected programme (Ml/d) input as +ve 2044-45: 13.64; Gains in Water Available For Use / Savings in Demand under the selected programme (Ml/d) input as +ve 2045-46: 15.32; Gains in Water Available For Use / Savings in Demand under the selected programme (Ml/d) input as +ve 2046-47: 15.42; Gains in Water Available For Use / Savings in Demand under the selected programme (Ml/d) input as +ve 2047-48: 15.79; Gains in Water Available For Use / Savings in Demand under the selected programme (Ml/d) input as +ve 2048-49: 16.16; Gains in Water Available For Use / Savings in Demand under the selected programme (Ml/d) input as +ve 2049-50: 16.85
52cA | Adjustment to existing potable water export | EE16 | Internal potable transfer | Distribution Options | N | Least Cost | AWSSWC | Ml/d | 2 | Gains in Water Available For Use / Savings in Demand under the selected programme (Ml/d) input as +ve 2025-26: -14.879; Gains in Water Available For Use / Savings in Demand under the selected programme (Ml/d) input as +ve 2026-27: -14.601; Gains in Water Available For Use / Savings in Demand under the selected programme (Ml/d) input as +ve 2027-28: -13.711; Gains in Water Available For Use / Savings in Demand under the selected programme (Ml/d) input as +ve 2028-29: -12.781; Gains in Water Available For Use / Savings in Demand under the selected programme (Ml/d) input as +ve 2029-30: -12.389; Gains in Water Available For Use / Savings in Demand under the selected programme (Ml/d) input as +ve 2030-31: -17.39; Gains in Water Available For Use / Savings in Demand under the selected programme (Ml/d) input as +ve 2031-32: -17.05; Gains in Water Available For Use / Savings in Demand under the selected programme (Ml/d) input as +ve 2032-33: -5.78; Gains in Water Available For Use / Savings in Demand under the selected programme (Ml/d) input as +ve 2033-34: -5.79; Gains in Water Available For Use / Savings in Demand under the selected programme (Ml/d) input as +ve 2034-35: -5.63; Gains in Water Available For Use / Savings in Demand under the selected programme (Ml/d) input as +ve 2035-36: -4.46; Gains in Water Available For Use / Savings in Demand under the selected programme (Ml/d) input as +ve 2036-37: -4.58; Gains in Water Available For Use / Savings in Demand under the selected programme (Ml/d) input as +ve 2037-38: -4.39; Gains in Water Available For Use / Savings in Demand under the selected programme (Ml/d) input as +ve 2038-39: -3.52; Gains in Water Available For Use / Savings in Demand under the selected programme (Ml/d) input as +ve 2039-40: -3.74; Gains in Water Available For Use / Savings in Demand under the selected programme (Ml/d) input as +ve 2040-41: -22.65; Gains in Water Available For Use / Savings in Demand under the selected programme (Ml/d) input as +ve 2041-42: -22.34; Gains in Water Available For Use / Savings in Demand under the selected programme (Ml/d) input as +ve 2042-43: -21.98; Gains in Water Available For Use / Savings in Demand under the selected programme (Ml/d) input as +ve 2043-44: -21.61; Gains in Water Available For Use / Savings in Demand under the selected programme (Ml/d) input as +ve 2044-45: -21.71; Gains in Water Available For Use / Savings in Demand under the selected programme (Ml/d) input as +ve 2045-46: -20.8; Gains in Water Available For Use / Savings in Demand under the selected programme (Ml/d) input as +ve 2046-47: -20.98; Gains in Water Available For Use / Savings in Demand under the selected programme (Ml/d) input as +ve 2047-48: -21.06; Gains in Water Available For Use / Savings in Demand under the selected programme (Ml/d) input as +ve 2048-49: -21.14; Gains in Water Available For Use / Savings in Demand under the selected programme (Ml/d) input as +ve 2049-50: -21.42
52cA | Cambridge Water to Cambs and West Suffolk (50 Ml/d) | SWC8 | Internal potable transfer | Distribution Options | N | Least Cost | AWSSWC | Ml/d | 2 | Gains in Water Available For Use / Savings in Demand under the selected programme (Ml/d) input as +ve 2025-26: 0; Gains in Water Available For Use / Savings in Demand under the selected programme (Ml/d) input as +ve 2026-27: 0; Gains in Water Available For Use / Savings in Demand under the selected programme (Ml/d) input as +ve 2027-28: 0; Gains in Water Available For Use / Savings in Demand under the selected programme (Ml/d) input as +ve 2028-29: 0; Gains in Water Available For Use / Savings in Demand under the selected programme (Ml/d) input as +ve 2029-30: 0; Gains in Water Available For Use / Savings in Demand under the selected programme (Ml/d) input as +ve 2030-31: 24.8; Gains in Water Available For Use / Savings in Demand under the selected programme (Ml/d) input as +ve 2031-32: 24.82; Gains in Water Available For Use / Savings in Demand under the selected programme (Ml/d) input as +ve 2032-33: 17.22; Gains in Water Available For Use / Savings in Demand under the selected programme (Ml/d) input as +ve 2033-34: 16.23; Gains in Water Available For Use / Savings in Demand under the selected programme (Ml/d) input as +ve 2034-35: 15.57; Gains in Water Available For Use / Savings in Demand under the selected programme (Ml/d) input as +ve 2035-36: 13.06; Gains in Water Available For Use / Savings in Demand under the selected programme (Ml/d) input as +ve 2036-37: 12.871; Gains in Water Available For Use / Savings in Demand under the selected programme (Ml/d) input as +ve 2037-38: 10.771; Gains in Water Available For Use / Savings in Demand under the selected programme (Ml/d) input as +ve 2038-39: 8.661; Gains in Water Available For Use / Savings in Demand under the selected programme (Ml/d) input as +ve 2039-40: 7.991; Gains in Water Available For Use / Savings in Demand under the selected programme (Ml/d) input as +ve 2040-41: 45.5; Gains in Water Available For Use / Savings in Demand under the selected programme (Ml/d) input as +ve 2041-42: 44.38; Gains in Water Available For Use / Savings in Demand under the selected programme (Ml/d) input as +ve 2042-43: 43.14; Gains in Water Available For Use / Savings in Demand under the selected programme (Ml/d) input as +ve 2043-44: 42.31; Gains in Water Available For Use / Savings in Demand under the selected programme (Ml/d) input as +ve 2044-45: 42.13; Gains in Water Available For Use / Savings in Demand under the selected programme (Ml/d) input as +ve 2045-46: 39.04; Gains in Water Available For Use / Savings in Demand under the selected programme (Ml/d) input as +ve 2046-47: 39.16; Gains in Water Available For Use / Savings in Demand under the selected programme (Ml/d) input as +ve 2047-48: 38.97; Gains in Water Available For Use / Savings in Demand under the selected programme (Ml/d) input as +ve 2048-49: 38.71; Gains in Water Available For Use / Savings in Demand under the selected programme (Ml/d) input as +ve 2049-50: 38.6
52aP | Adjustment to 1:200 drought | DA07 | Other changes to DO | Resource Options | N | Preferred | AWSSWC | Ml/d | 2 | Gains in Water Available For Use / Savings in Demand under the selected programme (Ml/d) input as +ve 2025-26: 0.31; Gains in Water Available For Use / Savings in Demand under the selected programme (Ml/d) input as +ve 2026-27: 0.31; Gains in Water Available For Use / Savings in Demand under the selected programme (Ml/d) input as +ve 2027-28: 0.31; Gains in Water Available For Use / Savings in Demand under the selected programme (Ml/d) input as +ve 2028-29: 0.31; Gains in Water Available For Use / Savings in Demand under the selected programme (Ml/d) input as +ve 2029-30: 0.31; Gains in Water Available For Use / Savings in Demand under the selected programme (Ml/d) input as +ve 2030-31: 0.31; Gains in Water Available For Use / Savings in Demand under the selected programme (Ml/d) input as +ve 2031-32: 0.3; Gains in Water Available For Use / Savings in Demand under the selected programme (Ml/d) input as +ve 2032-33: 0.3; Gains in Water Available For Use / Savings in Demand under the selected programme (Ml/d) input as +ve 2033-34: 0.3; Gains in Water Available For Use / Savings in Demand under the selected programme (Ml/d) input as +ve 2034-35: 0.29; Gains in Water Available For Use / Savings in Demand under the selected programme (Ml/d) input as +ve 2035-36: 0.29; Gains in Water Available For Use / Savings in Demand under the selected programme (Ml/d) input as +ve 2036-37: 0.29; Gains in Water Available For Use / Savings in Demand under the selected programme (Ml/d) input as +ve 2037-38: 0.29; Gains in Water Available For Use / Savings in Demand under the selected programme (Ml/d) input as +ve 2038-39: 0.29; Gains in Water Available For Use / Savings in Demand under the selected programme (Ml/d) input as +ve 2039-40: 0; Gains in Water Available For Use / Savings in Demand under the selected programme (Ml/d) input as +ve 2040-41: 0; Gains in Water Available For Use / Savings in Demand under the selected programme (Ml/d) input as +ve 2041-42: 0; Gains in Water Available For Use / Savings in Demand under the selected programme (Ml/d) input as +ve 2042-43: 0; Gains in Water Available For Use / Savings in Demand under the selected programme (Ml/d) input as +ve 2043-44: 0; Gains in Water Available For Use / Savings in Demand under the selected programme (Ml/d) input as +ve 2044-45: 0; Gains in Water Available For Use / Savings in Demand under the selected programme (Ml/d) input as +ve 2045-46: 0; Gains in Water Available For Use / Savings in Demand under the selected programme (Ml/d) input as +ve 2046-47: 0; Gains in Water Available For Use / Savings in Demand under the selected programme (Ml/d) input as +ve 2047-48: 0; Gains in Water Available For Use / Savings in Demand under the selected programme (Ml/d) input as +ve 2048-49: 0; Gains in Water Available For Use / Savings in Demand under the selected programme (Ml/d) input as +ve 2049-50: 0
52aP | AMP8 OPI Adjustment | OPI5 | Other changes to DO | Resource Options | N | Preferred | AWSSWC | Ml/d | 2 | Gains in Water Available For Use / Savings in Demand under the selected programme (Ml/d) input as +ve 2025-26: 2.85; Gains in Water Available For Use / Savings in Demand under the selected programme (Ml/d) input as +ve 2026-27: 2.45; Gains in Water Available For Use / Savings in Demand under the selected programme (Ml/d) input as +ve 2027-28: 1.3; Gains in Water Available For Use / Savings in Demand under the selected programme (Ml/d) input as +ve 2028-29: 1.3; Gains in Water Available For Use / Savings in Demand under the selected programme (Ml/d) input as +ve 2029-30: 0; Gains in Water Available For Use / Savings in Demand under the selected programme (Ml/d) input as +ve 2030-31: 0; Gains in Water Available For Use / Savings in Demand under the selected programme (Ml/d) input as +ve 2031-32: 0; Gains in Water Available For Use / Savings in Demand under the selected programme (Ml/d) input as +ve 2032-33: 0; Gains in Water Available For Use / Savings in Demand under the selected programme (Ml/d) input as +ve 2033-34: 0; Gains in Water Available For Use / Savings in Demand under the selected programme (Ml/d) input as +ve 2034-35: 0; Gains in Water Available For Use / Savings in Demand under the selected programme (Ml/d) input as +ve 2035-36: 0; Gains in Water Available For Use / Savings in Demand under the selected programme (Ml/d) input as +ve 2036-37: 0; Gains in Water Available For Use / Savings in Demand under the selected programme (Ml/d) input as +ve 2037-38: 0; Gains in Water Available For Use / Savings in Demand under the selected programme (Ml/d) input as +ve 2038-39: 0; Gains in Water Available For Use / Savings in Demand under the selected programme (Ml/d) input as +ve 2039-40: 0; Gains in Water Available For Use / Savings in Demand under the selected programme (Ml/d) input as +ve 2040-41: 0; Gains in Water Available For Use / Savings in Demand under the selected programme (Ml/d) input as +ve 2041-42: 0; Gains in Water Available For Use / Savings in Demand under the selected programme (Ml/d) input as +ve 2042-43: 0; Gains in Water Available For Use / Savings in Demand under the selected programme (Ml/d) input as +ve 2043-44: 0; Gains in Water Available For Use / Savings in Demand under the selected programme (Ml/d) input as +ve 2044-45: 0; Gains in Water Available For Use / Savings in Demand under the selected programme (Ml/d) input as +ve 2045-46: 0; Gains in Water Available For Use / Savings in Demand under the selected programme (Ml/d) input as +ve 2046-47: 0; Gains in Water Available For Use / Savings in Demand under the selected programme (Ml/d) input as +ve 2047-48: 0; Gains in Water Available For Use / Savings in Demand under the selected programme (Ml/d) input as +ve 2048-49: 0; Gains in Water Available For Use / Savings in Demand under the selected programme (Ml/d) input as +ve 2049-50: 0
52aP | Suffolk West & Cambs groundwater relocation | SWC13 | Groundwater enhancement | Resource Options | N | Preferred | AWSSWC | Ml/d | 2 | Gains in Water Available For Use / Savings in Demand under the selected programme (Ml/d) input as +ve 2025-26: 0; Gains in Water Available For Use / Savings in Demand under the selected programme (Ml/d) input as +ve 2026-27: 0; Gains in Water Available For Use / Savings in Demand under the selected programme (Ml/d) input as +ve 2027-28: 0; Gains in Water Available For Use / Savings in Demand under the selected programme (Ml/d) input as +ve 2028-29: 0; Gains in Water Available For Use / Savings in Demand under the selected programme (Ml/d) input as +ve 2029-30: 0; Gains in Water Available For Use / Savings in Demand under the selected programme (Ml/d) input as +ve 2030-31: 2.6; Gains in Water Available For Use / Savings in Demand under the selected programme (Ml/d) input as +ve 2031-32: 2.6; Gains in Water Available For Use / Savings in Demand under the selected programme (Ml/d) input as +ve 2032-33: 2.6; Gains in Water Available For Use / Savings in Demand under the selected programme (Ml/d) input as +ve 2033-34: 2.6; Gains in Water Available For Use / Savings in Demand under the selected programme (Ml/d) input as +ve 2034-35: 2.6; Gains in Water Available For Use / Savings in Demand under the selected programme (Ml/d) input as +ve 2035-36: 2.6; Gains in Water Available For Use / Savings in Demand under the selected programme (Ml/d) input as +ve 2036-37: 2.6; Gains in Water Available For Use / Savings in Demand under the selected programme (Ml/d) input as +ve 2037-38: 2.6; Gains in Water Available For Use / Savings in Demand under the selected programme (Ml/d) input as +ve 2038-39: 2.6; Gains in Water Available For Use / Savings in Demand under the selected programme (Ml/d) input as +ve 2039-40: 2.6; Gains in Water Available For Use / Savings in Demand under the selected programme (Ml/d) input as +ve 2040-41: 2.6; Gains in Water Available For Use / Savings in Demand under the selected programme (Ml/d) input as +ve 2041-42: 2.6; Gains in Water Available For Use / Savings in Demand under the selected programme (Ml/d) input as +ve 2042-43: 2.6; Gains in Water Available For Use / Savings in Demand under the selected programme (Ml/d) input as +ve 2043-44: 2.6; Gains in Water Available For Use / Savings in Demand under the selected programme (Ml/d) input as +ve 2044-45: 2.6; Gains in Water Available For Use / Savings in Demand under the selected programme (Ml/d) input as +ve 2045-46: 2.6; Gains in Water Available For Use / Savings in Demand under the selected programme (Ml/d) input as +ve 2046-47: 2.6; Gains in Water Available For Use / Savings in Demand under the selected programme (Ml/d) input as +ve 2047-48: 2.6; Gains in Water Available For Use / Savings in Demand under the selected programme (Ml/d) input as +ve 2048-49: 2.6; Gains in Water Available For Use / Savings in Demand under the selected programme (Ml/d) input as +ve 2049-50: 2.6
51cF | CC Mains Replacement.AWSSWC | CC Mains Replacement.AWSSWC | Mains replacement (not trunk mains) | Distribution Options | N | Least Cost | AWSSWC | Ml/d | 2 | 0 | 0 | 0 | 0 | 0 | 0 | 0.0058103 | 0.011621 | 0.017431 | 0.023241 | 0.029052 | 0.034862 | 0.040672 | 0.046483 | 0.052293 | 0.058103 | 0.063914 | 0.069724 | 0.075534 | 0.081344 | 0.087155 | 0.092965 | 0.098775 | 0.10459 | 0.1104 | 0.11621 | 0.12202 | 0.12783 | 0.13364 | 0.13945 | 0.14526 | 0.15107 | 0.15688 | 0.16269 | 0.1685 | 0.17431 | 0.18012 | 0.18593 | 0.19174 | 0.19755 | 0.20336 | 0.20917 | 0.21498 | 0.22079 | 0.2266 | 0.23241 | 0.23822 | 0.24403 | 0.24984 | 0.25565 | 0.26146 | 0.26727 | 0.27308 | 0.2789 | 0.28471 | 0.29052 | 0.29633 | 0.30214 | 0.30795 | 0.31376 | 0.31957 | 0.32538 | 0.33119 | 0.337 | 0.34281 | 0.34862 | 0.35443 | 0.36024 | 0.36605 | 0.37186 | 0.37767 | 0.38348 | 0.38929 | 0.3951 | 0.40091 | 0.40672 | 0.41253 | 0.41834 | 0.42415 | 0.42996 | 0.43577
51cF | CC Mains Replacement.AWSSWC | CC Mains Replacement.AWSSWC | Mains replacement (not trunk mains) | Distribution Options | N | Ofwat Core | AWSSWC | Ml/d | 2 | 0 | 0 | 0 | 0 | 0 | 0 | 0.0058103 | 0.011621 | 0.017431 | 0.023241 | 0.029052 | 0.034862 | 0.040672 | 0.046483 | 0.052293 | 0.058103 | 0.063914 | 0.069724 | 0.075534 | 0.081344 | 0.087155 | 0.092965 | 0.098775 | 0.10459 | 0.1104 | 0.11621 | 0.12202 | 0.12783 | 0.13364 | 0.13945 | 0.14526 | 0.15107 | 0.15688 | 0.16269 | 0.1685 | 0.17431 | 0.18012 | 0.18593 | 0.19174 | 0.19755 | 0.20336 | 0.20917 | 0.21498 | 0.22079 | 0.2266 | 0.23241 | 0.23822 | 0.24403 | 0.24984 | 0.25565 | 0.26146 | 0.26727 | 0.27308 | 0.2789 | 0.28471 | 0.29052 | 0.29633 | 0.30214 | 0.30795 | 0.31376 | 0.31957 | 0.32538 | 0.33119 | 0.337 | 0.34281 | 0.34862 | 0.35443 | 0.36024 | 0.36605 | 0.37186 | 0.37767 | 0.38348 | 0.38929 | 0.3951 | 0.40091 | 0.40672 | 0.41253 | 0.41834 | 0.42415 | 0.42996 | 0.43577
51cP | CC Mains Replacement.AWSSWC | CC Mains Replacement.AWSSWC | Mains replacement (not trunk mains) | Distribution Options | N | Preferred | AWSSWC | Ml/d | 2 | 0 | 0 | 0 | 0 | 0 | 0 | 0.0058103 | 0.011621 | 0.017431 | 0.023241 | 0.029052 | 0.034862 | 0.040672 | 0.046483 | 0.052293 | 0.058103 | 0.063914 | 0.069724 | 0.075534 | 0.081344 | 0.087155 | 0.092965 | 0.098775 | 0.10459 | 0.1104 | 0.11621 | 0.12202 | 0.12783 | 0.13364 | 0.13945 | 0.14526 | 0.15107 | 0.15688 | 0.16269 | 0.1685 | 0.17431 | 0.18012 | 0.18593 | 0.19174 | 0.19755 | 0.20336 | 0.20917 | 0.21498 | 0.22079 | 0.2266 | 0.23241 | 0.23822 | 0.24403 | 0.24984 | 0.25565 | 0.26146 | 0.26727 | 0.27308 | 0.2789 | 0.28471 | 0.29052 | 0.29633 | 0.30214 | 0.30795 | 0.31376 | 0.31957 | 0.32538 | 0.33119 | 0.337 | 0.34281 | 0.34862 | 0.35443 | 0.36024 | 0.36605 | 0.37186 | 0.37767 | 0.38348 | 0.38929 | 0.3951 | 0.40091 | 0.40672 | 0.41253 | 0.41834 | 0.42415 | 0.42996 | 0.43577
52cA | Ruthamford South to Cambridge Water potable transfer (50 Ml/d) | CAM4 | Internal potable transfer | Distribution Options | N | Ofwat Core | CAMCAM | Ml/d | 2 | Gains in Water Available For Use / Savings in Demand under the selected programme (Ml/d) input as +ve 2025-26: 0; Gains in Water Available For Use / Savings in Demand under the selected programme (Ml/d) input as +ve 2026-27: 0; Gains in Water Available For Use / Savings in Demand under the selected programme (Ml/d) input as +ve 2027-28: 0; Gains in Water Available For Use / Savings in Demand under the selected programme (Ml/d) input as +ve 2028-29: 0; Gains in Water Available For Use / Savings in Demand under the selected programme (Ml/d) input as +ve 2029-30: 0; Gains in Water Available For Use / Savings in Demand under the selected programme (Ml/d) input as +ve 2030-31: 24.8; Gains in Water Available For Use / Savings in Demand under the selected programme (Ml/d) input as +ve 2031-32: 49.82; Gains in Water Available For Use / Savings in Demand under the selected programme (Ml/d) input as +ve 2032-33: 43.22; Gains in Water Available For Use / Savings in Demand under the selected programme (Ml/d) input as +ve 2033-34: 42.23; Gains in Water Available For Use / Savings in Demand under the selected programme (Ml/d) input as +ve 2034-35: 41.57; Gains in Water Available For Use / Savings in Demand under the selected programme (Ml/d) input as +ve 2035-36: 39.14; Gains in Water Available For Use / Savings in Demand under the selected programme (Ml/d) input as +ve 2036-37: 12.951; Gains in Water Available For Use / Savings in Demand under the selected programme (Ml/d) input as +ve 2037-38: 10.851; Gains in Water Available For Use / Savings in Demand under the selected programme (Ml/d) input as +ve 2038-39: 8.741; Gains in Water Available For Use / Savings in Demand under the selected programme (Ml/d) input as +ve 2039-40: 8.071; Gains in Water Available For Use / Savings in Demand under the selected programme (Ml/d) input as +ve 2040-41: 45.88; Gains in Water Available For Use / Savings in Demand under the selected programme (Ml/d) input as +ve 2041-42: 44.76; Gains in Water Available For Use / Savings in Demand under the selected programme (Ml/d) input as +ve 2042-43: 43.52; Gains in Water Available For Use / Savings in Demand under the selected programme (Ml/d) input as +ve 2043-44: 42.69; Gains in Water Available For Use / Savings in Demand under the selected programme (Ml/d) input as +ve 2044-45: 42.51; Gains in Water Available For Use / Savings in Demand under the selected programme (Ml/d) input as +ve 2045-46: 39.42; Gains in Water Available For Use / Savings in Demand under the selected programme (Ml/d) input as +ve 2046-47: 39.54; Gains in Water Available For Use / Savings in Demand under the selected programme (Ml/d) input as +ve 2047-48: 39.35; Gains in Water Available For Use / Savings in Demand under the selected programme (Ml/d) input as +ve 2048-49: 39.09; Gains in Water Available For Use / Savings in Demand under the selected programme (Ml/d) input as +ve 2049-50: 38.48
52cA | Cambridge Water to Cambs and West Suffolk (50 Ml/d) | SWC8 | Internal potable transfer | Distribution Options | N | Ofwat Core | CAMCAM | Ml/d | 2 | Gains in Water Available For Use / Savings in Demand under the selected programme (Ml/d) input as +ve 2025-26: 0; Gains in Water Available For Use / Savings in Demand under the selected programme (Ml/d) input as +ve 2026-27: 0; Gains in Water Available For Use / Savings in Demand under the selected programme (Ml/d) input as +ve 2027-28: 0; Gains in Water Available For Use / Savings in Demand under the selected programme (Ml/d) input as +ve 2028-29: 0; Gains in Water Available For Use / Savings in Demand under the selected programme (Ml/d) input as +ve 2029-30: 0; Gains in Water Available For Use / Savings in Demand under the selected programme (Ml/d) input as +ve 2030-31: -24.8; Gains in Water Available For Use / Savings in Demand under the selected programme (Ml/d) input as +ve 2031-32: -24.82; Gains in Water Available For Use / Savings in Demand under the selected programme (Ml/d) input as +ve 2032-33: -17.22; Gains in Water Available For Use / Savings in Demand under the selected programme (Ml/d) input as +ve 2033-34: -16.23; Gains in Water Available For Use / Savings in Demand under the selected programme (Ml/d) input as +ve 2034-35: -15.57; Gains in Water Available For Use / Savings in Demand under the selected programme (Ml/d) input as +ve 2035-36: -13.14; Gains in Water Available For Use / Savings in Demand under the selected programme (Ml/d) input as +ve 2036-37: -12.951; Gains in Water Available For Use / Savings in Demand under the selected programme (Ml/d) input as +ve 2037-38: -10.851; Gains in Water Available For Use / Savings in Demand under the selected programme (Ml/d) input as +ve 2038-39: -8.741; Gains in Water Available For Use / Savings in Demand under the selected programme (Ml/d) input as +ve 2039-40: -8.071; Gains in Water Available For Use / Savings in Demand under the selected programme (Ml/d) input as +ve 2040-41: -45.88; Gains in Water Available For Use / Savings in Demand under the selected programme (Ml/d) input as +ve 2041-42: -44.76; Gains in Water Available For Use / Savings in Demand under the selected programme (Ml/d) input as +ve 2042-43: -43.52; Gains in Water Available For Use / Savings in Demand under the selected programme (Ml/d) input as +ve 2043-44: -42.69; Gains in Water Available For Use / Savings in Demand under the selected programme (Ml/d) input as +ve 2044-45: -42.51; Gains in Water Available For Use / Savings in Demand under the selected programme (Ml/d) input as +ve 2045-46: -39.42; Gains in Water Available For Use / Savings in Demand under the selected programme (Ml/d) input as +ve 2046-47: -39.54; Gains in Water Available For Use / Savings in Demand under the selected programme (Ml/d) input as +ve 2047-48: -39.35; Gains in Water Available For Use / Savings in Demand under the selected programme (Ml/d) input as +ve 2048-49: -39.09; Gains in Water Available For Use / Savings in Demand under the selected programme (Ml/d) input as +ve 2049-50: -38.48
52cA | Ruthamford South to Cambridge Water potable transfer (50 Ml/d) | CAM4 | Internal potable transfer | Distribution Options | N | Least Cost | CAMCAM | Ml/d | 2 | Gains in Water Available For Use / Savings in Demand under the selected programme (Ml/d) input as +ve 2025-26: 0; Gains in Water Available For Use / Savings in Demand under the selected programme (Ml/d) input as +ve 2026-27: 0; Gains in Water Available For Use / Savings in Demand under the selected programme (Ml/d) input as +ve 2027-28: 0; Gains in Water Available For Use / Savings in Demand under the selected programme (Ml/d) input as +ve 2028-29: 0; Gains in Water Available For Use / Savings in Demand under the selected programme (Ml/d) input as +ve 2029-30: 0; Gains in Water Available For Use / Savings in Demand under the selected programme (Ml/d) input as +ve 2030-31: 24.8; Gains in Water Available For Use / Savings in Demand under the selected programme (Ml/d) input as +ve 2031-32: 24.82; Gains in Water Available For Use / Savings in Demand under the selected programme (Ml/d) input as +ve 2032-33: 17.22; Gains in Water Available For Use / Savings in Demand under the selected programme (Ml/d) input as +ve 2033-34: 16.23; Gains in Water Available For Use / Savings in Demand under the selected programme (Ml/d) input as +ve 2034-35: 15.57; Gains in Water Available For Use / Savings in Demand under the selected programme (Ml/d) input as +ve 2035-36: 13.06; Gains in Water Available For Use / Savings in Demand under the selected programme (Ml/d) input as +ve 2036-37: 12.871; Gains in Water Available For Use / Savings in Demand under the selected programme (Ml/d) input as +ve 2037-38: 10.771; Gains in Water Available For Use / Savings in Demand under the selected programme (Ml/d) input as +ve 2038-39: 8.661; Gains in Water Available For Use / Savings in Demand under the selected programme (Ml/d) input as +ve 2039-40: 7.991; Gains in Water Available For Use / Savings in Demand under the selected programme (Ml/d) input as +ve 2040-41: 45.5; Gains in Water Available For Use / Savings in Demand under the selected programme (Ml/d) input as +ve 2041-42: 44.38; Gains in Water Available For Use / Savings in Demand under the selected programme (Ml/d) input as +ve 2042-43: 43.14; Gains in Water Available For Use / Savings in Demand under the selected programme (Ml/d) input as +ve 2043-44: 42.31; Gains in Water Available For Use / Savings in Demand under the selected programme (Ml/d) input as +ve 2044-45: 42.13; Gains in Water Available For Use / Savings in Demand under the selected programme (Ml/d) input as +ve 2045-46: 39.04; Gains in Water Available For Use / Savings in Demand under the selected programme (Ml/d) input as +ve 2046-47: 39.16; Gains in Water Available For Use / Savings in Demand under the selected programme (Ml/d) input as +ve 2047-48: 38.97; Gains in Water Available For Use / Savings in Demand under the selected programme (Ml/d) input as +ve 2048-49: 38.71; Gains in Water Available For Use / Savings in Demand under the selected programme (Ml/d) input as +ve 2049-50: 38.6
52cA | Cambridge Water to Cambs and West Suffolk (50 Ml/d) | SWC8 | Internal potable transfer | Distribution Options | N | Least Cost | CAMCAM | Ml/d | 2 | Gains in Water Available For Use / Savings in Demand under the selected programme (Ml/d) input as +ve 2025-26: 0; Gains in Water Available For Use / Savings in Demand under the selected programme (Ml/d) input as +ve 2026-27: 0; Gains in Water Available For Use / Savings in Demand under the selected programme (Ml/d) input as +ve 2027-28: 0; Gains in Water Available For Use / Savings in Demand under the selected programme (Ml/d) input as +ve 2028-29: 0; Gains in Water Available For Use / Savings in Demand under the selected programme (Ml/d) input as +ve 2029-30: 0; Gains in Water Available For Use / Savings in Demand under the selected programme (Ml/d) input as +ve 2030-31: -24.8; Gains in Water Available For Use / Savings in Demand under the selected programme (Ml/d) input as +ve 2031-32: -24.82; Gains in Water Available For Use / Savings in Demand under the selected programme (Ml/d) input as +ve 2032-33: -17.22; Gains in Water Available For Use / Savings in Demand under the selected programme (Ml/d) input as +ve 2033-34: -16.23; Gains in Water Available For Use / Savings in Demand under the selected programme (Ml/d) input as +ve 2034-35: -15.57; Gains in Water Available For Use / Savings in Demand under the selected programme (Ml/d) input as +ve 2035-36: -13.06; Gains in Water Available For Use / Savings in Demand under the selected programme (Ml/d) input as +ve 2036-37: -12.871; Gains in Water Available For Use / Savings in Demand under the selected programme (Ml/d) input as +ve 2037-38: -10.771; Gains in Water Available For Use / Savings in Demand under the selected programme (Ml/d) input as +ve 2038-39: -8.661; Gains in Water Available For Use / Savings in Demand under the selected programme (Ml/d) input as +ve 2039-40: -7.991; Gains in Water Available For Use / Savings in Demand under the selected programme (Ml/d) input as +ve 2040-41: -45.5; Gains in Water Available For Use / Savings in Demand under the selected programme (Ml/d) input as +ve 2041-42: -44.38; Gains in Water Available For Use / Savings in Demand under the selected programme (Ml/d) input as +ve 2042-43: -43.14; Gains in Water Available For Use / Savings in Demand under the selected programme (Ml/d) input as +ve 2043-44: -42.31; Gains in Water Available For Use / Savings in Demand under the selected programme (Ml/d) input as +ve 2044-45: -42.13; Gains in Water Available For Use / Savings in Demand under the selected programme (Ml/d) input as +ve 2045-46: -39.04; Gains in Water Available For Use / Savings in Demand under the selected programme (Ml/d) input as +ve 2046-47: -39.16; Gains in Water Available For Use / Savings in Demand under the selected programme (Ml/d) input as +ve 2047-48: -38.97; Gains in Water Available For Use / Savings in Demand under the selected programme (Ml/d) input as +ve 2048-49: -38.71; Gains in Water Available For Use / Savings in Demand under the selected programme (Ml/d) input as +ve 2049-50: -38.6
52cP | Ruthamford South to Cambridge Water potable transfer (50 Ml/d) | CAM4 | Internal potable transfer | Distribution Options | N | Preferred | CAMCAM | Ml/d | 2 | Gains in Water Available For Use / Savings in Demand under the selected programme (Ml/d) input as +ve 2025-26: 0; Gains in Water Available For Use / Savings in Demand under the selected programme (Ml/d) input as +ve 2026-27: 0; Gains in Water Available For Use / Savings in Demand under the selected programme (Ml/d) input as +ve 2027-28: 0; Gains in Water Available For Use / Savings in Demand under the selected programme (Ml/d) input as +ve 2028-29: 0; Gains in Water Available For Use / Savings in Demand under the selected programme (Ml/d) input as +ve 2029-30: 0; Gains in Water Available For Use / Savings in Demand under the selected programme (Ml/d) input as +ve 2030-31: 24.8; Gains in Water Available For Use / Savings in Demand under the selected programme (Ml/d) input as +ve 2031-32: 49.82; Gains in Water Available For Use / Savings in Demand under the selected programme (Ml/d) input as +ve 2032-33: 43.22; Gains in Water Available For Use / Savings in Demand under the selected programme (Ml/d) input as +ve 2033-34: 42.23; Gains in Water Available For Use / Savings in Demand under the selected programme (Ml/d) input as +ve 2034-35: 41.57; Gains in Water Available For Use / Savings in Demand under the selected programme (Ml/d) input as +ve 2035-36: 39.14; Gains in Water Available For Use / Savings in Demand under the selected programme (Ml/d) input as +ve 2036-37: 12.951; Gains in Water Available For Use / Savings in Demand under the selected programme (Ml/d) input as +ve 2037-38: 10.851; Gains in Water Available For Use / Savings in Demand under the selected programme (Ml/d) input as +ve 2038-39: 8.741; Gains in Water Available For Use / Savings in Demand under the selected programme (Ml/d) input as +ve 2039-40: 8.071; Gains in Water Available For Use / Savings in Demand under the selected programme (Ml/d) input as +ve 2040-41: 45.88; Gains in Water Available For Use / Savings in Demand under the selected programme (Ml/d) input as +ve 2041-42: 44.76; Gains in Water Available For Use / Savings in Demand under the selected programme (Ml/d) input as +ve 2042-43: 43.52; Gains in Water Available For Use / Savings in Demand under the selected programme (Ml/d) input as +ve 2043-44: 42.69; Gains in Water Available For Use / Savings in Demand under the selected programme (Ml/d) input as +ve 2044-45: 42.51; Gains in Water Available For Use / Savings in Demand under the selected programme (Ml/d) input as +ve 2045-46: 39.42; Gains in Water Available For Use / Savings in Demand under the selected programme (Ml/d) input as +ve 2046-47: 39.54; Gains in Water Available For Use / Savings in Demand under the selected programme (Ml/d) input as +ve 2047-48: 39.35; Gains in Water Available For Use / Savings in Demand under the selected programme (Ml/d) input as +ve 2048-49: 39.09; Gains in Water Available For Use / Savings in Demand under the selected programme (Ml/d) input as +ve 2049-50: 38.48
52cP | Cambridge Water to Cambs and West Suffolk (50 Ml/d) | SWC8 | Internal potable transfer | Distribution Options | N | Preferred | CAMCAM | Ml/d | 2 | Gains in Water Available For Use / Savings in Demand under the selected programme (Ml/d) input as +ve 2025-26: 0; Gains in Water Available For Use / Savings in Demand under the selected programme (Ml/d) input as +ve 2026-27: 0; Gains in Water Available For Use / Savings in Demand under the selected programme (Ml/d) input as +ve 2027-28: 0; Gains in Water Available For Use / Savings in Demand under the selected programme (Ml/d) input as +ve 2028-29: 0; Gains in Water Available For Use / Savings in Demand under the selected programme (Ml/d) input as +ve 2029-30: 0; Gains in Water Available For Use / Savings in Demand under the selected programme (Ml/d) input as +ve 2030-31: -24.8; Gains in Water Available For Use / Savings in Demand under the selected programme (Ml/d) input as +ve 2031-32: -24.82; Gains in Water Available For Use / Savings in Demand under the selected programme (Ml/d) input as +ve 2032-33: -17.22; Gains in Water Available For Use / Savings in Demand under the selected programme (Ml/d) input as +ve 2033-34: -16.23; Gains in Water Available For Use / Savings in Demand under the selected programme (Ml/d) input as +ve 2034-35: -15.57; Gains in Water Available For Use / Savings in Demand under the selected programme (Ml/d) input as +ve 2035-36: -13.14; Gains in Water Available For Use / Savings in Demand under the selected programme (Ml/d) input as +ve 2036-37: -12.951; Gains in Water Available For Use / Savings in Demand under the selected programme (Ml/d) input as +ve 2037-38: -10.851; Gains in Water Available For Use / Savings in Demand under the selected programme (Ml/d) input as +ve 2038-39: -8.741; Gains in Water Available For Use / Savings in Demand under the selected programme (Ml/d) input as +ve 2039-40: -8.071; Gains in Water Available For Use / Savings in Demand under the selected programme (Ml/d) input as +ve 2040-41: -45.88; Gains in Water Available For Use / Savings in Demand under the selected programme (Ml/d) input as +ve 2041-42: -44.76; Gains in Water Available For Use / Savings in Demand under the selected programme (Ml/d) input as +ve 2042-43: -43.52; Gains in Water Available For Use / Savings in Demand under the selected programme (Ml/d) input as +ve 2043-44: -42.69; Gains in Water Available For Use / Savings in Demand under the selected programme (Ml/d) input as +ve 2044-45: -42.51; Gains in Water Available For Use / Savings in Demand under the selected programme (Ml/d) input as +ve 2045-46: -39.42; Gains in Water Available For Use / Savings in Demand under the selected programme (Ml/d) input as +ve 2046-47: -39.54; Gains in Water Available For Use / Savings in Demand under the selected programme (Ml/d) input as +ve 2047-48: -39.35; Gains in Water Available For Use / Savings in Demand under the selected programme (Ml/d) input as +ve 2048-49: -39.09; Gains in Water Available For Use / Savings in Demand under the selected programme (Ml/d) input as +ve 2049-50: -38.48

## 6. Drought Plan Links
AWSEXC | AWSEXS | AWSFND | AWSHPL | AWSLNB | AWSLNC | AWSLNE | AWSLNN | AWSNAY | AWSNBR | AWSNED | AWSNEH | AWSNHA
AWSNHL | AWSNNC | AWSNTB | AWSNWY | AWSRTC | AWSRTN | AWSRTS | AWSRTW | AWSSHB | AWSSUE | AWSSUI | AWSSUS | AWSSUT | AWSSWC
Water Company | Anglian Water | Version
WRZ | AWSEXC | V3.0
Table 6: WRZ Level - Drought Plan Links | Back to top of sheet | [6 empty] | Deployable Output Benefit (Ml/d) under Drought Severity of ~ 1 in 500 (0.2% chance in any given year) | [6 empty] | Deployable Output Benefit (Ml/d) under Drought Severity of 1 in 200 (0.5% chance in any given year) | [6 empty] | Deployable Output Benefit (Ml/d) under Worst Historic Drought Scenario (define year and return period) | [6 empty] | Deployable Output Benefit (Ml/d) under Additional drought scenario - optional [please define]
Row Ref | Drought Measure | Description | Type | Drought Plan Reference(s) | Included in FP scenario? Y or N | Unit | Decimal places | Base year | 2024-25 | 2029-30 | 2034-35 | 2039-40 | 2044-45 | 2049-50 | Base Year | 2024-25 | 2029-30 | 2034-35 | 2039-40 | 2044-45 | 2049-50 | Base Year | 2024-25 | 2029-30 | 2034-35 | 2039-40 | 2044-45 | 2049-50 | Baseline | 2024-25 | 2029-30 | 2034-35 | 2039-40 | 2044-45 | 2049-50
1FPD | Appeals for restraint | [X]% savings when an appeal for restraint is implemented | Demand Side | page x, para y |  | Ml/d | 2 | 0 | 0 | 0 | 0 | 0 | 0 | 0 | 0 | 0 | 0 | 0 | 0 | 0 | 0 | 0 | 0 | 0 | 0 | 0 | 0 | 0 | 0 | 0 | 0 | 0 | 0 | 0 | 0
2FPD | Licensed drought only sources | List the names of all drought sources / sites | Supply Side | page x, para y |  | Ml/d | 2 | 0 | 0 | 0 | 0 | 0 | 0 | 0 | 0 | 0 | 0 | 0 | 0 | 0 | 0 | 0 | 0 | 0 | 0 | 0 | 0 | 0 | 0 | 0 | 0 | 0 | 0 | 0 | 0
3FPD | Other level 1 drought measures | Please detail other level 1 drought measures |  | page x, para y | N | Ml/d | 2 | 0 | 0.00020506 | 0.012925 | 0.013531 | 0.014401 | 0.01522 | 0.015791 | 0 | 0.00020506 | 0.012925 | 0.013531 | 0.014401 | 0.01522 | 0.015791
4FPD | Temporary Use Bans | 3% demand savings when a Temporary Use Ban is implemented | Demand Side | page x, para y | N | Ml/d | 2 | 0 | 0.1989 | 0.1934 | 0.19016 | 0.18728 | 0.18542 | 0.18775 | 0 | 0.1989 | 0.1934 | 0.19016 | 0.18728 | 0.18542 | 0.18775
5FPD | Level 2 Drought Permits/Orders | List the names of all drought sources / sites brought online when the level 2 control curve is crossed | Supply Side | page x, para y |  | Ml/d | 2 | 0 | 0 | 0 | 0 | 0 | 0 | 0 | 0 | 0 | 0 | 0 | 0 | 0 | 0 | 0 | 0 | 0 | 0 | 0 | 0 | 0 | 0 | 0 | 0 | 0 | 0 | 0 | 0
6FPD | Other level 2 drought measures | Please detail other level 2 drought measures |  | page x, para y |  | Ml/d | 2 | 0 | 0 | 0 | 0 | 0 | 0 | 0 | 0 | 0 | 0 | 0 | 0 | 0 | 0 | 0 | 0 | 0 | 0 | 0 | 0 | 0 | 0 | 0 | 0 | 0 | 0 | 0 | 0
7FPD | Non Essential Use Bans | 11% demand savings when a Non-Essential Use Ban is implemented | Demand Side | page x, para y | N | Ml/d | 2 | 0 | 0.72931 | 0.70912 | 0.69726 | 0.68669 | 0.67987 | 0.68841 | 0 | 0.72931 | 0.70912 | 0.69726 | 0.68669 | 0.67987 | 0.68841
8FPD | Level 3 Drought Permits/Orders | List the names of all drought sources / sites brought online when the level 3 control curve is crossed | Supply Side | page x, para y |  | Ml/d | 2 | 0 | 0 | 0 | 0 | 0 | 0 | 0 | 0 | 0 | 0 | 0 | 0 | 0 | 0 | 0 | 0 | 0 | 0 | 0 | 0 | 0 | 0 | 0 | 0 | 0 | 0 | 0 | 0
9FPD | Other level 3 drought measures | Please detail other level 3 drought measures |  | page x, para y |  | Ml/d | 2 | 0 | 0 | 0 | 0 | 0 | 0 | 0 | 0 | 0 | 0 | 0 | 0 | 0 | 0 | 0 | 0 | 0 | 0 | 0 | 0 | 0 | 0 | 0 | 0 | 0 | 0 | 0 | 0
10FPD | TOTAL BENEFIT | Combined benefit from above drought measures for the drought scenario |  |  |  | Ml/d | 2 | 0 | 0.92842 | 0.91544 | 0.90095 | 0.88837 | 0.88051 | 0.89195 | 0 | 0.92842 | 0.91544 | 0.90095 | 0.88837 | 0.88051 | 0.89195 | 0 | 0 | 0 | 0 | 0 | 0 | 0 | 0 | 0 | 0 | 0 | 0 | 0 | 0
Row Ref | Component | Derivation |  |  |  | Unit | Decimal places | Base Year | 2024-25 | 2029-30 | 2034-35 | 2039-40 | 2044-45 | 2049-50 | Base Year | 2024-25 | 2029-30 | 2034-35 | 2039-40 | 2044-45 | 2049-50 | Base Year | 2024-25 | 2029-30 | 2034-35 | 2039-40 | 2044-45 | 2049-50 | Base Year | 2024-25 | 2029-30 | 2034-35 | 2039-40 | 2044-45 | 2049-50
11.1FPD | Distribution Input Adjustment | Drought Demand Enhancement - for specific drought event (where applicable) |  |  |  | Ml/d | 2 |  | 0 | 0 | 0 | 0 | 0 | 0 |  | 0 | 0 | 0 | 0 | 0 | 0 |  | 0 | 0 | 0 | 0 | 0 | 0 |  | 0 | 0 | 0 | 0 | 0 | 0
11FPD | Distribution Input | 45FP + 11.1FPD |  |  |  | Ml/d | 2 |  | 9.41 | 9.14 | 9.01 | 8.9 | 8.5 | 8.52 |  | 0 | 0 | 0 | 0 | 0 | 0 |  | 0 | 0 | 0 | 0 | 0 | 0 |  | 0 | 0 | 0 | 0 | 0 | 0
12FPD | Water Available For Use (own sources) | 10FP - 7.5FP + 10FPD |  |  |  | Ml/d | 2 |  | 10.4884 | 10.4154 | 9.801 | 9.7884 | 2.2305 | 2.2419 |  | 0 | 0 | 0 | 0 | 0 | 0 |  | 0 | 0 | 0 | 0 | 0 | 0 |  | 0 | 0 | 0 | 0 | 0 | 0
13.1FPD | Import (+ve) and Export (-ve) Drought Adjustment | Drought Import/Export Adjustment for specific drought event (where applicable) |  |  |  | Ml/d | 2 |  | 0 | 0 | 0 | 0 | 0 | 0 |  | 0 | 0 | 0 | 0 | 0 | 0 |  | 0 | 0 | 0 | 0 | 0 | 0 |  | 0 | 0 | 0 | 0 | 0 | 0
13FPD | Total Water Available For Use | 12FPD + sum(2FP:5FP) + 13.1FPD |  |  |  | Ml/d | 2 |  | 10.4884 | 10.4254 | 10.291 | 10.0784 | 9.6505 | 9.6119 |  | 0 | 0 | 0 | 0 | 0 | 0 |  | 0 | 0 | 0 | 0 | 0 | 0 |  | 0 | 0 | 0 | 0 | 0 | 0
16FPD | Target Headroom | 48FP |  |  |  | Ml/d | 2 |  | 0.3698 | 0.36651 | 0.37985 | 0.21176 | 0.26516 | 0.19921 |  | 0 | 0 | 0 | 0 | 0 | 0 |  | 0 | 0 | 0 | 0 | 0 | 0 |  | 0 | 0 | 0 | 0 | 0 | 0
16.1FPD | Target Headroom Adjustment | Target headroom adjustment for specific drought event (where applicable) |  |  |  | Ml/d | 2 | [8 empty] | 0 | 0 | 0 | 0 | 0 | 0 |  | 0 | 0 | 0 | 0 | 0 | 0 |  | 0 | 0 | 0 | 0 | 0 | 0
17FPD | Available Headroom | 13FPD - 11FPD |  |  |  | Ml/d | 2 |  | 1.0784 | 1.2854 | 1.281 | 1.1784 | 1.1505 | 1.0919 |  | 0 | 0 | 0 | 0 | 0 | 0 |  | 0 | 0 | 0 | 0 | 0 | 0 |  | 0 | 0 | 0 | 0 | 0 | 0
18FPD | Supply Demand Balance | 17FPD - (16FPD + 16.1FPD) |  |  |  | Ml/d | 2 |  | 0.70861 | 0.91892 | 0.9011 | 0.9666 | 0.88535 | 0.89274 |  | 0 | 0 | 0 | 0 | 0 | 0 |  | 0 | 0 | 0 | 0 | 0 | 0 |  | 0 | 0 | 0 | 0 | 0 | 0
Water Company | Anglian Water | Version
WRZ | AWSEXS | V3.0
Table 6: WRZ Level - Drought Plan Links | Back to top of sheet | [6 empty] | Deployable Output Benefit (Ml/d) under Drought Severity of ~ 1 in 500 (0.2% chance in any given year) | [6 empty] | Deployable Output Benefit (Ml/d) under Drought Severity of 1 in 200 (0.5% chance in any given year) | [6 empty] | Deployable Output Benefit (Ml/d) under Worst Historic Drought Scenario (define year and return period) | [6 empty] | Deployable Output Benefit (Ml/d) under Additional drought scenario - optional [please define]
Row Ref | Drought Measure | Description | Type | Drought Plan Reference(s) | Included in FP scenario? Y or N | Unit | Decimal places | Base year | 2024-25 | 2029-30 | 2034-35 | 2039-40 | 2044-45 | 2049-50 | Base Year | 2024-25 | 2029-30 | 2034-35 | 2039-40 | 2044-45 | 2049-50 | Base Year | 2024-25 | 2029-30 | 2034-35 | 2039-40 | 2044-45 | 2049-50 | Baseline | 2024-25 | 2029-30 | 2034-35 | 2039-40 | 2044-45 | 2049-50
1FPD | Appeals for restraint | [X]% savings when an appeal for restraint is implemented | Demand Side | page x, para y |  | Ml/d | 2 | 0 | 0 | 0 | 0 | 0 | 0 | 0 | 0 | 0 | 0 | 0 | 0 | 0 | 0 | 0 | 0 | 0 | 0 | 0 | 0 | 0 | 0 | 0 | 0 | 0 | 0 | 0 | 0
2FPD | Licensed drought only sources | List the names of all drought sources / sites | Supply Side | page x, para y |  | Ml/d | 2 | 0 | 0 | 0 | 0 | 0 | 0 | 0 | 0 | 0 | 0 | 0 | 0 | 0 | 0 | 0 | 0 | 0 | 0 | 0 | 0 | 0 | 0 | 0 | 0 | 0 | 0 | 0 | 0
3FPD | Other level 1 drought measures | Please detail other level 1 drought measures |  | page x, para y | N | Ml/d | 2 | 0 | 0.0016864 | 0.081487 | 0.088919 | 0.09541 | 0.1014 | 0.10633 | 0 | 0.0016864 | 0.081487 | 0.088919 | 0.09541 | 0.1014 | 0.10633
4FPD | Temporary Use Bans | 3% demand savings when a Temporary Use Ban is implemented | Demand Side | page x, para y | N | Ml/d | 2 | 0 | 1.4378 | 1.4385 | 1.4336 | 1.4119 | 1.4054 | 1.4288 | 0 | 1.4378 | 1.4385 | 1.4336 | 1.4119 | 1.4054 | 1.4288
5FPD | Level 2 Drought Permits/Orders | List the names of all drought sources / sites brought online when the level 2 control curve is crossed | Supply Side | page x, para y |  | Ml/d | 2 | 0 | 0 | 0 | 0 | 0 | 0 | 0 | 0 | 0 | 0 | 0 | 0 | 0 | 0 | 0 | 0 | 0 | 0 | 0 | 0 | 0 | 0 | 0 | 0 | 0 | 0 | 0 | 0
6FPD | Other level 2 drought measures | Please detail other level 2 drought measures |  | page x, para y |  | Ml/d | 2 | 0 | 0 | 0 | 0 | 0 | 0 | 0 | 0 | 0 | 0 | 0 | 0 | 0 | 0 | 0 | 0 | 0 | 0 | 0 | 0 | 0 | 0 | 0 | 0 | 0 | 0 | 0 | 0
7FPD | Non Essential Use Bans | 11% demand savings when a Non-Essential Use Ban is implemented | Demand Side | page x, para y | N | Ml/d | 2 | 0 | 5.2721 | 5.2744 | 5.2565 | 5.177 | 5.1531 | 5.2391 | 0 | 5.2721 | 5.2744 | 5.2565 | 5.177 | 5.1531 | 5.2391
8FPD | Level 3 Drought Permits/Orders | List the names of all drought sources / sites brought online when the level 3 control curve is crossed | Supply Side | page x, para y |  | Ml/d | 2 | 0 | 0 | 0 | 0 | 0 | 0 | 0 | 0 | 0 | 0 | 0 | 0 | 0 | 0 | 0 | 0 | 0 | 0 | 0 | 0 | 0 | 0 | 0 | 0 | 0 | 0 | 0 | 0
9FPD | Other level 3 drought measures | Please detail other level 3 drought measures |  | page x, para y |  | Ml/d | 2 | 0 | 0 | 0 | 0 | 0 | 0 | 0 | 0 | 0 | 0 | 0 | 0 | 0 | 0 | 0 | 0 | 0 | 0 | 0 | 0 | 0 | 0 | 0 | 0 | 0 | 0 | 0 | 0
10FPD | TOTAL BENEFIT | Combined benefit from above drought measures for the drought scenario |  |  |  | Ml/d | 2 | 0 | 6.7116 | 6.7944 | 6.779 | 6.6843 | 6.6599 | 6.7742 | 0 | 6.7116 | 6.7944 | 6.779 | 6.6843 | 6.6599 | 6.7742 | 0 | 0 | 0 | 0 | 0 | 0 | 0 | 0 | 0 | 0 | 0 | 0 | 0 | 0
Row Ref | Component | Derivation |  |  |  | Unit | Decimal places | Base Year | 2024-25 | 2029-30 | 2034-35 | 2039-40 | 2044-45 | 2049-50 | Base Year | 2024-25 | 2029-30 | 2034-35 | 2039-40 | 2044-45 | 2049-50 | Base Year | 2024-25 | 2029-30 | 2034-35 | 2039-40 | 2044-45 | 2049-50 | Base Year | 2024-25 | 2029-30 | 2034-35 | 2039-40 | 2044-45 | 2049-50
11.1FPD | Distribution Input Adjustment | Drought Demand Enhancement - for specific drought event (where applicable) |  |  |  | Ml/d | 2 |  | 0 | 0 | 0 | 0 | 0 | 0 |  | 0 | 0 | 0 | 0 | 0 | 0 |  | 0 | 0 | 0 | 0 | 0 | 0 |  | 0 | 0 | 0 | 0 | 0 | 0
11FPD | Distribution Input | 45FP + 11.1FPD |  |  |  | Ml/d | 2 |  | 61.15 | 60.67 | 60.39 | 59.31 | 58.85 | 59.44 |  | 0 | 0 | 0 | 0 | 0 | 0 |  | 0 | 0 | 0 | 0 | 0 | 0 |  | 0 | 0 | 0 | 0 | 0 | 0
12FPD | Water Available For Use (own sources) | 10FP - 7.5FP + 10FPD |  |  |  | Ml/d | 2 |  | 71.2316 | 70.0144 | 77.799 | 75.2443 | 74.1199 | 74.1342 |  | 0 | 0 | 0 | 0 | 0 | 0 |  | 0 | 0 | 0 | 0 | 0 | 0 |  | 0 | 0 | 0 | 0 | 0 | 0
13.1FPD | Import (+ve) and Export (-ve) Drought Adjustment | Drought Import/Export Adjustment for specific drought event (where applicable) |  |  |  | Ml/d | 2 |  | 0 | 0 | 0 | 0 | 0 | 0 |  | 0 | 0 | 0 | 0 | 0 | 0 |  | 0 | 0 | 0 | 0 | 0 | 0 |  | 0 | 0 | 0 | 0 | 0 | 0
13FPD | Total Water Available For Use | 12FPD + sum(2FP:5FP) + 13.1FPD |  |  |  | Ml/d | 2 |  | 66.3716 | 70.6144 | 71.119 | 69.1243 | 67.2499 | 67.2842 |  | 0 | 0 | 0 | 0 | 0 | 0 |  | 0 | 0 | 0 | 0 | 0 | 0 |  | 0 | 0 | 0 | 0 | 0 | 0
16FPD | Target Headroom | 48FP |  |  |  | Ml/d | 2 |  | 3.0567 | 3.1505 | 3.6486 | 0.9751 | 1.4365 | 1.0735 |  | 0 | 0 | 0 | 0 | 0 | 0 |  | 0 | 0 | 0 | 0 | 0 | 0 |  | 0 | 0 | 0 | 0 | 0 | 0
16.1FPD | Target Headroom Adjustment | Target headroom adjustment for specific drought event (where applicable) |  |  |  | Ml/d | 2 | [8 empty] | 0 | 0 | 0 | 0 | 0 | 0 |  | 0 | 0 | 0 | 0 | 0 | 0 |  | 0 | 0 | 0 | 0 | 0 | 0
17FPD | Available Headroom | 13FPD - 11FPD |  |  |  | Ml/d | 2 |  | 5.2216 | 9.9444 | 10.729 | 9.8143 | 8.3999 | 7.8442 |  | 0 | 0 | 0 | 0 | 0 | 0 |  | 0 | 0 | 0 | 0 | 0 | 0 |  | 0 | 0 | 0 | 0 | 0 | 0
18FPD | Supply Demand Balance | 17FPD - (16FPD + 16.1FPD) |  |  |  | Ml/d | 2 |  | 2.1649 | 6.7939 | 7.0804 | 8.8392 | 6.9634 | 6.7708 |  | 0 | 0 | 0 | 0 | 0 | 0 |  | 0 | 0 | 0 | 0 | 0 | 0 |  | 0 | 0 | 0 | 0 | 0 | 0
Water Company | Anglian Water | Version
WRZ | AWSFND | V3.0
Table 6: WRZ Level - Drought Plan Links | Back to top of sheet | [6 empty] | Deployable Output Benefit (Ml/d) under Drought Severity of ~ 1 in 500 (0.2% chance in any given year) | [6 empty] | Deployable Output Benefit (Ml/d) under Drought Severity of 1 in 200 (0.5% chance in any given year) | [6 empty] | Deployable Output Benefit (Ml/d) under Worst Historic Drought Scenario (define year and return period) | [6 empty] | Deployable Output Benefit (Ml/d) under Additional drought scenario - optional [please define]
Row Ref | Drought Measure | Description | Type | Drought Plan Reference(s) | Included in FP scenario? Y or N | Unit | Decimal places | Base year | 2024-25 | 2029-30 | 2034-35 | 2039-40 | 2044-45 | 2049-50 | Base Year | 2024-25 | 2029-30 | 2034-35 | 2039-40 | 2044-45 | 2049-50 | Base Year | 2024-25 | 2029-30 | 2034-35 | 2039-40 | 2044-45 | 2049-50 | Baseline | 2024-25 | 2029-30 | 2034-35 | 2039-40 | 2044-45 | 2049-50
1FPD | Appeals for restraint | [X]% savings when an appeal for restraint is implemented | Demand Side | page x, para y |  | Ml/d | 2 | 0 | 0 | 0 | 0 | 0 | 0 | 0 | 0 | 0 | 0 | 0 | 0 | 0 | 0 | 0 | 0 | 0 | 0 | 0 | 0 | 0 | 0 | 0 | 0 | 0 | 0 | 0 | 0
2FPD | Licensed drought only sources | List the names of all drought sources / sites | Supply Side | page x, para y |  | Ml/d | 2 | 0 | 0 | 0 | 0 | 0 | 0 | 0 | 0 | 0 | 0 | 0 | 0 | 0 | 0 | 0 | 0 | 0 | 0 | 0 | 0 | 0 | 0 | 0 | 0 | 0 | 0 | 0 | 0
3FPD | Other level 1 drought measures | Please detail other level 1 drought measures |  | page x, para y | N | Ml/d | 2 | 0 | 0.017344 | 0.084384 | 0.090282 | 0.094435 | 0.098279 | 0.10121 | 0 | 0.017344 | 0.084384 | 0.090282 | 0.094435 | 0.098279 | 0.10121
4FPD | Temporary Use Bans | 3% demand savings when a Temporary Use Ban is implemented | Demand Side | page x, para y | N | Ml/d | 2 | 0 | 1.4808 | 1.4284 | 1.3963 | 1.3503 | 1.3113 | 1.2958 | 0 | 1.4808 | 1.4284 | 1.3963 | 1.3503 | 1.3113 | 1.2958
5FPD | Level 2 Drought Permits/Orders | List the names of all drought sources / sites brought online when the level 2 control curve is crossed | Supply Side | page x, para y |  | Ml/d | 2 | 0 | 0 | 0 | 0 | 0 | 0 | 0 | 0 | 1.4 | 1.4 | 1.4 | 1.4 | 1.4 | 1.4 | 0 | 0 | 0 | 0 | 0 | 0 | 0 | 0 | 0 | 0 | 0 | 0 | 0 | 0
6FPD | Other level 2 drought measures | Please detail other level 2 drought measures |  | page x, para y |  | Ml/d | 2 | 0 | 0 | 0 | 0 | 0 | 0 | 0 | 0 | 0 | 0 | 0 | 0 | 0 | 0 | 0 | 0 | 0 | 0 | 0 | 0 | 0 | 0 | 0 | 0 | 0 | 0 | 0 | 0
7FPD | Non Essential Use Bans | 11% demand savings when a Non-Essential Use Ban is implemented | Demand Side | page x, para y | N | Ml/d | 2 | 0 | 5.4297 | 5.2375 | 5.1199 | 4.9511 | 4.8079 | 4.7512 | 0 | 5.4297 | 5.2375 | 5.1199 | 4.9511 | 4.8079 | 4.7512
8FPD | Level 3 Drought Permits/Orders | List the names of all drought sources / sites brought online when the level 3 control curve is crossed | Supply Side | page x, para y |  | Ml/d | 2 | 0 | 0 | 0 | 0 | 0 | 0 | 0 | 0 | 0 | 0 | 0 | 0 | 0 | 0 | 0 | 0 | 0 | 0 | 0 | 0 | 0 | 0 | 0 | 0 | 0 | 0 | 0 | 0
9FPD | Other level 3 drought measures | Please detail other level 3 drought measures |  | page x, para y |  | Ml/d | 2 | 0 | 0 | 0 | 0 | 0 | 0 | 0 | 0 | 0 | 0 | 0 | 0 | 0 | 0 | 0 | 0 | 0 | 0 | 0 | 0 | 0 | 0 | 0 | 0 | 0 | 0 | 0 | 0
10FPD | TOTAL BENEFIT | Combined benefit from above drought measures for the drought scenario |  |  |  | Ml/d | 2 | 0 | 6.9279 | 6.7503 | 6.6065 | 6.3958 | 6.2175 | 6.1482 | 0 | 8.3279 | 8.1503 | 8.0065 | 7.7958 | 7.6175 | 7.5482 | 0 | 0 | 0 | 0 | 0 | 0 | 0 | 0 | 0 | 0 | 0 | 0 | 0 | 0
Row Ref | Component | Derivation |  |  |  | Unit | Decimal places | Base Year | 2024-25 | 2029-30 | 2034-35 | 2039-40 | 2044-45 | 2049-50 | Base Year | 2024-25 | 2029-30 | 2034-35 | 2039-40 | 2044-45 | 2049-50 | Base Year | 2024-25 | 2029-30 | 2034-35 | 2039-40 | 2044-45 | 2049-50 | Base Year | 2024-25 | 2029-30 | 2034-35 | 2039-40 | 2044-45 | 2049-50
11.1FPD | Distribution Input Adjustment | Drought Demand Enhancement - for specific drought event (where applicable) |  |  |  | Ml/d | 2 |  | 0 | 0 | 0 | 0 | 0 | 0 |  | 0 | 0 | 0 | 0 | 0 | 0 |  | 0 | 0 | 0 | 0 | 0 | 0 |  | 0 | 0 | 0 | 0 | 0 | 0
11FPD | Distribution Input | 45FP + 11.1FPD |  |  |  | Ml/d | 2 |  | 60.14 | 57.71 | 56.19 | 53.78 | 51.95 | 51.06 |  | 0 | 0 | 0 | 0 | 0 | 0 |  | 0 | 0 | 0 | 0 | 0 | 0 |  | 0 | 0 | 0 | 0 | 0 | 0
12FPD | Water Available For Use (own sources) | 10FP - 7.5FP + 10FPD |  |  |  | Ml/d | 2 |  | 75.9079 | 54.5403 | 56.6065 | 90.7258 | 75.9875 | 75.7982 |  | 0 | 0 | 0 | 0 | 0 | 0 |  | 0 | 0 | 0 | 0 | 0 | 0 |  | 0 | 0 | 0 | 0 | 0 | 0
13.1FPD | Import (+ve) and Export (-ve) Drought Adjustment | Drought Import/Export Adjustment for specific drought event (where applicable) |  |  |  | Ml/d | 2 |  | 0 | 0 | 0 | 0 | 0 | 0 |  | 0 | 0 | 0 | 0 | 0 | 0 |  | 0 | 0 | 0 | 0 | 0 | 0 |  | 0 | 0 | 0 | 0 | 0 | 0
13FPD | Total Water Available For Use | 12FPD + sum(2FP:5FP) + 13.1FPD |  |  |  | Ml/d | 2 |  | 75.9079 | 69.5403 | 67.3665 | 60.5658 | 59.0475 | 57.8382 |  | 0 | 0 | 0 | 0 | 0 | 0 |  | 0 | 0 | 0 | 0 | 0 | 0 |  | 0 | 0 | 0 | 0 | 0 | 0
16FPD | Target Headroom | 48FP |  |  |  | Ml/d | 2 |  | 3.6757 | 4.1983 | 4.673 | 0.48705 | 0.97752 | 0.72592 |  | 0 | 0 | 0 | 0 | 0 | 0 |  | 0 | 0 | 0 | 0 | 0 | 0 |  | 0 | 0 | 0 | 0 | 0 | 0
16.1FPD | Target Headroom Adjustment | Target headroom adjustment for specific drought event (where applicable) |  |  |  | Ml/d | 2 | [8 empty] | 0 | 0 | 0 | 0 | 0 | 0 |  | 0 | 0 | 0 | 0 | 0 | 0 |  | 0 | 0 | 0 | 0 | 0 | 0
17FPD | Available Headroom | 13FPD - 11FPD |  |  |  | Ml/d | 2 |  | 15.7679 | 11.8303 | 11.1765 | 6.7858 | 7.0975 | 6.7782 |  | 0 | 0 | 0 | 0 | 0 | 0 |  | 0 | 0 | 0 | 0 | 0 | 0 |  | 0 | 0 | 0 | 0 | 0 | 0
18FPD | Supply Demand Balance | 17FPD - (16FPD + 16.1FPD) |  |  |  | Ml/d | 2 |  | 12.0922 | 7.632 | 6.5034 | 6.2987 | 6.12 | 6.0522 |  | 0 | 0 | 0 | 0 | 0 | 0 |  | 0 | 0 | 0 | 0 | 0 | 0 |  | 0 | 0 | 0 | 0 | 0 | 0
Water Company | Anglian Water | Version
WRZ | AWSHPL | V3.0
Table 6: WRZ Level - Drought Plan Links | Back to top of sheet | [6 empty] | Deployable Output Benefit (Ml/d) under Drought Severity of ~ 1 in 500 (0.2% chance in any given year) | [6 empty] | Deployable Output Benefit (Ml/d) under Drought Severity of 1 in 200 (0.5% chance in any given year) | [6 empty] | Deployable Output Benefit (Ml/d) under Worst Historic Drought Scenario (define year and return period) | [6 empty] | Deployable Output Benefit (Ml/d) under Additional drought scenario - optional [please define]
Row Ref | Drought Measure | Description | Type | Drought Plan Reference(s) | Included in FP scenario? Y or N | Unit | Decimal places | Base year | 2024-25 | 2029-30 | 2034-35 | 2039-40 | 2044-45 | 2049-50 | Base Year | 2024-25 | 2029-30 | 2034-35 | 2039-40 | 2044-45 | 2049-50 | Base Year | 2024-25 | 2029-30 | 2034-35 | 2039-40 | 2044-45 | 2049-50 | Baseline | 2024-25 | 2029-30 | 2034-35 | 2039-40 | 2044-45 | 2049-50
1FPD | Appeals for restraint | [X]% savings when an appeal for restraint is implemented | Demand Side | page x, para y |  | Ml/d | 2 | 0 | 0 | 0 | 0 | 0 | 0 | 0 | 0 | 0 | 0 | 0 | 0 | 0 | 0 | 0 | 0 | 0 | 0 | 0 | 0 | 0 | 0 | 0 | 0 | 0 | 0 | 0 | 0
2FPD | Licensed drought only sources | List the names of all drought sources / sites | Supply Side | page x, para y |  | Ml/d | 2 | 0 | 0 | 0 | 0 | 0 | 0 | 0 | 0 | 0 | 0 | 0 | 0 | 0 | 0 | 0 | 0 | 0 | 0 | 0 | 0 | 0 | 0 | 0 | 0 | 0 | 0 | 0 | 0
3FPD | Other level 1 drought measures | Please detail other level 1 drought measures |  | page x, para y | N | Ml/d | 2 | 0 | 0.00036309 | 0.023372 | 0.025084 | 0.025635 | 0.026163 | 0.026616 | 0 | 0.00036309 | 0.023372 | 0.025084 | 0.025635 | 0.026163 | 0.026616
4FPD | Temporary Use Bans | 3% demand savings when a Temporary Use Ban is implemented | Demand Side | page x, para y | N | Ml/d | 2 | 0 | 0.66963 | 0.64571 | 0.62792 | 0.61016 | 0.596 | 0.59019 | 0 | 0.66963 | 0.64571 | 0.62792 | 0.61016 | 0.596 | 0.59019
5FPD | Level 2 Drought Permits/Orders | List the names of all drought sources / sites brought online when the level 2 control curve is crossed | Supply Side | page x, para y |  | Ml/d | 2 | 0 | 0 | 0 | 0 | 0 | 0 | 0 | 0 | 0 | 0 | 0 | 0 | 0 | 0 | 0 | 0 | 0 | 0 | 0 | 0 | 0 | 0 | 0 | 0 | 0 | 0 | 0 | 0
6FPD | Other level 2 drought measures | Please detail other level 2 drought measures |  | page x, para y |  | Ml/d | 2 | 0 | 0 | 0 | 0 | 0 | 0 | 0 | 0 | 0 | 0 | 0 | 0 | 0 | 0 | 0 | 0 | 0 | 0 | 0 | 0 | 0 | 0 | 0 | 0 | 0 | 0 | 0 | 0
7FPD | Non Essential Use Bans | 11% demand savings when a Non-Essential Use Ban is implemented | Demand Side | page x, para y | N | Ml/d | 2 | 0 | 2.4553 | 2.3676 | 2.3024 | 2.2373 | 2.1853 | 2.164 | 0 | 2.4553 | 2.3676 | 2.3024 | 2.2373 | 2.1853 | 2.164
8FPD | Level 3 Drought Permits/Orders | List the names of all drought sources / sites brought online when the level 3 control curve is crossed | Supply Side | page x, para y |  | Ml/d | 2 | 0 | 0 | 0 | 0 | 0 | 0 | 0 | 0 | 0 | 0 | 0 | 0 | 0 | 0 | 0 | 0 | 0 | 0 | 0 | 0 | 0 | 0 | 0 | 0 | 0 | 0 | 0 | 0
9FPD | Other level 3 drought measures | Please detail other level 3 drought measures |  | page x, para y |  | Ml/d | 2 | 0 | 0 | 0 | 0 | 0 | 0 | 0 | 0 | 0 | 0 | 0 | 0 | 0 | 0 | 0 | 0 | 0 | 0 | 0 | 0 | 0 | 0 | 0 | 0 | 0 | 0 | 0 | 0
10FPD | TOTAL BENEFIT | Combined benefit from above drought measures for the drought scenario |  |  |  | Ml/d | 2 | 0 | 3.1253 | 3.0367 | 2.9554 | 2.8731 | 2.8075 | 2.7809 | 0 | 3.1253 | 3.0367 | 2.9554 | 2.8731 | 2.8075 | 2.7809 | 0 | 0 | 0 | 0 | 0 | 0 | 0 | 0 | 0 | 0 | 0 | 0 | 0 | 0
Row Ref | Component | Derivation |  |  |  | Unit | Decimal places | Base Year | 2024-25 | 2029-30 | 2034-35 | 2039-40 | 2044-45 | 2049-50 | Base Year | 2024-25 | 2029-30 | 2034-35 | 2039-40 | 2044-45 | 2049-50 | Base Year | 2024-25 | 2029-30 | 2034-35 | 2039-40 | 2044-45 | 2049-50 | Base Year | 2024-25 | 2029-30 | 2034-35 | 2039-40 | 2044-45 | 2049-50
11.1FPD | Distribution Input Adjustment | Drought Demand Enhancement - for specific drought event (where applicable) |  |  |  | Ml/d | 2 |  | 0 | 0 | 0 | 0 | 0 | 0 |  | 0 | 0 | 0 | 0 | 0 | 0 |  | 0 | 0 | 0 | 0 | 0 | 0 |  | 0 | 0 | 0 | 0 | 0 | 0
11FPD | Distribution Input | 45FP + 11.1FPD |  |  |  | Ml/d | 2 |  | 28.89 | 27.95 | 27.3 | 26.71 | 26.24 | 26.05 |  | 0 | 0 | 0 | 0 | 0 | 0 |  | 0 | 0 | 0 | 0 | 0 | 0 |  | 0 | 0 | 0 | 0 | 0 | 0
12FPD | Water Available For Use (own sources) | 10FP - 7.5FP + 10FPD |  |  |  | Ml/d | 2 |  | 41.2353 | 41.1467 | 33.6254 | 33.5831 | 33.5175 | 33.4909 |  | 0 | 0 | 0 | 0 | 0 | 0 |  | 0 | 0 | 0 | 0 | 0 | 0 |  | 0 | 0 | 0 | 0 | 0 | 0
13.1FPD | Import (+ve) and Export (-ve) Drought Adjustment | Drought Import/Export Adjustment for specific drought event (where applicable) |  |  |  | Ml/d | 2 |  | 0 | 0 | 0 | 0 | 0 | 0 |  | 0 | 0 | 0 | 0 | 0 | 0 |  | 0 | 0 | 0 | 0 | 0 | 0 |  | 0 | 0 | 0 | 0 | 0 | 0
13FPD | Total Water Available For Use | 12FPD + sum(2FP:5FP) + 13.1FPD |  |  |  | Ml/d | 2 |  | 41.2353 | 41.1467 | 33.6254 | 33.5831 | 33.5175 | 33.4909 |  | 0 | 0 | 0 | 0 | 0 | 0 |  | 0 | 0 | 0 | 0 | 0 | 0 |  | 0 | 0 | 0 | 0 | 0 | 0
16FPD | Target Headroom | 48FP |  |  |  | Ml/d | 2 |  | 1.3386 | 1.4488 | 1.5708 | 0.75336 | 0.82553 | 0.60817 |  | 0 | 0 | 0 | 0 | 0 | 0 |  | 0 | 0 | 0 | 0 | 0 | 0 |  | 0 | 0 | 0 | 0 | 0 | 0
16.1FPD | Target Headroom Adjustment | Target headroom adjustment for specific drought event (where applicable) |  |  |  | Ml/d | 2 | [8 empty] | 0 | 0 | 0 | 0 | 0 | 0 |  | 0 | 0 | 0 | 0 | 0 | 0 |  | 0 | 0 | 0 | 0 | 0 | 0
17FPD | Available Headroom | 13FPD - 11FPD |  |  |  | Ml/d | 2 |  | 12.3453 | 13.1967 | 6.3254 | 6.8731 | 7.2775 | 7.4409 |  | 0 | 0 | 0 | 0 | 0 | 0 |  | 0 | 0 | 0 | 0 | 0 | 0 |  | 0 | 0 | 0 | 0 | 0 | 0
18FPD | Supply Demand Balance | 17FPD - (16FPD + 16.1FPD) |  |  |  | Ml/d | 2 |  | 11.0067 | 11.7479 | 4.7546 | 6.1197 | 6.452 | 6.8327 |  | 0 | 0 | 0 | 0 | 0 | 0 |  | 0 | 0 | 0 | 0 | 0 | 0 |  | 0 | 0 | 0 | 0 | 0 | 0
Water Company | Anglian Water | Version
WRZ | AWSLNB | V3.0
Table 6: WRZ Level - Drought Plan Links | Back to top of sheet | [6 empty] | Deployable Output Benefit (Ml/d) under Drought Severity of ~ 1 in 500 (0.2% chance in any given year) | [6 empty] | Deployable Output Benefit (Ml/d) under Drought Severity of 1 in 200 (0.5% chance in any given year) | [6 empty] | Deployable Output Benefit (Ml/d) under Worst Historic Drought Scenario (define year and return period) | [6 empty] | Deployable Output Benefit (Ml/d) under Additional drought scenario - optional [please define]
Row Ref | Drought Measure | Description | Type | Drought Plan Reference(s) | Included in FP scenario? Y or N | Unit | Decimal places | Base year | 2024-25 | 2029-30 | 2034-35 | 2039-40 | 2044-45 | 2049-50 | Base Year | 2024-25 | 2029-30 | 2034-35 | 2039-40 | 2044-45 | 2049-50 | Base Year | 2024-25 | 2029-30 | 2034-35 | 2039-40 | 2044-45 | 2049-50 | Baseline | 2024-25 | 2029-30 | 2034-35 | 2039-40 | 2044-45 | 2049-50
1FPD | Appeals for restraint | [X]% savings when an appeal for restraint is implemented | Demand Side | page x, para y |  | Ml/d | 2 | 0 | 0 | 0 | 0 | 0 | 0 | 0 | 0 | 0 | 0 | 0 | 0 | 0 | 0 | 0 | 0 | 0 | 0 | 0 | 0 | 0 | 0 | 0 | 0 | 0 | 0 | 0 | 0
2FPD | Licensed drought only sources | List the names of all drought sources / sites | Supply Side | page x, para y |  | Ml/d | 2 | 0 | 0 | 0 | 0 | 0 | 0 | 0 | 0 | 0 | 0 | 0 | 0 | 0 | 0 | 0 | 0 | 0 | 0 | 0 | 0 | 0 | 0 | 0 | 0 | 0 | 0 | 0 | 0
3FPD | Other level 1 drought measures | Please detail other level 1 drought measures |  | page x, para y | N | Ml/d | 2 | 0 | 0.026002 | 0.067879 | 0.07122 | 0.07433 | 0.07735 | 0.07977 | 0 | 0.026002 | 0.067879 | 0.07122 | 0.07433 | 0.07735 | 0.07977
4FPD | Temporary Use Bans | 3% demand savings when a Temporary Use Ban is implemented | Demand Side | page x, para y | N | Ml/d | 2 | 0 | 1.1113 | 1.0911 | 1.0727 | 1.0499 | 1.0353 | 1.0346 | 0 | 1.1113 | 1.0911 | 1.0727 | 1.0499 | 1.0353 | 1.0346
5FPD | Level 2 Drought Permits/Orders | List the names of all drought sources / sites brought online when the level 2 control curve is crossed | Supply Side | page x, para y |  | Ml/d | 2 | 0 | 0 | 0 | 0 | 0 | 0 | 0 | 0 | 0 | 0 | 0 | 0 | 0 | 0 | 0 | 0 | 0 | 0 | 0 | 0 | 0 | 0 | 0 | 0 | 0 | 0 | 0 | 0
6FPD | Other level 2 drought measures | Please detail other level 2 drought measures |  | page x, para y |  | Ml/d | 2 | 0 | 0 | 0 | 0 | 0 | 0 | 0 | 0 | 0 | 0 | 0 | 0 | 0 | 0 | 0 | 0 | 0 | 0 | 0 | 0 | 0 | 0 | 0 | 0 | 0 | 0 | 0 | 0
7FPD | Non Essential Use Bans | 11% demand savings when a Non-Essential Use Ban is implemented | Demand Side | page x, para y | N | Ml/d | 2 | 0 | 4.0749 | 4.0008 | 3.9334 | 3.8498 | 3.7963 | 3.7935 | 0 | 4.0749 | 4.0008 | 3.9334 | 3.8498 | 3.7963 | 3.7935
8FPD | Level 3 Drought Permits/Orders | List the names of all drought sources / sites brought online when the level 3 control curve is crossed | Supply Side | page x, para y |  | Ml/d | 2 | 0 | 0 | 0 | 0 | 0 | 0 | 0 | 0 | 0 | 0 | 0 | 0 | 0 | 0 | 0 | 0 | 0 | 0 | 0 | 0 | 0 | 0 | 0 | 0 | 0 | 0 | 0 | 0
9FPD | Other level 3 drought measures | Please detail other level 3 drought measures |  | page x, para y |  | Ml/d | 2 | 0 | 0 | 0 | 0 | 0 | 0 | 0 | 0 | 0 | 0 | 0 | 0 | 0 | 0 | 0 | 0 | 0 | 0 | 0 | 0 | 0 | 0 | 0 | 0 | 0 | 0 | 0 | 0
10FPD | TOTAL BENEFIT | Combined benefit from above drought measures for the drought scenario |  |  |  | Ml/d | 2 | 0 | 5.2123 | 5.1598 | 5.0774 | 4.9741 | 4.909 | 4.9079 | 0 | 5.2123 | 5.1598 | 5.0774 | 4.9741 | 4.909 | 4.9079 | 0 | 0 | 0 | 0 | 0 | 0 | 0 | 0 | 0 | 0 | 0 | 0 | 0 | 0
Row Ref | Component | Derivation |  |  |  | Unit | Decimal places | Base Year | 2024-25 | 2029-30 | 2034-35 | 2039-40 | 2044-45 | 2049-50 | Base Year | 2024-25 | 2029-30 | 2034-35 | 2039-40 | 2044-45 | 2049-50 | Base Year | 2024-25 | 2029-30 | 2034-35 | 2039-40 | 2044-45 | 2049-50 | Base Year | 2024-25 | 2029-30 | 2034-35 | 2039-40 | 2044-45 | 2049-50
11.1FPD | Distribution Input Adjustment | Drought Demand Enhancement - for specific drought event (where applicable) |  |  |  | Ml/d | 2 |  | 0 | 0 | 0 | 0 | 0 | 0 |  | 0 | 0 | 0 | 0 | 0 | 0 |  | 0 | 0 | 0 | 0 | 0 | 0 |  | 0 | 0 | 0 | 0 | 0 | 0
11FPD | Distribution Input | 45FP + 11.1FPD |  |  |  | Ml/d | 2 |  | 44.5 | 43.4 | 42.62 | 41.22 | 40.42 | 40.17 |  | 0 | 0 | 0 | 0 | 0 | 0 |  | 0 | 0 | 0 | 0 | 0 | 0 |  | 0 | 0 | 0 | 0 | 0 | 0
12FPD | Water Available For Use (own sources) | 10FP - 7.5FP + 10FPD |  |  |  | Ml/d | 2 |  | 54.0523 | 46.5598 | 43.8874 | 43.7841 | 23.039 | 23.0379 |  | 0 | 0 | 0 | 0 | 0 | 0 |  | 0 | 0 | 0 | 0 | 0 | 0 |  | 0 | 0 | 0 | 0 | 0 | 0
13.1FPD | Import (+ve) and Export (-ve) Drought Adjustment | Drought Import/Export Adjustment for specific drought event (where applicable) |  |  |  | Ml/d | 2 |  | 0 | 0 | 0 | 0 | 0 | 0 |  | 0 | 0 | 0 | 0 | 0 | 0 |  | 0 | 0 | 0 | 0 | 0 | 0 |  | 0 | 0 | 0 | 0 | 0 | 0
13FPD | Total Water Available For Use | 12FPD + sum(2FP:5FP) + 13.1FPD |  |  |  | Ml/d | 2 |  | 54.0523 | 50.8698 | 50.4574 | 47.9041 | 47.289 | 47.0379 |  | 0 | 0 | 0 | 0 | 0 | 0 |  | 0 | 0 | 0 | 0 | 0 | 0 |  | 0 | 0 | 0 | 0 | 0 | 0
16FPD | Target Headroom | 48FP |  |  |  | Ml/d | 2 |  | 1.7959 | 2.3132 | 2.7564 | 1.711 | 1.9561 | 1.9579 |  | 0 | 0 | 0 | 0 | 0 | 0 |  | 0 | 0 | 0 | 0 | 0 | 0 |  | 0 | 0 | 0 | 0 | 0 | 0
16.1FPD | Target Headroom Adjustment | Target headroom adjustment for specific drought event (where applicable) |  |  |  | Ml/d | 2 | [8 empty] | 0 | 0 | 0 | 0 | 0 | 0 |  | 0 | 0 | 0 | 0 | 0 | 0 |  | 0 | 0 | 0 | 0 | 0 | 0
17FPD | Available Headroom | 13FPD - 11FPD |  |  |  | Ml/d | 2 |  | 9.5523 | 7.4698 | 7.8374 | 6.6841 | 6.869 | 6.8679 |  | 0 | 0 | 0 | 0 | 0 | 0 |  | 0 | 0 | 0 | 0 | 0 | 0 |  | 0 | 0 | 0 | 0 | 0 | 0
18FPD | Supply Demand Balance | 17FPD - (16FPD + 16.1FPD) |  |  |  | Ml/d | 2 |  | 7.7563 | 5.1566 | 5.081 | 4.973 | 4.9129 | 4.91 |  | 0 | 0 | 0 | 0 | 0 | 0 |  | 0 | 0 | 0 | 0 | 0 | 0 |  | 0 | 0 | 0 | 0 | 0 | 0
Water Company | Anglian Water | Version
WRZ | AWSLNC | V3.0
Table 6: WRZ Level - Drought Plan Links | Back to top of sheet | [6 empty] | Deployable Output Benefit (Ml/d) under Drought Severity of ~ 1 in 500 (0.2% chance in any given year) | [6 empty] | Deployable Output Benefit (Ml/d) under Drought Severity of 1 in 200 (0.5% chance in any given year) | [6 empty] | Deployable Output Benefit (Ml/d) under Worst Historic Drought Scenario (define year and return period) | [6 empty] | Deployable Output Benefit (Ml/d) under Additional drought scenario - optional [please define]
Row Ref | Drought Measure | Description | Type | Drought Plan Reference(s) | Included in FP scenario? Y or N | Unit | Decimal places | Base year | 2024-25 | 2029-30 | 2034-35 | 2039-40 | 2044-45 | 2049-50 | Base Year | 2024-25 | 2029-30 | 2034-35 | 2039-40 | 2044-45 | 2049-50 | Base Year | 2024-25 | 2029-30 | 2034-35 | 2039-40 | 2044-45 | 2049-50 | Baseline | 2024-25 | 2029-30 | 2034-35 | 2039-40 | 2044-45 | 2049-50
1FPD | Appeals for restraint | [X]% savings when an appeal for restraint is implemented | Demand Side | page x, para y |  | Ml/d | 2 | 0 | 0 | 0 | 0 | 0 | 0 | 0 | 0 | 0 | 0 | 0 | 0 | 0 | 0 | 0 | 0 | 0 | 0 | 0 | 0 | 0 | 0 | 0 | 0 | 0 | 0 | 0 | 0
2FPD | Licensed drought only sources | List the names of all drought sources / sites | Supply Side | page x, para y |  | Ml/d | 2 | 0 | 0 | 0 | 0 | 0 | 0 | 0 | 0 | 0 | 0 | 0 | 0 | 0 | 0 | 0 | 0 | 0 | 0 | 0 | 0 | 0 | 0 | 0 | 0 | 0 | 0 | 0 | 0
3FPD | Other level 1 drought measures | Please detail other level 1 drought measures |  | page x, para y | N | Ml/d | 2 | 0 | 0.036238 | 0.17078 | 0.18184 | 0.19095 | 0.19896 | 0.20449 | 0 | 0.036238 | 0.17078 | 0.18184 | 0.19095 | 0.19896 | 0.20449
4FPD | Temporary Use Bans | 3% demand savings when a Temporary Use Ban is implemented | Demand Side | page x, para y | N | Ml/d | 2 | 0 | 3.2841 | 3.2328 | 3.1894 | 3.1182 | 3.0701 | 3.083 | 0 | 3.2841 | 3.2328 | 3.1894 | 3.1182 | 3.0701 | 3.083
5FPD | Level 2 Drought Permits/Orders | List the names of all drought sources / sites brought online when the level 2 control curve is crossed | Supply Side | page x, para y |  | Ml/d | 2 | 0 | 0 | 0 | 0 | 0 | 0 | 0 | 0 | 0 | 0 | 0 | 0 | 0 | 0 | 0 | 0 | 0 | 0 | 0 | 0 | 0 | 0 | 0 | 0 | 0 | 0 | 0 | 0
6FPD | Other level 2 drought measures | Please detail other level 2 drought measures |  | page x, para y |  | Ml/d | 2 | 0 | 0 | 0 | 0 | 0 | 0 | 0 | 0 | 0 | 0 | 0 | 0 | 0 | 0 | 0 | 0 | 0 | 0 | 0 | 0 | 0 | 0 | 0 | 0 | 0 | 0 | 0 | 0
7FPD | Non Essential Use Bans | 11% demand savings when a Non-Essential Use Ban is implemented | Demand Side | page x, para y | N | Ml/d | 2 | 0 | 12.0418 | 11.8537 | 11.6943 | 11.4333 | 11.2569 | 11.3044 | 0 | 12.0418 | 11.8537 | 11.6943 | 11.4333 | 11.2569 | 11.3044
8FPD | Level 3 Drought Permits/Orders | List the names of all drought sources / sites brought online when the level 3 control curve is crossed | Supply Side | page x, para y |  | Ml/d | 2 | 0 | 0 | 0 | 0 | 0 | 0 | 0 | 0 | 0 | 0 | 0 | 0 | 0 | 0 | 0 | 0 | 0 | 0 | 0 | 0 | 0 | 0 | 0 | 0 | 0 | 0 | 0 | 0
9FPD | Other level 3 drought measures | Please detail other level 3 drought measures |  | page x, para y |  | Ml/d | 2 | 0 | 0 | 0 | 0 | 0 | 0 | 0 | 0 | 0 | 0 | 0 | 0 | 0 | 0 | 0 | 0 | 0 | 0 | 0 | 0 | 0 | 0 | 0 | 0 | 0 | 0 | 0 | 0
10FPD | TOTAL BENEFIT | Combined benefit from above drought measures for the drought scenario |  |  |  | Ml/d | 2 | 0 | 15.3622 | 15.2573 | 15.0655 | 14.7425 | 14.5259 | 14.592 | 0 | 15.3622 | 15.2573 | 15.0655 | 14.7425 | 14.5259 | 14.592 | 0 | 0 | 0 | 0 | 0 | 0 | 0 | 0 | 0 | 0 | 0 | 0 | 0 | 0
Row Ref | Component | Derivation |  |  |  | Unit | Decimal places | Base Year | 2024-25 | 2029-30 | 2034-35 | 2039-40 | 2044-45 | 2049-50 | Base Year | 2024-25 | 2029-30 | 2034-35 | 2039-40 | 2044-45 | 2049-50 | Base Year | 2024-25 | 2029-30 | 2034-35 | 2039-40 | 2044-45 | 2049-50 | Base Year | 2024-25 | 2029-30 | 2034-35 | 2039-40 | 2044-45 | 2049-50
11.1FPD | Distribution Input Adjustment | Drought Demand Enhancement - for specific drought event (where applicable) |  |  |  | Ml/d | 2 |  | 0 | 0 | 0 | 0 | 0 | 0 |  | 0 | 0 | 0 | 0 | 0 | 0 |  | 0 | 0 | 0 | 0 | 0 | 0 |  | 0 | 0 | 0 | 0 | 0 | 0
11FPD | Distribution Input | 45FP + 11.1FPD |  |  |  | Ml/d | 2 |  | 131.3 | 128.41 | 126.57 | 123.23 | 120.56 | 120.04 |  | 0 | 0 | 0 | 0 | 0 | 0 |  | 0 | 0 | 0 | 0 | 0 | 0 |  | 0 | 0 | 0 | 0 | 0 | 0
12FPD | Water Available For Use (own sources) | 10FP - 7.5FP + 10FPD |  |  |  | Ml/d | 2 |  | 214.5322 | 206.4073 | 192.6455 | 180.8325 | 121.9859 | 121.902 |  | 0 | 0 | 0 | 0 | 0 | 0 |  | 0 | 0 | 0 | 0 | 0 | 0 |  | 0 | 0 | 0 | 0 | 0 | 0
13.1FPD | Import (+ve) and Export (-ve) Drought Adjustment | Drought Import/Export Adjustment for specific drought event (where applicable) |  |  |  | Ml/d | 2 |  | 0 | 0 | 0 | 0 | 0 | 0 |  | 0 | 0 | 0 | 0 | 0 | 0 |  | 0 | 0 | 0 | 0 | 0 | 0 |  | 0 | 0 | 0 | 0 | 0 | 0
13FPD | Total Water Available For Use | 12FPD + sum(2FP:5FP) + 13.1FPD |  |  |  | Ml/d | 2 |  | 177.3322 | 151.3873 | 151.3235 | 142.6325 | 142.7459 | 139.721 |  | 0 | 0 | 0 | 0 | 0 | 0 |  | 0 | 0 | 0 | 0 | 0 | 0 |  | 0 | 0 | 0 | 0 | 0 | 0
16FPD | Target Headroom | 48FP |  |  |  | Ml/d | 2 |  | 6.997 | 7.7185 | 8.5885 | 4.6559 | 5.4298 | 4.9337 |  | 0 | 0 | 0 | 0 | 0 | 0 |  | 0 | 0 | 0 | 0 | 0 | 0 |  | 0 | 0 | 0 | 0 | 0 | 0
16.1FPD | Target Headroom Adjustment | Target headroom adjustment for specific drought event (where applicable) |  |  |  | Ml/d | 2 | [8 empty] | 0 | 0 | 0 | 0 | 0 | 0 |  | 0 | 0 | 0 | 0 | 0 | 0 |  | 0 | 0 | 0 | 0 | 0 | 0
17FPD | Available Headroom | 13FPD - 11FPD |  |  |  | Ml/d | 2 |  | 46.0322 | 22.9773 | 24.7535 | 19.4025 | 22.1859 | 19.681 |  | 0 | 0 | 0 | 0 | 0 | 0 |  | 0 | 0 | 0 | 0 | 0 | 0 |  | 0 | 0 | 0 | 0 | 0 | 0
18FPD | Supply Demand Balance | 17FPD - (16FPD + 16.1FPD) |  |  |  | Ml/d | 2 |  | 39.0352 | 15.2588 | 16.165 | 14.7465 | 16.7561 | 14.7472 |  | 0 | 0 | 0 | 0 | 0 | 0 |  | 0 | 0 | 0 | 0 | 0 | 0 |  | 0 | 0 | 0 | 0 | 0 | 0
Water Company | Anglian Water | Version
WRZ | AWSLNE | V3.0
Table 6: WRZ Level - Drought Plan Links | Back to top of sheet | [6 empty] | Deployable Output Benefit (Ml/d) under Drought Severity of ~ 1 in 500 (0.2% chance in any given year) | [6 empty] | Deployable Output Benefit (Ml/d) under Drought Severity of 1 in 200 (0.5% chance in any given year) | [6 empty] | Deployable Output Benefit (Ml/d) under Worst Historic Drought Scenario (define year and return period) | [6 empty] | Deployable Output Benefit (Ml/d) under Additional drought scenario - optional [please define]
Row Ref | Drought Measure | Description | Type | Drought Plan Reference(s) | Included in FP scenario? Y or N | Unit | Decimal places | Base year | 2024-25 | 2029-30 | 2034-35 | 2039-40 | 2044-45 | 2049-50 | Base Year | 2024-25 | 2029-30 | 2034-35 | 2039-40 | 2044-45 | 2049-50 | Base Year | 2024-25 | 2029-30 | 2034-35 | 2039-40 | 2044-45 | 2049-50 | Baseline | 2024-25 | 2029-30 | 2034-35 | 2039-40 | 2044-45 | 2049-50
1FPD | Appeals for restraint | [X]% savings when an appeal for restraint is implemented | Demand Side | page x, para y |  | Ml/d | 2 | 0 | 0 | 0 | 0 | 0 | 0 | 0 | 0 | 0 | 0 | 0 | 0 | 0 | 0 | 0 | 0 | 0 | 0 | 0 | 0 | 0 | 0 | 0 | 0 | 0 | 0 | 0 | 0
2FPD | Licensed drought only sources | List the names of all drought sources / sites | Supply Side | page x, para y |  | Ml/d | 2 | 0 | 0 | 0 | 0 | 0 | 0 | 0 | 0 | 0 | 0 | 0 | 0 | 0 | 0 | 0 | 0 | 0 | 0 | 0 | 0 | 0 | 0 | 0 | 0 | 0 | 0 | 0 | 0
3FPD | Other level 1 drought measures | Please detail other level 1 drought measures |  | page x, para y | N | Ml/d | 2 | 0 | 0.036887 | 0.12894 | 0.1374 | 0.14447 | 0.15051 | 0.15392 | 0 | 0.036887 | 0.12894 | 0.1374 | 0.14447 | 0.15051 | 0.15392
4FPD | Temporary Use Bans | 3% demand savings when a Temporary Use Ban is implemented | Demand Side | page x, para y | N | Ml/d | 2 | 0 | 2.7172 | 2.6937 | 2.6194 | 2.5369 | 2.4712 | 2.4422 | 0 | 2.7172 | 2.6937 | 2.6194 | 2.5369 | 2.4712 | 2.4422
5FPD | Level 2 Drought Permits/Orders | List the names of all drought sources / sites brought online when the level 2 control curve is crossed | Supply Side | page x, para y |  | Ml/d | 2 | 0 | 0 | 0 | 0 | 0 | 0 | 0 | 0 | 0 | 0 | 0 | 0 | 0 | 0 | 0 | 0 | 0 | 0 | 0 | 0 | 0 | 0 | 0 | 0 | 0 | 0 | 0 | 0
6FPD | Other level 2 drought measures | Please detail other level 2 drought measures |  | page x, para y |  | Ml/d | 2 | 0 | 0 | 0 | 0 | 0 | 0 | 0 | 0 | 0 | 0 | 0 | 0 | 0 | 0 | 0 | 0 | 0 | 0 | 0 | 0 | 0 | 0 | 0 | 0 | 0 | 0 | 0 | 0
7FPD | Non Essential Use Bans | 11% demand savings when a Non-Essential Use Ban is implemented | Demand Side | page x, para y | N | Ml/d | 2 | 0 | 9.9632 | 9.8768 | 9.6043 | 9.302 | 9.061 | 8.9548 | 0 | 9.9632 | 9.8768 | 9.6043 | 9.302 | 9.061 | 8.9548
8FPD | Level 3 Drought Permits/Orders | List the names of all drought sources / sites brought online when the level 3 control curve is crossed | Supply Side | page x, para y |  | Ml/d | 2 | 0 | 0 | 0 | 0 | 0 | 0 | 0 | 0 | 0 | 0 | 0 | 0 | 0 | 0 | 0 | 0 | 0 | 0 | 0 | 0 | 0 | 0 | 0 | 0 | 0 | 0 | 0 | 0
9FPD | Other level 3 drought measures | Please detail other level 3 drought measures |  | page x, para y |  | Ml/d | 2 | 0 | 0 | 0 | 0 | 0 | 0 | 0 | 0 | 0 | 0 | 0 | 0 | 0 | 0 | 0 | 0 | 0 | 0 | 0 | 0 | 0 | 0 | 0 | 0 | 0 | 0 | 0 | 0
10FPD | TOTAL BENEFIT | Combined benefit from above drought measures for the drought scenario |  |  |  | Ml/d | 2 | 0 | 12.7173 | 12.6995 | 12.3611 | 11.9833 | 11.6827 | 11.5509 | 0 | 12.7173 | 12.6995 | 12.3611 | 11.9833 | 11.6827 | 11.5509 | 0 | 0 | 0 | 0 | 0 | 0 | 0 | 0 | 0 | 0 | 0 | 0 | 0 | 0
Row Ref | Component | Derivation |  |  |  | Unit | Decimal places | Base Year | 2024-25 | 2029-30 | 2034-35 | 2039-40 | 2044-45 | 2049-50 | Base Year | 2024-25 | 2029-30 | 2034-35 | 2039-40 | 2044-45 | 2049-50 | Base Year | 2024-25 | 2029-30 | 2034-35 | 2039-40 | 2044-45 | 2049-50 | Base Year | 2024-25 | 2029-30 | 2034-35 | 2039-40 | 2044-45 | 2049-50
11.1FPD | Distribution Input Adjustment | Drought Demand Enhancement - for specific drought event (where applicable) |  |  |  | Ml/d | 2 |  | 0 | 0 | 0 | 0 | 0 | 0 |  | 0 | 0 | 0 | 0 | 0 | 0 |  | 0 | 0 | 0 | 0 | 0 | 0 |  | 0 | 0 | 0 | 0 | 0 | 0
11FPD | Distribution Input | 45FP + 11.1FPD |  |  |  | Ml/d | 2 |  | 109.98 | 107.54 | 103.77 | 100.52 | 97.21 | 95.15 |  | 0 | 0 | 0 | 0 | 0 | 0 |  | 0 | 0 | 0 | 0 | 0 | 0 |  | 0 | 0 | 0 | 0 | 0 | 0
12FPD | Water Available For Use (own sources) | 10FP - 7.5FP + 10FPD |  |  |  | Ml/d | 2 |  | 151.3773 | 164.3695 | 174.3911 | 146.5433 | 179.5927 | 179.4409 |  | 0 | 0 | 0 | 0 | 0 | 0 |  | 0 | 0 | 0 | 0 | 0 | 0 |  | 0 | 0 | 0 | 0 | 0 | 0
13.1FPD | Import (+ve) and Export (-ve) Drought Adjustment | Drought Import/Export Adjustment for specific drought event (where applicable) |  |  |  | Ml/d | 2 |  | 0 | 0 | 0 | 0 | 0 | 0 |  | 0 | 0 | 0 | 0 | 0 | 0 |  | 0 | 0 | 0 | 0 | 0 | 0 |  | 0 | 0 | 0 | 0 | 0 | 0
13FPD | Total Water Available For Use | 12FPD + sum(2FP:5FP) + 13.1FPD |  |  |  | Ml/d | 2 |  | 137.7773 | 127.8495 | 125.8811 | 119.3733 | 116.7027 | 113.9909 |  | 0 | 0 | 0 | 0 | 0 | 0 |  | 0 | 0 | 0 | 0 | 0 | 0 |  | 0 | 0 | 0 | 0 | 0 | 0
16FPD | Target Headroom | 48FP |  |  |  | Ml/d | 2 |  | 6.1722 | 7.392 | 8.4454 | 5.5694 | 6.5083 | 5.9882 |  | 0 | 0 | 0 | 0 | 0 | 0 |  | 0 | 0 | 0 | 0 | 0 | 0 |  | 0 | 0 | 0 | 0 | 0 | 0
16.1FPD | Target Headroom Adjustment | Target headroom adjustment for specific drought event (where applicable) |  |  |  | Ml/d | 2 | [8 empty] | 0 | 0 | 0 | 0 | 0 | 0 |  | 0 | 0 | 0 | 0 | 0 | 0 |  | 0 | 0 | 0 | 0 | 0 | 0
17FPD | Available Headroom | 13FPD - 11FPD |  |  |  | Ml/d | 2 |  | 27.7973 | 20.3095 | 22.1111 | 18.8533 | 19.4927 | 18.8409 |  | 0 | 0 | 0 | 0 | 0 | 0 |  | 0 | 0 | 0 | 0 | 0 | 0 |  | 0 | 0 | 0 | 0 | 0 | 0
18FPD | Supply Demand Balance | 17FPD - (16FPD + 16.1FPD) |  |  |  | Ml/d | 2 |  | 21.625 | 12.9174 | 13.6656 | 13.2839 | 12.9844 | 12.8527 |  | 0 | 0 | 0 | 0 | 0 | 0 |  | 0 | 0 | 0 | 0 | 0 | 0 |  | 0 | 0 | 0 | 0 | 0 | 0
Water Company | Anglian Water | Version
WRZ | AWSLNN | V3.0
Table 6: WRZ Level - Drought Plan Links | Back to top of sheet | [6 empty] | Deployable Output Benefit (Ml/d) under Drought Severity of ~ 1 in 500 (0.2% chance in any given year) | [6 empty] | Deployable Output Benefit (Ml/d) under Drought Severity of 1 in 200 (0.5% chance in any given year) | [6 empty] | Deployable Output Benefit (Ml/d) under Worst Historic Drought Scenario (define year and return period) | [6 empty] | Deployable Output Benefit (Ml/d) under Additional drought scenario - optional [please define]
Row Ref | Drought Measure | Description | Type | Drought Plan Reference(s) | Included in FP scenario? Y or N | Unit | Decimal places | Base year | 2024-25 | 2029-30 | 2034-35 | 2039-40 | 2044-45 | 2049-50 | Base Year | 2024-25 | 2029-30 | 2034-35 | 2039-40 | 2044-45 | 2049-50 | Base Year | 2024-25 | 2029-30 | 2034-35 | 2039-40 | 2044-45 | 2049-50 | Baseline | 2024-25 | 2029-30 | 2034-35 | 2039-40 | 2044-45 | 2049-50
1FPD | Appeals for restraint | [X]% savings when an appeal for restraint is implemented | Demand Side | page x, para y |  | Ml/d | 2 | 0 | 0 | 0 | 0 | 0 | 0 | 0 | 0 | 0 | 0 | 0 | 0 | 0 | 0 | 0 | 0 | 0 | 0 | 0 | 0 | 0 | 0 | 0 | 0 | 0 | 0 | 0 | 0
2FPD | Licensed drought only sources | List the names of all drought sources / sites | Supply Side | page x, para y |  | Ml/d | 2 | 0 | 0 | 0 | 0 | 0 | 0 | 0 | 0 | 0 | 0 | 0 | 0 | 0 | 0 | 0 | 0 | 0 | 0 | 0 | 0 | 0 | 0 | 0 | 0 | 0 | 0 | 0 | 0
3FPD | Other level 1 drought measures | Please detail other level 1 drought measures |  | page x, para y | N | Ml/d | 2 | 0 | 0.0005268 | 0.03042 | 0.032606 | 0.034459 | 0.03597 | 0.036893 | 0 | 0.0005268 | 0.03042 | 0.032606 | 0.034459 | 0.03597 | 0.036893
4FPD | Temporary Use Bans | 3% demand savings when a Temporary Use Ban is implemented | Demand Side | page x, para y | N | Ml/d | 2 | 0 | 0.50508 | 0.48855 | 0.47377 | 0.45491 | 0.4384 | 0.43077 | 0 | 0.50508 | 0.48855 | 0.47377 | 0.45491 | 0.4384 | 0.43077
5FPD | Level 2 Drought Permits/Orders | List the names of all drought sources / sites brought online when the level 2 control curve is crossed | Supply Side | page x, para y |  | Ml/d | 2 | 0 | 0 | 0 | 0 | 0 | 0 | 0 | 0 | 0 | 0 | 0 | 0 | 0 | 0 | 0 | 0 | 0 | 0 | 0 | 0 | 0 | 0 | 0 | 0 | 0 | 0 | 0 | 0
6FPD | Other level 2 drought measures | Please detail other level 2 drought measures |  | page x, para y |  | Ml/d | 2 | 0 | 0 | 0 | 0 | 0 | 0 | 0 | 0 | 0 | 0 | 0 | 0 | 0 | 0 | 0 | 0 | 0 | 0 | 0 | 0 | 0 | 0 | 0 | 0 | 0 | 0 | 0 | 0
7FPD | Non Essential Use Bans | 11% demand savings when a Non-Essential Use Ban is implemented | Demand Side | page x, para y | N | Ml/d | 2 | 0 | 1.852 | 1.7913 | 1.7371 | 1.668 | 1.6075 | 1.5795 | 0 | 1.852 | 1.7913 | 1.7371 | 1.668 | 1.6075 | 1.5795
8FPD | Level 3 Drought Permits/Orders | List the names of all drought sources / sites brought online when the level 3 control curve is crossed | Supply Side | page x, para y |  | Ml/d | 2 | 0 | 0 | 0 | 0 | 0 | 0 | 0 | 0 | 0 | 0 | 0 | 0 | 0 | 0 | 0 | 0 | 0 | 0 | 0 | 0 | 0 | 0 | 0 | 0 | 0 | 0 | 0 | 0
9FPD | Other level 3 drought measures | Please detail other level 3 drought measures |  | page x, para y |  | Ml/d | 2 | 0 | 0 | 0 | 0 | 0 | 0 | 0 | 0 | 0 | 0 | 0 | 0 | 0 | 0 | 0 | 0 | 0 | 0 | 0 | 0 | 0 | 0 | 0 | 0 | 0 | 0 | 0 | 0
10FPD | TOTAL BENEFIT | Combined benefit from above drought measures for the drought scenario |  |  |  | Ml/d | 2 | 0 | 2.3576 | 2.3103 | 2.2435 | 2.1574 | 2.0819 | 2.0472 | 0 | 2.3576 | 2.3103 | 2.2435 | 2.1574 | 2.0819 | 2.0472 | 0 | 0 | 0 | 0 | 0 | 0 | 0 | 0 | 0 | 0 | 0 | 0 | 0 | 0
Row Ref | Component | Derivation |  |  |  | Unit | Decimal places | Base Year | 2024-25 | 2029-30 | 2034-35 | 2039-40 | 2044-45 | 2049-50 | Base Year | 2024-25 | 2029-30 | 2034-35 | 2039-40 | 2044-45 | 2049-50 | Base Year | 2024-25 | 2029-30 | 2034-35 | 2039-40 | 2044-45 | 2049-50 | Base Year | 2024-25 | 2029-30 | 2034-35 | 2039-40 | 2044-45 | 2049-50
11.1FPD | Distribution Input Adjustment | Drought Demand Enhancement - for specific drought event (where applicable) |  |  |  | Ml/d | 2 |  | 0 | 0 | 0 | 0 | 0 | 0 |  | 0 | 0 | 0 | 0 | 0 | 0 |  | 0 | 0 | 0 | 0 | 0 | 0 |  | 0 | 0 | 0 | 0 | 0 | 0
11FPD | Distribution Input | 45FP + 11.1FPD |  |  |  | Ml/d | 2 |  | 20.48 | 19.85 | 19.27 | 18.62 | 17.87 | 17.37 |  | 0 | 0 | 0 | 0 | 0 | 0 |  | 0 | 0 | 0 | 0 | 0 | 0 |  | 0 | 0 | 0 | 0 | 0 | 0
12FPD | Water Available For Use (own sources) | 10FP - 7.5FP + 10FPD |  |  |  | Ml/d | 2 |  | 26.2876 | 25.5203 | 22.5635 | 19.8274 | 19.7519 | 19.7172 |  | 0 | 0 | 0 | 0 | 0 | 0 |  | 0 | 0 | 0 | 0 | 0 | 0 |  | 0 | 0 | 0 | 0 | 0 | 0
13.1FPD | Import (+ve) and Export (-ve) Drought Adjustment | Drought Import/Export Adjustment for specific drought event (where applicable) |  |  |  | Ml/d | 2 |  | 0 | 0 | 0 | 0 | 0 | 0 |  | 0 | 0 | 0 | 0 | 0 | 0 |  | 0 | 0 | 0 | 0 | 0 | 0 |  | 0 | 0 | 0 | 0 | 0 | 0
13FPD | Total Water Available For Use | 12FPD + sum(2FP:5FP) + 13.1FPD |  |  |  | Ml/d | 2 |  | 26.2876 | 25.5213 | 22.5645 | 21.2674 | 20.5519 | 19.9582 |  | 0 | 0 | 0 | 0 | 0 | 0 |  | 0 | 0 | 0 | 0 | 0 | 0 |  | 0 | 0 | 0 | 0 | 0 | 0
16FPD | Target Headroom | 48FP |  |  |  | Ml/d | 2 |  | 0.87882 | 0.87419 | 0.88251 | 0.48629 | 0.59925 | 0.47192 |  | 0 | 0 | 0 | 0 | 0 | 0 |  | 0 | 0 | 0 | 0 | 0 | 0 |  | 0 | 0 | 0 | 0 | 0 | 0
16.1FPD | Target Headroom Adjustment | Target headroom adjustment for specific drought event (where applicable) |  |  |  | Ml/d | 2 | [8 empty] | 0 | 0 | 0 | 0 | 0 | 0 |  | 0 | 0 | 0 | 0 | 0 | 0 |  | 0 | 0 | 0 | 0 | 0 | 0
17FPD | Available Headroom | 13FPD - 11FPD |  |  |  | Ml/d | 2 |  | 5.8076 | 5.6713 | 3.2945 | 2.6474 | 2.6819 | 2.5882 |  | 0 | 0 | 0 | 0 | 0 | 0 |  | 0 | 0 | 0 | 0 | 0 | 0 |  | 0 | 0 | 0 | 0 | 0 | 0
18FPD | Supply Demand Balance | 17FPD - (16FPD + 16.1FPD) |  |  |  | Ml/d | 2 |  | 4.9287 | 4.7971 | 2.412 | 2.1611 | 2.0826 | 2.1163 |  | 0 | 0 | 0 | 0 | 0 | 0 |  | 0 | 0 | 0 | 0 | 0 | 0 |  | 0 | 0 | 0 | 0 | 0 | 0
Water Company | Anglian Water | Version
WRZ | AWSNAY | V3.0
Table 6: WRZ Level - Drought Plan Links | Back to top of sheet | [6 empty] | Deployable Output Benefit (Ml/d) under Drought Severity of ~ 1 in 500 (0.2% chance in any given year) | [6 empty] | Deployable Output Benefit (Ml/d) under Drought Severity of 1 in 200 (0.5% chance in any given year) | [6 empty] | Deployable Output Benefit (Ml/d) under Worst Historic Drought Scenario (define year and return period) | [6 empty] | Deployable Output Benefit (Ml/d) under Additional drought scenario - optional [please define]
Row Ref | Drought Measure | Description | Type | Drought Plan Reference(s) | Included in FP scenario? Y or N | Unit | Decimal places | Base year | 2024-25 | 2029-30 | 2034-35 | 2039-40 | 2044-45 | 2049-50 | Base Year | 2024-25 | 2029-30 | 2034-35 | 2039-40 | 2044-45 | 2049-50 | Base Year | 2024-25 | 2029-30 | 2034-35 | 2039-40 | 2044-45 | 2049-50 | Baseline | 2024-25 | 2029-30 | 2034-35 | 2039-40 | 2044-45 | 2049-50
1FPD | Appeals for restraint | [X]% savings when an appeal for restraint is implemented | Demand Side | page x, para y |  | Ml/d | 2 | 0 | 0 | 0 | 0 | 0 | 0 | 0 | 0 | 0 | 0 | 0 | 0 | 0 | 0 | 0 | 0 | 0 | 0 | 0 | 0 | 0 | 0 | 0 | 0 | 0 | 0 | 0 | 0
2FPD | Licensed drought only sources | List the names of all drought sources / sites | Supply Side | page x, para y |  | Ml/d | 2 | 0 | 0 | 0 | 0 | 0 | 0 | 0 | 0 | 0 | 0 | 0 | 0 | 0 | 0 | 0 | 0 | 0 | 0 | 0 | 0 | 0 | 0 | 0 | 0 | 0 | 0 | 0 | 0
3FPD | Other level 1 drought measures | Please detail other level 1 drought measures |  | page x, para y | N | Ml/d | 2 | 0 | 0.0041333 | 0.010726 | 0.011753 | 0.012465 | 0.012957 | 0.013287 | 0 | 0.0041333 | 0.010726 | 0.011753 | 0.012465 | 0.012957 | 0.013287
4FPD | Temporary Use Bans | 3% demand savings when a Temporary Use Ban is implemented | Demand Side | page x, para y | N | Ml/d | 2 | 0 | 0.1122 | 0.10866 | 0.10756 | 0.10529 | 0.10288 | 0.10187 | 0 | 0.1122 | 0.10866 | 0.10756 | 0.10529 | 0.10288 | 0.10187
5FPD | Level 2 Drought Permits/Orders | List the names of all drought sources / sites brought online when the level 2 control curve is crossed | Supply Side | page x, para y |  | Ml/d | 2 | 0 | 0 | 0 | 0 | 0 | 0 | 0 | 0 | 0 | 0 | 0 | 0 | 0 | 0 | 0 | 0 | 0 | 0 | 0 | 0 | 0 | 0 | 0 | 0 | 0 | 0 | 0 | 0
6FPD | Other level 2 drought measures | Please detail other level 2 drought measures |  | page x, para y |  | Ml/d | 2 | 0 | 0 | 0 | 0 | 0 | 0 | 0 | 0 | 0 | 0 | 0 | 0 | 0 | 0 | 0 | 0 | 0 | 0 | 0 | 0 | 0 | 0 | 0 | 0 | 0 | 0 | 0 | 0
7FPD | Non Essential Use Bans | 11% demand savings when a Non-Essential Use Ban is implemented | Demand Side | page x, para y | N | Ml/d | 2 | 0 | 0.41141 | 0.39841 | 0.39438 | 0.38608 | 0.37721 | 0.37351 | 0 | 0.41141 | 0.39841 | 0.39438 | 0.38608 | 0.37721 | 0.37351
8FPD | Level 3 Drought Permits/Orders | List the names of all drought sources / sites brought online when the level 3 control curve is crossed | Supply Side | page x, para y |  | Ml/d | 2 | 0 | 0 | 0 | 0 | 0 | 0 | 0 | 0 | 0 | 0 | 0 | 0 | 0 | 0 | 0 | 0 | 0 | 0 | 0 | 0 | 0 | 0 | 0 | 0 | 0 | 0 | 0 | 0
9FPD | Other level 3 drought measures | Please detail other level 3 drought measures |  | page x, para y |  | Ml/d | 2 | 0 | 0 | 0 | 0 | 0 | 0 | 0 | 0 | 0 | 0 | 0 | 0 | 0 | 0 | 0 | 0 | 0 | 0 | 0 | 0 | 0 | 0 | 0 | 0 | 0 | 0 | 0 | 0
10FPD | TOTAL BENEFIT | Combined benefit from above drought measures for the drought scenario |  |  |  | Ml/d | 2 | 0 | 0.52774 | 0.51779 | 0.51369 | 0.50384 | 0.49304 | 0.48867 | 0 | 0.52774 | 0.51779 | 0.51369 | 0.50384 | 0.49304 | 0.48867 | 0 | 0 | 0 | 0 | 0 | 0 | 0 | 0 | 0 | 0 | 0 | 0 | 0 | 0
Row Ref | Component | Derivation |  |  |  | Unit | Decimal places | Base Year | 2024-25 | 2029-30 | 2034-35 | 2039-40 | 2044-45 | 2049-50 | Base Year | 2024-25 | 2029-30 | 2034-35 | 2039-40 | 2044-45 | 2049-50 | Base Year | 2024-25 | 2029-30 | 2034-35 | 2039-40 | 2044-45 | 2049-50 | Base Year | 2024-25 | 2029-30 | 2034-35 | 2039-40 | 2044-45 | 2049-50
11.1FPD | Distribution Input Adjustment | Drought Demand Enhancement - for specific drought event (where applicable) |  |  |  | Ml/d | 2 |  | 0 | 0 | 0 | 0 | 0 | 0 |  | 0 | 0 | 0 | 0 | 0 | 0 |  | 0 | 0 | 0 | 0 | 0 | 0 |  | 0 | 0 | 0 | 0 | 0 | 0
11FPD | Distribution Input | 45FP + 11.1FPD |  |  |  | Ml/d | 2 |  | 4.54 | 4.36 | 4.31 | 4.23 | 4.12 | 4.06 |  | 0 | 0 | 0 | 0 | 0 | 0 |  | 0 | 0 | 0 | 0 | 0 | 0 |  | 0 | 0 | 0 | 0 | 0 | 0
12FPD | Water Available For Use (own sources) | 10FP - 7.5FP + 10FPD |  |  |  | Ml/d | 2 |  | 5.8277 | 5.3578 | 6.0837 | 6.0738 | 6.063 | 6.0587 |  | 0 | 0 | 0 | 0 | 0 | 0 |  | 0 | 0 | 0 | 0 | 0 | 0 |  | 0 | 0 | 0 | 0 | 0 | 0
13.1FPD | Import (+ve) and Export (-ve) Drought Adjustment | Drought Import/Export Adjustment for specific drought event (where applicable) |  |  |  | Ml/d | 2 |  | 0 | 0 | 0 | 0 | 0 | 0 |  | 0 | 0 | 0 | 0 | 0 | 0 |  | 0 | 0 | 0 | 0 | 0 | 0 |  | 0 | 0 | 0 | 0 | 0 | 0
13FPD | Total Water Available For Use | 12FPD + sum(2FP:5FP) + 13.1FPD |  |  |  | Ml/d | 2 |  | 5.8277 | 5.3578 | 6.3337 | 6.3238 | 6.313 | 6.3087 |  | 0 | 0 | 0 | 0 | 0 | 0 |  | 0 | 0 | 0 | 0 | 0 | 0 |  | 0 | 0 | 0 | 0 | 0 | 0
16FPD | Target Headroom | 48FP |  |  |  | Ml/d | 2 |  | 0.1829 | 0.26253 | 0.32364 | 0.23352 | 0.27043 | 0.23628 |  | 0 | 0 | 0 | 0 | 0 | 0 |  | 0 | 0 | 0 | 0 | 0 | 0 |  | 0 | 0 | 0 | 0 | 0 | 0
16.1FPD | Target Headroom Adjustment | Target headroom adjustment for specific drought event (where applicable) |  |  |  | Ml/d | 2 | [8 empty] | 0 | 0 | 0 | 0 | 0 | 0 |  | 0 | 0 | 0 | 0 | 0 | 0 |  | 0 | 0 | 0 | 0 | 0 | 0
17FPD | Available Headroom | 13FPD - 11FPD |  |  |  | Ml/d | 2 |  | 1.2877 | 0.99779 | 2.0237 | 2.0938 | 2.193 | 2.2487 |  | 0 | 0 | 0 | 0 | 0 | 0 |  | 0 | 0 | 0 | 0 | 0 | 0 |  | 0 | 0 | 0 | 0 | 0 | 0
18FPD | Supply Demand Balance | 17FPD - (16FPD + 16.1FPD) |  |  |  | Ml/d | 2 |  | 1.1048 | 0.73526 | 1.7 | 1.8603 | 1.9226 | 2.0124 |  | 0 | 0 | 0 | 0 | 0 | 0 |  | 0 | 0 | 0 | 0 | 0 | 0 |  | 0 | 0 | 0 | 0 | 0 | 0
Water Company | Anglian Water | Version
WRZ | AWSNBR | V3.0
Table 6: WRZ Level - Drought Plan Links | Back to top of sheet | [6 empty] | Deployable Output Benefit (Ml/d) under Drought Severity of ~ 1 in 500 (0.2% chance in any given year) | [6 empty] | Deployable Output Benefit (Ml/d) under Drought Severity of 1 in 200 (0.5% chance in any given year) | [6 empty] | Deployable Output Benefit (Ml/d) under Worst Historic Drought Scenario (define year and return period) | [6 empty] | Deployable Output Benefit (Ml/d) under Additional drought scenario - optional [please define]
Row Ref | Drought Measure | Description | Type | Drought Plan Reference(s) | Included in FP scenario? Y or N | Unit | Decimal places | Base year | 2024-25 | 2029-30 | 2034-35 | 2039-40 | 2044-45 | 2049-50 | Base Year | 2024-25 | 2029-30 | 2034-35 | 2039-40 | 2044-45 | 2049-50 | Base Year | 2024-25 | 2029-30 | 2034-35 | 2039-40 | 2044-45 | 2049-50 | Baseline | 2024-25 | 2029-30 | 2034-35 | 2039-40 | 2044-45 | 2049-50
1FPD | Appeals for restraint | [X]% savings when an appeal for restraint is implemented | Demand Side | page x, para y |  | Ml/d | 2 | 0 | 0 | 0 | 0 | 0 | 0 | 0 | 0 | 0 | 0 | 0 | 0 | 0 | 0 | 0 | 0 | 0 | 0 | 0 | 0 | 0 | 0 | 0 | 0 | 0 | 0 | 0 | 0
2FPD | Licensed drought only sources | List the names of all drought sources / sites | Supply Side | page x, para y |  | Ml/d | 2 | 0 | 0 | 0 | 0 | 0 | 0 | 0 | 0 | 0 | 0 | 0 | 0 | 0 | 0 | 0 | 0 | 0 | 0 | 0 | 0 | 0 | 0 | 0 | 0 | 0 | 0 | 0 | 0
3FPD | Other level 1 drought measures | Please detail other level 1 drought measures |  | page x, para y | N | Ml/d | 2 | 0 | 0.0017595 | 0.015494 | 0.016352 | 0.017184 | 0.017992 | 0.018672 | 0 | 0.0017595 | 0.015494 | 0.016352 | 0.017184 | 0.017992 | 0.018672
4FPD | Temporary Use Bans | 3% demand savings when a Temporary Use Ban is implemented | Demand Side | page x, para y | N | Ml/d | 2 | 0 | 0.2003 | 0.19529 | 0.19173 | 0.18708 | 0.18372 | 0.18457 | 0 | 0.2003 | 0.19529 | 0.19173 | 0.18708 | 0.18372 | 0.18457
5FPD | Level 2 Drought Permits/Orders | List the names of all drought sources / sites brought online when the level 2 control curve is crossed | Supply Side | page x, para y |  | Ml/d | 2 | 0 | 0 | 0 | 0 | 0 | 0 | 0 | 0 | 0 | 0 | 0 | 0 | 0 | 0 | 0 | 0 | 0 | 0 | 0 | 0 | 0 | 0 | 0 | 0 | 0 | 0 | 0 | 0
6FPD | Other level 2 drought measures | Please detail other level 2 drought measures |  | page x, para y |  | Ml/d | 2 | 0 | 0 | 0 | 0 | 0 | 0 | 0 | 0 | 0 | 0 | 0 | 0 | 0 | 0 | 0 | 0 | 0 | 0 | 0 | 0 | 0 | 0 | 0 | 0 | 0 | 0 | 0 | 0
7FPD | Non Essential Use Bans | 11% demand savings when a Non-Essential Use Ban is implemented | Demand Side | page x, para y | N | Ml/d | 2 | 0 | 0.73445 | 0.71608 | 0.70302 | 0.68597 | 0.67363 | 0.67675 | 0 | 0.73445 | 0.71608 | 0.70302 | 0.68597 | 0.67363 | 0.67675
8FPD | Level 3 Drought Permits/Orders | List the names of all drought sources / sites brought online when the level 3 control curve is crossed | Supply Side | page x, para y |  | Ml/d | 2 | 0 | 0 | 0 | 0 | 0 | 0 | 0 | 0 | 0 | 0 | 0 | 0 | 0 | 0 | 0 | 0 | 0 | 0 | 0 | 0 | 0 | 0 | 0 | 0 | 0 | 0 | 0 | 0
9FPD | Other level 3 drought measures | Please detail other level 3 drought measures |  | page x, para y |  | Ml/d | 2 | 0 | 0 | 0 | 0 | 0 | 0 | 0 | 0 | 0 | 0 | 0 | 0 | 0 | 0 | 0 | 0 | 0 | 0 | 0 | 0 | 0 | 0 | 0 | 0 | 0 | 0 | 0 | 0
10FPD | TOTAL BENEFIT | Combined benefit from above drought measures for the drought scenario |  |  |  | Ml/d | 2 | 0 | 0.93651 | 0.92687 | 0.9111 | 0.89024 | 0.87534 | 0.87999 | 0 | 0.93651 | 0.92687 | 0.9111 | 0.89024 | 0.87534 | 0.87999 | 0 | 0 | 0 | 0 | 0 | 0 | 0 | 0 | 0 | 0 | 0 | 0 | 0 | 0
Row Ref | Component | Derivation |  |  |  | Unit | Decimal places | Base Year | 2024-25 | 2029-30 | 2034-35 | 2039-40 | 2044-45 | 2049-50 | Base Year | 2024-25 | 2029-30 | 2034-35 | 2039-40 | 2044-45 | 2049-50 | Base Year | 2024-25 | 2029-30 | 2034-35 | 2039-40 | 2044-45 | 2049-50 | Base Year | 2024-25 | 2029-30 | 2034-35 | 2039-40 | 2044-45 | 2049-50
11.1FPD | Distribution Input Adjustment | Drought Demand Enhancement - for specific drought event (where applicable) |  |  |  | Ml/d | 2 |  | 0 | 0 | 0 | 0 | 0 | 0 |  | 0 | 0 | 0 | 0 | 0 | 0 |  | 0 | 0 | 0 | 0 | 0 | 0 |  | 0 | 0 | 0 | 0 | 0 | 0
11FPD | Distribution Input | 45FP + 11.1FPD |  |  |  | Ml/d | 2 |  | 8.63 | 8.41 | 8.26 | 8.1 | 7.86 | 7.86 |  | 0 | 0 | 0 | 0 | 0 | 0 |  | 0 | 0 | 0 | 0 | 0 | 0 |  | 0 | 0 | 0 | 0 | 0 | 0
12FPD | Water Available For Use (own sources) | 10FP - 7.5FP + 10FPD |  |  |  | Ml/d | 2 |  | 10.7765 | 9.8569 | 8.7511 | 4.9002 | 4.8853 | 4.89 |  | 0 | 0 | 0 | 0 | 0 | 0 |  | 0 | 0 | 0 | 0 | 0 | 0 |  | 0 | 0 | 0 | 0 | 0 | 0
13.1FPD | Import (+ve) and Export (-ve) Drought Adjustment | Drought Import/Export Adjustment for specific drought event (where applicable) |  |  |  | Ml/d | 2 |  | 0 | 0 | 0 | 0 | 0 | 0 |  | 0 | 0 | 0 | 0 | 0 | 0 |  | 0 | 0 | 0 | 0 | 0 | 0 |  | 0 | 0 | 0 | 0 | 0 | 0
13FPD | Total Water Available For Use | 12FPD + sum(2FP:5FP) + 13.1FPD |  |  |  | Ml/d | 2 |  | 10.7765 | 9.6869 | 9.7411 | 9.4302 | 9.2453 | 9 |  | 0 | 0 | 0 | 0 | 0 | 0 |  | 0 | 0 | 0 | 0 | 0 | 0 |  | 0 | 0 | 0 | 0 | 0 | 0
16FPD | Target Headroom | 48FP |  |  |  | Ml/d | 2 |  | 0.33668 | 0.34684 | 0.36745 | 0.24121 | 0.30992 | 0.25927 |  | 0 | 0 | 0 | 0 | 0 | 0 |  | 0 | 0 | 0 | 0 | 0 | 0 |  | 0 | 0 | 0 | 0 | 0 | 0
16.1FPD | Target Headroom Adjustment | Target headroom adjustment for specific drought event (where applicable) |  |  |  | Ml/d | 2 | [8 empty] | 0 | 0 | 0 | 0 | 0 | 0 |  | 0 | 0 | 0 | 0 | 0 | 0 |  | 0 | 0 | 0 | 0 | 0 | 0
17FPD | Available Headroom | 13FPD - 11FPD |  |  |  | Ml/d | 2 |  | 2.1465 | 1.2769 | 1.4811 | 1.3302 | 1.3853 | 1.14 |  | 0 | 0 | 0 | 0 | 0 | 0 |  | 0 | 0 | 0 | 0 | 0 | 0 |  | 0 | 0 | 0 | 0 | 0 | 0
18FPD | Supply Demand Balance | 17FPD - (16FPD + 16.1FPD) |  |  |  | Ml/d | 2 |  | 1.8098 | 0.93003 | 1.1136 | 1.089 | 1.0754 | 0.88072 |  | 0 | 0 | 0 | 0 | 0 | 0 |  | 0 | 0 | 0 | 0 | 0 | 0 |  | 0 | 0 | 0 | 0 | 0 | 0
Water Company | Anglian Water | Version
WRZ | AWSNED | V3.0
Table 6: WRZ Level - Drought Plan Links | Back to top of sheet | [6 empty] | Deployable Output Benefit (Ml/d) under Drought Severity of ~ 1 in 500 (0.2% chance in any given year) | [6 empty] | Deployable Output Benefit (Ml/d) under Drought Severity of 1 in 200 (0.5% chance in any given year) | [6 empty] | Deployable Output Benefit (Ml/d) under Worst Historic Drought Scenario (define year and return period) | [6 empty] | Deployable Output Benefit (Ml/d) under Additional drought scenario - optional [please define]
Row Ref | Drought Measure | Description | Type | Drought Plan Reference(s) | Included in FP scenario? Y or N | Unit | Decimal places | Base year | 2024-25 | 2029-30 | 2034-35 | 2039-40 | 2044-45 | 2049-50 | Base Year | 2024-25 | 2029-30 | 2034-35 | 2039-40 | 2044-45 | 2049-50 | Base Year | 2024-25 | 2029-30 | 2034-35 | 2039-40 | 2044-45 | 2049-50 | Baseline | 2024-25 | 2029-30 | 2034-35 | 2039-40 | 2044-45 | 2049-50
1FPD | Appeals for restraint | [X]% savings when an appeal for restraint is implemented | Demand Side | page x, para y |  | Ml/d | 2 | 0 | 0 | 0 | 0 | 0 | 0 | 0 | 0 | 0 | 0 | 0 | 0 | 0 | 0 | 0 | 0 | 0 | 0 | 0 | 0 | 0 | 0 | 0 | 0 | 0 | 0 | 0 | 0
2FPD | Licensed drought only sources | List the names of all drought sources / sites | Supply Side | page x, para y |  | Ml/d | 2 | 0 | 0 | 0 | 0 | 0 | 0 | 0 | 0 | 0 | 0 | 0 | 0 | 0 | 0 | 0 | 0 | 0 | 0 | 0 | 0 | 0 | 0 | 0 | 0 | 0 | 0 | 0 | 0
3FPD | Other level 1 drought measures | Please detail other level 1 drought measures |  | page x, para y | N | Ml/d | 2 | 0 | 0.00014186 | 0.0084972 | 0.0089688 | 0.0094305 | 0.0098748 | 0.010224 | 0 | 0.00014186 | 0.0084972 | 0.0089688 | 0.0094305 | 0.0098748 | 0.010224
4FPD | Temporary Use Bans | 3% demand savings when a Temporary Use Ban is implemented | Demand Side | page x, para y | N | Ml/d | 2 | 0 | 0.10171 | 0.098201 | 0.095561 | 0.092469 | 0.089845 | 0.089667 | 0 | 0.10171 | 0.098201 | 0.095561 | 0.092469 | 0.089845 | 0.089667
5FPD | Level 2 Drought Permits/Orders | List the names of all drought sources / sites brought online when the level 2 control curve is crossed | Supply Side | page x, para y |  | Ml/d | 2 | 0 | 0 | 0 | 0 | 0 | 0 | 0 | 0 | 0 | 0 | 0 | 0 | 0 | 0 | 0 | 0 | 0 | 0 | 0 | 0 | 0 | 0 | 0 | 0 | 0 | 0 | 0 | 0
6FPD | Other level 2 drought measures | Please detail other level 2 drought measures |  | page x, para y |  | Ml/d | 2 | 0 | 0 | 0 | 0 | 0 | 0 | 0 | 0 | 0 | 0 | 0 | 0 | 0 | 0 | 0 | 0 | 0 | 0 | 0 | 0 | 0 | 0 | 0 | 0 | 0 | 0 | 0 | 0
7FPD | Non Essential Use Bans | 11% demand savings when a Non-Essential Use Ban is implemented | Demand Side | page x, para y | N | Ml/d | 2 | 0 | 0.37292 | 0.36007 | 0.35039 | 0.33905 | 0.32943 | 0.32878 | 0 | 0.37292 | 0.36007 | 0.35039 | 0.33905 | 0.32943 | 0.32878
8FPD | Level 3 Drought Permits/Orders | List the names of all drought sources / sites brought online when the level 3 control curve is crossed | Supply Side | page x, para y |  | Ml/d | 2 | 0 | 0 | 0 | 0 | 0 | 0 | 0 | 0 | 0 | 0 | 0 | 0 | 0 | 0 | 0 | 0 | 0 | 0 | 0 | 0 | 0 | 0 | 0 | 0 | 0 | 0 | 0 | 0
9FPD | Other level 3 drought measures | Please detail other level 3 drought measures |  | page x, para y |  | Ml/d | 2 | 0 | 0 | 0 | 0 | 0 | 0 | 0 | 0 | 0 | 0 | 0 | 0 | 0 | 0 | 0 | 0 | 0 | 0 | 0 | 0 | 0 | 0 | 0 | 0 | 0 | 0 | 0 | 0
10FPD | TOTAL BENEFIT | Combined benefit from above drought measures for the drought scenario |  |  |  | Ml/d | 2 | 0 | 0.47477 | 0.46677 | 0.45492 | 0.44095 | 0.42915 | 0.42867 | 0 | 0.47477 | 0.46677 | 0.45492 | 0.44095 | 0.42915 | 0.42867 | 0 | 0 | 0 | 0 | 0 | 0 | 0 | 0 | 0 | 0 | 0 | 0 | 0 | 0
Row Ref | Component | Derivation |  |  |  | Unit | Decimal places | Base Year | 2024-25 | 2029-30 | 2034-35 | 2039-40 | 2044-45 | 2049-50 | Base Year | 2024-25 | 2029-30 | 2034-35 | 2039-40 | 2044-45 | 2049-50 | Base Year | 2024-25 | 2029-30 | 2034-35 | 2039-40 | 2044-45 | 2049-50 | Base Year | 2024-25 | 2029-30 | 2034-35 | 2039-40 | 2044-45 | 2049-50
11.1FPD | Distribution Input Adjustment | Drought Demand Enhancement - for specific drought event (where applicable) |  |  |  | Ml/d | 2 |  | 0 | 0 | 0 | 0 | 0 | 0 |  | 0 | 0 | 0 | 0 | 0 | 0 |  | 0 | 0 | 0 | 0 | 0 | 0 |  | 0 | 0 | 0 | 0 | 0 | 0
11FPD | Distribution Input | 45FP + 11.1FPD |  |  |  | Ml/d | 2 |  | 4.76 | 4.62 | 4.52 | 4.01 | 3.91 | 3.89 |  | 0 | 0 | 0 | 0 | 0 | 0 |  | 0 | 0 | 0 | 0 | 0 | 0 |  | 0 | 0 | 0 | 0 | 0 | 0
12FPD | Water Available For Use (own sources) | 10FP - 7.5FP + 10FPD |  |  |  | Ml/d | 2 |  | 6.8448 | 6.3168 | 4.6549 | 3.671 | 3.6592 | 3.6587 |  | 0 | 0 | 0 | 0 | 0 | 0 |  | 0 | 0 | 0 | 0 | 0 | 0 |  | 0 | 0 | 0 | 0 | 0 | 0
13.1FPD | Import (+ve) and Export (-ve) Drought Adjustment | Drought Import/Export Adjustment for specific drought event (where applicable) |  |  |  | Ml/d | 2 |  | 0 | 0 | 0 | 0 | 0 | 0 |  | 0 | 0 | 0 | 0 | 0 | 0 |  | 0 | 0 | 0 | 0 | 0 | 0 |  | 0 | 0 | 0 | 0 | 0 | 0
13FPD | Total Water Available For Use | 12FPD + sum(2FP:5FP) + 13.1FPD |  |  |  | Ml/d | 2 |  | 6.8448 | 6.4178 | 5.2959 | 4.772 | 4.6902 | 4.6997 |  | 0 | 0 | 0 | 0 | 0 | 0 |  | 0 | 0 | 0 | 0 | 0 | 0 |  | 0 | 0 | 0 | 0 | 0 | 0
16FPD | Target Headroom | 48FP |  |  |  | Ml/d | 2 |  | 0.21621 | 0.21457 | 0.21535 | 0.21872 | 0.25341 | 0.27884 |  | 0 | 0 | 0 | 0 | 0 | 0 |  | 0 | 0 | 0 | 0 | 0 | 0 |  | 0 | 0 | 0 | 0 | 0 | 0
16.1FPD | Target Headroom Adjustment | Target headroom adjustment for specific drought event (where applicable) |  |  |  | Ml/d | 2 | [8 empty] | 0 | 0 | 0 | 0 | 0 | 0 |  | 0 | 0 | 0 | 0 | 0 | 0 |  | 0 | 0 | 0 | 0 | 0 | 0
17FPD | Available Headroom | 13FPD - 11FPD |  |  |  | Ml/d | 2 |  | 2.0848 | 1.7978 | 0.77592 | 0.76195 | 0.78015 | 0.80967 |  | 0 | 0 | 0 | 0 | 0 | 0 |  | 0 | 0 | 0 | 0 | 0 | 0 |  | 0 | 0 | 0 | 0 | 0 | 0
18FPD | Supply Demand Balance | 17FPD - (16FPD + 16.1FPD) |  |  |  | Ml/d | 2 |  | 1.8686 | 1.5832 | 0.56057 | 0.54324 | 0.52674 | 0.53082 |  | 0 | 0 | 0 | 0 | 0 | 0 |  | 0 | 0 | 0 | 0 | 0 | 0 |  | 0 | 0 | 0 | 0 | 0 | 0
Water Company | Anglian Water | Version
WRZ | AWSNEH | V3.0
Table 6: WRZ Level - Drought Plan Links | Back to top of sheet | [6 empty] | Deployable Output Benefit (Ml/d) under Drought Severity of ~ 1 in 500 (0.2% chance in any given year) | [6 empty] | Deployable Output Benefit (Ml/d) under Drought Severity of 1 in 200 (0.5% chance in any given year) | [6 empty] | Deployable Output Benefit (Ml/d) under Worst Historic Drought Scenario (define year and return period) | [6 empty] | Deployable Output Benefit (Ml/d) under Additional drought scenario - optional [please define]
Row Ref | Drought Measure | Description | Type | Drought Plan Reference(s) | Included in FP scenario? Y or N | Unit | Decimal places | Base year | 2024-25 | 2029-30 | 2034-35 | 2039-40 | 2044-45 | 2049-50 | Base Year | 2024-25 | 2029-30 | 2034-35 | 2039-40 | 2044-45 | 2049-50 | Base Year | 2024-25 | 2029-30 | 2034-35 | 2039-40 | 2044-45 | 2049-50 | Baseline | 2024-25 | 2029-30 | 2034-35 | 2039-40 | 2044-45 | 2049-50
1FPD | Appeals for restraint | [X]% savings when an appeal for restraint is implemented | Demand Side | page x, para y |  | Ml/d | 2 | 0 | 0 | 0 | 0 | 0 | 0 | 0 | 0 | 0 | 0 | 0 | 0 | 0 | 0 | 0 | 0 | 0 | 0 | 0 | 0 | 0 | 0 | 0 | 0 | 0 | 0 | 0 | 0
2FPD | Licensed drought only sources | List the names of all drought sources / sites | Supply Side | page x, para y |  | Ml/d | 2 | 0 | 0 | 0 | 0 | 0 | 0 | 0 | 0 | 0 | 0 | 0 | 0 | 0 | 0 | 0 | 0 | 0 | 0 | 0 | 0 | 0 | 0 | 0 | 0 | 0 | 0 | 0 | 0
3FPD | Other level 1 drought measures | Please detail other level 1 drought measures |  | page x, para y | N | Ml/d | 2 | 0 | 0.0019461 | 0.0049253 | 0.0053302 | 0.0055949 | 0.0057793 | 0.0059737 | 0 | 0.0019461 | 0.0049253 | 0.0053302 | 0.0055949 | 0.0057793 | 0.0059737
4FPD | Temporary Use Bans | 3% demand savings when a Temporary Use Ban is implemented | Demand Side | page x, para y | N | Ml/d | 2 | 0 | 0.092363 | 0.089713 | 0.087894 | 0.08682 | 0.087371 | 0.089343 | 0 | 0.092363 | 0.089713 | 0.087894 | 0.08682 | 0.087371 | 0.089343
5FPD | Level 2 Drought Permits/Orders | List the names of all drought sources / sites brought online when the level 2 control curve is crossed | Supply Side | page x, para y |  | Ml/d | 2 | 0 | 0 | 0 | 0 | 0 | 0 | 0 | 0 | 0 | 0 | 0 | 0 | 0 | 0 | 0 | 0 | 0 | 0 | 0 | 0 | 0 | 0 | 0 | 0 | 0 | 0 | 0 | 0
6FPD | Other level 2 drought measures | Please detail other level 2 drought measures |  | page x, para y |  | Ml/d | 2 | 0 | 0 | 0 | 0 | 0 | 0 | 0 | 0 | 0 | 0 | 0 | 0 | 0 | 0 | 0 | 0 | 0 | 0 | 0 | 0 | 0 | 0 | 0 | 0 | 0 | 0 | 0 | 0
7FPD | Non Essential Use Bans | 11% demand savings when a Non-Essential Use Ban is implemented | Demand Side | page x, para y | N | Ml/d | 2 | 0 | 0.33866 | 0.32895 | 0.32228 | 0.31834 | 0.32036 | 0.32759 | 0 | 0.33866 | 0.32895 | 0.32228 | 0.31834 | 0.32036 | 0.32759
8FPD | Level 3 Drought Permits/Orders | List the names of all drought sources / sites brought online when the level 3 control curve is crossed | Supply Side | page x, para y |  | Ml/d | 2 | 0 | 0 | 0 | 0 | 0 | 0 | 0 | 0 | 0 | 0 | 0 | 0 | 0 | 0 | 0 | 0 | 0 | 0 | 0 | 0 | 0 | 0 | 0 | 0 | 0 | 0 | 0 | 0
9FPD | Other level 3 drought measures | Please detail other level 3 drought measures |  | page x, para y |  | Ml/d | 2 | 0 | 0 | 0 | 0 | 0 | 0 | 0 | 0 | 0 | 0 | 0 | 0 | 0 | 0 | 0 | 0 | 0 | 0 | 0 | 0 | 0 | 0 | 0 | 0 | 0 | 0 | 0 | 0
10FPD | TOTAL BENEFIT | Combined benefit from above drought measures for the drought scenario |  |  |  | Ml/d | 2 | 0 | 0.43297 | 0.42359 | 0.4155 | 0.41075 | 0.41351 | 0.42291 | 0 | 0.43297 | 0.42359 | 0.4155 | 0.41075 | 0.41351 | 0.42291 | 0 | 0 | 0 | 0 | 0 | 0 | 0 | 0 | 0 | 0 | 0 | 0 | 0 | 0
Row Ref | Component | Derivation |  |  |  | Unit | Decimal places | Base Year | 2024-25 | 2029-30 | 2034-35 | 2039-40 | 2044-45 | 2049-50 | Base Year | 2024-25 | 2029-30 | 2034-35 | 2039-40 | 2044-45 | 2049-50 | Base Year | 2024-25 | 2029-30 | 2034-35 | 2039-40 | 2044-45 | 2049-50 | Base Year | 2024-25 | 2029-30 | 2034-35 | 2039-40 | 2044-45 | 2049-50
11.1FPD | Distribution Input Adjustment | Drought Demand Enhancement - for specific drought event (where applicable) |  |  |  | Ml/d | 2 |  | 0 | 0 | 0 | 0 | 0 | 0 |  | 0 | 0 | 0 | 0 | 0 | 0 |  | 0 | 0 | 0 | 0 | 0 | 0 |  | 0 | 0 | 0 | 0 | 0 | 0
11FPD | Distribution Input | 45FP + 11.1FPD |  |  |  | Ml/d | 2 |  | 3.77 | 3.65 | 3.57 | 3.53 | 3.42 | 3.45 |  | 0 | 0 | 0 | 0 | 0 | 0 |  | 0 | 0 | 0 | 0 | 0 | 0 |  | 0 | 0 | 0 | 0 | 0 | 0
12FPD | Water Available For Use (own sources) | 10FP - 7.5FP + 10FPD |  |  |  | Ml/d | 2 |  | 5.283 | 5.2736 | 3.5955 | 0.55075 | 0.55351 | 0.56291 |  | 0 | 0 | 0 | 0 | 0 | 0 |  | 0 | 0 | 0 | 0 | 0 | 0 |  | 0 | 0 | 0 | 0 | 0 | 0
13.1FPD | Import (+ve) and Export (-ve) Drought Adjustment | Drought Import/Export Adjustment for specific drought event (where applicable) |  |  |  | Ml/d | 2 |  | 0 | 0 | 0 | 0 | 0 | 0 |  | 0 | 0 | 0 | 0 | 0 | 0 |  | 0 | 0 | 0 | 0 | 0 | 0 |  | 0 | 0 | 0 | 0 | 0 | 0
13FPD | Total Water Available For Use | 12FPD + sum(2FP:5FP) + 13.1FPD |  |  |  | Ml/d | 2 |  | 5.283 | 4.9446 | 4.1865 | 4.0618 | 3.9645 | 3.9839 |  | 0 | 0 | 0 | 0 | 0 | 0 |  | 0 | 0 | 0 | 0 | 0 | 0 |  | 0 | 0 | 0 | 0 | 0 | 0
16FPD | Target Headroom | 48FP |  |  |  | Ml/d | 2 |  | 0.18131 | 0.21375 | 0.20218 | 0.12312 | 0.13292 | 0.1069 |  | 0 | 0 | 0 | 0 | 0 | 0 |  | 0 | 0 | 0 | 0 | 0 | 0 |  | 0 | 0 | 0 | 0 | 0 | 0
16.1FPD | Target Headroom Adjustment | Target headroom adjustment for specific drought event (where applicable) |  |  |  | Ml/d | 2 | [8 empty] | 0 | 0 | 0 | 0 | 0 | 0 |  | 0 | 0 | 0 | 0 | 0 | 0 |  | 0 | 0 | 0 | 0 | 0 | 0
17FPD | Available Headroom | 13FPD - 11FPD |  |  |  | Ml/d | 2 |  | 1.513 | 1.2946 | 0.6165 | 0.53175 | 0.54451 | 0.53391 |  | 0 | 0 | 0 | 0 | 0 | 0 |  | 0 | 0 | 0 | 0 | 0 | 0 |  | 0 | 0 | 0 | 0 | 0 | 0
18FPD | Supply Demand Balance | 17FPD - (16FPD + 16.1FPD) |  |  |  | Ml/d | 2 |  | 1.3317 | 1.0808 | 0.41432 | 0.40863 | 0.4116 | 0.427 |  | 0 | 0 | 0 | 0 | 0 | 0 |  | 0 | 0 | 0 | 0 | 0 | 0 |  | 0 | 0 | 0 | 0 | 0 | 0
Water Company | Anglian Water | Version
WRZ | AWSNHA | V3.0
Table 6: WRZ Level - Drought Plan Links | Back to top of sheet | [6 empty] | Deployable Output Benefit (Ml/d) under Drought Severity of ~ 1 in 500 (0.2% chance in any given year) | [6 empty] | Deployable Output Benefit (Ml/d) under Drought Severity of 1 in 200 (0.5% chance in any given year) | [6 empty] | Deployable Output Benefit (Ml/d) under Worst Historic Drought Scenario (define year and return period) | [6 empty] | Deployable Output Benefit (Ml/d) under Additional drought scenario - optional [please define]
Row Ref | Drought Measure | Description | Type | Drought Plan Reference(s) | Included in FP scenario? Y or N | Unit | Decimal places | Base year | 2024-25 | 2029-30 | 2034-35 | 2039-40 | 2044-45 | 2049-50 | Base Year | 2024-25 | 2029-30 | 2034-35 | 2039-40 | 2044-45 | 2049-50 | Base Year | 2024-25 | 2029-30 | 2034-35 | 2039-40 | 2044-45 | 2049-50 | Baseline | 2024-25 | 2029-30 | 2034-35 | 2039-40 | 2044-45 | 2049-50
1FPD | Appeals for restraint | [X]% savings when an appeal for restraint is implemented | Demand Side | page x, para y |  | Ml/d | 2 | 0 | 0 | 0 | 0 | 0 | 0 | 0 | 0 | 0 | 0 | 0 | 0 | 0 | 0 | 0 | 0 | 0 | 0 | 0 | 0 | 0 | 0 | 0 | 0 | 0 | 0 | 0 | 0
2FPD | Licensed drought only sources | List the names of all drought sources / sites | Supply Side | page x, para y |  | Ml/d | 2 | 0 | 0 | 0 | 0 | 0 | 0 | 0 | 0 | 0 | 0 | 0 | 0 | 0 | 0 | 0 | 0 | 0 | 0 | 0 | 0 | 0 | 0 | 0 | 0 | 0 | 0 | 0 | 0
3FPD | Other level 1 drought measures | Please detail other level 1 drought measures |  | page x, para y | N | Ml/d | 2 | 0 | 0.0032215 | 0.0076228 | 0.0079228 | 0.0083085 | 0.0086814 | 0.0089413 | 0 | 0.0032215 | 0.0076228 | 0.0079228 | 0.0083085 | 0.0086814 | 0.0089413
4FPD | Temporary Use Bans | 3% demand savings when a Temporary Use Ban is implemented | Demand Side | page x, para y | N | Ml/d | 2 | 0 | 0.096097 | 0.092464 | 0.092231 | 0.093761 | 0.098605 | 0.10755 | 0 | 0.096097 | 0.092464 | 0.092231 | 0.093761 | 0.098605 | 0.10755
5FPD | Level 2 Drought Permits/Orders | List the names of all drought sources / sites brought online when the level 2 control curve is crossed | Supply Side | page x, para y |  | Ml/d | 2 | 0 | 0 | 0 | 0 | 0 | 0 | 0 | 0 | 0 | 0 | 0 | 0 | 0 | 0 | 0 | 0 | 0 | 0 | 0 | 0 | 0 | 0 | 0 | 0 | 0 | 0 | 0 | 0
6FPD | Other level 2 drought measures | Please detail other level 2 drought measures |  | page x, para y |  | Ml/d | 2 | 0 | 0 | 0 | 0 | 0 | 0 | 0 | 0 | 0 | 0 | 0 | 0 | 0 | 0 | 0 | 0 | 0 | 0 | 0 | 0 | 0 | 0 | 0 | 0 | 0 | 0 | 0 | 0
7FPD | Non Essential Use Bans | 11% demand savings when a Non-Essential Use Ban is implemented | Demand Side | page x, para y | N | Ml/d | 2 | 0 | 0.35235 | 0.33903 | 0.33818 | 0.34379 | 0.36155 | 0.39437 | 0 | 0.35235 | 0.33903 | 0.33818 | 0.34379 | 0.36155 | 0.39437
8FPD | Level 3 Drought Permits/Orders | List the names of all drought sources / sites brought online when the level 3 control curve is crossed | Supply Side | page x, para y |  | Ml/d | 2 | 0 | 0 | 0 | 0 | 0 | 0 | 0 | 0 | 0 | 0 | 0 | 0 | 0 | 0 | 0 | 0 | 0 | 0 | 0 | 0 | 0 | 0 | 0 | 0 | 0 | 0 | 0 | 0
9FPD | Other level 3 drought measures | Please detail other level 3 drought measures |  | page x, para y |  | Ml/d | 2 | 0 | 0 | 0 | 0 | 0 | 0 | 0 | 0 | 0 | 0 | 0 | 0 | 0 | 0 | 0 | 0 | 0 | 0 | 0 | 0 | 0 | 0 | 0 | 0 | 0 | 0 | 0 | 0
10FPD | TOTAL BENEFIT | Combined benefit from above drought measures for the drought scenario |  |  |  | Ml/d | 2 | 0 | 0.45167 | 0.43912 | 0.43833 | 0.44586 | 0.46884 | 0.51086 | 0 | 0.45167 | 0.43912 | 0.43833 | 0.44586 | 0.46884 | 0.51086 | 0 | 0 | 0 | 0 | 0 | 0 | 0 | 0 | 0 | 0 | 0 | 0 | 0 | 0
Row Ref | Component | Derivation |  |  |  | Unit | Decimal places | Base Year | 2024-25 | 2029-30 | 2034-35 | 2039-40 | 2044-45 | 2049-50 | Base Year | 2024-25 | 2029-30 | 2034-35 | 2039-40 | 2044-45 | 2049-50 | Base Year | 2024-25 | 2029-30 | 2034-35 | 2039-40 | 2044-45 | 2049-50 | Base Year | 2024-25 | 2029-30 | 2034-35 | 2039-40 | 2044-45 | 2049-50
11.1FPD | Distribution Input Adjustment | Drought Demand Enhancement - for specific drought event (where applicable) |  |  |  | Ml/d | 2 |  | 0 | 0 | 0 | 0 | 0 | 0 |  | 0 | 0 | 0 | 0 | 0 | 0 |  | 0 | 0 | 0 | 0 | 0 | 0 |  | 0 | 0 | 0 | 0 | 0 | 0
11FPD | Distribution Input | 45FP + 11.1FPD |  |  |  | Ml/d | 2 |  | 4.14 | 3.98 | 3.96 | 3.99 | 4.14 | 4.42 |  | 0 | 0 | 0 | 0 | 0 | 0 |  | 0 | 0 | 0 | 0 | 0 | 0 |  | 0 | 0 | 0 | 0 | 0 | 0
12FPD | Water Available For Use (own sources) | 10FP - 7.5FP + 10FPD |  |  |  | Ml/d | 2 |  | 0.45167 | 0.43912 | 0.43833 | 0.44586 | 0.46884 | 0.51086 |  | 0 | 0 | 0 | 0 | 0 | 0 |  | 0 | 0 | 0 | 0 | 0 | 0 |  | 0 | 0 | 0 | 0 | 0 | 0
13.1FPD | Import (+ve) and Export (-ve) Drought Adjustment | Drought Import/Export Adjustment for specific drought event (where applicable) |  |  |  | Ml/d | 2 |  | 0 | 0 | 0 | 0 | 0 | 0 |  | 0 | 0 | 0 | 0 | 0 | 0 |  | 0 | 0 | 0 | 0 | 0 | 0 |  | 0 | 0 | 0 | 0 | 0 | 0
13FPD | Total Water Available For Use | 12FPD + sum(2FP:5FP) + 13.1FPD |  |  |  | Ml/d | 2 |  | 4.7017 | 4.5791 | 4.5883 | 4.5759 | 4.7588 | 5.0609 |  | 0 | 0 | 0 | 0 | 0 | 0 |  | 0 | 0 | 0 | 0 | 0 | 0 |  | 0 | 0 | 0 | 0 | 0 | 0
16FPD | Target Headroom | 48FP |  |  |  | Ml/d | 2 |  | 0.09698 | 0.15587 | 0.19466 | 0.14161 | 0.15406 | 0.12946 |  | 0 | 0 | 0 | 0 | 0 | 0 |  | 0 | 0 | 0 | 0 | 0 | 0 |  | 0 | 0 | 0 | 0 | 0 | 0
16.1FPD | Target Headroom Adjustment | Target headroom adjustment for specific drought event (where applicable) |  |  |  | Ml/d | 2 | [8 empty] | 0 | 0 | 0 | 0 | 0 | 0 |  | 0 | 0 | 0 | 0 | 0 | 0 |  | 0 | 0 | 0 | 0 | 0 | 0
17FPD | Available Headroom | 13FPD - 11FPD |  |  |  | Ml/d | 2 |  | 0.56167 | 0.59912 | 0.62833 | 0.58586 | 0.61884 | 0.64086 |  | 0 | 0 | 0 | 0 | 0 | 0 |  | 0 | 0 | 0 | 0 | 0 | 0 |  | 0 | 0 | 0 | 0 | 0 | 0
18FPD | Supply Demand Balance | 17FPD - (16FPD + 16.1FPD) |  |  |  | Ml/d | 2 |  | 0.46469 | 0.44325 | 0.43368 | 0.44425 | 0.46477 | 0.5114 |  | 0 | 0 | 0 | 0 | 0 | 0 |  | 0 | 0 | 0 | 0 | 0 | 0 |  | 0 | 0 | 0 | 0 | 0 | 0
Water Company | Anglian Water | Version
WRZ | AWSNHL | V3.0
Table 6: WRZ Level - Drought Plan Links | Back to top of sheet | [6 empty] | Deployable Output Benefit (Ml/d) under Drought Severity of ~ 1 in 500 (0.2% chance in any given year) | [6 empty] | Deployable Output Benefit (Ml/d) under Drought Severity of 1 in 200 (0.5% chance in any given year) | [6 empty] | Deployable Output Benefit (Ml/d) under Worst Historic Drought Scenario (define year and return period) | [6 empty] | Deployable Output Benefit (Ml/d) under Additional drought scenario - optional [please define]
Row Ref | Drought Measure | Description | Type | Drought Plan Reference(s) | Included in FP scenario? Y or N | Unit | Decimal places | Base year | 2024-25 | 2029-30 | 2034-35 | 2039-40 | 2044-45 | 2049-50 | Base Year | 2024-25 | 2029-30 | 2034-35 | 2039-40 | 2044-45 | 2049-50 | Base Year | 2024-25 | 2029-30 | 2034-35 | 2039-40 | 2044-45 | 2049-50 | Baseline | 2024-25 | 2029-30 | 2034-35 | 2039-40 | 2044-45 | 2049-50
1FPD | Appeals for restraint | [X]% savings when an appeal for restraint is implemented | Demand Side | page x, para y |  | Ml/d | 2 | 0 | 0 | 0 | 0 | 0 | 0 | 0 | 0 | 0 | 0 | 0 | 0 | 0 | 0 | 0 | 0 | 0 | 0 | 0 | 0 | 0 | 0 | 0 | 0 | 0 | 0 | 0 | 0
2FPD | Licensed drought only sources | List the names of all drought sources / sites | Supply Side | page x, para y |  | Ml/d | 2 | 0 | 0 | 0 | 0 | 0 | 0 | 0 | 0 | 0 | 0 | 0 | 0 | 0 | 0 | 0 | 0 | 0 | 0 | 0 | 0 | 0 | 0 | 0 | 0 | 0 | 0 | 0 | 0
3FPD | Other level 1 drought measures | Please detail other level 1 drought measures |  | page x, para y | N | Ml/d | 2 | 0 | 0.0061348 | 0.014677 | 0.015438 | 0.016195 | 0.016747 | 0.017361 | 0 | 0.0061348 | 0.014677 | 0.015438 | 0.016195 | 0.016747 | 0.017361
4FPD | Temporary Use Bans | 3% demand savings when a Temporary Use Ban is implemented | Demand Side | page x, para y | N | Ml/d | 2 | 0 | 0.23054 | 0.21488 | 0.2042 | 0.1951 | 0.18918 | 0.18731 | 0 | 0.23054 | 0.21488 | 0.2042 | 0.1951 | 0.18918 | 0.18731
5FPD | Level 2 Drought Permits/Orders | List the names of all drought sources / sites brought online when the level 2 control curve is crossed | Supply Side | page x, para y |  | Ml/d | 2 | 0 | 0 | 0 | 0 | 0 | 0 | 0 | 0 | 0 | 0 | 0 | 0 | 0 | 0 | 0 | 0 | 0 | 0 | 0 | 0 | 0 | 0 | 0 | 0 | 0 | 0 | 0 | 0
6FPD | Other level 2 drought measures | Please detail other level 2 drought measures |  | page x, para y |  | Ml/d | 2 | 0 | 0 | 0 | 0 | 0 | 0 | 0 | 0 | 0 | 0 | 0 | 0 | 0 | 0 | 0 | 0 | 0 | 0 | 0 | 0 | 0 | 0 | 0 | 0 | 0 | 0 | 0 | 0
7FPD | Non Essential Use Bans | 11% demand savings when a Non-Essential Use Ban is implemented | Demand Side | page x, para y | N | Ml/d | 2 | 0 | 0.84531 | 0.7879 | 0.74874 | 0.71538 | 0.69367 | 0.68679 | 0 | 0.84531 | 0.7879 | 0.74874 | 0.71538 | 0.69367 | 0.68679
8FPD | Level 3 Drought Permits/Orders | List the names of all drought sources / sites brought online when the level 3 control curve is crossed | Supply Side | page x, para y |  | Ml/d | 2 | 0 | 0 | 0 | 0 | 0 | 0 | 0 | 0 | 0 | 0 | 0 | 0 | 0 | 0 | 0 | 0 | 0 | 0 | 0 | 0 | 0 | 0 | 0 | 0 | 0 | 0 | 0 | 0
9FPD | Other level 3 drought measures | Please detail other level 3 drought measures |  | page x, para y |  | Ml/d | 2 | 0 | 0 | 0 | 0 | 0 | 0 | 0 | 0 | 0 | 0 | 0 | 0 | 0 | 0 | 0 | 0 | 0 | 0 | 0 | 0 | 0 | 0 | 0 | 0 | 0 | 0 | 0 | 0
10FPD | TOTAL BENEFIT | Combined benefit from above drought measures for the drought scenario |  |  |  | Ml/d | 2 | 0 | 1.082 | 1.0175 | 0.96838 | 0.92668 | 0.8996 | 0.89146 | 0 | 1.082 | 1.0175 | 0.96838 | 0.92668 | 0.8996 | 0.89146 | 0 | 0 | 0 | 0 | 0 | 0 | 0 | 0 | 0 | 0 | 0 | 0 | 0 | 0
Row Ref | Component | Derivation |  |  |  | Unit | Decimal places | Base Year | 2024-25 | 2029-30 | 2034-35 | 2039-40 | 2044-45 | 2049-50 | Base Year | 2024-25 | 2029-30 | 2034-35 | 2039-40 | 2044-45 | 2049-50 | Base Year | 2024-25 | 2029-30 | 2034-35 | 2039-40 | 2044-45 | 2049-50 | Base Year | 2024-25 | 2029-30 | 2034-35 | 2039-40 | 2044-45 | 2049-50
11.1FPD | Distribution Input Adjustment | Drought Demand Enhancement - for specific drought event (where applicable) |  |  |  | Ml/d | 2 |  | 0 | 0 | 0 | 0 | 0 | 0 |  | 0 | 0 | 0 | 0 | 0 | 0 |  | 0 | 0 | 0 | 0 | 0 | 0 |  | 0 | 0 | 0 | 0 | 0 | 0
11FPD | Distribution Input | 45FP + 11.1FPD |  |  |  | Ml/d | 2 |  | 9.42 | 8.82 | 7.69 | 7.22 | 6.94 | 6.83 |  | 0 | 0 | 0 | 0 | 0 | 0 |  | 0 | 0 | 0 | 0 | 0 | 0 |  | 0 | 0 | 0 | 0 | 0 | 0
12FPD | Water Available For Use (own sources) | 10FP - 7.5FP + 10FPD |  |  |  | Ml/d | 2 |  | 10.632 | 9.9675 | 8.6584 | 7.9367 | 7.9096 | 7.9015 |  | 0 | 0 | 0 | 0 | 0 | 0 |  | 0 | 0 | 0 | 0 | 0 | 0 |  | 0 | 0 | 0 | 0 | 0 | 0
13.1FPD | Import (+ve) and Export (-ve) Drought Adjustment | Drought Import/Export Adjustment for specific drought event (where applicable) |  |  |  | Ml/d | 2 |  | 0 | 0 | 0 | 0 | 0 | 0 |  | 0 | 0 | 0 | 0 | 0 | 0 |  | 0 | 0 | 0 | 0 | 0 | 0 |  | 0 | 0 | 0 | 0 | 0 | 0
13FPD | Total Water Available For Use | 12FPD + sum(2FP:5FP) + 13.1FPD |  |  |  | Ml/d | 2 |  | 10.632 | 10.2965 | 9.6374 | 8.9757 | 8.6886 | 8.5005 |  | 0 | 0 | 0 | 0 | 0 | 0 |  | 0 | 0 | 0 | 0 | 0 | 0 |  | 0 | 0 | 0 | 0 | 0 | 0
16FPD | Target Headroom | 48FP |  |  |  | Ml/d | 2 |  | 0.35581 | 0.45968 | 0.77571 | 0.6284 | 0.65356 | 0.57913 |  | 0 | 0 | 0 | 0 | 0 | 0 |  | 0 | 0 | 0 | 0 | 0 | 0 |  | 0 | 0 | 0 | 0 | 0 | 0
16.1FPD | Target Headroom Adjustment | Target headroom adjustment for specific drought event (where applicable) |  |  |  | Ml/d | 2 | [8 empty] | 0 | 0 | 0 | 0 | 0 | 0 |  | 0 | 0 | 0 | 0 | 0 | 0 |  | 0 | 0 | 0 | 0 | 0 | 0
17FPD | Available Headroom | 13FPD - 11FPD |  |  |  | Ml/d | 2 |  | 1.212 | 1.4765 | 1.9474 | 1.7557 | 1.7486 | 1.6705 |  | 0 | 0 | 0 | 0 | 0 | 0 |  | 0 | 0 | 0 | 0 | 0 | 0 |  | 0 | 0 | 0 | 0 | 0 | 0
18FPD | Supply Demand Balance | 17FPD - (16FPD + 16.1FPD) |  |  |  | Ml/d | 2 |  | 0.85618 | 1.0168 | 1.1717 | 1.1273 | 1.095 | 1.0913 |  | 0 | 0 | 0 | 0 | 0 | 0 |  | 0 | 0 | 0 | 0 | 0 | 0 |  | 0 | 0 | 0 | 0 | 0 | 0
Water Company | Anglian Water | Version
WRZ | AWSNNC | V3.0
Table 6: WRZ Level - Drought Plan Links | Back to top of sheet | [6 empty] | Deployable Output Benefit (Ml/d) under Drought Severity of ~ 1 in 500 (0.2% chance in any given year) | [6 empty] | Deployable Output Benefit (Ml/d) under Drought Severity of 1 in 200 (0.5% chance in any given year) | [6 empty] | Deployable Output Benefit (Ml/d) under Worst Historic Drought Scenario (define year and return period) | [6 empty] | Deployable Output Benefit (Ml/d) under Additional drought scenario - optional [please define]
Row Ref | Drought Measure | Description | Type | Drought Plan Reference(s) | Included in FP scenario? Y or N | Unit | Decimal places | Base year | 2024-25 | 2029-30 | 2034-35 | 2039-40 | 2044-45 | 2049-50 | Base Year | 2024-25 | 2029-30 | 2034-35 | 2039-40 | 2044-45 | 2049-50 | Base Year | 2024-25 | 2029-30 | 2034-35 | 2039-40 | 2044-45 | 2049-50 | Baseline | 2024-25 | 2029-30 | 2034-35 | 2039-40 | 2044-45 | 2049-50
1FPD | Appeals for restraint | [X]% savings when an appeal for restraint is implemented | Demand Side | page x, para y |  | Ml/d | 2 | 0 | 0 | 0 | 0 | 0 | 0 | 0 | 0 | 0 | 0 | 0 | 0 | 0 | 0 | 0 | 0 | 0 | 0 | 0 | 0 | 0 | 0 | 0 | 0 | 0 | 0 | 0 | 0
2FPD | Licensed drought only sources | List the names of all drought sources / sites | Supply Side | page x, para y |  | Ml/d | 2 | 0 | 0 | 0 | 0 | 0 | 0 | 0 | 0 | 0 | 0 | 0 | 0 | 0 | 0 | 0 | 0 | 0 | 0 | 0 | 0 | 0 | 0 | 0 | 0 | 0 | 0 | 0 | 0
3FPD | Other level 1 drought measures | Please detail other level 1 drought measures |  | page x, para y | N | Ml/d | 2 | 0 | 0.013425 | 0.033063 | 0.035018 | 0.037079 | 0.038921 | 0.040074 | 0 | 0.013425 | 0.033063 | 0.035018 | 0.037079 | 0.038921 | 0.040074
4FPD | Temporary Use Bans | 3% demand savings when a Temporary Use Ban is implemented | Demand Side | page x, para y | N | Ml/d | 2 | 0 | 0.40857 | 0.38638 | 0.37353 | 0.36332 | 0.35397 | 0.3492 | 0 | 0.40857 | 0.38638 | 0.37353 | 0.36332 | 0.35397 | 0.3492
5FPD | Level 2 Drought Permits/Orders | List the names of all drought sources / sites brought online when the level 2 control curve is crossed | Supply Side | page x, para y |  | Ml/d | 2 | 0 | 0 | 0 | 0 | 0 | 0 | 0 | 0 | 0 | 0 | 0 | 0 | 0 | 0 | 0 | 0 | 0 | 0 | 0 | 0 | 0 | 0 | 0 | 0 | 0 | 0 | 0 | 0
6FPD | Other level 2 drought measures | Please detail other level 2 drought measures |  | page x, para y |  | Ml/d | 2 | 0 | 0 | 0 | 0 | 0 | 0 | 0 | 0 | 0 | 0 | 0 | 0 | 0 | 0 | 0 | 0 | 0 | 0 | 0 | 0 | 0 | 0 | 0 | 0 | 0 | 0 | 0 | 0
7FPD | Non Essential Use Bans | 11% demand savings when a Non-Essential Use Ban is implemented | Demand Side | page x, para y | N | Ml/d | 2 | 0 | 1.4981 | 1.4167 | 1.3696 | 1.3322 | 1.2979 | 1.2804 | 0 | 1.4981 | 1.4167 | 1.3696 | 1.3322 | 1.2979 | 1.2804
8FPD | Level 3 Drought Permits/Orders | List the names of all drought sources / sites brought online when the level 3 control curve is crossed | Supply Side | page x, para y |  | Ml/d | 2 | 0 | 0 | 0 | 0 | 0 | 0 | 0 | 0 | 0 | 0 | 0 | 0 | 0 | 0 | 0 | 0 | 0 | 0 | 0 | 0 | 0 | 0 | 0 | 0 | 0 | 0 | 0 | 0
9FPD | Other level 3 drought measures | Please detail other level 3 drought measures |  | page x, para y |  | Ml/d | 2 | 0 | 0 | 0 | 0 | 0 | 0 | 0 | 0 | 0 | 0 | 0 | 0 | 0 | 0 | 0 | 0 | 0 | 0 | 0 | 0 | 0 | 0 | 0 | 0 | 0 | 0 | 0 | 0
10FPD | TOTAL BENEFIT | Combined benefit from above drought measures for the drought scenario |  |  |  | Ml/d | 2 | 0 | 1.9201 | 1.8362 | 1.7781 | 1.7326 | 1.6908 | 1.6697 | 0 | 1.9201 | 1.8362 | 1.7781 | 1.7326 | 1.6908 | 1.6697 | 0 | 0 | 0 | 0 | 0 | 0 | 0 | 0 | 0 | 0 | 0 | 0 | 0 | 0
Row Ref | Component | Derivation |  |  |  | Unit | Decimal places | Base Year | 2024-25 | 2029-30 | 2034-35 | 2039-40 | 2044-45 | 2049-50 | Base Year | 2024-25 | 2029-30 | 2034-35 | 2039-40 | 2044-45 | 2049-50 | Base Year | 2024-25 | 2029-30 | 2034-35 | 2039-40 | 2044-45 | 2049-50 | Base Year | 2024-25 | 2029-30 | 2034-35 | 2039-40 | 2044-45 | 2049-50
11.1FPD | Distribution Input Adjustment | Drought Demand Enhancement - for specific drought event (where applicable) |  |  |  | Ml/d | 2 |  | 0 | 0 | 0 | 0 | 0 | 0 |  | 0 | 0 | 0 | 0 | 0 | 0 |  | 0 | 0 | 0 | 0 | 0 | 0 |  | 0 | 0 | 0 | 0 | 0 | 0
11FPD | Distribution Input | 45FP + 11.1FPD |  |  |  | Ml/d | 2 |  | 16.9 | 15.94 | 15.45 | 14.83 | 14.36 | 14.06 |  | 0 | 0 | 0 | 0 | 0 | 0 |  | 0 | 0 | 0 | 0 | 0 | 0 |  | 0 | 0 | 0 | 0 | 0 | 0
12FPD | Water Available For Use (own sources) | 10FP - 7.5FP + 10FPD |  |  |  | Ml/d | 2 |  | 21.7001 | 19.6462 | 19.8181 | 10.1526 | 10.1108 | 10.0897 |  | 0 | 0 | 0 | 0 | 0 | 0 |  | 0 | 0 | 0 | 0 | 0 | 0 |  | 0 | 0 | 0 | 0 | 0 | 0
13.1FPD | Import (+ve) and Export (-ve) Drought Adjustment | Drought Import/Export Adjustment for specific drought event (where applicable) |  |  |  | Ml/d | 2 |  | 0 | 0 | 0 | 0 | 0 | 0 |  | 0 | 0 | 0 | 0 | 0 | 0 |  | 0 | 0 | 0 | 0 | 0 | 0 |  | 0 | 0 | 0 | 0 | 0 | 0
13FPD | Total Water Available For Use | 12FPD + sum(2FP:5FP) + 13.1FPD |  |  |  | Ml/d | 2 |  | 21.7001 | 19.6462 | 19.8181 | 17.7426 | 17.3208 | 16.5097 |  | 0 | 0 | 0 | 0 | 0 | 0 |  | 0 | 0 | 0 | 0 | 0 | 0 |  | 0 | 0 | 0 | 0 | 0 | 0
16FPD | Target Headroom | 48FP |  |  |  | Ml/d | 2 |  | 0.71955 | 0.93731 | 1.0984 | 0.80347 | 0.8866 | 0.77977 |  | 0 | 0 | 0 | 0 | 0 | 0 |  | 0 | 0 | 0 | 0 | 0 | 0 |  | 0 | 0 | 0 | 0 | 0 | 0
16.1FPD | Target Headroom Adjustment | Target headroom adjustment for specific drought event (where applicable) |  |  |  | Ml/d | 2 | [8 empty] | 0 | 0 | 0 | 0 | 0 | 0 |  | 0 | 0 | 0 | 0 | 0 | 0 |  | 0 | 0 | 0 | 0 | 0 | 0
17FPD | Available Headroom | 13FPD - 11FPD |  |  |  | Ml/d | 2 |  | 4.8001 | 3.7062 | 4.3681 | 2.9126 | 2.9608 | 2.4497 |  | 0 | 0 | 0 | 0 | 0 | 0 |  | 0 | 0 | 0 | 0 | 0 | 0 |  | 0 | 0 | 0 | 0 | 0 | 0
18FPD | Supply Demand Balance | 17FPD - (16FPD + 16.1FPD) |  |  |  | Ml/d | 2 |  | 4.0805 | 2.7689 | 3.2698 | 2.1091 | 2.0742 | 1.6699 |  | 0 | 0 | 0 | 0 | 0 | 0 |  | 0 | 0 | 0 | 0 | 0 | 0 |  | 0 | 0 | 0 | 0 | 0 | 0
Water Company | Anglian Water | Version
WRZ | AWSNTB | V3.0
Table 6: WRZ Level - Drought Plan Links | Back to top of sheet | [6 empty] | Deployable Output Benefit (Ml/d) under Drought Severity of ~ 1 in 500 (0.2% chance in any given year) | [6 empty] | Deployable Output Benefit (Ml/d) under Drought Severity of 1 in 200 (0.5% chance in any given year) | [6 empty] | Deployable Output Benefit (Ml/d) under Worst Historic Drought Scenario (define year and return period) | [6 empty] | Deployable Output Benefit (Ml/d) under Additional drought scenario - optional [please define]
Row Ref | Drought Measure | Description | Type | Drought Plan Reference(s) | Included in FP scenario? Y or N | Unit | Decimal places | Base year | 2024-25 | 2029-30 | 2034-35 | 2039-40 | 2044-45 | 2049-50 | Base Year | 2024-25 | 2029-30 | 2034-35 | 2039-40 | 2044-45 | 2049-50 | Base Year | 2024-25 | 2029-30 | 2034-35 | 2039-40 | 2044-45 | 2049-50 | Baseline | 2024-25 | 2029-30 | 2034-35 | 2039-40 | 2044-45 | 2049-50
1FPD | Appeals for restraint | [X]% savings when an appeal for restraint is implemented | Demand Side | page x, para y |  | Ml/d | 2 | 0 | 0 | 0 | 0 | 0 | 0 | 0 | 0 | 0 | 0 | 0 | 0 | 0 | 0 | 0 | 0 | 0 | 0 | 0 | 0 | 0 | 0 | 0 | 0 | 0 | 0 | 0 | 0
2FPD | Licensed drought only sources | List the names of all drought sources / sites | Supply Side | page x, para y |  | Ml/d | 2 | 0 | 0 | 0 | 0 | 0 | 0 | 0 | 0 | 0 | 0 | 0 | 0 | 0 | 0 | 0 | 0 | 0 | 0 | 0 | 0 | 0 | 0 | 0 | 0 | 0 | 0 | 0 | 0
3FPD | Other level 1 drought measures | Please detail other level 1 drought measures |  | page x, para y | N | Ml/d | 2 | 0 | 0.0068187 | 0.1104 | 0.12003 | 0.12804 | 0.13527 | 0.1407 | 0 | 0.0068187 | 0.1104 | 0.12003 | 0.12804 | 0.13527 | 0.1407
4FPD | Temporary Use Bans | 3% demand savings when a Temporary Use Ban is implemented | Demand Side | page x, para y | N | Ml/d | 2 | 0 | 1.9263 | 1.9056 | 1.8742 | 1.8145 | 1.7708 | 1.7584 | 0 | 1.9263 | 1.9056 | 1.8742 | 1.8145 | 1.7708 | 1.7584
5FPD | Level 2 Drought Permits/Orders | List the names of all drought sources / sites brought online when the level 2 control curve is crossed | Supply Side | page x, para y |  | Ml/d | 2 | 0 | 5.9 | 5.9 | 5.9 | 5.9 | 5.9 | 5.9 | 0 | 5.9 | 5.9 | 5.9 | 5.9 | 5.9 | 5.9 | 0 | 0 | 0 | 0 | 0 | 0 | 0 | 0 | 0 | 0 | 0 | 0 | 0 | 0
6FPD | Other level 2 drought measures | Please detail other level 2 drought measures |  | page x, para y |  | Ml/d | 2 | 0 | 5.9 | 5.9 | 5.9 | 5.9 | 5.9 | 5.9 | 0 | 5.9 | 5.9 | 5.9 | 5.9 | 5.9 | 5.9 | 0 | 0 | 0 | 0 | 0 | 0 | 0 | 0 | 0 | 0 | 0 | 0 | 0 | 0
7FPD | Non Essential Use Bans | 11% demand savings when a Non-Essential Use Ban is implemented | Demand Side | page x, para y | N | Ml/d | 2 | 0 | 7.0632 | 6.9871 | 6.8719 | 6.6532 | 6.4928 | 6.4473 | 0 | 7.0632 | 6.9871 | 6.8719 | 6.6532 | 6.4928 | 6.4473
8FPD | Level 3 Drought Permits/Orders | List the names of all drought sources / sites brought online when the level 3 control curve is crossed | Supply Side | page x, para y |  | Ml/d | 2 | 0 | 0 | 0 | 0 | 0 | 0 | 0 | 0 | 0 | 0 | 0 | 0 | 0 | 0 | 0 | 0 | 0 | 0 | 0 | 0 | 0 | 0 | 0 | 0 | 0 | 0 | 0 | 0
9FPD | Other level 3 drought measures | Please detail other level 3 drought measures |  | page x, para y |  | Ml/d | 2 | 0 | 0 | 0 | 0 | 0 | 0 | 0 | 0 | 0 | 0 | 0 | 0 | 0 | 0 | 0 | 0 | 0 | 0 | 0 | 0 | 0 | 0 | 0 | 0 | 0 | 0 | 0 | 0
10FPD | TOTAL BENEFIT | Combined benefit from above drought measures for the drought scenario |  |  |  | Ml/d | 2 | 0 | 20.7964 | 20.8031 | 20.6661 | 20.3957 | 20.1988 | 20.1464 | 0 | 20.7964 | 20.8031 | 20.6661 | 20.3957 | 20.1988 | 20.1464 | 0 | 0 | 0 | 0 | 0 | 0 | 0 | 0 | 0 | 0 | 0 | 0 | 0 | 0
Row Ref | Component | Derivation |  |  |  | Unit | Decimal places | Base Year | 2024-25 | 2029-30 | 2034-35 | 2039-40 | 2044-45 | 2049-50 | Base Year | 2024-25 | 2029-30 | 2034-35 | 2039-40 | 2044-45 | 2049-50 | Base Year | 2024-25 | 2029-30 | 2034-35 | 2039-40 | 2044-45 | 2049-50 | Base Year | 2024-25 | 2029-30 | 2034-35 | 2039-40 | 2044-45 | 2049-50
11.1FPD | Distribution Input Adjustment | Drought Demand Enhancement - for specific drought event (where applicable) |  |  |  | Ml/d | 2 |  | 0 | 0 | 0 | 0 | 0 | 0 |  | 0 | 0 | 0 | 0 | 0 | 0 |  | 0 | 0 | 0 | 0 | 0 | 0 |  | 0 | 0 | 0 | 0 | 0 | 0
11FPD | Distribution Input | 45FP + 11.1FPD |  |  |  | Ml/d | 2 |  | 71.97 | 70.51 | 69.11 | 67.03 | 65.3 | 64.6 |  | 0 | 0 | 0 | 0 | 0 | 0 |  | 0 | 0 | 0 | 0 | 0 | 0 |  | 0 | 0 | 0 | 0 | 0 | 0
12FPD | Water Available For Use (own sources) | 10FP - 7.5FP + 10FPD |  |  |  | Ml/d | 2 |  | 99.7664 | 98.6231 | 81.8261 | 81.5557 | 82.6588 | 82.6064 |  | 0 | 0 | 0 | 0 | 0 | 0 |  | 0 | 0 | 0 | 0 | 0 | 0 |  | 0 | 0 | 0 | 0 | 0 | 0
13.1FPD | Import (+ve) and Export (-ve) Drought Adjustment | Drought Import/Export Adjustment for specific drought event (where applicable) |  |  |  | Ml/d | 2 |  | 0 | 0 | 0 | 0 | 0 | 0 |  | 0 | 0 | 0 | 0 | 0 | 0 |  | 0 | 0 | 0 | 0 | 0 | 0 |  | 0 | 0 | 0 | 0 | 0 | 0
13FPD | Total Water Available For Use | 12FPD + sum(2FP:5FP) + 13.1FPD |  |  |  | Ml/d | 2 |  | 95.5164 | 94.4221 | 92.9851 | 89.6057 | 88.2288 | 87.1964 |  | 0 | 0 | 0 | 0 | 0 | 0 |  | 0 | 0 | 0 | 0 | 0 | 0 |  | 0 | 0 | 0 | 0 | 0 | 0
16FPD | Target Headroom | 48FP |  |  |  | Ml/d | 2 |  | 2.9671 | 3.0356 | 3.2057 | 2.1834 | 2.7346 | 2.4487 |  | 0 | 0 | 0 | 0 | 0 | 0 |  | 0 | 0 | 0 | 0 | 0 | 0 |  | 0 | 0 | 0 | 0 | 0 | 0
16.1FPD | Target Headroom Adjustment | Target headroom adjustment for specific drought event (where applicable) |  |  |  | Ml/d | 2 | [8 empty] | 0 | 0 | 0 | 0 | 0 | 0 |  | 0 | 0 | 0 | 0 | 0 | 0 |  | 0 | 0 | 0 | 0 | 0 | 0
17FPD | Available Headroom | 13FPD - 11FPD |  |  |  | Ml/d | 2 |  | 23.5464 | 23.9121 | 23.8751 | 22.5757 | 22.9288 | 22.5964 |  | 0 | 0 | 0 | 0 | 0 | 0 |  | 0 | 0 | 0 | 0 | 0 | 0 |  | 0 | 0 | 0 | 0 | 0 | 0
18FPD | Supply Demand Balance | 17FPD - (16FPD + 16.1FPD) |  |  |  | Ml/d | 2 |  | 20.5792 | 20.8765 | 20.6694 | 20.3923 | 20.1942 | 20.1477 |  | 0 | 0 | 0 | 0 | 0 | 0 |  | 0 | 0 | 0 | 0 | 0 | 0 |  | 0 | 0 | 0 | 0 | 0 | 0
Water Company | Anglian Water | Version
WRZ | AWSNWY | V3.0
Table 6: WRZ Level - Drought Plan Links | Back to top of sheet | [6 empty] | Deployable Output Benefit (Ml/d) under Drought Severity of ~ 1 in 500 (0.2% chance in any given year) | [6 empty] | Deployable Output Benefit (Ml/d) under Drought Severity of 1 in 200 (0.5% chance in any given year) | [6 empty] | Deployable Output Benefit (Ml/d) under Worst Historic Drought Scenario (define year and return period) | [6 empty] | Deployable Output Benefit (Ml/d) under Additional drought scenario - optional [please define]
Row Ref | Drought Measure | Description | Type | Drought Plan Reference(s) | Included in FP scenario? Y or N | Unit | Decimal places | Base year | 2024-25 | 2029-30 | 2034-35 | 2039-40 | 2044-45 | 2049-50 | Base Year | 2024-25 | 2029-30 | 2034-35 | 2039-40 | 2044-45 | 2049-50 | Base Year | 2024-25 | 2029-30 | 2034-35 | 2039-40 | 2044-45 | 2049-50 | Baseline | 2024-25 | 2029-30 | 2034-35 | 2039-40 | 2044-45 | 2049-50
1FPD | Appeals for restraint | [X]% savings when an appeal for restraint is implemented | Demand Side | page x, para y |  | Ml/d | 2 | 0 | 0 | 0 | 0 | 0 | 0 | 0 | 0 | 0 | 0 | 0 | 0 | 0 | 0 | 0 | 0 | 0 | 0 | 0 | 0 | 0 | 0 | 0 | 0 | 0 | 0 | 0 | 0
2FPD | Licensed drought only sources | List the names of all drought sources / sites | Supply Side | page x, para y |  | Ml/d | 2 | 0 | 0 | 0 | 0 | 0 | 0 | 0 | 0 | 0 | 0 | 0 | 0 | 0 | 0 | 0 | 0 | 0 | 0 | 0 | 0 | 0 | 0 | 0 | 0 | 0 | 0 | 0 | 0
3FPD | Other level 1 drought measures | Please detail other level 1 drought measures |  | page x, para y | N | Ml/d | 2 | 0 | 0.00035177 | 0.02111 | 0.022064 | 0.023072 | 0.024067 | 0.024917 | 0 | 0.00035177 | 0.02111 | 0.022064 | 0.023072 | 0.024067 | 0.024917
4FPD | Temporary Use Bans | 3% demand savings when a Temporary Use Ban is implemented | Demand Side | page x, para y | N | Ml/d | 2 | 0 | 0.27663 | 0.27026 | 0.26533 | 0.25988 | 0.25609 | 0.25869 | 0 | 0.27663 | 0.27026 | 0.26533 | 0.25988 | 0.25609 | 0.25869
5FPD | Level 2 Drought Permits/Orders | List the names of all drought sources / sites brought online when the level 2 control curve is crossed | Supply Side | page x, para y |  | Ml/d | 2 | 0 | 0 | 0 | 0 | 0 | 0 | 0 | 0 | 0 | 0 | 0 | 0 | 0 | 0 | 0 | 0 | 0 | 0 | 0 | 0 | 0 | 0 | 0 | 0 | 0 | 0 | 0 | 0
6FPD | Other level 2 drought measures | Please detail other level 2 drought measures |  | page x, para y |  | Ml/d | 2 | 0 | 0 | 0 | 0 | 0 | 0 | 0 | 0 | 0 | 0 | 0 | 0 | 0 | 0 | 0 | 0 | 0 | 0 | 0 | 0 | 0 | 0 | 0 | 0 | 0 | 0 | 0 | 0
7FPD | Non Essential Use Bans | 11% demand savings when a Non-Essential Use Ban is implemented | Demand Side | page x, para y | N | Ml/d | 2 | 0 | 1.0143 | 0.99094 | 0.97289 | 0.9529 | 0.93898 | 0.94854 | 0 | 1.0143 | 0.99094 | 0.97289 | 0.9529 | 0.93898 | 0.94854
8FPD | Level 3 Drought Permits/Orders | List the names of all drought sources / sites brought online when the level 3 control curve is crossed | Supply Side | page x, para y |  | Ml/d | 2 | 0 | 0 | 0 | 0 | 0 | 0 | 0 | 0 | 0 | 0 | 0 | 0 | 0 | 0 | 0 | 0 | 0 | 0 | 0 | 0 | 0 | 0 | 0 | 0 | 0 | 0 | 0 | 0
9FPD | Other level 3 drought measures | Please detail other level 3 drought measures |  | page x, para y |  | Ml/d | 2 | 0 | 0 | 0 | 0 | 0 | 0 | 0 | 0 | 0 | 0 | 0 | 0 | 0 | 0 | 0 | 0 | 0 | 0 | 0 | 0 | 0 | 0 | 0 | 0 | 0 | 0 | 0 | 0
10FPD | TOTAL BENEFIT | Combined benefit from above drought measures for the drought scenario |  |  |  | Ml/d | 2 | 0 | 1.2913 | 1.2823 | 1.2603 | 1.2359 | 1.2191 | 1.2322 | 0 | 1.2913 | 1.2823 | 1.2603 | 1.2359 | 1.2191 | 1.2322 | 0 | 0 | 0 | 0 | 0 | 0 | 0 | 0 | 0 | 0 | 0 | 0 | 0 | 0
Row Ref | Component | Derivation |  |  |  | Unit | Decimal places | Base Year | 2024-25 | 2029-30 | 2034-35 | 2039-40 | 2044-45 | 2049-50 | Base Year | 2024-25 | 2029-30 | 2034-35 | 2039-40 | 2044-45 | 2049-50 | Base Year | 2024-25 | 2029-30 | 2034-35 | 2039-40 | 2044-45 | 2049-50 | Base Year | 2024-25 | 2029-30 | 2034-35 | 2039-40 | 2044-45 | 2049-50
11.1FPD | Distribution Input Adjustment | Drought Demand Enhancement - for specific drought event (where applicable) |  |  |  | Ml/d | 2 |  | 0 | 0 | 0 | 0 | 0 | 0 |  | 0 | 0 | 0 | 0 | 0 | 0 |  | 0 | 0 | 0 | 0 | 0 | 0 |  | 0 | 0 | 0 | 0 | 0 | 0
11FPD | Distribution Input | 45FP + 11.1FPD |  |  |  | Ml/d | 2 |  | 10.92 | 10.59 | 10.4 | 10.21 | 10.06 | 10.1 |  | 0 | 0 | 0 | 0 | 0 | 0 |  | 0 | 0 | 0 | 0 | 0 | 0 |  | 0 | 0 | 0 | 0 | 0 | 0
12FPD | Water Available For Use (own sources) | 10FP - 7.5FP + 10FPD |  |  |  | Ml/d | 2 |  | 12.8613 | 12.1023 | 11.3703 | 11.3459 | 2.7391 | 2.7522 |  | 0 | 0 | 0 | 0 | 0 | 0 |  | 0 | 0 | 0 | 0 | 0 | 0 |  | 0 | 0 | 0 | 0 | 0 | 0
13.1FPD | Import (+ve) and Export (-ve) Drought Adjustment | Drought Import/Export Adjustment for specific drought event (where applicable) |  |  |  | Ml/d | 2 |  | 0 | 0 | 0 | 0 | 0 | 0 |  | 0 | 0 | 0 | 0 | 0 | 0 |  | 0 | 0 | 0 | 0 | 0 | 0 |  | 0 | 0 | 0 | 0 | 0 | 0
13FPD | Total Water Available For Use | 12FPD + sum(2FP:5FP) + 13.1FPD |  |  |  | Ml/d | 2 |  | 12.8613 | 12.3023 | 12.1603 | 11.7659 | 11.6691 | 11.6622 |  | 0 | 0 | 0 | 0 | 0 | 0 |  | 0 | 0 | 0 | 0 | 0 | 0 |  | 0 | 0 | 0 | 0 | 0 | 0
16FPD | Target Headroom | 48FP |  |  |  | Ml/d | 2 |  | 0.42801 | 0.42949 | 0.49799 | 0.32051 | 0.39362 | 0.33168 |  | 0 | 0 | 0 | 0 | 0 | 0 |  | 0 | 0 | 0 | 0 | 0 | 0 |  | 0 | 0 | 0 | 0 | 0 | 0
16.1FPD | Target Headroom Adjustment | Target headroom adjustment for specific drought event (where applicable) |  |  |  | Ml/d | 2 | [8 empty] | 0 | 0 | 0 | 0 | 0 | 0 |  | 0 | 0 | 0 | 0 | 0 | 0 |  | 0 | 0 | 0 | 0 | 0 | 0
17FPD | Available Headroom | 13FPD - 11FPD |  |  |  | Ml/d | 2 |  | 1.9413 | 1.7123 | 1.7603 | 1.5559 | 1.6091 | 1.5622 |  | 0 | 0 | 0 | 0 | 0 | 0 |  | 0 | 0 | 0 | 0 | 0 | 0 |  | 0 | 0 | 0 | 0 | 0 | 0
18FPD | Supply Demand Balance | 17FPD - (16FPD + 16.1FPD) |  |  |  | Ml/d | 2 |  | 1.5133 | 1.2828 | 1.2623 | 1.2353 | 1.2155 | 1.2305 |  | 0 | 0 | 0 | 0 | 0 | 0 |  | 0 | 0 | 0 | 0 | 0 | 0 |  | 0 | 0 | 0 | 0 | 0 | 0
Water Company | Anglian Water | Version
WRZ | AWSRTC | V3.0
Table 6: WRZ Level - Drought Plan Links | Back to top of sheet | [6 empty] | Deployable Output Benefit (Ml/d) under Drought Severity of ~ 1 in 500 (0.2% chance in any given year) | [6 empty] | Deployable Output Benefit (Ml/d) under Drought Severity of 1 in 200 (0.5% chance in any given year) | [6 empty] | Deployable Output Benefit (Ml/d) under Worst Historic Drought Scenario (define year and return period) | [6 empty] | Deployable Output Benefit (Ml/d) under Additional drought scenario - optional [please define]
Row Ref | Drought Measure | Description | Type | Drought Plan Reference(s) | Included in FP scenario? Y or N | Unit | Decimal places | Base year | 2024-25 | 2029-30 | 2034-35 | 2039-40 | 2044-45 | 2049-50 | Base Year | 2024-25 | 2029-30 | 2034-35 | 2039-40 | 2044-45 | 2049-50 | Base Year | 2024-25 | 2029-30 | 2034-35 | 2039-40 | 2044-45 | 2049-50 | Baseline | 2024-25 | 2029-30 | 2034-35 | 2039-40 | 2044-45 | 2049-50
1FPD | Appeals for restraint | [X]% savings when an appeal for restraint is implemented | Demand Side | page x, para y |  | Ml/d | 2 | 0 | 0 | 0 | 0 | 0 | 0 | 0 | 0 | 0 | 0 | 0 | 0 | 0 | 0 | 0 | 0 | 0 | 0 | 0 | 0 | 0 | 0 | 0 | 0 | 0 | 0 | 0 | 0
2FPD | Licensed drought only sources | List the names of all drought sources / sites | Supply Side | page x, para y |  | Ml/d | 2 | 0 | 0 | 0 | 0 | 0 | 0 | 0 | 0 | 0 | 0 | 0 | 0 | 0 | 0 | 0 | 0 | 0 | 0 | 0 | 0 | 0 | 0 | 0 | 0 | 0 | 0 | 0 | 0
3FPD | Other level 1 drought measures | Please detail other level 1 drought measures |  | page x, para y | N | Ml/d | 2 | 0 | 0.013386 | 0.13442 | 0.14595 | 0.15937 | 0.17483 | 0.19105 | 0 | 0.013386 | 0.13442 | 0.14595 | 0.15937 | 0.17483 | 0.19105
4FPD | Temporary Use Bans | 3% demand savings when a Temporary Use Ban is implemented | Demand Side | page x, para y | N | Ml/d | 2 | 0 | 1.896 | 1.9187 | 1.9812 | 2.06 | 2.2102 | 2.4556 | 0 | 1.896 | 1.9187 | 1.9812 | 2.06 | 2.2102 | 2.4556
5FPD | Level 2 Drought Permits/Orders | List the names of all drought sources / sites brought online when the level 2 control curve is crossed | Supply Side | page x, para y |  | Ml/d | 2 | 0 | 0 | 0 | 0 | 0 | 0 | 0 | 0 | 0 | 0 | 0 | 0 | 0 | 0 | 0 | 0 | 0 | 0 | 0 | 0 | 0 | 0 | 0 | 0 | 0 | 0 | 0 | 0
6FPD | Other level 2 drought measures | Please detail other level 2 drought measures |  | page x, para y |  | Ml/d | 2 | 0 | 0 | 0 | 0 | 0 | 0 | 0 | 0 | 0 | 0 | 0 | 0 | 0 | 0 | 0 | 0 | 0 | 0 | 0 | 0 | 0 | 0 | 0 | 0 | 0 | 0 | 0 | 0
7FPD | Non Essential Use Bans | 11% demand savings when a Non-Essential Use Ban is implemented | Demand Side | page x, para y | N | Ml/d | 2 | 0 | 6.952 | 7.0352 | 7.2644 | 7.5533 | 8.1039 | 9.004 | 0 | 6.952 | 7.0352 | 7.2644 | 7.5533 | 8.1039 | 9.004
8FPD | Level 3 Drought Permits/Orders | List the names of all drought sources / sites brought online when the level 3 control curve is crossed | Supply Side | page x, para y |  | Ml/d | 2 | 0 | 0 | 0 | 0 | 0 | 0 | 0 | 0 | 0 | 0 | 0 | 0 | 0 | 0 | 0 | 0 | 0 | 0 | 0 | 0 | 0 | 0 | 0 | 0 | 0 | 0 | 0 | 0
9FPD | Other level 3 drought measures | Please detail other level 3 drought measures |  | page x, para y |  | Ml/d | 2 | 0 | 0 | 0 | 0 | 0 | 0 | 0 | 0 | 0 | 0 | 0 | 0 | 0 | 0 | 0 | 0 | 0 | 0 | 0 | 0 | 0 | 0 | 0 | 0 | 0 | 0 | 0 | 0
10FPD | TOTAL BENEFIT | Combined benefit from above drought measures for the drought scenario |  |  |  | Ml/d | 2 | 0 | 8.8614 | 9.0883 | 9.3916 | 9.7727 | 10.4889 | 11.6507 | 0 | 8.8614 | 9.0883 | 9.3916 | 9.7727 | 10.4889 | 11.6507 | 0 | 0 | 0 | 0 | 0 | 0 | 0 | 0 | 0 | 0 | 0 | 0 | 0 | 0
Row Ref | Component | Derivation |  |  |  | Unit | Decimal places | Base Year | 2024-25 | 2029-30 | 2034-35 | 2039-40 | 2044-45 | 2049-50 | Base Year | 2024-25 | 2029-30 | 2034-35 | 2039-40 | 2044-45 | 2049-50 | Base Year | 2024-25 | 2029-30 | 2034-35 | 2039-40 | 2044-45 | 2049-50 | Base Year | 2024-25 | 2029-30 | 2034-35 | 2039-40 | 2044-45 | 2049-50
11.1FPD | Distribution Input Adjustment | Drought Demand Enhancement - for specific drought event (where applicable) |  |  |  | Ml/d | 2 |  | 0 | 0 | 0 | 0 | 0 | 0 |  | 0 | 0 | 0 | 0 | 0 | 0 |  | 0 | 0 | 0 | 0 | 0 | 0 |  | 0 | 0 | 0 | 0 | 0 | 0
11FPD | Distribution Input | 45FP + 11.1FPD |  |  |  | Ml/d | 2 |  | 70.81 | 71.13 | 72.18 | 74.38 | 79.29 | 87.26 |  | 0 | 0 | 0 | 0 | 0 | 0 |  | 0 | 0 | 0 | 0 | 0 | 0 |  | 0 | 0 | 0 | 0 | 0 | 0
12FPD | Water Available For Use (own sources) | 10FP - 7.5FP + 10FPD |  |  |  | Ml/d | 2 |  | 8.8614 | 9.0883 | 9.3916 | 9.7727 | 10.4889 | 11.6507 |  | 0 | 0 | 0 | 0 | 0 | 0 |  | 0 | 0 | 0 | 0 | 0 | 0 |  | 0 | 0 | 0 | 0 | 0 | 0
13.1FPD | Import (+ve) and Export (-ve) Drought Adjustment | Drought Import/Export Adjustment for specific drought event (where applicable) |  |  |  | Ml/d | 2 |  | 0 | 0 | 0 | 0 | 0 | 0 |  | 0 | 0 | 0 | 0 | 0 | 0 |  | 0 | 0 | 0 | 0 | 0 | 0 |  | 0 | 0 | 0 | 0 | 0 | 0
13FPD | Total Water Available For Use | 12FPD + sum(2FP:5FP) + 13.1FPD |  |  |  | Ml/d | 2 |  | 85.7814 | 82.2883 | 84.3816 | 86.4127 | 92.6989 | 101.6707 |  | 0 | 0 | 0 | 0 | 0 | 0 |  | 0 | 0 | 0 | 0 | 0 | 0 |  | 0 | 0 | 0 | 0 | 0 | 0
16FPD | Target Headroom | 48FP |  |  |  | Ml/d | 2 |  | 1.959 | 2.0688 | 2.8101 | 2.2634 | 2.9239 | 2.7582 |  | 0 | 0 | 0 | 0 | 0 | 0 |  | 0 | 0 | 0 | 0 | 0 | 0 |  | 0 | 0 | 0 | 0 | 0 | 0
16.1FPD | Target Headroom Adjustment | Target headroom adjustment for specific drought event (where applicable) |  |  |  | Ml/d | 2 | [8 empty] | 0 | 0 | 0 | 0 | 0 | 0 |  | 0 | 0 | 0 | 0 | 0 | 0 |  | 0 | 0 | 0 | 0 | 0 | 0
17FPD | Available Headroom | 13FPD - 11FPD |  |  |  | Ml/d | 2 |  | 14.9714 | 11.1583 | 12.2016 | 12.0327 | 13.4089 | 14.4107 |  | 0 | 0 | 0 | 0 | 0 | 0 |  | 0 | 0 | 0 | 0 | 0 | 0 |  | 0 | 0 | 0 | 0 | 0 | 0
18FPD | Supply Demand Balance | 17FPD - (16FPD + 16.1FPD) |  |  |  | Ml/d | 2 |  | 13.0124 | 9.0895 | 9.3915 | 9.7692 | 10.485 | 11.6525 |  | 0 | 0 | 0 | 0 | 0 | 0 |  | 0 | 0 | 0 | 0 | 0 | 0 |  | 0 | 0 | 0 | 0 | 0 | 0
Water Company | Anglian Water | Version
WRZ | AWSRTN | V3.0
Table 6: WRZ Level - Drought Plan Links | Back to top of sheet | [6 empty] | Deployable Output Benefit (Ml/d) under Drought Severity of ~ 1 in 500 (0.2% chance in any given year) | [6 empty] | Deployable Output Benefit (Ml/d) under Drought Severity of 1 in 200 (0.5% chance in any given year) | [6 empty] | Deployable Output Benefit (Ml/d) under Worst Historic Drought Scenario (define year and return period) | [6 empty] | Deployable Output Benefit (Ml/d) under Additional drought scenario - optional [please define]
Row Ref | Drought Measure | Description | Type | Drought Plan Reference(s) | Included in FP scenario? Y or N | Unit | Decimal places | Base year | 2024-25 | 2029-30 | 2034-35 | 2039-40 | 2044-45 | 2049-50 | Base Year | 2024-25 | 2029-30 | 2034-35 | 2039-40 | 2044-45 | 2049-50 | Base Year | 2024-25 | 2029-30 | 2034-35 | 2039-40 | 2044-45 | 2049-50 | Baseline | 2024-25 | 2029-30 | 2034-35 | 2039-40 | 2044-45 | 2049-50
1FPD | Appeals for restraint | [X]% savings when an appeal for restraint is implemented | Demand Side | page x, para y |  | Ml/d | 2 | 0 | 0 | 0 | 0 | 0 | 0 | 0 | 0 | 0 | 0 | 0 | 0 | 0 | 0 | 0 | 0 | 0 | 0 | 0 | 0 | 0 | 0 | 0 | 0 | 0 | 0 | 0 | 0
2FPD | Licensed drought only sources | List the names of all drought sources / sites | Supply Side | page x, para y |  | Ml/d | 2 | 0 | 0 | 0 | 0 | 0 | 0 | 0 | 0 | 0 | 0 | 0 | 0 | 0 | 0 | 0 | 0 | 0 | 0 | 0 | 0 | 0 | 0 | 0 | 0 | 0 | 0 | 0 | 0
3FPD | Other level 1 drought measures | Please detail other level 1 drought measures |  | page x, para y | N | Ml/d | 2 | 0 | 0 | 0 | 0 | 0 | 0 | 0 | 0 | 0 | 0 | 0 | 0 | 0 | 0 | 0 | 0 | 0 | 0 | 0 | 0 | 0
4FPD | Temporary Use Bans | 3% demand savings when a Temporary Use Ban is implemented | Demand Side | page x, para y | Y | Ml/d | 2 | 2.42 | 2.42 | 2.42 | 2.42 | 2.42 | 2.42 | 2.42 | 1.43 | 1.43 | 1.43 | 1.43 | 1.43 | 1.43 | 1.43 | 1.43 | 1.43 | 1.43 | 1.43 | 1.43 | 1.43 | 1.43
5FPD | Level 2 Drought Permits/Orders | List the names of all drought sources / sites brought online when the level 2 control curve is crossed | Supply Side | page x, para y |  | Ml/d | 2 | 0.22 | 0.22 | 0.22 | 0.22 | 0.22 | 0.22 | 0.22 | 2.7 | 2.7 | 2.7 | 2.7 | 2.7 | 2.7 | 2.7 | 2.7 | 2.7 | 2.7 | 2.7 | 2.7 | 2.7 | 2.7 | 0 | 0 | 0 | 0 | 0 | 0 | 0
6FPD | Other level 2 drought measures | Please detail other level 2 drought measures |  | page x, para y |  | Ml/d | 2 | 0 | 0 | 0 | 0 | 0 | 0 | 0 | 0 | 0 | 0 | 0 | 0 | 0 | 0 | 0 | 0 | 0 | 0 | 0 | 0 | 0 | 0 | 0 | 0 | 0 | 0 | 0 | 0
7FPD | Non Essential Use Bans | 11% demand savings when a Non-Essential Use Ban is implemented | Demand Side | page x, para y | Y | Ml/d | 2 | 0.88 | 0.88 | 0.88 | 0.88 | 0.88 | 0.88 | 0.88 | 5.77 | 5.77 | 5.77 | 5.77 | 5.77 | 5.77 | 5.77 | 5.77 | 5.77 | 5.77 | 5.77 | 5.77 | 5.77 | 5.77
8FPD | Level 3 Drought Permits/Orders | List the names of all drought sources / sites brought online when the level 3 control curve is crossed | Supply Side | page x, para y |  | Ml/d | 2 | 0 | 0 | 0 | 0 | 0 | 0 | 0 | 0 | 0 | 0 | 0 | 0 | 0 | 0 | 0 | 0 | 0 | 0 | 0 | 0 | 0 | 0 | 0 | 0 | 0 | 0 | 0 | 0
9FPD | Other level 3 drought measures | Please detail other level 3 drought measures |  | page x, para y |  | Ml/d | 2 | 0 | 0 | 0 | 0 | 0 | 0 | 0 | 0 | 0 | 0 | 0 | 0 | 0 | 0 | 0 | 0 | 0 | 0 | 0 | 0 | 0 | 0 | 0 | 0 | 0 | 0 | 0 | 0
10FPD | TOTAL BENEFIT | Combined benefit from above drought measures for the drought scenario |  |  |  | Ml/d | 2 | 3.52 | 3.52 | 3.52 | 3.52 | 3.52 | 3.52 | 3.52 | 9.9 | 9.9 | 9.9 | 9.9 | 9.9 | 9.9 | 9.9 | 9.9 | 9.9 | 9.9 | 9.9 | 9.9 | 9.9 | 9.9 | 0 | 0 | 0 | 0 | 0 | 0 | 0
Row Ref | Component | Derivation |  |  |  | Unit | Decimal places | Base Year | 2024-25 | 2029-30 | 2034-35 | 2039-40 | 2044-45 | 2049-50 | Base Year | 2024-25 | 2029-30 | 2034-35 | 2039-40 | 2044-45 | 2049-50 | Base Year | 2024-25 | 2029-30 | 2034-35 | 2039-40 | 2044-45 | 2049-50 | Base Year | 2024-25 | 2029-30 | 2034-35 | 2039-40 | 2044-45 | 2049-50
11.1FPD | Distribution Input Adjustment | Drought Demand Enhancement - for specific drought event (where applicable) |  |  |  | Ml/d | 2 |  | 0 | 0 | 0 | 0 | 0 | 0 |  | 0 | 0 | 0 | 0 | 0 | 0 |  | 0 | 0 | 0 | 0 | 0 | 0 |  | 0 | 0 | 0 | 0 | 0 | 0
11FPD | Distribution Input | 45FP + 11.1FPD |  |  |  | Ml/d | 2 |  | 218.37 | 212.62 | 207.49 | 203.09 | 199.5 | 200.21 |  | 0 | 0 | 0 | 0 | 0 | 0 |  | 0 | 0 | 0 | 0 | 0 | 0 |  | 0 | 0 | 0 | 0 | 0 | 0
12FPD | Water Available For Use (own sources) | 10FP - 7.5FP + 10FPD |  |  |  | Ml/d | 2 |  | 315.2 | 305.97 | 305.07 | 304.35 | 430.67 | 429 |  | 0 | 0 | 0 | 0 | 0 | 0 |  | 0 | 0 | 0 | 0 | 0 | 0 |  | 0 | 0 | 0 | 0 | 0 | 0
13.1FPD | Import (+ve) and Export (-ve) Drought Adjustment | Drought Import/Export Adjustment for specific drought event (where applicable) |  |  |  | Ml/d | 2 |  | 0 | 0 | 0 | 0 | 0 | 0 |  | 0 | 0 | 0 | 0 | 0 | 0 |  | 0 | 0 | 0 | 0 | 0 | 0 |  | 0 | 0 | 0 | 0 | 0 | 0
13FPD | Total Water Available For Use | 12FPD + sum(2FP:5FP) + 13.1FPD |  |  |  | Ml/d | 2 |  | 240.92 | 239.749 | 219.161 | 219.451 | 217.26 | 216.04 |  | 0 | 0 | 0 | 0 | 0 | 0 |  | 0 | 0 | 0 | 0 | 0 | 0 |  | 0 | 0 | 0 | 0 | 0 | 0
16FPD | Target Headroom | 48FP |  |  |  | Ml/d | 2 |  | 9.6835 | 10.4456 | 12.2849 | 15.9724 | 17.5414 | 15.6072 |  | 0 | 0 | 0 | 0 | 0 | 0 |  | 0 | 0 | 0 | 0 | 0 | 0 |  | 0 | 0 | 0 | 0 | 0 | 0
16.1FPD | Target Headroom Adjustment | Target headroom adjustment for specific drought event (where applicable) |  |  |  | Ml/d | 2 | [8 empty] | 0 | 0 | 0 | 0 | 0 | 0 |  | 0 | 0 | 0 | 0 | 0 | 0 |  | 0 | 0 | 0 | 0 | 0 | 0
17FPD | Available Headroom | 13FPD - 11FPD |  |  |  | Ml/d | 2 |  | 22.55 | 27.129 | 11.671 | 16.361 | 17.76 | 15.83 |  | 0 | 0 | 0 | 0 | 0 | 0 |  | 0 | 0 | 0 | 0 | 0 | 0 |  | 0 | 0 | 0 | 0 | 0 | 0
18FPD | Supply Demand Balance | 17FPD - (16FPD + 16.1FPD) |  |  |  | Ml/d | 2 |  | 12.8665 | 16.6834 | -0.61387 | 0.38857 | 0.21861 | 0.22278 |  | 0 | 0 | 0 | 0 | 0 | 0 |  | 0 | 0 | 0 | 0 | 0 | 0 |  | 0 | 0 | 0 | 0 | 0 | 0
Water Company | Anglian Water | Version
WRZ | AWSRTS | V3.0
Table 6: WRZ Level - Drought Plan Links | Back to top of sheet | [6 empty] | Deployable Output Benefit (Ml/d) under Drought Severity of ~ 1 in 500 (0.2% chance in any given year) | [6 empty] | Deployable Output Benefit (Ml/d) under Drought Severity of 1 in 200 (0.5% chance in any given year) | [6 empty] | Deployable Output Benefit (Ml/d) under Worst Historic Drought Scenario (define year and return period) | [6 empty] | Deployable Output Benefit (Ml/d) under Additional drought scenario - optional [please define]
Row Ref | Drought Measure | Description | Type | Drought Plan Reference(s) | Included in FP scenario? Y or N | Unit | Decimal places | Base year | 2024-25 | 2029-30 | 2034-35 | 2039-40 | 2044-45 | 2049-50 | Base Year | 2024-25 | 2029-30 | 2034-35 | 2039-40 | 2044-45 | 2049-50 | Base Year | 2024-25 | 2029-30 | 2034-35 | 2039-40 | 2044-45 | 2049-50 | Baseline | 2024-25 | 2029-30 | 2034-35 | 2039-40 | 2044-45 | 2049-50
1FPD | Appeals for restraint | [X]% savings when an appeal for restraint is implemented | Demand Side | page x, para y |  | Ml/d | 2 | 0 | 0 | 0 | 0 | 0 | 0 | 0 | 0 | 0 | 0 | 0 | 0 | 0 | 0 | 0 | 0 | 0 | 0 | 0 | 0 | 0 | 0 | 0 | 0 | 0 | 0 | 0 | 0
2FPD | Licensed drought only sources | List the names of all drought sources / sites | Supply Side | page x, para y |  | Ml/d | 2 | 0 | 0 | 0 | 0 | 0 | 0 | 0 | 0 | 0 | 0 | 0 | 0 | 0 | 0 | 0 | 0 | 0 | 0 | 0 | 0 | 0 | 0 | 0 | 0 | 0 | 0 | 0 | 0
3FPD | Other level 1 drought measures | Please detail other level 1 drought measures |  | page x, para y | N | Ml/d | 2 | 0 | 0 | 0 | 0 | 0 | 0 | 0 | 0 | 0 | 0 | 0 | 0 | 0 | 0 | 0 | 0 | 0 | 0 | 0 | 0 | 0
4FPD | Temporary Use Bans | 3% demand savings when a Temporary Use Ban is implemented | Demand Side | page x, para y | Y | Ml/d | 2 | 1.98 | 1.98 | 1.98 | 1.98 | 1.98 | 1.98 | 1.98 | 1.17 | 1.17 | 1.17 | 1.17 | 1.17 | 1.17 | 1.17 | 1.17 | 1.17 | 1.17 | 1.17 | 1.17 | 1.17 | 1.17
5FPD | Level 2 Drought Permits/Orders | List the names of all drought sources / sites brought online when the level 2 control curve is crossed | Supply Side | page x, para y |  | Ml/d | 2 | 0.18 | 0.18 | 0.18 | 0.18 | 0.18 | 0.18 | 0.18 | 2.2 | 2.2 | 2.2 | 2.2 | 2.2 | 2.2 | 2.2 | 2.2 | 2.2 | 2.2 | 2.2 | 2.2 | 2.2 | 2.2 | 0 | 0 | 0 | 0 | 0 | 0 | 0
6FPD | Other level 2 drought measures | Please detail other level 2 drought measures |  | page x, para y |  | Ml/d | 2 | 0 | 0 | 0 | 0 | 0 | 0 | 0 | 0 | 0 | 0 | 0 | 0 | 0 | 0 | 0 | 0 | 0 | 0 | 0 | 0 | 0 | 0 | 0 | 0 | 0 | 0 | 0 | 0
7FPD | Non Essential Use Bans | 11% demand savings when a Non-Essential Use Ban is implemented | Demand Side | page x, para y | Y | Ml/d | 2 | 0.72 | 0.72 | 0.72 | 0.72 | 0.72 | 0.72 | 0.72 | 4.73 | 4.73 | 4.73 | 4.73 | 4.73 | 4.73 | 4.73 | 4.73 | 4.73 | 4.73 | 4.73 | 4.73 | 4.73 | 4.73
8FPD | Level 3 Drought Permits/Orders | List the names of all drought sources / sites brought online when the level 3 control curve is crossed | Supply Side | page x, para y |  | Ml/d | 2 | 0 | 0 | 0 | 0 | 0 | 0 | 0 | 0 | 0 | 0 | 0 | 0 | 0 | 0 | 0 | 0 | 0 | 0 | 0 | 0 | 0 | 0 | 0 | 0 | 0 | 0 | 0 | 0
9FPD | Other level 3 drought measures | Please detail other level 3 drought measures |  | page x, para y |  | Ml/d | 2 | 0 | 0 | 0 | 0 | 0 | 0 | 0 | 0 | 0 | 0 | 0 | 0 | 0 | 0 | 0 | 0 | 0 | 0 | 0 | 0 | 0 | 0 | 0 | 0 | 0 | 0 | 0 | 0
10FPD | TOTAL BENEFIT | Combined benefit from above drought measures for the drought scenario |  |  |  | Ml/d | 2 | 2.88 | 2.88 | 2.88 | 2.88 | 2.88 | 2.88 | 2.88 | 8.1 | 8.1 | 8.1 | 8.1 | 8.1 | 8.1 | 8.1 | 8.1 | 8.1 | 8.1 | 8.1 | 8.1 | 8.1 | 8.1 | 0 | 0 | 0 | 0 | 0 | 0 | 0
Row Ref | Component | Derivation |  |  |  | Unit | Decimal places | Base Year | 2024-25 | 2029-30 | 2034-35 | 2039-40 | 2044-45 | 2049-50 | Base Year | 2024-25 | 2029-30 | 2034-35 | 2039-40 | 2044-45 | 2049-50 | Base Year | 2024-25 | 2029-30 | 2034-35 | 2039-40 | 2044-45 | 2049-50 | Base Year | 2024-25 | 2029-30 | 2034-35 | 2039-40 | 2044-45 | 2049-50
11.1FPD | Distribution Input Adjustment | Drought Demand Enhancement - for specific drought event (where applicable) |  |  |  | Ml/d | 2 |  | 0 | 0 | 0 | 0 | 0 | 0 |  | 0 | 0 | 0 | 0 | 0 | 0 |  | 0 | 0 | 0 | 0 | 0 | 0 |  | 0 | 0 | 0 | 0 | 0 | 0
11FPD | Distribution Input | 45FP + 11.1FPD |  |  |  | Ml/d | 2 |  | 107.8 | 104.52 | 103.06 | 102.82 | 104.03 | 107.8 |  | 0 | 0 | 0 | 0 | 0 | 0 |  | 0 | 0 | 0 | 0 | 0 | 0 |  | 0 | 0 | 0 | 0 | 0 | 0
12FPD | Water Available For Use (own sources) | 10FP - 7.5FP + 10FPD |  |  |  | Ml/d | 2 |  | 255.76 | 248.14 | 222.37 | 246.1 | 207.71 | 206.32 |  | 0 | 0 | 0 | 0 | 0 | 0 |  | 0 | 0 | 0 | 0 | 0 | 0 |  | 0 | 0 | 0 | 0 | 0 | 0
13.1FPD | Import (+ve) and Export (-ve) Drought Adjustment | Drought Import/Export Adjustment for specific drought event (where applicable) |  |  |  | Ml/d | 2 |  | 0 | 0 | 0 | 0 | 0 | 0 |  | 0 | 0 | 0 | 0 | 0 | 0 |  | 0 | 0 | 0 | 0 | 0 | 0 |  | 0 | 0 | 0 | 0 | 0 | 0
13FPD | Total Water Available For Use | 12FPD + sum(2FP:5FP) + 13.1FPD |  |  |  | Ml/d | 2 |  | 129.96 | 110.27 | 111.02 | 113.959 | 118.16 | 120.06 |  | 0 | 0 | 0 | 0 | 0 | 0 |  | 0 | 0 | 0 | 0 | 0 | 0 |  | 0 | 0 | 0 | 0 | 0 | 0
16FPD | Target Headroom | 48FP |  |  |  | Ml/d | 2 |  | 6.8717 | 8.7704 | 9.9753 | 13.3298 | 13.9502 | 12.0835 |  | 0 | 0 | 0 | 0 | 0 | 0 |  | 0 | 0 | 0 | 0 | 0 | 0 |  | 0 | 0 | 0 | 0 | 0 | 0
16.1FPD | Target Headroom Adjustment | Target headroom adjustment for specific drought event (where applicable) |  |  |  | Ml/d | 2 | [8 empty] | 0 | 0 | 0 | 0 | 0 | 0 |  | 0 | 0 | 0 | 0 | 0 | 0 |  | 0 | 0 | 0 | 0 | 0 | 0
17FPD | Available Headroom | 13FPD - 11FPD |  |  |  | Ml/d | 2 |  | 22.16 | 5.75 | 7.96 | 11.139 | 14.13 | 12.26 |  | 0 | 0 | 0 | 0 | 0 | 0 |  | 0 | 0 | 0 | 0 | 0 | 0 |  | 0 | 0 | 0 | 0 | 0 | 0
18FPD | Supply Demand Balance | 17FPD - (16FPD + 16.1FPD) |  |  |  | Ml/d | 2 |  | 15.2883 | -3.0204 | -2.0153 | -2.1908 | 0.17981 | 0.17648 |  | 0 | 0 | 0 | 0 | 0 | 0 |  | 0 | 0 | 0 | 0 | 0 | 0 |  | 0 | 0 | 0 | 0 | 0 | 0
Water Company | Anglian Water | Version
WRZ | AWSRTW | V3.0
Table 6: WRZ Level - Drought Plan Links | Back to top of sheet | [6 empty] | Deployable Output Benefit (Ml/d) under Drought Severity of ~ 1 in 500 (0.2% chance in any given year) | [6 empty] | Deployable Output Benefit (Ml/d) under Drought Severity of 1 in 200 (0.5% chance in any given year) | [6 empty] | Deployable Output Benefit (Ml/d) under Worst Historic Drought Scenario (define year and return period) | [6 empty] | Deployable Output Benefit (Ml/d) under Additional drought scenario - optional [please define]
Row Ref | Drought Measure | Description | Type | Drought Plan Reference(s) | Included in FP scenario? Y or N | Unit | Decimal places | Base year | 2024-25 | 2029-30 | 2034-35 | 2039-40 | 2044-45 | 2049-50 | Base Year | 2024-25 | 2029-30 | 2034-35 | 2039-40 | 2044-45 | 2049-50 | Base Year | 2024-25 | 2029-30 | 2034-35 | 2039-40 | 2044-45 | 2049-50 | Baseline | 2024-25 | 2029-30 | 2034-35 | 2039-40 | 2044-45 | 2049-50
1FPD | Appeals for restraint | [X]% savings when an appeal for restraint is implemented | Demand Side | page x, para y |  | Ml/d | 2 | 0 | 0 | 0 | 0 | 0 | 0 | 0 | 0 | 0 | 0 | 0 | 0 | 0 | 0 | 0 | 0 | 0 | 0 | 0 | 0 | 0 | 0 | 0 | 0 | 0 | 0 | 0 | 0
2FPD | Licensed drought only sources | List the names of all drought sources / sites | Supply Side | page x, para y |  | Ml/d | 2 | 0 | 0 | 0 | 0 | 0 | 0 | 0 | 0 | 0 | 0 | 0 | 0 | 0 | 0 | 0 | 0 | 0 | 0 | 0 | 0 | 0 | 0 | 0 | 0 | 0 | 0 | 0 | 0
3FPD | Other level 1 drought measures | Please detail other level 1 drought measures |  | page x, para y | N | Ml/d | 2 | 0 | 0.014223 | 0.037109 | 0.03823 | 0.039598 | 0.041191 | 0.042747 | 0 | 0.014223 | 0.037109 | 0.03823 | 0.039598 | 0.041191 | 0.042747
4FPD | Temporary Use Bans | 3% demand savings when a Temporary Use Ban is implemented | Demand Side | page x, para y | N | Ml/d | 2 | 0 | 0.55532 | 0.52743 | 0.51378 | 0.49825 | 0.48683 | 0.48663 | 0 | 0.55532 | 0.52743 | 0.51378 | 0.49825 | 0.48683 | 0.48663
5FPD | Level 2 Drought Permits/Orders | List the names of all drought sources / sites brought online when the level 2 control curve is crossed | Supply Side | page x, para y |  | Ml/d | 2 | 0 | 0 | 0 | 0 | 0 | 0 | 0 | 0 | 0 | 0 | 0 | 0 | 0 | 0 | 0 | 0 | 0 | 0 | 0 | 0 | 0 | 0 | 0 | 0 | 0 | 0 | 0 | 0
6FPD | Other level 2 drought measures | Please detail other level 2 drought measures |  | page x, para y |  | Ml/d | 2 | 0 | 0 | 0 | 0 | 0 | 0 | 0 | 0 | 0 | 0 | 0 | 0 | 0 | 0 | 0 | 0 | 0 | 0 | 0 | 0 | 0 | 0 | 0 | 0 | 0 | 0 | 0 | 0
7FPD | Non Essential Use Bans | 11% demand savings when a Non-Essential Use Ban is implemented | Demand Side | page x, para y | N | Ml/d | 2 | 0 | 2.0362 | 1.9339 | 1.8838 | 1.8269 | 1.7851 | 1.7843 | 0 | 2.0362 | 1.9339 | 1.8838 | 1.8269 | 1.7851 | 1.7843
8FPD | Level 3 Drought Permits/Orders | List the names of all drought sources / sites brought online when the level 3 control curve is crossed | Supply Side | page x, para y |  | Ml/d | 2 | 0 | 0 | 0 | 0 | 0 | 0 | 0 | 0 | 0 | 0 | 0 | 0 | 0 | 0 | 0 | 0 | 0 | 0 | 0 | 0 | 0 | 0 | 0 | 0 | 0 | 0 | 0 | 0
9FPD | Other level 3 drought measures | Please detail other level 3 drought measures |  | page x, para y |  | Ml/d | 2 | 0 | 0 | 0 | 0 | 0 | 0 | 0 | 0 | 0 | 0 | 0 | 0 | 0 | 0 | 0 | 0 | 0 | 0 | 0 | 0 | 0 | 0 | 0 | 0 | 0 | 0 | 0 | 0
10FPD | TOTAL BENEFIT | Combined benefit from above drought measures for the drought scenario |  |  |  | Ml/d | 2 | 0 | 2.6057 | 2.4985 | 2.4359 | 2.3648 | 2.3131 | 2.3137 | 0 | 2.6057 | 2.4985 | 2.4359 | 2.3648 | 2.3131 | 2.3137 | 0 | 0 | 0 | 0 | 0 | 0 | 0 | 0 | 0 | 0 | 0 | 0 | 0 | 0
Row Ref | Component | Derivation |  |  |  | Unit | Decimal places | Base Year | 2024-25 | 2029-30 | 2034-35 | 2039-40 | 2044-45 | 2049-50 | Base Year | 2024-25 | 2029-30 | 2034-35 | 2039-40 | 2044-45 | 2049-50 | Base Year | 2024-25 | 2029-30 | 2034-35 | 2039-40 | 2044-45 | 2049-50 | Base Year | 2024-25 | 2029-30 | 2034-35 | 2039-40 | 2044-45 | 2049-50
11.1FPD | Distribution Input Adjustment | Drought Demand Enhancement - for specific drought event (where applicable) |  |  |  | Ml/d | 2 |  | 0 | 0 | 0 | 0 | 0 | 0 |  | 0 | 0 | 0 | 0 | 0 | 0 |  | 0 | 0 | 0 | 0 | 0 | 0 |  | 0 | 0 | 0 | 0 | 0 | 0
11FPD | Distribution Input | 45FP + 11.1FPD |  |  |  | Ml/d | 2 |  | 22.01 | 20.59 | 19.71 | 18.98 | 18.53 | 18.26 |  | 0 | 0 | 0 | 0 | 0 | 0 |  | 0 | 0 | 0 | 0 | 0 | 0 |  | 0 | 0 | 0 | 0 | 0 | 0
12FPD | Water Available For Use (own sources) | 10FP - 7.5FP + 10FPD |  |  |  | Ml/d | 2 |  | 2.6057 | 2.4985 | 2.4359 | 2.3648 | 2.3131 | 2.3137 |  | 0 | 0 | 0 | 0 | 0 | 0 |  | 0 | 0 | 0 | 0 | 0 | 0 |  | 0 | 0 | 0 | 0 | 0 | 0
13.1FPD | Import (+ve) and Export (-ve) Drought Adjustment | Drought Import/Export Adjustment for specific drought event (where applicable) |  |  |  | Ml/d | 2 |  | 0 | 0 | 0 | 0 | 0 | 0 |  | 0 | 0 | 0 | 0 | 0 | 0 |  | 0 | 0 | 0 | 0 | 0 | 0 |  | 0 | 0 | 0 | 0 | 0 | 0
13FPD | Total Water Available For Use | 12FPD + sum(2FP:5FP) + 13.1FPD |  |  |  | Ml/d | 2 |  | 26.1657 | 24.0785 | 23.3159 | 22.2848 | 21.9931 | 21.5737 |  | 0 | 0 | 0 | 0 | 0 | 0 |  | 0 | 0 | 0 | 0 | 0 | 0 |  | 0 | 0 | 0 | 0 | 0 | 0
16FPD | Target Headroom | 48FP |  |  |  | Ml/d | 2 |  | 0.79465 | 0.99208 | 1.1698 | 0.9387 | 1.1461 | 1.0035 |  | 0 | 0 | 0 | 0 | 0 | 0 |  | 0 | 0 | 0 | 0 | 0 | 0 |  | 0 | 0 | 0 | 0 | 0 | 0
16.1FPD | Target Headroom Adjustment | Target headroom adjustment for specific drought event (where applicable) |  |  |  | Ml/d | 2 | [8 empty] | 0 | 0 | 0 | 0 | 0 | 0 |  | 0 | 0 | 0 | 0 | 0 | 0 |  | 0 | 0 | 0 | 0 | 0 | 0
17FPD | Available Headroom | 13FPD - 11FPD |  |  |  | Ml/d | 2 |  | 4.1557 | 3.4885 | 3.6059 | 3.3048 | 3.4631 | 3.3137 |  | 0 | 0 | 0 | 0 | 0 | 0 |  | 0 | 0 | 0 | 0 | 0 | 0 |  | 0 | 0 | 0 | 0 | 0 | 0
18FPD | Supply Demand Balance | 17FPD - (16FPD + 16.1FPD) |  |  |  | Ml/d | 2 |  | 3.3611 | 2.4964 | 2.4361 | 2.3661 | 2.317 | 2.3102 |  | 0 | 0 | 0 | 0 | 0 | 0 |  | 0 | 0 | 0 | 0 | 0 | 0 |  | 0 | 0 | 0 | 0 | 0 | 0
Water Company | Anglian Water | Version
WRZ | AWSSHB | V3.0
Table 6: WRZ Level - Drought Plan Links | Back to top of sheet | [6 empty] | Deployable Output Benefit (Ml/d) under Drought Severity of ~ 1 in 500 (0.2% chance in any given year) | [6 empty] | Deployable Output Benefit (Ml/d) under Drought Severity of 1 in 200 (0.5% chance in any given year) | [6 empty] | Deployable Output Benefit (Ml/d) under Worst Historic Drought Scenario (define year and return period) | [6 empty] | Deployable Output Benefit (Ml/d) under Additional drought scenario - optional [please define]
Row Ref | Drought Measure | Description | Type | Drought Plan Reference(s) | Included in FP scenario? Y or N | Unit | Decimal places | Base year | 2024-25 | 2029-30 | 2034-35 | 2039-40 | 2044-45 | 2049-50 | Base Year | 2024-25 | 2029-30 | 2034-35 | 2039-40 | 2044-45 | 2049-50 | Base Year | 2024-25 | 2029-30 | 2034-35 | 2039-40 | 2044-45 | 2049-50 | Baseline | 2024-25 | 2029-30 | 2034-35 | 2039-40 | 2044-45 | 2049-50
1FPD | Appeals for restraint | [X]% savings when an appeal for restraint is implemented | Demand Side | page x, para y |  | Ml/d | 2 | 0 | 0 | 0 | 0 | 0 | 0 | 0 | 0 | 0 | 0 | 0 | 0 | 0 | 0 | 0 | 0 | 0 | 0 | 0 | 0 | 0 | 0 | 0 | 0 | 0 | 0 | 0 | 0
2FPD | Licensed drought only sources | List the names of all drought sources / sites | Supply Side | page x, para y |  | Ml/d | 2 | 0 | 0 | 0 | 0 | 0 | 0 | 0 | 0 | 0 | 0 | 0 | 0 | 0 | 0 | 0 | 0 | 0 | 0 | 0 | 0 | 0 | 0 | 0 | 0 | 0 | 0 | 0 | 0
3FPD | Other level 1 drought measures | Please detail other level 1 drought measures |  | page x, para y | N | Ml/d | 2 | 0 | 0 | 0 | 0 | 0 | 0 | 0 | 0 | 0 | 0 | 0 | 0 | 0 | 0 | 0 | 0 | 0 | 0 | 0 | 0 | 0 | 0 | 0 | 0 | 0 | 0 | 0 | 0
4FPD | Temporary Use Bans | 3% demand savings when a Temporary Use Ban is implemented | Demand Side | page x, para y | N | Ml/d | 2 | 0 | 0 | 0 | 0 | 0 | 0 | 0 | 0 | 0 | 0 | 0 | 0 | 0 | 0 | 0 | 0 | 0 | 0 | 0 | 0 | 0 | 0 | 0 | 0 | 0 | 0 | 0 | 0
5FPD | Level 2 Drought Permits/Orders | List the names of all drought sources / sites brought online when the level 2 control curve is crossed | Supply Side | page x, para y |  | Ml/d | 2 | 0 | 0 | 0 | 0 | 0 | 0 | 0 | 0 | 0 | 0 | 0 | 0 | 0 | 0 | 0 | 0 | 0 | 0 | 0 | 0 | 0 | 0 | 0 | 0 | 0 | 0 | 0 | 0
6FPD | Other level 2 drought measures | Please detail other level 2 drought measures |  | page x, para y |  | Ml/d | 2 | 0 | 0 | 0 | 0 | 0 | 0 | 0 | 0 | 0 | 0 | 0 | 0 | 0 | 0 | 0 | 0 | 0 | 0 | 0 | 0 | 0 | 0 | 0 | 0 | 0 | 0 | 0 | 0
7FPD | Non Essential Use Bans | 11% demand savings when a Non-Essential Use Ban is implemented | Demand Side | page x, para y | N | Ml/d | 2 | 0 | 0 | 0 | 0 | 0 | 0 | 0 | 0 | 0 | 0 | 0 | 0 | 0 | 0 | 0 | 0 | 0 | 0 | 0 | 0 | 0 | 0 | 0 | 0 | 0 | 0 | 0 | 0
8FPD | Level 3 Drought Permits/Orders | List the names of all drought sources / sites brought online when the level 3 control curve is crossed | Supply Side | page x, para y |  | Ml/d | 2 | 0 | 0 | 0 | 0 | 0 | 0 | 0 | 0 | 0 | 0 | 0 | 0 | 0 | 0 | 0 | 0 | 0 | 0 | 0 | 0 | 0 | 0 | 0 | 0 | 0 | 0 | 0 | 0
9FPD | Other level 3 drought measures | Please detail other level 3 drought measures |  | page x, para y |  | Ml/d | 2 | 0 | 0 | 0 | 0 | 0 | 0 | 0 | 0 | 0 | 0 | 0 | 0 | 0 | 0 | 0 | 0 | 0 | 0 | 0 | 0 | 0 | 0 | 0 | 0 | 0 | 0 | 0 | 0
10FPD | TOTAL BENEFIT | Combined benefit from above drought measures for the drought scenario |  |  |  | Ml/d | 2 | 0 | 0 | 0 | 0 | 0 | 0 | 0 | 0 | 0 | 0 | 0 | 0 | 0 | 0 | 0 | 0 | 0 | 0 | 0 | 0 | 0 | 0 | 0 | 0 | 0 | 0 | 0 | 0
Row Ref | Component | Derivation |  |  |  | Unit | Decimal places | Base Year | 2024-25 | 2029-30 | 2034-35 | 2039-40 | 2044-45 | 2049-50 | Base Year | 2024-25 | 2029-30 | 2034-35 | 2039-40 | 2044-45 | 2049-50 | Base Year | 2024-25 | 2029-30 | 2034-35 | 2039-40 | 2044-45 | 2049-50 | Base Year | 2024-25 | 2029-30 | 2034-35 | 2039-40 | 2044-45 | 2049-50
11.1FPD | Distribution Input Adjustment | Drought Demand Enhancement - for specific drought event (where applicable) |  |  |  | Ml/d | 2 |  | 0 | 0 | 0 | 0 | 0 | 0 |  | 0 | 0 | 0 | 0 | 0 | 0 |  | 0 | 0 | 0 | 0 | 0 | 0 |  | 0 | 0 | 0 | 0 | 0 | 0
11FPD | Distribution Input | 45FP + 11.1FPD |  |  |  | Ml/d | 2 |  | 0 | 0 | 0 | 0 | 0 | 0 |  | 0 | 0 | 0 | 0 | 0 | 0 |  | 0 | 0 | 0 | 0 | 0 | 0 |  | 0 | 0 | 0 | 0 | 0 | 0
12FPD | Water Available For Use (own sources) | 10FP - 7.5FP + 10FPD |  |  |  | Ml/d | 2 |  | 0 | 0 | 0 | 0 | 0 | 0 |  | 0 | 0 | 0 | 0 | 0 | 0 |  | 0 | 0 | 0 | 0 | 0 | 0 |  | 0 | 0 | 0 | 0 | 0 | 0
13.1FPD | Import (+ve) and Export (-ve) Drought Adjustment | Drought Import/Export Adjustment for specific drought event (where applicable) |  |  |  | Ml/d | 2 |  | 0 | 0 | 0 | 0 | 0 | 0 |  | 0 | 0 | 0 | 0 | 0 | 0 |  | 0 | 0 | 0 | 0 | 0 | 0 |  | 0 | 0 | 0 | 0 | 0 | 0
13FPD | Total Water Available For Use | 12FPD + sum(2FP:5FP) + 13.1FPD |  |  |  | Ml/d | 2 |  | 0 | 0 | 0 | 0 | 0 | 0 |  | 0 | 0 | 0 | 0 | 0 | 0 |  | 0 | 0 | 0 | 0 | 0 | 0 |  | 0 | 0 | 0 | 0 | 0 | 0
16FPD | Target Headroom | 48FP |  |  |  | Ml/d | 2 |  | 0 | 0 | 0 | 0 | 0 | 0 |  | 0 | 0 | 0 | 0 | 0 | 0 |  | 0 | 0 | 0 | 0 | 0 | 0 |  | 0 | 0 | 0 | 0 | 0 | 0
16.1FPD | Target Headroom Adjustment | Target headroom adjustment for specific drought event (where applicable) |  |  |  | Ml/d | 2 | [8 empty] | 0 | 0 | 0 | 0 | 0 | 0 |  | 0 | 0 | 0 | 0 | 0 | 0 |  | 0 | 0 | 0 | 0 | 0 | 0
17FPD | Available Headroom | 13FPD - 11FPD |  |  |  | Ml/d | 2 |  | 0 | 0 | 0 | 0 | 0 | 0 |  | 0 | 0 | 0 | 0 | 0 | 0 |  | 0 | 0 | 0 | 0 | 0 | 0 |  | 0 | 0 | 0 | 0 | 0 | 0
18FPD | Supply Demand Balance | 17FPD - (16FPD + 16.1FPD) |  |  |  | Ml/d | 2 |  | 0 | 0 | 0 | 0 | 0 | 0 |  | 0 | 0 | 0 | 0 | 0 | 0 |  | 0 | 0 | 0 | 0 | 0 | 0 |  | 0 | 0 | 0 | 0 | 0 | 0
Water Company | Anglian Water | Version
WRZ | AWSSUE | V3.0
Table 6: WRZ Level - Drought Plan Links | Back to top of sheet | [6 empty] | Deployable Output Benefit (Ml/d) under Drought Severity of ~ 1 in 500 (0.2% chance in any given year) | [6 empty] | Deployable Output Benefit (Ml/d) under Drought Severity of 1 in 200 (0.5% chance in any given year) | [6 empty] | Deployable Output Benefit (Ml/d) under Worst Historic Drought Scenario (define year and return period) | [6 empty] | Deployable Output Benefit (Ml/d) under Additional drought scenario - optional [please define]
Row Ref | Drought Measure | Description | Type | Drought Plan Reference(s) | Included in FP scenario? Y or N | Unit | Decimal places | Base year | 2024-25 | 2029-30 | 2034-35 | 2039-40 | 2044-45 | 2049-50 | Base Year | 2024-25 | 2029-30 | 2034-35 | 2039-40 | 2044-45 | 2049-50 | Base Year | 2024-25 | 2029-30 | 2034-35 | 2039-40 | 2044-45 | 2049-50 | Baseline | 2024-25 | 2029-30 | 2034-35 | 2039-40 | 2044-45 | 2049-50
1FPD | Appeals for restraint | [X]% savings when an appeal for restraint is implemented | Demand Side | page x, para y |  | Ml/d | 2 | 0 | 0 | 0 | 0 | 0 | 0 | 0 | 0 | 0 | 0 | 0 | 0 | 0 | 0 | 0 | 0 | 0 | 0 | 0 | 0 | 0 | 0 | 0 | 0 | 0 | 0 | 0 | 0
2FPD | Licensed drought only sources | List the names of all drought sources / sites | Supply Side | page x, para y |  | Ml/d | 2 | 0 | 0 | 0 | 0 | 0 | 0 | 0 | 0 | 0 | 0 | 0 | 0 | 0 | 0 | 0 | 0 | 0 | 0 | 0 | 0 | 0 | 0 | 0 | 0 | 0 | 0 | 0 | 0
3FPD | Other level 1 drought measures | Please detail other level 1 drought measures |  | page x, para y | N | Ml/d | 2 | 0 | 0.054418 | 0.13794 | 0.14429 | 0.14969 | 0.15521 | 0.15982 | 0 | 0.054418 | 0.13794 | 0.14429 | 0.14969 | 0.15521 | 0.15982
4FPD | Temporary Use Bans | 3% demand savings when a Temporary Use Ban is implemented | Demand Side | page x, para y | N | Ml/d | 2 | 0 | 1.8306 | 1.7337 | 1.6938 | 1.6504 | 1.6318 | 1.6447 | 0 | 1.8306 | 1.7337 | 1.6938 | 1.6504 | 1.6318 | 1.6447
5FPD | Level 2 Drought Permits/Orders | List the names of all drought sources / sites brought online when the level 2 control curve is crossed | Supply Side | page x, para y |  | Ml/d | 2 | 0 | 0 | 0 | 0 | 0 | 0 | 0 | 0 | 0 | 0 | 0 | 0 | 0 | 0 | 0 | 0 | 0 | 0 | 0 | 0 | 0 | 0 | 0 | 0 | 0 | 0 | 0 | 0
6FPD | Other level 2 drought measures | Please detail other level 2 drought measures |  | page x, para y |  | Ml/d | 2 | 0 | 0 | 0 | 0 | 0 | 0 | 0 | 0 | 0 | 0 | 0 | 0 | 0 | 0 | 0 | 0 | 0 | 0 | 0 | 0 | 0 | 0 | 0 | 0 | 0 | 0 | 0 | 0
7FPD | Non Essential Use Bans | 11% demand savings when a Non-Essential Use Ban is implemented | Demand Side | page x, para y | N | Ml/d | 2 | 0 | 6.7121 | 6.3571 | 6.2106 | 6.0513 | 5.9832 | 6.0306 | 0 | 6.7121 | 6.3571 | 6.2106 | 6.0513 | 5.9832 | 6.0306
8FPD | Level 3 Drought Permits/Orders | List the names of all drought sources / sites brought online when the level 3 control curve is crossed | Supply Side | page x, para y |  | Ml/d | 2 | 0 | 0 | 0 | 0 | 0 | 0 | 0 | 0 | 0 | 0 | 0 | 0 | 0 | 0 | 0 | 0 | 0 | 0 | 0 | 0 | 0 | 0 | 0 | 0 | 0 | 0 | 0 | 0
9FPD | Other level 3 drought measures | Please detail other level 3 drought measures |  | page x, para y |  | Ml/d | 2 | 0 | 0 | 0 | 0 | 0 | 0 | 0 | 0 | 0 | 0 | 0 | 0 | 0 | 0 | 0 | 0 | 0 | 0 | 0 | 0 | 0 | 0 | 0 | 0 | 0 | 0 | 0 | 0
10FPD | TOTAL BENEFIT | Combined benefit from above drought measures for the drought scenario |  |  |  | Ml/d | 2 | 0 | 8.5971 | 8.2288 | 8.0488 | 7.8513 | 7.7702 | 7.8352 | 0 | 8.5971 | 8.2288 | 8.0488 | 7.8513 | 7.7702 | 7.8352 | 0 | 0 | 0 | 0 | 0 | 0 | 0 | 0 | 0 | 0 | 0 | 0 | 0 | 0
Row Ref | Component | Derivation |  |  |  | Unit | Decimal places | Base Year | 2024-25 | 2029-30 | 2034-35 | 2039-40 | 2044-45 | 2049-50 | Base Year | 2024-25 | 2029-30 | 2034-35 | 2039-40 | 2044-45 | 2049-50 | Base Year | 2024-25 | 2029-30 | 2034-35 | 2039-40 | 2044-45 | 2049-50 | Base Year | 2024-25 | 2029-30 | 2034-35 | 2039-40 | 2044-45 | 2049-50
11.1FPD | Distribution Input Adjustment | Drought Demand Enhancement - for specific drought event (where applicable) |  |  |  | Ml/d | 2 |  | 0 | 0 | 0 | 0 | 0 | 0 |  | 0 | 0 | 0 | 0 | 0 | 0 |  | 0 | 0 | 0 | 0 | 0 | 0 |  | 0 | 0 | 0 | 0 | 0 | 0
11FPD | Distribution Input | 45FP + 11.1FPD |  |  |  | Ml/d | 2 |  | 72.31 | 68.25 | 66.69 | 64.64 | 63.42 | 63.44 |  | 0 | 0 | 0 | 0 | 0 | 0 |  | 0 | 0 | 0 | 0 | 0 | 0 |  | 0 | 0 | 0 | 0 | 0 | 0
12FPD | Water Available For Use (own sources) | 10FP - 7.5FP + 10FPD |  |  |  | Ml/d | 2 |  | 80.5371 | 75.2988 | 72.7288 | 70.6513 | 56.3002 | 56.3452 |  | 0 | 0 | 0 | 0 | 0 | 0 |  | 0 | 0 | 0 | 0 | 0 | 0 |  | 0 | 0 | 0 | 0 | 0 | 0
13.1FPD | Import (+ve) and Export (-ve) Drought Adjustment | Drought Import/Export Adjustment for specific drought event (where applicable) |  |  |  | Ml/d | 2 |  | 0 | 0 | 0 | 0 | 0 | 0 |  | 0 | 0 | 0 | 0 | 0 | 0 |  | 0 | 0 | 0 | 0 | 0 | 0 |  | 0 | 0 | 0 | 0 | 0 | 0
13FPD | Total Water Available For Use | 12FPD + sum(2FP:5FP) + 13.1FPD |  |  |  | Ml/d | 2 |  | 80.5371 | 80.0088 | 79.0288 | 74.9413 | 74.3402 | 74.0752 |  | 0 | 0 | 0 | 0 | 0 | 0 |  | 0 | 0 | 0 | 0 | 0 | 0 |  | 0 | 0 | 0 | 0 | 0 | 0
16FPD | Target Headroom | 48FP |  |  |  | Ml/d | 2 |  | 2.6313 | 3.531 | 4.2948 | 2.4521 | 3.1467 | 2.7976 |  | 0 | 0 | 0 | 0 | 0 | 0 |  | 0 | 0 | 0 | 0 | 0 | 0 |  | 0 | 0 | 0 | 0 | 0 | 0
16.1FPD | Target Headroom Adjustment | Target headroom adjustment for specific drought event (where applicable) |  |  |  | Ml/d | 2 | [8 empty] | 0 | 0 | 0 | 0 | 0 | 0 |  | 0 | 0 | 0 | 0 | 0 | 0 |  | 0 | 0 | 0 | 0 | 0 | 0
17FPD | Available Headroom | 13FPD - 11FPD |  |  |  | Ml/d | 2 |  | 8.2271 | 11.7588 | 12.3388 | 10.3013 | 10.9202 | 10.6352 |  | 0 | 0 | 0 | 0 | 0 | 0 |  | 0 | 0 | 0 | 0 | 0 | 0 |  | 0 | 0 | 0 | 0 | 0 | 0
18FPD | Supply Demand Balance | 17FPD - (16FPD + 16.1FPD) |  |  |  | Ml/d | 2 |  | 5.5958 | 8.2278 | 8.044 | 7.8493 | 7.7734 | 7.8376 |  | 0 | 0 | 0 | 0 | 0 | 0 |  | 0 | 0 | 0 | 0 | 0 | 0 |  | 0 | 0 | 0 | 0 | 0 | 0
Water Company | Anglian Water | Version
WRZ | AWSSUI | V3.0
Table 6: WRZ Level - Drought Plan Links | Back to top of sheet | [6 empty] | Deployable Output Benefit (Ml/d) under Drought Severity of ~ 1 in 500 (0.2% chance in any given year) | [6 empty] | Deployable Output Benefit (Ml/d) under Drought Severity of 1 in 200 (0.5% chance in any given year) | [6 empty] | Deployable Output Benefit (Ml/d) under Worst Historic Drought Scenario (define year and return period) | [6 empty] | Deployable Output Benefit (Ml/d) under Additional drought scenario - optional [please define]
Row Ref | Drought Measure | Description | Type | Drought Plan Reference(s) | Included in FP scenario? Y or N | Unit | Decimal places | Base year | 2024-25 | 2029-30 | 2034-35 | 2039-40 | 2044-45 | 2049-50 | Base Year | 2024-25 | 2029-30 | 2034-35 | 2039-40 | 2044-45 | 2049-50 | Base Year | 2024-25 | 2029-30 | 2034-35 | 2039-40 | 2044-45 | 2049-50 | Baseline | 2024-25 | 2029-30 | 2034-35 | 2039-40 | 2044-45 | 2049-50
1FPD | Appeals for restraint | [X]% savings when an appeal for restraint is implemented | Demand Side | page x, para y |  | Ml/d | 2 | 0 | 0 | 0 | 0 | 0 | 0 | 0 | 0 | 0 | 0 | 0 | 0 | 0 | 0 | 0 | 0 | 0 | 0 | 0 | 0 | 0 | 0 | 0 | 0 | 0 | 0 | 0 | 0
2FPD | Licensed drought only sources | List the names of all drought sources / sites | Supply Side | page x, para y |  | Ml/d | 2 | 0 | 0 | 0 | 0 | 0 | 0 | 0 | 0 | 0 | 0 | 0 | 0 | 0 | 0 | 0 | 0 | 0 | 0 | 0 | 0 | 0 | 0 | 0 | 0 | 0 | 0 | 0 | 0
3FPD | Other level 1 drought measures | Please detail other level 1 drought measures |  | page x, para y | N | Ml/d | 2 | 0 | 0.0039381 | 0.010005 | 0.01047 | 0.010927 | 0.01135 | 0.011681 | 0 | 0.0039381 | 0.010005 | 0.01047 | 0.010927 | 0.01135 | 0.011681
4FPD | Temporary Use Bans | 3% demand savings when a Temporary Use Ban is implemented | Demand Side | page x, para y | N | Ml/d | 2 | 0 | 0.12226 | 0.11607 | 0.11164 | 0.1074 | 0.10371 | 0.10249 | 0 | 0.12226 | 0.11607 | 0.11164 | 0.1074 | 0.10371 | 0.10249
5FPD | Level 2 Drought Permits/Orders | List the names of all drought sources / sites brought online when the level 2 control curve is crossed | Supply Side | page x, para y |  | Ml/d | 2 | 0 | 0 | 0 | 0 | 0 | 0 | 0 | 0 | 0 | 0 | 0 | 0 | 0 | 0 | 0 | 0 | 0 | 0 | 0 | 0 | 0 | 0 | 0 | 0 | 0 | 0 | 0 | 0
6FPD | Other level 2 drought measures | Please detail other level 2 drought measures |  | page x, para y |  | Ml/d | 2 | 0 | 0 | 0 | 0 | 0 | 0 | 0 | 0 | 0 | 0 | 0 | 0 | 0 | 0 | 0 | 0 | 0 | 0 | 0 | 0 | 0 | 0 | 0 | 0 | 0 | 0 | 0 | 0
7FPD | Non Essential Use Bans | 11% demand savings when a Non-Essential Use Ban is implemented | Demand Side | page x, para y | N | Ml/d | 2 | 0 | 0.44828 | 0.42557 | 0.40934 | 0.3938 | 0.38028 | 0.37579 | 0 | 0.44828 | 0.42557 | 0.40934 | 0.3938 | 0.38028 | 0.37579
8FPD | Level 3 Drought Permits/Orders | List the names of all drought sources / sites brought online when the level 3 control curve is crossed | Supply Side | page x, para y |  | Ml/d | 2 | 0 | 0 | 0 | 0 | 0 | 0 | 0 | 0 | 0 | 0 | 0 | 0 | 0 | 0 | 0 | 0 | 0 | 0 | 0 | 0 | 0 | 0 | 0 | 0 | 0 | 0 | 0 | 0
9FPD | Other level 3 drought measures | Please detail other level 3 drought measures |  | page x, para y |  | Ml/d | 2 | 0 | 0 | 0 | 0 | 0 | 0 | 0 | 0 | 0 | 0 | 0 | 0 | 0 | 0 | 0 | 0 | 0 | 0 | 0 | 0 | 0 | 0 | 0 | 0 | 0 | 0 | 0 | 0
10FPD | TOTAL BENEFIT | Combined benefit from above drought measures for the drought scenario |  |  |  | Ml/d | 2 | 0 | 0.57447 | 0.55164 | 0.53145 | 0.51213 | 0.49534 | 0.48995 | 0 | 0.57447 | 0.55164 | 0.53145 | 0.51213 | 0.49534 | 0.48995 | 0 | 0 | 0 | 0 | 0 | 0 | 0 | 0 | 0 | 0 | 0 | 0 | 0 | 0
Row Ref | Component | Derivation |  |  |  | Unit | Decimal places | Base Year | 2024-25 | 2029-30 | 2034-35 | 2039-40 | 2044-45 | 2049-50 | Base Year | 2024-25 | 2029-30 | 2034-35 | 2039-40 | 2044-45 | 2049-50 | Base Year | 2024-25 | 2029-30 | 2034-35 | 2039-40 | 2044-45 | 2049-50 | Base Year | 2024-25 | 2029-30 | 2034-35 | 2039-40 | 2044-45 | 2049-50
11.1FPD | Distribution Input Adjustment | Drought Demand Enhancement - for specific drought event (where applicable) |  |  |  | Ml/d | 2 |  | 0 | 0 | 0 | 0 | 0 | 0 |  | 0 | 0 | 0 | 0 | 0 | 0 |  | 0 | 0 | 0 | 0 | 0 | 0 |  | 0 | 0 | 0 | 0 | 0 | 0
11FPD | Distribution Input | 45FP + 11.1FPD |  |  |  | Ml/d | 2 |  | 5.33 | 5.07 | 4.88 | 4.74 | 4.6 | 4.48 |  | 0 | 0 | 0 | 0 | 0 | 0 |  | 0 | 0 | 0 | 0 | 0 | 0 |  | 0 | 0 | 0 | 0 | 0 | 0
12FPD | Water Available For Use (own sources) | 10FP - 7.5FP + 10FPD |  |  |  | Ml/d | 2 |  | 8.4645 | 7.2316 | 4.5014 | 1.7421 | 1.7253 | 1.72 |  | 0 | 0 | 0 | 0 | 0 | 0 |  | 0 | 0 | 0 | 0 | 0 | 0 |  | 0 | 0 | 0 | 0 | 0 | 0
13.1FPD | Import (+ve) and Export (-ve) Drought Adjustment | Drought Import/Export Adjustment for specific drought event (where applicable) |  |  |  | Ml/d | 2 |  | 0 | 0 | 0 | 0 | 0 | 0 |  | 0 | 0 | 0 | 0 | 0 | 0 |  | 0 | 0 | 0 | 0 | 0 | 0 |  | 0 | 0 | 0 | 0 | 0 | 0
13FPD | Total Water Available For Use | 12FPD + sum(2FP:5FP) + 13.1FPD |  |  |  | Ml/d | 2 |  | 8.4645 | 8.1796 | 5.7014 | 5.4521 | 5.3253 | 5.17 |  | 0 | 0 | 0 | 0 | 0 | 0 |  | 0 | 0 | 0 | 0 | 0 | 0 |  | 0 | 0 | 0 | 0 | 0 | 0
16FPD | Target Headroom | 48FP |  |  |  | Ml/d | 2 |  | 0.16802 | 0.23806 | 0.28782 | 0.20471 | 0.23398 | 0.19932 |  | 0 | 0 | 0 | 0 | 0 | 0 |  | 0 | 0 | 0 | 0 | 0 | 0 |  | 0 | 0 | 0 | 0 | 0 | 0
16.1FPD | Target Headroom Adjustment | Target headroom adjustment for specific drought event (where applicable) |  |  |  | Ml/d | 2 | [8 empty] | 0 | 0 | 0 | 0 | 0 | 0 |  | 0 | 0 | 0 | 0 | 0 | 0 |  | 0 | 0 | 0 | 0 | 0 | 0
17FPD | Available Headroom | 13FPD - 11FPD |  |  |  | Ml/d | 2 |  | 3.1345 | 3.1096 | 0.82145 | 0.71213 | 0.72534 | 0.68995 |  | 0 | 0 | 0 | 0 | 0 | 0 |  | 0 | 0 | 0 | 0 | 0 | 0 |  | 0 | 0 | 0 | 0 | 0 | 0
18FPD | Supply Demand Balance | 17FPD - (16FPD + 16.1FPD) |  |  |  | Ml/d | 2 |  | 2.9665 | 2.8716 | 0.53363 | 0.50742 | 0.49137 | 0.49063 |  | 0 | 0 | 0 | 0 | 0 | 0 |  | 0 | 0 | 0 | 0 | 0 | 0 |  | 0 | 0 | 0 | 0 | 0 | 0
Water Company | Anglian Water | Version
WRZ | AWSSUS | V3.0
Table 6: WRZ Level - Drought Plan Links | Back to top of sheet | [6 empty] | Deployable Output Benefit (Ml/d) under Drought Severity of ~ 1 in 500 (0.2% chance in any given year) | [6 empty] | Deployable Output Benefit (Ml/d) under Drought Severity of 1 in 200 (0.5% chance in any given year) | [6 empty] | Deployable Output Benefit (Ml/d) under Worst Historic Drought Scenario (define year and return period) | [6 empty] | Deployable Output Benefit (Ml/d) under Additional drought scenario - optional [please define]
Row Ref | Drought Measure | Description | Type | Drought Plan Reference(s) | Included in FP scenario? Y or N | Unit | Decimal places | Base year | 2024-25 | 2029-30 | 2034-35 | 2039-40 | 2044-45 | 2049-50 | Base Year | 2024-25 | 2029-30 | 2034-35 | 2039-40 | 2044-45 | 2049-50 | Base Year | 2024-25 | 2029-30 | 2034-35 | 2039-40 | 2044-45 | 2049-50 | Baseline | 2024-25 | 2029-30 | 2034-35 | 2039-40 | 2044-45 | 2049-50
1FPD | Appeals for restraint | [X]% savings when an appeal for restraint is implemented | Demand Side | page x, para y |  | Ml/d | 2 | 0 | 0 | 0 | 0 | 0 | 0 | 0 | 0 | 0 | 0 | 0 | 0 | 0 | 0 | 0 | 0 | 0 | 0 | 0 | 0 | 0 | 0 | 0 | 0 | 0 | 0 | 0 | 0
2FPD | Licensed drought only sources | List the names of all drought sources / sites | Supply Side | page x, para y |  | Ml/d | 2 | 0 | 0 | 0 | 0 | 0 | 0 | 0 | 0 | 0 | 0 | 0 | 0 | 0 | 0 | 0 | 0 | 0 | 0 | 0 | 0 | 0 | 0 | 0 | 0 | 0 | 0 | 0 | 0
3FPD | Other level 1 drought measures | Please detail other level 1 drought measures |  | page x, para y | N | Ml/d | 2 | 0 | 0.0002384 | 0.01453 | 0.015262 | 0.015968 | 0.016582 | 0.017016 | 0 | 0.0002384 | 0.01453 | 0.015262 | 0.015968 | 0.016582 | 0.017016
4FPD | Temporary Use Bans | 3% demand savings when a Temporary Use Ban is implemented | Demand Side | page x, para y | N | Ml/d | 2 | 0 | 0.16607 | 0.16289 | 0.1597 | 0.15532 | 0.1505 | 0.14826 | 0 | 0.16607 | 0.16289 | 0.1597 | 0.15532 | 0.1505 | 0.14826
5FPD | Level 2 Drought Permits/Orders | List the names of all drought sources / sites brought online when the level 2 control curve is crossed | Supply Side | page x, para y |  | Ml/d | 2 | 0 | 0 | 0 | 0 | 0 | 0 | 0 | 0 | 0 | 0 | 0 | 0 | 0 | 0 | 0 | 0 | 0 | 0 | 0 | 0 | 0 | 0 | 0 | 0 | 0 | 0 | 0 | 0
6FPD | Other level 2 drought measures | Please detail other level 2 drought measures |  | page x, para y |  | Ml/d | 2 | 0 | 0 | 0 | 0 | 0 | 0 | 0 | 0 | 0 | 0 | 0 | 0 | 0 | 0 | 0 | 0 | 0 | 0 | 0 | 0 | 0 | 0 | 0 | 0 | 0 | 0 | 0 | 0
7FPD | Non Essential Use Bans | 11% demand savings when a Non-Essential Use Ban is implemented | Demand Side | page x, para y | N | Ml/d | 2 | 0 | 0.60893 | 0.59727 | 0.58555 | 0.56951 | 0.55185 | 0.54362 | 0 | 0.60893 | 0.59727 | 0.58555 | 0.56951 | 0.55185 | 0.54362
8FPD | Level 3 Drought Permits/Orders | List the names of all drought sources / sites brought online when the level 3 control curve is crossed | Supply Side | page x, para y |  | Ml/d | 2 | 0 | 0 | 0 | 0 | 0 | 0 | 0 | 0 | 0 | 0 | 0 | 0 | 0 | 0 | 0 | 0 | 0 | 0 | 0 | 0 | 0 | 0 | 0 | 0 | 0 | 0 | 0 | 0
9FPD | Other level 3 drought measures | Please detail other level 3 drought measures |  | page x, para y |  | Ml/d | 2 | 0 | 0 | 0 | 0 | 0 | 0 | 0 | 0 | 0 | 0 | 0 | 0 | 0 | 0 | 0 | 0 | 0 | 0 | 0 | 0 | 0 | 0 | 0 | 0 | 0 | 0 | 0 | 0
10FPD | TOTAL BENEFIT | Combined benefit from above drought measures for the drought scenario |  |  |  | Ml/d | 2 | 0 | 0.77524 | 0.77469 | 0.76051 | 0.74081 | 0.71894 | 0.70889 | 0 | 0.77524 | 0.77469 | 0.76051 | 0.74081 | 0.71894 | 0.70889 | 0 | 0 | 0 | 0 | 0 | 0 | 0 | 0 | 0 | 0 | 0 | 0 | 0 | 0
Row Ref | Component | Derivation |  |  |  | Unit | Decimal places | Base Year | 2024-25 | 2029-30 | 2034-35 | 2039-40 | 2044-45 | 2049-50 | Base Year | 2024-25 | 2029-30 | 2034-35 | 2039-40 | 2044-45 | 2049-50 | Base Year | 2024-25 | 2029-30 | 2034-35 | 2039-40 | 2044-45 | 2049-50 | Base Year | 2024-25 | 2029-30 | 2034-35 | 2039-40 | 2044-45 | 2049-50
11.1FPD | Distribution Input Adjustment | Drought Demand Enhancement - for specific drought event (where applicable) |  |  |  | Ml/d | 2 |  | 0 | 0 | 0 | 0 | 0 | 0 |  | 0 | 0 | 0 | 0 | 0 | 0 |  | 0 | 0 | 0 | 0 | 0 | 0 |  | 0 | 0 | 0 | 0 | 0 | 0
11FPD | Distribution Input | 45FP + 11.1FPD |  |  |  | Ml/d | 2 |  | 6.98 | 6.81 | 6.68 | 6.54 | 6.37 | 6.29 |  | 0 | 0 | 0 | 0 | 0 | 0 |  | 0 | 0 | 0 | 0 | 0 | 0 |  | 0 | 0 | 0 | 0 | 0 | 0
12FPD | Water Available For Use (own sources) | 10FP - 7.5FP + 10FPD |  |  |  | Ml/d | 2 |  | 11.8952 | 10.3747 | 7.8605 | 7.6808 | 7.6589 | 7.6489 |  | 0 | 0 | 0 | 0 | 0 | 0 |  | 0 | 0 | 0 | 0 | 0 | 0 |  | 0 | 0 | 0 | 0 | 0 | 0
13.1FPD | Import (+ve) and Export (-ve) Drought Adjustment | Drought Import/Export Adjustment for specific drought event (where applicable) |  |  |  | Ml/d | 2 |  | 0 | 0 | 0 | 0 | 0 | 0 |  | 0 | 0 | 0 | 0 | 0 | 0 |  | 0 | 0 | 0 | 0 | 0 | 0 |  | 0 | 0 | 0 | 0 | 0 | 0
13FPD | Total Water Available For Use | 12FPD + sum(2FP:5FP) + 13.1FPD |  |  |  | Ml/d | 2 |  | 11.8952 | 10.3757 | 7.9505 | 7.5908 | 7.4389 | 7.2989 |  | 0 | 0 | 0 | 0 | 0 | 0 |  | 0 | 0 | 0 | 0 | 0 | 0 |  | 0 | 0 | 0 | 0 | 0 | 0
16FPD | Target Headroom | 48FP |  |  |  | Ml/d | 2 |  | 0.3443 | 0.43177 | 0.50538 | 0.30794 | 0.35145 | 0.29922 |  | 0 | 0 | 0 | 0 | 0 | 0 |  | 0 | 0 | 0 | 0 | 0 | 0 |  | 0 | 0 | 0 | 0 | 0 | 0
16.1FPD | Target Headroom Adjustment | Target headroom adjustment for specific drought event (where applicable) |  |  |  | Ml/d | 2 | [8 empty] | 0 | 0 | 0 | 0 | 0 | 0 |  | 0 | 0 | 0 | 0 | 0 | 0 |  | 0 | 0 | 0 | 0 | 0 | 0
17FPD | Available Headroom | 13FPD - 11FPD |  |  |  | Ml/d | 2 |  | 4.9152 | 3.5657 | 1.2705 | 1.0508 | 1.0689 | 1.0089 |  | 0 | 0 | 0 | 0 | 0 | 0 |  | 0 | 0 | 0 | 0 | 0 | 0 |  | 0 | 0 | 0 | 0 | 0 | 0
18FPD | Supply Demand Balance | 17FPD - (16FPD + 16.1FPD) |  |  |  | Ml/d | 2 |  | 4.5709 | 3.1339 | 0.76513 | 0.74287 | 0.71749 | 0.70967 |  | 0 | 0 | 0 | 0 | 0 | 0 |  | 0 | 0 | 0 | 0 | 0 | 0 |  | 0 | 0 | 0 | 0 | 0 | 0
Water Company | Anglian Water | Version
WRZ | AWSSUT | V3.0
Table 6: WRZ Level - Drought Plan Links | Back to top of sheet | [6 empty] | Deployable Output Benefit (Ml/d) under Drought Severity of ~ 1 in 500 (0.2% chance in any given year) | [6 empty] | Deployable Output Benefit (Ml/d) under Drought Severity of 1 in 200 (0.5% chance in any given year) | [6 empty] | Deployable Output Benefit (Ml/d) under Worst Historic Drought Scenario (define year and return period) | [6 empty] | Deployable Output Benefit (Ml/d) under Additional drought scenario - optional [please define]
Row Ref | Drought Measure | Description | Type | Drought Plan Reference(s) | Included in FP scenario? Y or N | Unit | Decimal places | Base year | 2024-25 | 2029-30 | 2034-35 | 2039-40 | 2044-45 | 2049-50 | Base Year | 2024-25 | 2029-30 | 2034-35 | 2039-40 | 2044-45 | 2049-50 | Base Year | 2024-25 | 2029-30 | 2034-35 | 2039-40 | 2044-45 | 2049-50 | Baseline | 2024-25 | 2029-30 | 2034-35 | 2039-40 | 2044-45 | 2049-50
1FPD | Appeals for restraint | [X]% savings when an appeal for restraint is implemented | Demand Side | page x, para y |  | Ml/d | 2 | 0 | 0 | 0 | 0 | 0 | 0 | 0 | 0 | 0 | 0 | 0 | 0 | 0 | 0 | 0 | 0 | 0 | 0 | 0 | 0 | 0 | 0 | 0 | 0 | 0 | 0 | 0 | 0
2FPD | Licensed drought only sources | List the names of all drought sources / sites | Supply Side | page x, para y |  | Ml/d | 2 | 0 | 0 | 0 | 0 | 0 | 0 | 0 | 0 | 0 | 0 | 0 | 0 | 0 | 0 | 0 | 0 | 0 | 0 | 0 | 0 | 0 | 0 | 0 | 0 | 0 | 0 | 0 | 0
3FPD | Other level 1 drought measures | Please detail other level 1 drought measures |  | page x, para y | N | Ml/d | 2 | 0 | 0.00024187 | 0.013693 | 0.014338 | 0.015002 | 0.015689 | 0.016232 | 0 | 0.00024187 | 0.013693 | 0.014338 | 0.015002 | 0.015689 | 0.016232
4FPD | Temporary Use Bans | 3% demand savings when a Temporary Use Ban is implemented | Demand Side | page x, para y | N | Ml/d | 2 | 0 | 0.23687 | 0.23257 | 0.23131 | 0.22955 | 0.22511 | 0.22391 | 0 | 0.23687 | 0.23257 | 0.23131 | 0.22955 | 0.22511 | 0.22391
5FPD | Level 2 Drought Permits/Orders | List the names of all drought sources / sites brought online when the level 2 control curve is crossed | Supply Side | page x, para y |  | Ml/d | 2 | 0 | 0 | 0 | 0 | 0 | 0 | 0 | 0 | 0 | 0 | 0 | 0 | 0 | 0 | 0 | 0 | 0 | 0 | 0 | 0 | 0 | 0 | 0 | 0 | 0 | 0 | 0 | 0
6FPD | Other level 2 drought measures | Please detail other level 2 drought measures |  | page x, para y |  | Ml/d | 2 | 0 | 0 | 0 | 0 | 0 | 0 | 0 | 0 | 0 | 0 | 0 | 0 | 0 | 0 | 0 | 0 | 0 | 0 | 0 | 0 | 0 | 0 | 0 | 0 | 0 | 0 | 0 | 0
7FPD | Non Essential Use Bans | 11% demand savings when a Non-Essential Use Ban is implemented | Demand Side | page x, para y | N | Ml/d | 2 | 0 | 0.86854 | 0.85275 | 0.84815 | 0.84168 | 0.82539 | 0.82101 | 0 | 0.86854 | 0.85275 | 0.84815 | 0.84168 | 0.82539 | 0.82101
8FPD | Level 3 Drought Permits/Orders | List the names of all drought sources / sites brought online when the level 3 control curve is crossed | Supply Side | page x, para y |  | Ml/d | 2 | 0 | 0 | 0 | 0 | 0 | 0 | 0 | 0 | 0 | 0 | 0 | 0 | 0 | 0 | 0 | 0 | 0 | 0 | 0 | 0 | 0 | 0 | 0 | 0 | 0 | 0 | 0 | 0
9FPD | Other level 3 drought measures | Please detail other level 3 drought measures |  | page x, para y |  | Ml/d | 2 | 0 | 0 | 0 | 0 | 0 | 0 | 0 | 0 | 0 | 0 | 0 | 0 | 0 | 0 | 0 | 0 | 0 | 0 | 0 | 0 | 0 | 0 | 0 | 0 | 0 | 0 | 0 | 0
10FPD | TOTAL BENEFIT | Combined benefit from above drought measures for the drought scenario |  |  |  | Ml/d | 2 | 0 | 1.1057 | 1.099 | 1.0938 | 1.0862 | 1.0662 | 1.0612 | 0 | 1.1057 | 1.099 | 1.0938 | 1.0862 | 1.0662 | 1.0612 | 0 | 0 | 0 | 0 | 0 | 0 | 0 | 0 | 0 | 0 | 0 | 0 | 0 | 0
Row Ref | Component | Derivation |  |  |  | Unit | Decimal places | Base Year | 2024-25 | 2029-30 | 2034-35 | 2039-40 | 2044-45 | 2049-50 | Base Year | 2024-25 | 2029-30 | 2034-35 | 2039-40 | 2044-45 | 2049-50 | Base Year | 2024-25 | 2029-30 | 2034-35 | 2039-40 | 2044-45 | 2049-50 | Base Year | 2024-25 | 2029-30 | 2034-35 | 2039-40 | 2044-45 | 2049-50
11.1FPD | Distribution Input Adjustment | Drought Demand Enhancement - for specific drought event (where applicable) |  |  |  | Ml/d | 2 |  | 0 | 0 | 0 | 0 | 0 | 0 |  | 0 | 0 | 0 | 0 | 0 | 0 |  | 0 | 0 | 0 | 0 | 0 | 0 |  | 0 | 0 | 0 | 0 | 0 | 0
11FPD | Distribution Input | 45FP + 11.1FPD |  |  |  | Ml/d | 2 |  | 9.44 | 9.25 | 9.19 | 9.12 | 8.97 | 8.93 |  | 0 | 0 | 0 | 0 | 0 | 0 |  | 0 | 0 | 0 | 0 | 0 | 0 |  | 0 | 0 | 0 | 0 | 0 | 0
12FPD | Water Available For Use (own sources) | 10FP - 7.5FP + 10FPD |  |  |  | Ml/d | 2 |  | 13.7457 | 11.139 | 10.3138 | 6.3762 | 6.3562 | 6.3512 |  | 0 | 0 | 0 | 0 | 0 | 0 |  | 0 | 0 | 0 | 0 | 0 | 0 |  | 0 | 0 | 0 | 0 | 0 | 0
13.1FPD | Import (+ve) and Export (-ve) Drought Adjustment | Drought Import/Export Adjustment for specific drought event (where applicable) |  |  |  | Ml/d | 2 |  | 0 | 0 | 0 | 0 | 0 | 0 |  | 0 | 0 | 0 | 0 | 0 | 0 |  | 0 | 0 | 0 | 0 | 0 | 0 |  | 0 | 0 | 0 | 0 | 0 | 0
13FPD | Total Water Available For Use | 12FPD + sum(2FP:5FP) + 13.1FPD |  |  |  | Ml/d | 2 |  | 13.9957 | 11.39 | 10.9438 | 10.5862 | 10.4762 | 10.3712 |  | 0 | 0 | 0 | 0 | 0 | 0 |  | 0 | 0 | 0 | 0 | 0 | 0 |  | 0 | 0 | 0 | 0 | 0 | 0
16FPD | Target Headroom | 48FP |  |  |  | Ml/d | 2 |  | 0.44624 | 0.56417 | 0.65765 | 0.3797 | 0.44206 | 0.38354 |  | 0 | 0 | 0 | 0 | 0 | 0 |  | 0 | 0 | 0 | 0 | 0 | 0 |  | 0 | 0 | 0 | 0 | 0 | 0
16.1FPD | Target Headroom Adjustment | Target headroom adjustment for specific drought event (where applicable) |  |  |  | Ml/d | 2 | [8 empty] | 0 | 0 | 0 | 0 | 0 | 0 |  | 0 | 0 | 0 | 0 | 0 | 0 |  | 0 | 0 | 0 | 0 | 0 | 0
17FPD | Available Headroom | 13FPD - 11FPD |  |  |  | Ml/d | 2 |  | 4.5557 | 2.14 | 1.7538 | 1.4662 | 1.5062 | 1.4412 |  | 0 | 0 | 0 | 0 | 0 | 0 |  | 0 | 0 | 0 | 0 | 0 | 0 |  | 0 | 0 | 0 | 0 | 0 | 0
18FPD | Supply Demand Balance | 17FPD - (16FPD + 16.1FPD) |  |  |  | Ml/d | 2 |  | 4.1094 | 1.5758 | 1.0961 | 1.0865 | 1.0641 | 1.0576 |  | 0 | 0 | 0 | 0 | 0 | 0 |  | 0 | 0 | 0 | 0 | 0 | 0 |  | 0 | 0 | 0 | 0 | 0 | 0
Water Company | Anglian Water | Version
WRZ | AWSSWC | V3.0
Table 6: WRZ Level - Drought Plan Links | Back to top of sheet | [6 empty] | Deployable Output Benefit (Ml/d) under Drought Severity of ~ 1 in 500 (0.2% chance in any given year) | [6 empty] | Deployable Output Benefit (Ml/d) under Drought Severity of 1 in 200 (0.5% chance in any given year) | [6 empty] | Deployable Output Benefit (Ml/d) under Worst Historic Drought Scenario (define year and return period) | [6 empty] | Deployable Output Benefit (Ml/d) under Additional drought scenario - optional [please define]
Row Ref | Drought Measure | Description | Type | Drought Plan Reference(s) | Included in FP scenario? Y or N | Unit | Decimal places | Base year | 2024-25 | 2029-30 | 2034-35 | 2039-40 | 2044-45 | 2049-50 | Base Year | 2024-25 | 2029-30 | 2034-35 | 2039-40 | 2044-45 | 2049-50 | Base Year | 2024-25 | 2029-30 | 2034-35 | 2039-40 | 2044-45 | 2049-50 | Baseline | 2024-25 | 2029-30 | 2034-35 | 2039-40 | 2044-45 | 2049-50
1FPD | Appeals for restraint | [X]% savings when an appeal for restraint is implemented | Demand Side | page x, para y |  | Ml/d | 2 | 0 | 0 | 0 | 0 | 0 | 0 | 0 | 0 | 0 | 0 | 0 | 0 | 0 | 0 | 0 | 0 | 0 | 0 | 0 | 0 | 0 | 0 | 0 | 0 | 0 | 0 | 0 | 0
2FPD | Licensed drought only sources | List the names of all drought sources / sites | Supply Side | page x, para y |  | Ml/d | 2 | 0 | 0 | 0 | 0 | 0 | 0 | 0 | 0 | 0 | 0 | 0 | 0 | 0 | 0 | 0 | 0 | 0 | 0 | 0 | 0 | 0 | 0 | 0 | 0 | 0 | 0 | 0 | 0
3FPD | Other level 1 drought measures | Please detail other level 1 drought measures |  | page x, para y | N | Ml/d | 2 | 0 | 0.014933 | 0.11074 | 0.11643 | 0.12183 | 0.12642 | 0.13024 | 0 | 0.014933 | 0.11074 | 0.11643 | 0.12183 | 0.12642 | 0.13024
4FPD | Temporary Use Bans | 3% demand savings when a Temporary Use Ban is implemented | Demand Side | page x, para y | N | Ml/d | 2 | 0 | 1.5159 | 1.4767 | 1.4586 | 1.4346 | 1.4136 | 1.4164 | 0 | 1.5159 | 1.4767 | 1.4586 | 1.4346 | 1.4136 | 1.4164
5FPD | Level 2 Drought Permits/Orders | List the names of all drought sources / sites brought online when the level 2 control curve is crossed | Supply Side | page x, para y |  | Ml/d | 2 | 0 | 0 | 0 | 0 | 0 | 0 | 0 | 0 | 0 | 0 | 0 | 0 | 0 | 0 | 0 | 0 | 0 | 0 | 0 | 0 | 0 | 0 | 0 | 0 | 0 | 0 | 0 | 0
6FPD | Other level 2 drought measures | Please detail other level 2 drought measures |  | page x, para y |  | Ml/d | 2 | 0 | 0 | 0 | 0 | 0 | 0 | 0 | 0 | 0 | 0 | 0 | 0 | 0 | 0 | 0 | 0 | 0 | 0 | 0 | 0 | 0 | 0 | 0 | 0 | 0 | 0 | 0 | 0
7FPD | Non Essential Use Bans | 11% demand savings when a Non-Essential Use Ban is implemented | Demand Side | page x, para y | N | Ml/d | 2 | 0 | 5.5585 | 5.4147 | 5.3482 | 5.2604 | 5.1832 | 5.1936 | 0 | 5.5585 | 5.4147 | 5.3482 | 5.2604 | 5.1832 | 5.1936
8FPD | Level 3 Drought Permits/Orders | List the names of all drought sources / sites brought online when the level 3 control curve is crossed | Supply Side | page x, para y |  | Ml/d | 2 | 0 | 0 | 0 | 0 | 0 | 0 | 0 | 0 | 0 | 0 | 0 | 0 | 0 | 0 | 0 | 0 | 0 | 0 | 0 | 0 | 0 | 0 | 0 | 0 | 0 | 0 | 0 | 0
9FPD | Other level 3 drought measures | Please detail other level 3 drought measures |  | page x, para y |  | Ml/d | 2 | 0 | 0 | 0 | 0 | 0 | 0 | 0 | 0 | 0 | 0 | 0 | 0 | 0 | 0 | 0 | 0 | 0 | 0 | 0 | 0 | 0 | 0 | 0 | 0 | 0 | 0 | 0 | 0
10FPD | TOTAL BENEFIT | Combined benefit from above drought measures for the drought scenario |  |  |  | Ml/d | 2 | 0 | 7.0894 | 7.0022 | 6.9232 | 6.8169 | 6.7232 | 6.7402 | 0 | 7.0894 | 7.0022 | 6.9232 | 6.8169 | 6.7232 | 6.7402 | 0 | 0 | 0 | 0 | 0 | 0 | 0 | 0 | 0 | 0 | 0 | 0 | 0 | 0
Row Ref | Component | Derivation |  |  |  | Unit | Decimal places | Base Year | 2024-25 | 2029-30 | 2034-35 | 2039-40 | 2044-45 | 2049-50 | Base Year | 2024-25 | 2029-30 | 2034-35 | 2039-40 | 2044-45 | 2049-50 | Base Year | 2024-25 | 2029-30 | 2034-35 | 2039-40 | 2044-45 | 2049-50 | Base Year | 2024-25 | 2029-30 | 2034-35 | 2039-40 | 2044-45 | 2049-50
11.1FPD | Distribution Input Adjustment | Drought Demand Enhancement - for specific drought event (where applicable) |  |  |  | Ml/d | 2 |  | 0 | 0 | 0 | 0 | 0 | 0 |  | 0 | 0 | 0 | 0 | 0 | 0 |  | 0 | 0 | 0 | 0 | 0 | 0 |  | 0 | 0 | 0 | 0 | 0 | 0
11FPD | Distribution Input | 45FP + 11.1FPD |  |  |  | Ml/d | 2 |  | 63.16 | 61.28 | 59.71 | 58.15 | 57.27 | 57.14 |  | 0 | 0 | 0 | 0 | 0 | 0 |  | 0 | 0 | 0 | 0 | 0 | 0 |  | 0 | 0 | 0 | 0 | 0 | 0
12FPD | Water Available For Use (own sources) | 10FP - 7.5FP + 10FPD |  |  |  | Ml/d | 2 |  | 70.8994 | 63.3722 | 57.9932 | 57.6169 | 36.3232 | 36.3302 |  | 0 | 0 | 0 | 0 | 0 | 0 |  | 0 | 0 | 0 | 0 | 0 | 0 |  | 0 | 0 | 0 | 0 | 0 | 0
13.1FPD | Import (+ve) and Export (-ve) Drought Adjustment | Drought Import/Export Adjustment for specific drought event (where applicable) |  |  |  | Ml/d | 2 |  | 0 | 0 | 0 | 0 | 0 | 0 |  | 0 | 0 | 0 | 0 | 0 | 0 |  | 0 | 0 | 0 | 0 | 0 | 0 |  | 0 | 0 | 0 | 0 | 0 | 0
13FPD | Total Water Available For Use | 12FPD + sum(2FP:5FP) + 13.1FPD |  |  |  | Ml/d | 2 |  | 70.8994 | 73.3022 | 72.6332 | 69.3869 | 69.3432 | 69.0502 |  | 0 | 0 | 0 | 0 | 0 | 0 |  | 0 | 0 | 0 | 0 | 0 | 0 |  | 0 | 0 | 0 | 0 | 0 | 0
16FPD | Target Headroom | 48FP |  |  |  | Ml/d | 2 |  | 4.1898 | 5.018 | 6.0037 | 4.4192 | 5.3485 | 5.1695 |  | 0 | 0 | 0 | 0 | 0 | 0 |  | 0 | 0 | 0 | 0 | 0 | 0 |  | 0 | 0 | 0 | 0 | 0 | 0
16.1FPD | Target Headroom Adjustment | Target headroom adjustment for specific drought event (where applicable) |  |  |  | Ml/d | 2 | [8 empty] | 0 | 0 | 0 | 0 | 0 | 0 |  | 0 | 0 | 0 | 0 | 0 | 0 |  | 0 | 0 | 0 | 0 | 0 | 0
17FPD | Available Headroom | 13FPD - 11FPD |  |  |  | Ml/d | 2 |  | 7.7394 | 12.0222 | 12.9232 | 11.2369 | 12.0732 | 11.9102 |  | 0 | 0 | 0 | 0 | 0 | 0 |  | 0 | 0 | 0 | 0 | 0 | 0 |  | 0 | 0 | 0 | 0 | 0 | 0
18FPD | Supply Demand Balance | 17FPD - (16FPD + 16.1FPD) |  |  |  | Ml/d | 2 |  | 3.5496 | 7.0041 | 6.9195 | 6.8177 | 6.7247 | 6.7407 |  | 0 | 0 | 0 | 0 | 0 | 0 |  | 0 | 0 | 0 | 0 | 0 | 0 |  | 0 | 0 | 0 | 0 | 0 | 0

## 5a-5c. Cost Profiles
Cost Profile WRMP24 Table
| Water Company | Anglian Water | Version | V3.2 |  | Back to title page
Table 5a: WC Level - Option Level Cost Profile Table
| Table Instruction | Option ID | Option Name | Cost Metric (£m) | Cost Sub-metric (£m) | Asset Life: Estimated average number of years an asset is considered useable before its value is fully depreciated. | Total/Fixed/Variable | 2019-20 | 2020-21 | 2021-22 | 2022-23 | 2023-24 | 2024-25 | 2025-26 | 2026-27 | 2027-28 | 2028-29 | 2029-30 | 2030-31 | 2031-32 | 2032-33 | 2033-34 | 2034-35 | 2035-36 | 2036-37 | 2037-38 | 2038-39 | 2039-40 | 2040-41 | 2041-42 | 2042-43 | 2043-44 | 2044-45 | 2045-46 | 2046-47 | 2047-48 | 2048-49 | 2049-50 | 2050-51 | 2051-52 | 2052-53 | 2053-54 | 2054-55 | 2055-56 | 2056-57 | 2057-58 | 2058-59 | 2059-60 | 2060-61 | 2061-62 | 2062-63 | 2063-64 | 2064-65 | 2065-66 | 2066-67 | 2067-68 | 2068-69 | 2069-70 | 2070-71 | 2071-72 | 2072-73 | 2073-74 | 2074-75 | 2075-76 | 2076-77 | 2077-78 | 2078-79 | 2079-80 | 2080-81 | 2081-82 | 2082-83 | 2083-84 | 2084-85 | 2085-86 | 2086-87 | 2087-88 | 2088-89 | 2089-90 | 2090-91 | 2091-92 | 2092-93 | 2093-94 | 2094-95 | 2095-96 | 2096-97 | 2097-98 | 2098-99 | 2099-100 | 2100-01 | 2101-02 | 2102-03 | 2103-04 | 2104-05
| Complete for all options (Feasible and preferred) | Find and Fix | Find and Fix | Opex |  |  | Fixed | 0 | 0 | 0 | 0 | 0 | 0 | 0.028788 | 0.042585 | 0.069063 | 0.10143 | 0.13369 | 0.17307 | 0.21887 | 0.27113 | 0.32965 | 0.39469 | 0.46629 | 0.53741 | 0.62237 | 0.7132 | 0.81757 | 0.93457 | 1.0714 | 1.2073 | 1.37 | 1.5515 | 1.7663 | 2.0126 | 2.2917 | 2.5835 | 2.9081 | 3.3232 | 3.8226 | 4.3935 | 5.0162 | 5.8466 | 8.8354 | 8.8283 | 8.8283 | 8.8283 | 8.8283 | 8.8283 | 8.8283 | 8.8283 | 8.8283 | 8.8283 | 8.8283 | 8.8283 | 8.8283 | 8.8283 | 8.8283 | 8.8283 | 8.8283 | 8.8283 | 8.8283 | 8.8283 | 8.8283 | 8.8283 | 8.8283 | 8.8283 | 8.8283 | 8.8283 | 8.8283 | 8.8283 | 8.8283 | 8.8283 | 8.8283 | 8.8283 | 8.8283 | 8.8283 | 8.8283 | 8.8283 | 8.8283 | 8.8283 | 8.8283 | 8.8283 | 8.8283 | 8.8283 | 8.8283 | 8.8283 | 8.8283
|  | Find and Fix | Find and Fix | Capex |  |  | Fixed
|  | Find and Fix | Find and Fix | Discount Rate | [9 empty] | 0.035 | 0.035 | 0.035 | 0.035 | 0.035 | 0.035 | 0.035 | 0.035 | 0.035 | 0.035 | 0.035 | 0.035 | 0.035 | 0.035 | 0.035 | 0.035 | 0.035 | 0.035 | 0.035 | 0.035 | 0.035 | 0.035 | 0.035 | 0.035 | 0.035 | 0.035 | 0.035 | 0.035 | 0.035 | 0.035 | 0.03 | 0.03 | 0.03 | 0.03 | 0.03 | 0.03 | 0.03 | 0.03 | 0.03 | 0.03 | 0.03 | 0.03 | 0.03 | 0.03 | 0.03 | 0.03 | 0.03 | 0.03 | 0.03 | 0.03 | 0.03 | 0.03 | 0.03 | 0.03 | 0.03 | 0.03 | 0.03 | 0.03 | 0.03 | 0.03 | 0.03 | 0.03 | 0.03 | 0.03 | 0.03 | 0.03 | 0.03 | 0.03 | 0.03 | 0.03 | 0.03 | 0.03 | 0.03 | 0.03 | 0.03
|  | Find and Fix | Find and Fix | Discount Factor | [9 empty] | 0.96618 | 0.93351 | 0.90194 | 0.87144 | 0.84197 | 0.8135 | 0.78599 | 0.75941 | 0.73373 | 0.70892 | 0.68495 | 0.66178 | 0.6394 | 0.61778 | 0.59689 | 0.57671 | 0.5572 | 0.53836 | 0.52016 | 0.50257 | 0.48557 | 0.46915 | 0.45329 | 0.43796 | 0.42315 | 0.40884 | 0.39501 | 0.38165 | 0.36875 | 0.35628 | 0.3459 | 0.33583 | 0.32605 | 0.31655 | 0.30733 | 0.29838 | 0.28969 | 0.28125 | 0.27306 | 0.2651 | 0.25738 | 0.24989 | 0.24261 | 0.23554 | 0.22868 | 0.22202 | 0.21555 | 0.20928 | 0.20318 | 0.19726 | 0.19152 | 0.18594 | 0.18052 | 0.17527 | 0.17016 | 0.1652 | 0.16039 | 0.15572 | 0.15119 | 0.14678 | 0.14251 | 0.13836 | 0.13433 | 0.13041 | 0.12662 | 0.12293 | 0.11935 | 0.11587 | 0.1125 | 0.10922 | 0.10604 | 0.10295 | 0.099951 | 0.09704 | 0.094214
|  | Find and Fix | Find and Fix | Financing Cost |  |  | Total
|  | Find and Fix | Find and Fix | Net Present Cost (NPC) |  |  | Total | 0 | 0 | 0 | 0 | 0 | 0 | 0.027815 | 0.039753 | 0.062291 | 0.088392 | 0.11256 | 0.14079 | 0.17203 | 0.2059 | 0.24188 | 0.2798 | 0.31938 | 0.35565 | 0.39795 | 0.4406 | 0.488 | 0.53897 | 0.59699 | 0.64994 | 0.7126 | 0.77975 | 0.85768 | 0.94422 | 1.0388 | 1.1315 | 1.2305 | 1.3586 | 1.51 | 1.6768 | 1.8497 | 2.083 | 3.0562 | 2.9648 | 2.8784 | 2.7946 | 2.7132 | 2.6342 | 2.5574 | 2.483 | 2.4106 | 2.3404 | 2.2723 | 2.2061 | 2.1418 | 2.0794 | 2.0189 | 1.9601 | 1.903 | 1.8475 | 1.7937 | 1.7415 | 1.6908 | 1.6415 | 1.5937 | 1.5473 | 1.5022 | 1.4585 | 1.416 | 1.3748 | 1.3347 | 1.2958 | 1.2581 | 1.2214 | 1.1859 | 1.1513 | 1.1178 | 1.0852 | 1.0536 | 1.0229 | 0.99315 | 0.96422 | 0.93614 | 0.90887 | 0.8824 | 0.8567 | 0.83175
|  | Find and Fix | Find and Fix | Total NPC |  |  | Total | 2019-20: 97.4538
|  | LEA_InnovationFund | LEA_InnovationFund | Opex |  |  | Fixed
|  | LEA_InnovationFund | LEA_InnovationFund | Capex |  | 20 | Fixed | 0 | 0 | 0 | 0 | 0 | 0 | 1 | 1 | 1 | 1 | 1 | 0 | 0 | 0 | 0 | 0 | 0 | 0 | 0 | 0 | 0 | 0 | 0 | 0 | 0 | 0 | 0 | 0 | 0 | 0 | 0 | 0 | 0 | 0 | 0 | 0 | 0 | 0 | 0 | 0 | 0 | 0 | 0 | 0 | 0 | 0 | 0 | 0 | 0 | 0 | 0 | 0 | 0 | 0 | 0 | 0 | 0 | 0 | 0 | 0 | 0 | 0 | 0 | 0 | 0 | 0 | 0 | 0 | 0 | 0 | 0 | 0 | 0 | 0 | 0 | 0 | 0 | 0 | 0 | 0 | 0
|  | LEA_InnovationFund | LEA_InnovationFund | Discount Rate | [9 empty] | 0.035 | 0.035 | 0.035 | 0.035 | 0.035 | 0.035 | 0.035 | 0.035 | 0.035 | 0.035 | 0.035 | 0.035 | 0.035 | 0.035 | 0.035 | 0.035 | 0.035 | 0.035 | 0.035 | 0.035 | 0.035 | 0.035 | 0.035 | 0.035 | 0.035 | 0.035 | 0.035 | 0.035 | 0.035 | 0.035 | 0.03 | 0.03 | 0.03 | 0.03 | 0.03 | 0.03 | 0.03 | 0.03 | 0.03 | 0.03 | 0.03 | 0.03 | 0.03 | 0.03 | 0.03 | 0.03 | 0.03 | 0.03 | 0.03 | 0.03 | 0.03 | 0.03 | 0.03 | 0.03 | 0.03 | 0.03 | 0.03 | 0.03 | 0.03 | 0.03 | 0.03 | 0.03 | 0.03 | 0.03 | 0.03 | 0.03 | 0.03 | 0.03 | 0.03 | 0.03 | 0.03 | 0.03 | 0.03 | 0.03 | 0.03
|  | LEA_InnovationFund | LEA_InnovationFund | Discount Factor | [9 empty] | 0.96618 | 0.93351 | 0.90194 | 0.87144 | 0.84197 | 0.8135 | 0.78599 | 0.75941 | 0.73373 | 0.70892 | 0.68495 | 0.66178 | 0.6394 | 0.61778 | 0.59689 | 0.57671 | 0.5572 | 0.53836 | 0.52016 | 0.50257 | 0.48557 | 0.46915 | 0.45329 | 0.43796 | 0.42315 | 0.40884 | 0.39501 | 0.38165 | 0.36875 | 0.35628 | 0.3459 | 0.33583 | 0.32605 | 0.31655 | 0.30733 | 0.29838 | 0.28969 | 0.28125 | 0.27306 | 0.2651 | 0.25738 | 0.24989 | 0.24261 | 0.23554 | 0.22868 | 0.22202 | 0.21555 | 0.20928 | 0.20318 | 0.19726 | 0.19152 | 0.18594 | 0.18052 | 0.17527 | 0.17016 | 0.1652 | 0.16039 | 0.15572 | 0.15119 | 0.14678 | 0.14251 | 0.13836 | 0.13433 | 0.13041 | 0.12662 | 0.12293 | 0.11935 | 0.11587 | 0.1125 | 0.10922 | 0.10604 | 0.10295 | 0.099951 | 0.09704 | 0.094214
|  | LEA_InnovationFund | LEA_InnovationFund | Financing Cost |  |  | Total | 0 | 0 | 0 | 0 | 0 | 0 | 0.0812 | 0.1608 | 0.2388 | 0.3152 | 0.39 | 0.382 | 0.374 | 0.366 | 0.358 | 0.35 | 0.342 | 0.334 | 0.326 | 0.318 | 0.31 | 0.302 | 0.294 | 0.286 | 0.278 | 0.27 | 0.2128 | 0.1572 | 0.1032 | 0.0508 | -1.4211e-17 | 0 | 0 | 0 | 0 | 0 | 0 | 0 | 0 | 0 | 0 | 0 | 0 | 0 | 0 | 0 | 0 | 0 | 0 | 0 | 0 | 0 | 0 | 0 | 0 | 0 | 0 | 0 | 0 | 0 | 0 | 0 | 0 | 0 | 0 | 0 | 0 | 0 | 0 | 0 | 0 | 0 | 0 | 0 | 0 | 0 | 0 | 0 | 0 | 0 | 0
|  | LEA_InnovationFund | LEA_InnovationFund | Net Present Cost (NPC) |  |  | Total | 0 | 0 | 0 | 0 | 0 | 0 | 0.078454 | 0.15011 | 0.21538 | 0.27468 | 0.32837 | 0.31076 | 0.29396 | 0.27794 | 0.26268 | 0.24812 | 0.23425 | 0.22104 | 0.20845 | 0.19645 | 0.18504 | 0.17417 | 0.16382 | 0.15397 | 0.1446 | 0.13569 | 0.10333 | 0.07375 | 0.046779 | 0.022248 | -6.0133e-18 | 0 | 0 | 0 | 0 | 0 | 0 | 0 | 0 | 0 | 0 | 0 | 0 | 0 | 0 | 0 | 0 | 0 | 0 | 0 | 0 | 0 | 0 | 0 | 0 | 0 | 0 | 0 | 0 | 0 | 0 | 0 | 0 | 0 | 0 | 0 | 0 | 0 | 0 | 0 | 0 | 0 | 0 | 0 | 0 | 0 | 0 | 0 | 0 | 0 | 0
|  | LEA_InnovationFund | LEA_InnovationFund | Total NPC |  |  | Total | 2019-20: 4.504
|  | Mains Replacement (MR1500) | Mains Replacement (MR1500) | Opex |  |  | Fixed
|  | Mains Replacement (MR1500) | Mains Replacement (MR1500) | Capex |  | 100 | Fixed | 0 | 0 | 0 | 0 | 0 | 0 | 0 | 0 | 0 | 0 | 22.3635 | 13.7627 | 12.7263 | 0 | 7.5264 | 12.3133 | 29.7286 | 21.8334 | 15.4298 | 17.8772 | 14.6498 | 42.1843 | 46.6728 | 38.1165 | 32.6658 | 41.7907 | 104.1333 | 70.212 | 75.5551 | 66.0499 | 62.2224 | 0 | 0 | 0 | 0 | 0 | 0 | 0 | 0 | 0 | 0 | 0 | 0 | 0 | 0 | 0 | 0 | 0 | 0 | 0 | 0 | 0 | 0 | 0 | 0 | 0 | 0 | 0 | 0 | 0 | 0 | 0 | 0 | 0 | 0 | 0 | 0 | 0 | 0 | 0 | 0 | 0 | 0 | 0 | 0 | 0 | 0 | 0 | 0 | 0 | 0
|  | Mains Replacement (MR1500) | Mains Replacement (MR1500) | Discount Rate | [9 empty] | 0.035 | 0.035 | 0.035 | 0.035 | 0.035 | 0.035 | 0.035 | 0.035 | 0.035 | 0.035 | 0.035 | 0.035 | 0.035 | 0.035 | 0.035 | 0.035 | 0.035 | 0.035 | 0.035 | 0.035 | 0.035 | 0.035 | 0.035 | 0.035 | 0.035 | 0.035 | 0.035 | 0.035 | 0.035 | 0.035 | 0.035 | 0.035 | 0.035 | 0.035 | 0.03 | 0.03 | 0.03 | 0.03 | 0.03 | 0.03 | 0.03 | 0.03 | 0.03 | 0.03 | 0.03 | 0.03 | 0.03 | 0.03 | 0.03 | 0.03 | 0.03 | 0.03 | 0.03 | 0.03 | 0.03 | 0.03 | 0.03 | 0.03 | 0.03 | 0.03 | 0.03 | 0.03 | 0.03 | 0.03 | 0.03 | 0.03 | 0.03 | 0.03 | 0.03 | 0.03 | 0.03 | 0.03 | 0.03 | 0.03 | 0.03
|  | Mains Replacement (MR1500) | Mains Replacement (MR1500) | Discount Factor | [9 empty] | 1 | 1 | 1 | 1 | 0.96618 | 0.93351 | 0.90194 | 0.87144 | 0.84197 | 0.8135 | 0.78599 | 0.75941 | 0.73373 | 0.70892 | 0.68495 | 0.66178 | 0.6394 | 0.61778 | 0.59689 | 0.57671 | 0.5572 | 0.53836 | 0.52016 | 0.50257 | 0.48557 | 0.46915 | 0.45329 | 0.43796 | 0.42315 | 0.40884 | 0.39501 | 0.38165 | 0.36875 | 0.35628 | 0.3459 | 0.33583 | 0.32605 | 0.31655 | 0.30733 | 0.29838 | 0.28969 | 0.28125 | 0.27306 | 0.2651 | 0.25738 | 0.24989 | 0.24261 | 0.23554 | 0.22868 | 0.22202 | 0.21555 | 0.20928 | 0.20318 | 0.19726 | 0.19152 | 0.18594 | 0.18052 | 0.17527 | 0.17016 | 0.1652 | 0.16039 | 0.15572 | 0.15119 | 0.14678 | 0.14251 | 0.13836 | 0.13433 | 0.13041 | 0.12662 | 0.12293 | 0.11935 | 0.11587 | 0.1125 | 0.10922 | 0.10604
|  | Mains Replacement (MR1500) | Mains Replacement (MR1500) | Financing Cost |  |  | Total | 0 | 0 | 0 | 0 | 0 | 0 | 0 | 0 | 0 | 0 | 0.93569 | 1.5044 | 2.0253 | 2.0096 | 2.3089 | 2.8061 | 4.0279 | 4.9099 | 5.517 | 6.2216 | 6.7854 | 8.4966 | 10.382 | 11.8946 | 13.1668 | 14.8105 | 19.0491 | 21.8352 | 24.8223 | 27.3876 | 29.7716 | 29.5323 | 29.293 | 29.0537 | 28.8144 | 28.5751 | 28.3358 | 28.0965 | 27.8572 | 27.6179 | 27.3786 | 27.1393 | 26.9 | 26.6607 | 26.4214 | 26.1821 | 25.9428 | 25.7035 | 25.4642 | 25.2249 | 24.9856 | 24.7463 | 24.507 | 24.2677 | 24.0284 | 23.7891 | 23.5498 | 23.3105 | 23.0712 | 22.8319 | 22.5926 | 22.3533 | 22.114 | 21.8747 | 21.6354 | 21.3961 | 21.1568 | 20.9175 | 20.6782 | 20.4389 | 20.1996 | 19.9603 | 19.721 | 19.4817 | 19.2424 | 19.0031 | 18.7638 | 18.5245 | 18.2852 | 18.0459 | 17.8066
|  | Mains Replacement (MR1500) | Mains Replacement (MR1500) | Net Present Cost (NPC) |  |  | Total | 0 | 0 | 0 | 0 | 0 | 0 | 0 | 0 | 0 | 0 | 0.90405 | 1.4043 | 1.8267 | 1.7513 | 1.944 | 2.2827 | 3.1659 | 3.7287 | 4.048 | 4.4106 | 4.6476 | 5.6229 | 6.6383 | 7.3482 | 7.8592 | 8.5413 | 10.6142 | 11.7552 | 12.9115 | 13.7641 | 14.4562 | 13.8551 | 13.2781 | 12.7243 | 12.1927 | 11.6826 | 11.193 | 10.7231 | 10.2723 | 9.8397 | 9.4703 | 9.1141 | 8.7706 | 8.4394 | 8.1201 | 7.8121 | 7.5153 | 7.2291 | 6.9532 | 6.6872 | 6.4309 | 6.1838 | 5.9456 | 5.7161 | 5.4948 | 5.2817 | 5.0763 | 4.8783 | 4.6876 | 4.5039 | 4.3269 | 4.1563 | 3.9921 | 3.8339 | 3.6815 | 3.5347 | 3.3934 | 3.2573 | 3.1262 | 3.0001 | 2.8786 | 2.7616 | 2.649 | 2.5407 | 2.4364 | 2.336 | 2.2394 | 2.1465 | 2.057 | 1.971 | 1.8882
|  | Mains Replacement (MR1500) | Mains Replacement (MR1500) | Total NPC |  |  | Total | 2019-20: 431.9029
|  | Mains Replacement (MRMax) | Mains Replacement (MRMax) | Opex |  |  | Fixed
|  | Mains Replacement (MRMax) | Mains Replacement (MRMax) | Capex |  | 100 | Fixed | 0 | 0 | 0 | 0 | 0 | 0 | 0 | 0 | 0 | 0 | 22.3635 | 29.5829 | 31.0665 | 61.3343 | 23.2931 | 69.3544 | 96.0914 | 108.5969 | 95.9756 | 25.456 | 143.5166 | 222.5384 | 178.6855 | 164.6115 | 244.0894 | 260.5794 | 219.006 | 438.3529 | 575.3615 | 1323.2866 | 0 | 0 | 0 | 0 | 0 | 0 | 0 | 0 | 0 | 0 | 0 | 0 | 0 | 0 | 0 | 0 | 0 | 0 | 0 | 0 | 0 | 0 | 0 | 0 | 0 | 0 | 0 | 0 | 0 | 0 | 0 | 0 | 0 | 0 | 0 | 0 | 0 | 0 | 0 | 0 | 0 | 0 | 0 | 0 | 0 | 0 | 0 | 0 | 0 | 0 | 0
|  | Mains Replacement (MRMax) | Mains Replacement (MRMax) | Discount Rate | [9 empty] | 0.035 | 0.035 | 0.035 | 0.035 | 0.035 | 0.035 | 0.035 | 0.035 | 0.035 | 0.035 | 0.035 | 0.035 | 0.035 | 0.035 | 0.035 | 0.035 | 0.035 | 0.035 | 0.035 | 0.035 | 0.035 | 0.035 | 0.035 | 0.035 | 0.035 | 0.035 | 0.035 | 0.035 | 0.035 | 0.035 | 0.035 | 0.035 | 0.035 | 0.035 | 0.03 | 0.03 | 0.03 | 0.03 | 0.03 | 0.03 | 0.03 | 0.03 | 0.03 | 0.03 | 0.03 | 0.03 | 0.03 | 0.03 | 0.03 | 0.03 | 0.03 | 0.03 | 0.03 | 0.03 | 0.03 | 0.03 | 0.03 | 0.03 | 0.03 | 0.03 | 0.03 | 0.03 | 0.03 | 0.03 | 0.03 | 0.03 | 0.03 | 0.03 | 0.03 | 0.03 | 0.03 | 0.03 | 0.03 | 0.03 | 0.03
|  | Mains Replacement (MRMax) | Mains Replacement (MRMax) | Discount Factor | [9 empty] | 1 | 1 | 1 | 1 | 0.96618 | 0.93351 | 0.90194 | 0.87144 | 0.84197 | 0.8135 | 0.78599 | 0.75941 | 0.73373 | 0.70892 | 0.68495 | 0.66178 | 0.6394 | 0.61778 | 0.59689 | 0.57671 | 0.5572 | 0.53836 | 0.52016 | 0.50257 | 0.48557 | 0.46915 | 0.45329 | 0.43796 | 0.42315 | 0.40884 | 0.39501 | 0.38165 | 0.36875 | 0.35628 | 0.3459 | 0.33583 | 0.32605 | 0.31655 | 0.30733 | 0.29838 | 0.28969 | 0.28125 | 0.27306 | 0.2651 | 0.25738 | 0.24989 | 0.24261 | 0.23554 | 0.22868 | 0.22202 | 0.21555 | 0.20928 | 0.20318 | 0.19726 | 0.19152 | 0.18594 | 0.18052 | 0.17527 | 0.17016 | 0.1652 | 0.16039 | 0.15572 | 0.15119 | 0.14678 | 0.14251 | 0.13836 | 0.13433 | 0.13041 | 0.12662 | 0.12293 | 0.11935 | 0.11587 | 0.1125 | 0.10922 | 0.10604
|  | Mains Replacement (MRMax) | Mains Replacement (MRMax) | Financing Cost |  |  | Total | 0 | 0 | 0 | 0 | 0 | 0 | 0 | 0 | 0 | 0 | 0.93569 | 2.1663 | 3.4495 | 5.9891 | 6.9175 | 9.7657 | 13.7103 | 18.1474 | 22.0217 | 22.9147 | 28.7393 | 37.8241 | 45.003 | 51.5358 | 61.3414 | 71.7587 | 80.3532 | 98.0551 | 121.3492 | 175.7524 | 174.3658 | 172.9792 | 171.5926 | 170.206 | 168.8194 | 167.4328 | 166.0462 | 164.6595 | 163.2729 | 161.8863 | 160.4997 | 159.1131 | 157.7265 | 156.3399 | 154.9533 | 153.5667 | 152.1801 | 150.7935 | 149.4069 | 148.0203 | 146.6337 | 145.2471 | 143.8605 | 142.4739 | 141.0873 | 139.7006 | 138.314 | 136.9274 | 135.5408 | 134.1542 | 132.7676 | 131.381 | 129.9944 | 128.6078 | 127.2212 | 125.8346 | 124.448 | 123.0614 | 121.6748 | 120.2882 | 118.9016 | 117.515 | 116.1284 | 114.7417 | 113.3551 | 111.9685 | 110.5819 | 109.1953 | 107.8087 | 106.4221 | 105.0355
|  | Mains Replacement (MRMax) | Mains Replacement (MRMax) | Net Present Cost (NPC) |  |  | Total | 0 | 0 | 0 | 0 | 0 | 0 | 0 | 0 | 0 | 0 | 0.90405 | 2.0222 | 3.1112 | 5.2192 | 5.8244 | 7.9444 | 10.7762 | 13.7814 | 16.158 | 16.2447 | 19.6848 | 25.0314 | 28.7751 | 31.8379 | 36.6141 | 41.3837 | 44.7731 | 52.7891 | 63.1205 | 88.3272 | 84.667 | 81.1533 | 77.7804 | 74.5429 | 71.4354 | 68.4528 | 65.5903 | 62.843 | 60.2066 | 57.6766 | 55.5171 | 53.4344 | 51.426 | 49.4892 | 47.6216 | 45.8209 | 44.0846 | 42.4106 | 40.7967 | 39.2409 | 37.741 | 36.2953 | 34.9017 | 33.5586 | 32.2641 | 31.0165 | 29.8142 | 28.6556 | 27.5393 | 26.4636 | 25.4273 | 24.4289 | 23.467 | 22.5405 | 21.648 | 20.7884 | 19.9605 | 19.1632 | 18.3955 | 17.6561 | 16.9443 | 16.2589 | 15.5991 | 14.9639 | 14.3525 | 13.764 | 13.1976 | 12.6526 | 12.1281 | 11.6234 | 11.1378
|  | Mains Replacement (MRMax) | Mains Replacement (MRMax) | Total NPC |  |  | Total | 2019-20: 2372.8603
|  | NHH. NHH PL repairs | NHH. NHH PL repairs | Opex |  |  | Fixed | 0 | 0 | 0 | 0 | 0 | 0 | 0.058385 | 0.058385 | 0.058385 | 0.058385 | 0.058385 | 0.058385 | 0.058385 | 0.058385 | 0.058385 | 0.058385 | 0.058385 | 0.058385 | 0.058385 | 0.058385 | 0.058385 | 0.058385 | 0.058385 | 0.058385 | 0.058385 | 0.058385 | 0.058385 | 0.058385 | 0.058385 | 0.058385 | 0.058385 | 0 | 0 | 0 | 0 | 0 | 0 | 0 | 0 | 0 | 0 | 0 | 0 | 0 | 0 | 0 | 0 | 0 | 0 | 0 | 0 | 0 | 0 | 0 | 0 | 0 | 0 | 0 | 0 | 0 | 0 | 0 | 0 | 0 | 0 | 0 | 0 | 0 | 0 | 0 | 0 | 0 | 0 | 0 | 0 | 0 | 0 | 0 | 0 | 0 | 0
|  | NHH. NHH PL repairs | NHH. NHH PL repairs | Capex |  |  | Fixed
|  | NHH. NHH PL repairs | NHH. NHH PL repairs | Discount Rate | [9 empty] | 0.035 | 0.035 | 0.035 | 0.035 | 0.035 | 0.035 | 0.035 | 0.035 | 0.035 | 0.035 | 0.035 | 0.035 | 0.035 | 0.035 | 0.035 | 0.035 | 0.035 | 0.035 | 0.035 | 0.035 | 0.035 | 0.035 | 0.035 | 0.035 | 0.035 | 0.035 | 0.035 | 0.035 | 0.035 | 0.035 | 0.03 | 0.03 | 0.03 | 0.03 | 0.03 | 0.03 | 0.03 | 0.03 | 0.03 | 0.03 | 0.03 | 0.03 | 0.03 | 0.03 | 0.03 | 0.03 | 0.03 | 0.03 | 0.03 | 0.03 | 0.03 | 0.03 | 0.03 | 0.03 | 0.03 | 0.03 | 0.03 | 0.03 | 0.03 | 0.03 | 0.03 | 0.03 | 0.03 | 0.03 | 0.03 | 0.03 | 0.03 | 0.03 | 0.03 | 0.03 | 0.03 | 0.03 | 0.03 | 0.03 | 0.03
|  | NHH. NHH PL repairs | NHH. NHH PL repairs | Discount Factor | [9 empty] | 0.96618 | 0.93351 | 0.90194 | 0.87144 | 0.84197 | 0.8135 | 0.78599 | 0.75941 | 0.73373 | 0.70892 | 0.68495 | 0.66178 | 0.6394 | 0.61778 | 0.59689 | 0.57671 | 0.5572 | 0.53836 | 0.52016 | 0.50257 | 0.48557 | 0.46915 | 0.45329 | 0.43796 | 0.42315 | 0.40884 | 0.39501 | 0.38165 | 0.36875 | 0.35628 | 0.3459 | 0.33583 | 0.32605 | 0.31655 | 0.30733 | 0.29838 | 0.28969 | 0.28125 | 0.27306 | 0.2651 | 0.25738 | 0.24989 | 0.24261 | 0.23554 | 0.22868 | 0.22202 | 0.21555 | 0.20928 | 0.20318 | 0.19726 | 0.19152 | 0.18594 | 0.18052 | 0.17527 | 0.17016 | 0.1652 | 0.16039 | 0.15572 | 0.15119 | 0.14678 | 0.14251 | 0.13836 | 0.13433 | 0.13041 | 0.12662 | 0.12293 | 0.11935 | 0.11587 | 0.1125 | 0.10922 | 0.10604 | 0.10295 | 0.099951 | 0.09704 | 0.094214
|  | NHH. NHH PL repairs | NHH. NHH PL repairs | Financing Cost |  |  | Total
|  | NHH. NHH PL repairs | NHH. NHH PL repairs | Net Present Cost (NPC) |  |  | Total | 0 | 0 | 0 | 0 | 0 | 0 | 0.05641 | 0.054503 | 0.05266 | 0.050879 | 0.049158 | 0.047496 | 0.04589 | 0.044338 | 0.042839 | 0.04139 | 0.03999 | 0.038638 | 0.037331 | 0.036069 | 0.034849 | 0.033671 | 0.032532 | 0.031432 | 0.030369 | 0.029342 | 0.02835 | 0.027391 | 0.026465 | 0.02557 | 0.024705 | 0 | 0 | 0 | 0 | 0 | 0 | 0 | 0 | 0 | 0 | 0 | 0 | 0 | 0 | 0 | 0 | 0 | 0 | 0 | 0 | 0 | 0 | 0 | 0 | 0 | 0 | 0 | 0 | 0 | 0 | 0 | 0 | 0 | 0 | 0 | 0 | 0 | 0 | 0 | 0 | 0 | 0 | 0 | 0 | 0 | 0 | 0 | 0 | 0 | 0
|  | NHH. NHH PL repairs | NHH. NHH PL repairs | Total NPC |  |  | Total | 2019-20: 0.96227
|  | NHH. NHH PL100 repairs | NHH. NHH PL100 repairs | Opex |  |  | Fixed | 0 | 0 | 0 | 0 | 0 | 0 | 0.3 | 0.3 | 0.3 | 0.3 | 0.3 | 0.3 | 0.3 | 0.3 | 0.3 | 0.3 | 0.3 | 0.3 | 0.3 | 0.3 | 0.3 | 0.3 | 0.3 | 0.3 | 0.3 | 0.3 | 0.3 | 0.3 | 0.3 | 0.3 | 0.3 | 0 | 0 | 0 | 0 | 0 | 0 | 0 | 0 | 0 | 0 | 0 | 0 | 0 | 0 | 0 | 0 | 0 | 0 | 0 | 0 | 0 | 0 | 0 | 0 | 0 | 0 | 0 | 0 | 0 | 0 | 0 | 0 | 0 | 0 | 0 | 0 | 0 | 0 | 0 | 0 | 0 | 0 | 0 | 0 | 0 | 0 | 0 | 0 | 0 | 0
|  | NHH. NHH PL100 repairs | NHH. NHH PL100 repairs | Capex |  |  | Fixed
|  | NHH. NHH PL100 repairs | NHH. NHH PL100 repairs | Discount Rate | [9 empty] | 0.035 | 0.035 | 0.035 | 0.035 | 0.035 | 0.035 | 0.035 | 0.035 | 0.035 | 0.035 | 0.035 | 0.035 | 0.035 | 0.035 | 0.035 | 0.035 | 0.035 | 0.035 | 0.035 | 0.035 | 0.035 | 0.035 | 0.035 | 0.035 | 0.035 | 0.035 | 0.035 | 0.035 | 0.035 | 0.035 | 0.03 | 0.03 | 0.03 | 0.03 | 0.03 | 0.03 | 0.03 | 0.03 | 0.03 | 0.03 | 0.03 | 0.03 | 0.03 | 0.03 | 0.03 | 0.03 | 0.03 | 0.03 | 0.03 | 0.03 | 0.03 | 0.03 | 0.03 | 0.03 | 0.03 | 0.03 | 0.03 | 0.03 | 0.03 | 0.03 | 0.03 | 0.03 | 0.03 | 0.03 | 0.03 | 0.03 | 0.03 | 0.03 | 0.03 | 0.03 | 0.03 | 0.03 | 0.03 | 0.03 | 0.03
|  | NHH. NHH PL100 repairs | NHH. NHH PL100 repairs | Discount Factor | [9 empty] | 0.96618 | 0.93351 | 0.90194 | 0.87144 | 0.84197 | 0.8135 | 0.78599 | 0.75941 | 0.73373 | 0.70892 | 0.68495 | 0.66178 | 0.6394 | 0.61778 | 0.59689 | 0.57671 | 0.5572 | 0.53836 | 0.52016 | 0.50257 | 0.48557 | 0.46915 | 0.45329 | 0.43796 | 0.42315 | 0.40884 | 0.39501 | 0.38165 | 0.36875 | 0.35628 | 0.3459 | 0.33583 | 0.32605 | 0.31655 | 0.30733 | 0.29838 | 0.28969 | 0.28125 | 0.27306 | 0.2651 | 0.25738 | 0.24989 | 0.24261 | 0.23554 | 0.22868 | 0.22202 | 0.21555 | 0.20928 | 0.20318 | 0.19726 | 0.19152 | 0.18594 | 0.18052 | 0.17527 | 0.17016 | 0.1652 | 0.16039 | 0.15572 | 0.15119 | 0.14678 | 0.14251 | 0.13836 | 0.13433 | 0.13041 | 0.12662 | 0.12293 | 0.11935 | 0.11587 | 0.1125 | 0.10922 | 0.10604 | 0.10295 | 0.099951 | 0.09704 | 0.094214
|  | NHH. NHH PL100 repairs | NHH. NHH PL100 repairs | Financing Cost |  |  | Total
|  | NHH. NHH PL100 repairs | NHH. NHH PL100 repairs | Net Present Cost (NPC) |  |  | Total | 0 | 0 | 0 | 0 | 0 | 0 | 0.28986 | 0.28005 | 0.27058 | 0.26143 | 0.25259 | 0.24405 | 0.2358 | 0.22782 | 0.22012 | 0.21268 | 0.20548 | 0.19853 | 0.19182 | 0.18533 | 0.17907 | 0.17301 | 0.16716 | 0.16151 | 0.15605 | 0.15077 | 0.14567 | 0.14075 | 0.13599 | 0.13139 | 0.12694 | 0 | 0 | 0 | 0 | 0 | 0 | 0 | 0 | 0 | 0 | 0 | 0 | 0 | 0 | 0 | 0 | 0 | 0 | 0 | 0 | 0 | 0 | 0 | 0 | 0 | 0 | 0 | 0 | 0 | 0 | 0 | 0 | 0 | 0 | 0 | 0 | 0 | 0 | 0 | 0 | 0 | 0 | 0 | 0 | 0 | 0 | 0 | 0 | 0 | 0
|  | NHH. NHH PL100 repairs | NHH. NHH PL100 repairs | Total NPC |  |  | Total | 2019-20: 4.9445
|  | NHH. WEF Visit Lower | NHH. WEF Visit Lower | Opex |  |  | Fixed | 0 | 0 | 0 | 0 | 0 | 0 | 0.2226 | 0.2226 | 0.2226 | 0.2226 | 0.2226 | 0.2226 | 0.2226 | 0.2226 | 0.2226 | 0.2226 | 0.2226 | 0.2226 | 0.2226 | 0.2226 | 0.2226 | 0.2226 | 0.2226 | 0.2226 | 0.2226 | 0.2226 | 0.2226 | 0.2226 | 0.2226 | 0.2226 | 0.2226 | 0 | 0 | 0 | 0 | 0 | 0 | 0 | 0 | 0 | 0 | 0 | 0 | 0 | 0 | 0 | 0 | 0 | 0 | 0 | 0 | 0 | 0 | 0 | 0 | 0 | 0 | 0 | 0 | 0 | 0 | 0 | 0 | 0 | 0 | 0 | 0 | 0 | 0 | 0 | 0 | 0 | 0 | 0 | 0 | 0 | 0 | 0 | 0 | 0 | 0
|  | NHH. WEF Visit Lower | NHH. WEF Visit Lower | Capex |  |  | Fixed
|  | NHH. WEF Visit Lower | NHH. WEF Visit Lower | Discount Rate | [9 empty] | 0.035 | 0.035 | 0.035 | 0.035 | 0.035 | 0.035 | 0.035 | 0.035 | 0.035 | 0.035 | 0.035 | 0.035 | 0.035 | 0.035 | 0.035 | 0.035 | 0.035 | 0.035 | 0.035 | 0.035 | 0.035 | 0.035 | 0.035 | 0.035 | 0.035 | 0.035 | 0.035 | 0.035 | 0.035 | 0.035 | 0.03 | 0.03 | 0.03 | 0.03 | 0.03 | 0.03 | 0.03 | 0.03 | 0.03 | 0.03 | 0.03 | 0.03 | 0.03 | 0.03 | 0.03 | 0.03 | 0.03 | 0.03 | 0.03 | 0.03 | 0.03 | 0.03 | 0.03 | 0.03 | 0.03 | 0.03 | 0.03 | 0.03 | 0.03 | 0.03 | 0.03 | 0.03 | 0.03 | 0.03 | 0.03 | 0.03 | 0.03 | 0.03 | 0.03 | 0.03 | 0.03 | 0.03 | 0.03 | 0.03 | 0.03
|  | NHH. WEF Visit Lower | NHH. WEF Visit Lower | Discount Factor | [9 empty] | 0.96618 | 0.93351 | 0.90194 | 0.87144 | 0.84197 | 0.8135 | 0.78599 | 0.75941 | 0.73373 | 0.70892 | 0.68495 | 0.66178 | 0.6394 | 0.61778 | 0.59689 | 0.57671 | 0.5572 | 0.53836 | 0.52016 | 0.50257 | 0.48557 | 0.46915 | 0.45329 | 0.43796 | 0.42315 | 0.40884 | 0.39501 | 0.38165 | 0.36875 | 0.35628 | 0.3459 | 0.33583 | 0.32605 | 0.31655 | 0.30733 | 0.29838 | 0.28969 | 0.28125 | 0.27306 | 0.2651 | 0.25738 | 0.24989 | 0.24261 | 0.23554 | 0.22868 | 0.22202 | 0.21555 | 0.20928 | 0.20318 | 0.19726 | 0.19152 | 0.18594 | 0.18052 | 0.17527 | 0.17016 | 0.1652 | 0.16039 | 0.15572 | 0.15119 | 0.14678 | 0.14251 | 0.13836 | 0.13433 | 0.13041 | 0.12662 | 0.12293 | 0.11935 | 0.11587 | 0.1125 | 0.10922 | 0.10604 | 0.10295 | 0.099951 | 0.09704 | 0.094214
|  | NHH. WEF Visit Lower | NHH. WEF Visit Lower | Financing Cost |  |  | Total
|  | NHH. WEF Visit Lower | NHH. WEF Visit Lower | Net Present Cost (NPC) |  |  | Total | 0 | 0 | 0 | 0 | 0 | 0 | 0.21507 | 0.2078 | 0.20077 | 0.19398 | 0.18742 | 0.18108 | 0.17496 | 0.16904 | 0.16333 | 0.1578 | 0.15247 | 0.14731 | 0.14233 | 0.13752 | 0.13287 | 0.12837 | 0.12403 | 0.11984 | 0.11578 | 0.11187 | 0.10809 | 0.10443 | 0.1009 | 0.097487 | 0.094191 | 0 | 0 | 0 | 0 | 0 | 0 | 0 | 0 | 0 | 0 | 0 | 0 | 0 | 0 | 0 | 0 | 0 | 0 | 0 | 0 | 0 | 0 | 0 | 0 | 0 | 0 | 0 | 0 | 0 | 0 | 0 | 0 | 0 | 0 | 0 | 0 | 0 | 0 | 0 | 0 | 0 | 0 | 0 | 0 | 0 | 0 | 0 | 0 | 0 | 0
|  | NHH. WEF Visit Lower | NHH. WEF Visit Lower | Total NPC |  |  | Total | 2019-20: 3.6687
|  | NHH. WEF Visit Super High | NHH. WEF Visit Super High | Opex |  |  | Fixed | 0 | 0 | 0 | 0 | 0 | 0 | 0.104 | 0.104 | 0.104 | 0.104 | 0.104 | 0.104 | 0.104 | 0.104 | 0.104 | 0.104 | 0.104 | 0.104 | 0.104 | 0.104 | 0.104 | 0.104 | 0.104 | 0.104 | 0.104 | 0.104 | 0.104 | 0.104 | 0.104 | 0.104 | 0.104 | 0 | 0 | 0 | 0 | 0 | 0 | 0 | 0 | 0 | 0 | 0 | 0 | 0 | 0 | 0 | 0 | 0 | 0 | 0 | 0 | 0 | 0 | 0 | 0 | 0 | 0 | 0 | 0 | 0 | 0 | 0 | 0 | 0 | 0 | 0 | 0 | 0 | 0 | 0 | 0 | 0 | 0 | 0 | 0 | 0 | 0 | 0 | 0 | 0 | 0
|  | NHH. WEF Visit Super High | NHH. WEF Visit Super High | Capex |  |  | Fixed
|  | NHH. WEF Visit Super High | NHH. WEF Visit Super High | Discount Rate | [9 empty] | 0.035 | 0.035 | 0.035 | 0.035 | 0.035 | 0.035 | 0.035 | 0.035 | 0.035 | 0.035 | 0.035 | 0.035 | 0.035 | 0.035 | 0.035 | 0.035 | 0.035 | 0.035 | 0.035 | 0.035 | 0.035 | 0.035 | 0.035 | 0.035 | 0.035 | 0.035 | 0.035 | 0.035 | 0.035 | 0.035 | 0.03 | 0.03 | 0.03 | 0.03 | 0.03 | 0.03 | 0.03 | 0.03 | 0.03 | 0.03 | 0.03 | 0.03 | 0.03 | 0.03 | 0.03 | 0.03 | 0.03 | 0.03 | 0.03 | 0.03 | 0.03 | 0.03 | 0.03 | 0.03 | 0.03 | 0.03 | 0.03 | 0.03 | 0.03 | 0.03 | 0.03 | 0.03 | 0.03 | 0.03 | 0.03 | 0.03 | 0.03 | 0.03 | 0.03 | 0.03 | 0.03 | 0.03 | 0.03 | 0.03 | 0.03
|  | NHH. WEF Visit Super High | NHH. WEF Visit Super High | Discount Factor | [9 empty] | 0.96618 | 0.93351 | 0.90194 | 0.87144 | 0.84197 | 0.8135 | 0.78599 | 0.75941 | 0.73373 | 0.70892 | 0.68495 | 0.66178 | 0.6394 | 0.61778 | 0.59689 | 0.57671 | 0.5572 | 0.53836 | 0.52016 | 0.50257 | 0.48557 | 0.46915 | 0.45329 | 0.43796 | 0.42315 | 0.40884 | 0.39501 | 0.38165 | 0.36875 | 0.35628 | 0.3459 | 0.33583 | 0.32605 | 0.31655 | 0.30733 | 0.29838 | 0.28969 | 0.28125 | 0.27306 | 0.2651 | 0.25738 | 0.24989 | 0.24261 | 0.23554 | 0.22868 | 0.22202 | 0.21555 | 0.20928 | 0.20318 | 0.19726 | 0.19152 | 0.18594 | 0.18052 | 0.17527 | 0.17016 | 0.1652 | 0.16039 | 0.15572 | 0.15119 | 0.14678 | 0.14251 | 0.13836 | 0.13433 | 0.13041 | 0.12662 | 0.12293 | 0.11935 | 0.11587 | 0.1125 | 0.10922 | 0.10604 | 0.10295 | 0.099951 | 0.09704 | 0.094214
|  | NHH. WEF Visit Super High | NHH. WEF Visit Super High | Financing Cost |  |  | Total
|  | NHH. WEF Visit Super High | NHH. WEF Visit Super High | Net Present Cost (NPC) |  |  | Total | 0 | 0 | 0 | 0 | 0 | 0 | 0.10048 | 0.097085 | 0.093802 | 0.09063 | 0.087565 | 0.084604 | 0.081743 | 0.078979 | 0.076308 | 0.073728 | 0.071234 | 0.068825 | 0.066498 | 0.064249 | 0.062077 | 0.059977 | 0.057949 | 0.05599 | 0.054096 | 0.052267 | 0.050499 | 0.048792 | 0.047142 | 0.045548 | 0.044007 | 0 | 0 | 0 | 0 | 0 | 0 | 0 | 0 | 0 | 0 | 0 | 0 | 0 | 0 | 0 | 0 | 0 | 0 | 0 | 0 | 0 | 0 | 0 | 0 | 0 | 0 | 0 | 0 | 0 | 0 | 0 | 0 | 0 | 0 | 0 | 0 | 0 | 0 | 0 | 0 | 0 | 0 | 0 | 0 | 0 | 0 | 0 | 0 | 0 | 0
|  | NHH. WEF Visit Super High | NHH. WEF Visit Super High | Total NPC |  |  | Total | 2019-20: 1.7141
|  | NHH. WEF Visit Upper | NHH. WEF Visit Upper | Opex |  |  | Fixed | 0 | 0 | 0 | 0 | 0 | 0 | 0.2808 | 0.2808 | 0.2808 | 0.2808 | 0.2808 | 0.2808 | 0.2808 | 0.2808 | 0.2808 | 0.2808 | 0.2808 | 0.2808 | 0.2808 | 0.2808 | 0.2808 | 0.2808 | 0.2808 | 0.2808 | 0.2808 | 0.2808 | 0.2808 | 0.2808 | 0.2808 | 0.2808 | 0.2808 | 0 | 0 | 0 | 0 | 0 | 0 | 0 | 0 | 0 | 0 | 0 | 0 | 0 | 0 | 0 | 0 | 0 | 0 | 0 | 0 | 0 | 0 | 0 | 0 | 0 | 0 | 0 | 0 | 0 | 0 | 0 | 0 | 0 | 0 | 0 | 0 | 0 | 0 | 0 | 0 | 0 | 0 | 0 | 0 | 0 | 0 | 0 | 0 | 0 | 0
|  | NHH. WEF Visit Upper | NHH. WEF Visit Upper | Capex |  |  | Fixed
|  | NHH. WEF Visit Upper | NHH. WEF Visit Upper | Discount Rate | [9 empty] | 0.035 | 0.035 | 0.035 | 0.035 | 0.035 | 0.035 | 0.035 | 0.035 | 0.035 | 0.035 | 0.035 | 0.035 | 0.035 | 0.035 | 0.035 | 0.035 | 0.035 | 0.035 | 0.035 | 0.035 | 0.035 | 0.035 | 0.035 | 0.035 | 0.035 | 0.035 | 0.035 | 0.035 | 0.035 | 0.035 | 0.03 | 0.03 | 0.03 | 0.03 | 0.03 | 0.03 | 0.03 | 0.03 | 0.03 | 0.03 | 0.03 | 0.03 | 0.03 | 0.03 | 0.03 | 0.03 | 0.03 | 0.03 | 0.03 | 0.03 | 0.03 | 0.03 | 0.03 | 0.03 | 0.03 | 0.03 | 0.03 | 0.03 | 0.03 | 0.03 | 0.03 | 0.03 | 0.03 | 0.03 | 0.03 | 0.03 | 0.03 | 0.03 | 0.03 | 0.03 | 0.03 | 0.03 | 0.03 | 0.03 | 0.03
|  | NHH. WEF Visit Upper | NHH. WEF Visit Upper | Discount Factor | [9 empty] | 0.96618 | 0.93351 | 0.90194 | 0.87144 | 0.84197 | 0.8135 | 0.78599 | 0.75941 | 0.73373 | 0.70892 | 0.68495 | 0.66178 | 0.6394 | 0.61778 | 0.59689 | 0.57671 | 0.5572 | 0.53836 | 0.52016 | 0.50257 | 0.48557 | 0.46915 | 0.45329 | 0.43796 | 0.42315 | 0.40884 | 0.39501 | 0.38165 | 0.36875 | 0.35628 | 0.3459 | 0.33583 | 0.32605 | 0.31655 | 0.30733 | 0.29838 | 0.28969 | 0.28125 | 0.27306 | 0.2651 | 0.25738 | 0.24989 | 0.24261 | 0.23554 | 0.22868 | 0.22202 | 0.21555 | 0.20928 | 0.20318 | 0.19726 | 0.19152 | 0.18594 | 0.18052 | 0.17527 | 0.17016 | 0.1652 | 0.16039 | 0.15572 | 0.15119 | 0.14678 | 0.14251 | 0.13836 | 0.13433 | 0.13041 | 0.12662 | 0.12293 | 0.11935 | 0.11587 | 0.1125 | 0.10922 | 0.10604 | 0.10295 | 0.099951 | 0.09704 | 0.094214
|  | NHH. WEF Visit Upper | NHH. WEF Visit Upper | Financing Cost |  |  | Total
|  | NHH. WEF Visit Upper | NHH. WEF Visit Upper | Net Present Cost (NPC) |  |  | Total | 0 | 0 | 0 | 0 | 0 | 0 | 0.2713 | 0.26213 | 0.25327 | 0.2447 | 0.23643 | 0.22843 | 0.22071 | 0.21324 | 0.20603 | 0.19906 | 0.19233 | 0.18583 | 0.17954 | 0.17347 | 0.16761 | 0.16194 | 0.15646 | 0.15117 | 0.14606 | 0.14112 | 0.13635 | 0.13174 | 0.12728 | 0.12298 | 0.11882 | 0 | 0 | 0 | 0 | 0 | 0 | 0 | 0 | 0 | 0 | 0 | 0 | 0 | 0 | 0 | 0 | 0 | 0 | 0 | 0 | 0 | 0 | 0 | 0 | 0 | 0 | 0 | 0 | 0 | 0 | 0 | 0 | 0 | 0 | 0 | 0 | 0 | 0 | 0 | 0 | 0 | 0 | 0 | 0 | 0 | 0 | 0 | 0 | 0 | 0
|  | NHH. WEF Visit Upper | NHH. WEF Visit Upper | Total NPC |  |  | Total | 2019-20: 4.628
|  | Smart Metering | Smart Metering | Opex |  |  | Fixed | 0 | 0 | 0 | 0 | 0 | 0 | 6.9092 | 5.0967 | 5.3932 | 5.633 | 3.8018 | 1.7497 | 1.7837 | 1.8165 | 1.8455 | 1.8729 | 1.8999 | 1.9269 | 1.9536 | 1.9799 | 2.0057 | 2.0313 | 2.0566 | 2.0817 | 2.1066 | 2.1312 | 2.1532 | 2.1761 | 2.1987 | 2.2212 | 2.2425 | 2.2527 | 2.2619 | 2.2708 | 2.2795 | 2.2884 | 2.2973 | 2.3059 | 2.314 | 2.3217 | 2.3295 | 2.3373 | 2.345 | 2.3528 | 2.3608 | 2.3689 | 2.3773 | 2.3854 | 2.3934 | 2.4014 | 2.4093 | 2.417 | 2.4248 | 2.4326 | 2.4403 | 2.4478 | 2.455 | 2.462 | 2.4689 | 2.476 | 2.4831 | 2.4906 | 2.4983 | 2.5062 | 2.514 | 2.522 | 2.5301 | 2.5385 | 2.5467 | 2.555 | 2.5634 | 2.5721 | 2.5808 | 2.5894 | 2.5978 | 2.6064 | 2.6149 | 2.6233 | 2.6316 | 2.6397 | 2.6477
|  | Smart Metering | Smart Metering | Capex |  | 14 | Fixed | 0 | 0 | 0 | 0 | 0 | 0 | 18.6403 | 16.8335 | 21.2385 | 17.0515 | 16.6921 | -2.7938 | -4.1456 | -2.9935 | -3.337 | -2.9269 | 4.1189 | 0.99097 | 1.2084 | -0.49377 | -11.1474 | 41.34 | 15.5377 | 19.4723 | 21.287 | 26.8824 | -3.0796 | -4.4107 | -3.219 | -3.5046 | -3.0744 | 6.7067 | 0.44411 | 2.3072 | -0.65159 | -11.3786 | 42.0776 | 15.4847 | 19.3647 | 20.86 | 26.324 | -3.6068 | -4.9437 | -3.7339 | -4.0249 | -3.5443 | 7.4441 | 0.44257 | 2.6893 | -0.43911 | -11.2566 | 42.0797 | 15.489 | 19.4363 | 20.8817 | 26.3599 | -3.6034 | -4.947 | -3.7413 | -4.037 | -3.562 | 8.081 | 0.4563 | 3.0314 | -0.24416 | -11.1097 | 42.132 | 15.5386 | 0.92347 | 0.92565 | 0.93214 | 0.94231 | 0.94243 | 0.94311 | 0.93585 | 0.94026 | 0.9396 | 0.93913 | 0.93286 | 0.92944 | 0.92566
|  | Smart Metering | Smart Metering | Discount Rate | [9 empty] | 0.035 | 0.035 | 0.035 | 0.035 | 0.035 | 0.035 | 0.035 | 0.035 | 0.035 | 0.035 | 0.035 | 0.035 | 0.035 | 0.035 | 0.035 | 0.035 | 0.035 | 0.035 | 0.035 | 0.035 | 0.035 | 0.035 | 0.035 | 0.035 | 0.035 | 0.035 | 0.035 | 0.035 | 0.035 | 0.035 | 0.03 | 0.03 | 0.03 | 0.03 | 0.03 | 0.03 | 0.03 | 0.03 | 0.03 | 0.03 | 0.03 | 0.03 | 0.03 | 0.03 | 0.03 | 0.03 | 0.03 | 0.03 | 0.03 | 0.03 | 0.03 | 0.03 | 0.03 | 0.03 | 0.03 | 0.03 | 0.03 | 0.03 | 0.03 | 0.03 | 0.03 | 0.03 | 0.03 | 0.03 | 0.03 | 0.03 | 0.03 | 0.03 | 0.03 | 0.03 | 0.03 | 0.03 | 0.03 | 0.03 | 0.03
|  | Smart Metering | Smart Metering | Discount Factor | [9 empty] | 0.96618 | 0.93351 | 0.90194 | 0.87144 | 0.84197 | 0.8135 | 0.78599 | 0.75941 | 0.73373 | 0.70892 | 0.68495 | 0.66178 | 0.6394 | 0.61778 | 0.59689 | 0.57671 | 0.5572 | 0.53836 | 0.52016 | 0.50257 | 0.48557 | 0.46915 | 0.45329 | 0.43796 | 0.42315 | 0.40884 | 0.39501 | 0.38165 | 0.36875 | 0.35628 | 0.3459 | 0.33583 | 0.32605 | 0.31655 | 0.30733 | 0.29838 | 0.28969 | 0.28125 | 0.27306 | 0.2651 | 0.25738 | 0.24989 | 0.24261 | 0.23554 | 0.22868 | 0.22202 | 0.21555 | 0.20928 | 0.20318 | 0.19726 | 0.19152 | 0.18594 | 0.18052 | 0.17527 | 0.17016 | 0.1652 | 0.16039 | 0.15572 | 0.15119 | 0.14678 | 0.14251 | 0.13836 | 0.13433 | 0.13041 | 0.12662 | 0.12293 | 0.11935 | 0.11587 | 0.1125 | 0.10922 | 0.10604 | 0.10295 | 0.099951 | 0.09704 | 0.094214
|  | Smart Metering | Smart Metering | Financing Cost |  |  | Total | 0 | 0 | 0 | 0 | 0 | 0 | 1.9066 | 3.5859 | 5.6772 | 7.2917 | 8.8304 | 8.3379 | 7.7135 | 7.2164 | 6.691 | 6.2152 | 6.4668 | 6.389 | 6.3312 | 6.0965 | 3.4631 | 6.3935 | 6.319 | 6.9543 | 7.795 | 10.5671 | 10.3016 | 9.8166 | 9.4809 | 9.0869 | 8.2429 | 8.6358 | 8.3597 | 8.3955 | 8.8712 | 4.5365 | 7.6036 | 7.6134 | 7.9017 | 7.9541 | 10.685 | 10.3807 | 9.8541 | 9.4753 | 9.037 | 7.9626 | 8.4757 | 8.1257 | 8.2177 | 8.7361 | 4.3658 | 7.442 | 7.4649 | 7.7953 | 7.8928 | 10.6667 | 10.4013 | 9.9104 | 9.566 | 9.157 | 8.0253 | 8.6018 | 8.2231 | 8.3327 | 8.8596 | 4.5013 | 7.5793 | 7.5988 | 6.0307 | 4.1235 | 4.381 | 4.7237 | 4.9681 | 5.2228 | 5.4318 | 4.8128 | 4.7459 | 4.4968 | 4.4821 | 5.2281 | 2.204
|  | Smart Metering | Smart Metering | Net Present Cost (NPC) |  |  | Total | 0 | 0 | 0 | 0 | 0 | 0 | 8.5178 | 8.1053 | 9.9849 | 11.2631 | 10.636 | 8.2063 | 7.4647 | 6.8597 | 6.2635 | 5.7338 | 5.7307 | 5.5033 | 5.2973 | 4.9895 | 3.2643 | 4.8586 | 4.6669 | 4.8647 | 5.1504 | 6.3817 | 6.0477 | 5.6264 | 5.2942 | 4.9524 | 4.4369 | 4.4516 | 4.1957 | 4.0709 | 4.1118 | 2.4316 | 3.4247 | 3.3312 | 3.3308 | 3.2528 | 3.9997 | 3.7948 | 3.5339 | 3.3267 | 3.1123 | 2.7389 | 2.7934 | 2.6266 | 2.5743 | 2.6234 | 1.5493 | 2.1889 | 2.1318 | 2.1405 | 2.0995 | 2.587 | 2.4622 | 2.3005 | 2.1726 | 2.0389 | 1.7881 | 1.8325 | 1.7196 | 1.6878 | 1.7195 | 1.0309 | 1.4407 | 1.4026 | 1.1522 | 0.87097 | 0.87928 | 0.89685 | 0.90094 | 0.9052 | 0.90331 | 0.81032 | 0.78052 | 0.73302 | 0.71102 | 0.76349 | 0.4571
|  | Smart Metering | Smart Metering | Total NPC |  |  | Total | 2019-20: 268.882
|  | USPL_ShSupplies | USPL_ShSupplies | Opex |  |  | Fixed
|  | USPL_ShSupplies | USPL_ShSupplies | Capex |  | 14 | Fixed | 0 | 0 | 0 | 0 | 0 | 0 | 4.8739 | 1.8098 | 0.68269 | 0.81518 | 0.50354 | 0.48102 | 0 | 0 | 0 | 0 | 0 | 0 | 0 | 0 | 0.41086 | 0.15256 | 0.057549 | 0.068718 | 0.042447 | 0.040549 | 0 | 0 | 0 | 0 | 0 | 0 | 0 | 0 | 0 | 0.41086 | 0.15256 | 0.057549 | 0.068718 | 0.042447 | 0.040549 | 0 | 0 | 0 | 0 | 0 | 0 | 0 | 0 | 0 | 0.41086 | 0.15256 | 0.057549 | 0.068718 | 0.042447 | 0.040549 | 0 | 0 | 0 | 0 | 0 | 0 | 0 | 0 | 0 | 0.41086 | 0.15256 | 0.057549 | 0.068718 | 0.042447 | 0.040549 | 0 | 0 | 0 | 0 | 0 | 0 | 0 | 0 | 0 | 0.41086
|  | USPL_ShSupplies | USPL_ShSupplies | Discount Rate | [9 empty] | 0.035 | 0.035 | 0.035 | 0.035 | 0.035 | 0.035 | 0.035 | 0.035 | 0.035 | 0.035 | 0.035 | 0.035 | 0.035 | 0.035 | 0.035 | 0.035 | 0.035 | 0.035 | 0.035 | 0.035 | 0.035 | 0.035 | 0.035 | 0.035 | 0.035 | 0.035 | 0.035 | 0.035 | 0.035 | 0.035 | 0.03 | 0.03 | 0.03 | 0.03 | 0.03 | 0.03 | 0.03 | 0.03 | 0.03 | 0.03 | 0.03 | 0.03 | 0.03 | 0.03 | 0.03 | 0.03 | 0.03 | 0.03 | 0.03 | 0.03 | 0.03 | 0.03 | 0.03 | 0.03 | 0.03 | 0.03 | 0.03 | 0.03 | 0.03 | 0.03 | 0.03 | 0.03 | 0.03 | 0.03 | 0.03 | 0.03 | 0.03 | 0.03 | 0.03 | 0.03 | 0.03 | 0.03 | 0.03 | 0.03 | 0.03
|  | USPL_ShSupplies | USPL_ShSupplies | Discount Factor | [9 empty] | 0.96618 | 0.93351 | 0.90194 | 0.87144 | 0.84197 | 0.8135 | 0.78599 | 0.75941 | 0.73373 | 0.70892 | 0.68495 | 0.66178 | 0.6394 | 0.61778 | 0.59689 | 0.57671 | 0.5572 | 0.53836 | 0.52016 | 0.50257 | 0.48557 | 0.46915 | 0.45329 | 0.43796 | 0.42315 | 0.40884 | 0.39501 | 0.38165 | 0.36875 | 0.35628 | 0.3459 | 0.33583 | 0.32605 | 0.31655 | 0.30733 | 0.29838 | 0.28969 | 0.28125 | 0.27306 | 0.2651 | 0.25738 | 0.24989 | 0.24261 | 0.23554 | 0.22868 | 0.22202 | 0.21555 | 0.20928 | 0.20318 | 0.19726 | 0.19152 | 0.18594 | 0.18052 | 0.17527 | 0.17016 | 0.1652 | 0.16039 | 0.15572 | 0.15119 | 0.14678 | 0.14251 | 0.13836 | 0.13433 | 0.13041 | 0.12662 | 0.12293 | 0.11935 | 0.11587 | 0.1125 | 0.10922 | 0.10604 | 0.10295 | 0.099951 | 0.09704 | 0.094214
|  | USPL_ShSupplies | USPL_ShSupplies | Financing Cost |  |  | Total | 0 | 0 | 0 | 0 | 0 | 0 | 0.49853 | 0.67251 | 0.72706 | 0.79361 | 0.82641 | 0.85576 | 0.83481 | 0.81386 | 0.79291 | 0.77196 | 0.751 | 0.73005 | 0.7091 | 0.68815 | 0.36666 | 0.24431 | 0.19525 | 0.13945 | 0.10457 | 0.072139 | 0.070373 | 0.068607 | 0.066841 | 0.065074 | 0.063308 | 0.061542 | 0.059776 | 0.05801 | 0.027366 | 0.057841 | 0.067984 | 0.067406 | 0.069842 | 0.069665 | 0.072139 | 0.070373 | 0.068607 | 0.066841 | 0.065074 | 0.063308 | 0.061542 | 0.059776 | 0.05801 | 0.027366 | 0.057841 | 0.067984 | 0.067406 | 0.069842 | 0.069665 | 0.072139 | 0.070373 | 0.068607 | 0.066841 | 0.065074 | 0.063308 | 0.061542 | 0.059776 | 0.05801 | 0.027366 | 0.057841 | 0.067984 | 0.067406 | 0.069842 | 0.069665 | 0.072139 | 0.070373 | 0.068607 | 0.066841 | 0.065074 | 0.063308 | 0.061542 | 0.059776 | 0.05801 | 0.027366 | 0.057841
|  | USPL_ShSupplies | USPL_ShSupplies | Net Present Cost (NPC) |  |  | Total | 0 | 0 | 0 | 0 | 0 | 0 | 0.48168 | 0.6278 | 0.65577 | 0.69158 | 0.69582 | 0.69616 | 0.65615 | 0.61805 | 0.58178 | 0.54725 | 0.5144 | 0.48314 | 0.4534 | 0.42513 | 0.21885 | 0.14089 | 0.10879 | 0.075074 | 0.054394 | 0.036255 | 0.034171 | 0.032187 | 0.030298 | 0.0285 | 0.026789 | 0.025161 | 0.023612 | 0.02214 | 0.010091 | 0.020608 | 0.023516 | 0.022637 | 0.022772 | 0.022052 | 0.02217 | 0.020998 | 0.019874 | 0.018799 | 0.017769 | 0.016783 | 0.01584 | 0.014937 | 0.014074 | 0.0064458 | 0.013227 | 0.015094 | 0.01453 | 0.014616 | 0.014155 | 0.01423 | 0.013478 | 0.012757 | 0.012066 | 0.011405 | 0.010773 | 0.010167 | 0.0095876 | 0.0090333 | 0.0041373 | 0.0084901 | 0.0096882 | 0.009326 | 0.0093817 | 0.0090853 | 0.0091339 | 0.0086508 | 0.008188 | 0.0077449 | 0.0073206 | 0.0069145 | 0.0065258 | 0.0061539 | 0.0057982 | 0.0026556 | 0.0054494
|  | USPL_ShSupplies | USPL_ShSupplies | Total NPC |  |  | Total | 2019-20: 9.5744
|  | WEF 1a | WEF 1a | Opex |  |  | Fixed | 0 | 0 | 0 | 0 | 0 | 0 | 0.6592 | 0.6592 | 0.6592 | 0.6592 | 0.6592 | 0.6592 | 0.6592 | 0.6592 | 0.6592 | 0.6592 | 0.6592 | 0.6592 | 0.6592 | 0.6592 | 0.6592 | 0.6592 | 0.6592 | 0.6592 | 0.6592 | 0.6592 | 0.6592 | 0.6592 | 0.6592 | 0.6592 | 0.6592 | 0.6592 | 0.6592 | 0.6592 | 0.6592 | 0.6592 | 0.6592 | 0.6592 | 0.6592 | 0.6592 | 0.6592 | 0.6592 | 0.6592 | 0.6592 | 0.6592 | 0.6592 | 0.6592 | 0.6592 | 0.6592 | 0.6592 | 0.6592 | 0.6592 | 0.6592 | 0.6592 | 0.6592 | 0.6592 | 0.6592 | 0.6592 | 0.6592 | 0.6592 | 0.6592 | 0.6592 | 0.6592 | 0.6592 | 0.6592 | 0.6592 | 0.6592 | 0.6592 | 0.6592 | 0.6592 | 0.6592 | 0.6592 | 0.6592 | 0.6592 | 0.6592 | 0.6592 | 0.6592 | 0.6592 | 0.6592 | 0.6592 | 0.6592
|  | WEF 1a | WEF 1a | Capex |  |  | Fixed
|  | WEF 1a | WEF 1a | Discount Rate | [9 empty] | 0.035 | 0.035 | 0.035 | 0.035 | 0.035 | 0.035 | 0.035 | 0.035 | 0.035 | 0.035 | 0.035 | 0.035 | 0.035 | 0.035 | 0.035 | 0.035 | 0.035 | 0.035 | 0.035 | 0.035 | 0.035 | 0.035 | 0.035 | 0.035 | 0.035 | 0.035 | 0.035 | 0.035 | 0.035 | 0.035 | 0.03 | 0.03 | 0.03 | 0.03 | 0.03 | 0.03 | 0.03 | 0.03 | 0.03 | 0.03 | 0.03 | 0.03 | 0.03 | 0.03 | 0.03 | 0.03 | 0.03 | 0.03 | 0.03 | 0.03 | 0.03 | 0.03 | 0.03 | 0.03 | 0.03 | 0.03 | 0.03 | 0.03 | 0.03 | 0.03 | 0.03 | 0.03 | 0.03 | 0.03 | 0.03 | 0.03 | 0.03 | 0.03 | 0.03 | 0.03 | 0.03 | 0.03 | 0.03 | 0.03 | 0.03
|  | WEF 1a | WEF 1a | Discount Factor | [9 empty] | 0.96618 | 0.93351 | 0.90194 | 0.87144 | 0.84197 | 0.8135 | 0.78599 | 0.75941 | 0.73373 | 0.70892 | 0.68495 | 0.66178 | 0.6394 | 0.61778 | 0.59689 | 0.57671 | 0.5572 | 0.53836 | 0.52016 | 0.50257 | 0.48557 | 0.46915 | 0.45329 | 0.43796 | 0.42315 | 0.40884 | 0.39501 | 0.38165 | 0.36875 | 0.35628 | 0.3459 | 0.33583 | 0.32605 | 0.31655 | 0.30733 | 0.29838 | 0.28969 | 0.28125 | 0.27306 | 0.2651 | 0.25738 | 0.24989 | 0.24261 | 0.23554 | 0.22868 | 0.22202 | 0.21555 | 0.20928 | 0.20318 | 0.19726 | 0.19152 | 0.18594 | 0.18052 | 0.17527 | 0.17016 | 0.1652 | 0.16039 | 0.15572 | 0.15119 | 0.14678 | 0.14251 | 0.13836 | 0.13433 | 0.13041 | 0.12662 | 0.12293 | 0.11935 | 0.11587 | 0.1125 | 0.10922 | 0.10604 | 0.10295 | 0.099951 | 0.09704 | 0.094214
|  | WEF 1a | WEF 1a | Financing Cost |  |  | Total
|  | WEF 1a | WEF 1a | Net Present Cost (NPC) |  |  | Total | 0 | 0 | 0 | 0 | 0 | 0 | 0.63691 | 0.61537 | 0.59456 | 0.57445 | 0.55503 | 0.53626 | 0.51813 | 0.5006 | 0.48368 | 0.46732 | 0.45152 | 0.43625 | 0.4215 | 0.40724 | 0.39347 | 0.38016 | 0.36731 | 0.35489 | 0.34289 | 0.33129 | 0.32009 | 0.30926 | 0.29881 | 0.2887 | 0.27894 | 0.26951 | 0.26039 | 0.25159 | 0.24308 | 0.23486 | 0.22802 | 0.22138 | 0.21493 | 0.20867 | 0.20259 | 0.19669 | 0.19096 | 0.1854 | 0.18 | 0.17476 | 0.16967 | 0.16473 | 0.15993 | 0.15527 | 0.15075 | 0.14636 | 0.14209 | 0.13795 | 0.13394 | 0.13004 | 0.12625 | 0.12257 | 0.119 | 0.11553 | 0.11217 | 0.1089 | 0.10573 | 0.10265 | 0.099661 | 0.096759 | 0.09394 | 0.091204 | 0.088548 | 0.085969 | 0.083465 | 0.081034 | 0.078674 | 0.076382 | 0.074157 | 0.071998 | 0.069901 | 0.067865 | 0.065888 | 0.063969 | 0.062106
|  | WEF 1a | WEF 1a | Total NPC |  |  | Total | 2019-20: 17.8825
|  | WEF 2a-2b-2d-2f | WEF 2a-2b-2d-2f | Opex |  |  | Fixed | 0 | 0 | 0 | 0 | 0 | 0 | 0.63518 | 0.4045 | 0.46347 | 0.51818 | 0.57232 | 0.5809 | 0.58937 | 0.59757 | 0.60529 | 0.61262 | 0.61982 | 0.62701 | 0.63411 | 0.64112 | 0.64798 | 0.65476 | 0.66148 | 0.66813 | 0.67472 | 0.68121 | 0.68695 | 0.69267 | 0.69833 | 0.70396 | 0.70926 | 0.7118 | 0.71414 | 0.71637 | 0.71855 | 0.72079 | 0.72301 | 0.72516 | 0.72721 | 0.72914 | 0.73111 | 0.73307 | 0.73501 | 0.73701 | 0.73902 | 0.74109 | 0.74319 | 0.74526 | 0.74728 | 0.74932 | 0.75131 | 0.75328 | 0.75526 | 0.75725 | 0.75922 | 0.76111 | 0.76297 | 0.76476 | 0.76653 | 0.76835 | 0.77018 | 0.7721 | 0.77405 | 0.77607 | 0.77807 | 0.7801 | 0.78217 | 0.78429 | 0.78639 | 0.7885 | 0.79064 | 0.79285 | 0.79505 | 0.79724 | 0.79938 | 0.80154 | 0.80369 | 0.80582 | 0.80792 | 0.80998 | 0.81202
|  | WEF 2a-2b-2d-2f | WEF 2a-2b-2d-2f | Capex |  |  | Fixed
|  | WEF 2a-2b-2d-2f | WEF 2a-2b-2d-2f | Discount Rate | [9 empty] | 0.035 | 0.035 | 0.035 | 0.035 | 0.035 | 0.035 | 0.035 | 0.035 | 0.035 | 0.035 | 0.035 | 0.035 | 0.035 | 0.035 | 0.035 | 0.035 | 0.035 | 0.035 | 0.035 | 0.035 | 0.035 | 0.035 | 0.035 | 0.035 | 0.035 | 0.035 | 0.035 | 0.035 | 0.035 | 0.035 | 0.03 | 0.03 | 0.03 | 0.03 | 0.03 | 0.03 | 0.03 | 0.03 | 0.03 | 0.03 | 0.03 | 0.03 | 0.03 | 0.03 | 0.03 | 0.03 | 0.03 | 0.03 | 0.03 | 0.03 | 0.03 | 0.03 | 0.03 | 0.03 | 0.03 | 0.03 | 0.03 | 0.03 | 0.03 | 0.03 | 0.03 | 0.03 | 0.03 | 0.03 | 0.03 | 0.03 | 0.03 | 0.03 | 0.03 | 0.03 | 0.03 | 0.03 | 0.03 | 0.03 | 0.03
|  | WEF 2a-2b-2d-2f | WEF 2a-2b-2d-2f | Discount Factor | [9 empty] | 0.96618 | 0.93351 | 0.90194 | 0.87144 | 0.84197 | 0.8135 | 0.78599 | 0.75941 | 0.73373 | 0.70892 | 0.68495 | 0.66178 | 0.6394 | 0.61778 | 0.59689 | 0.57671 | 0.5572 | 0.53836 | 0.52016 | 0.50257 | 0.48557 | 0.46915 | 0.45329 | 0.43796 | 0.42315 | 0.40884 | 0.39501 | 0.38165 | 0.36875 | 0.35628 | 0.3459 | 0.33583 | 0.32605 | 0.31655 | 0.30733 | 0.29838 | 0.28969 | 0.28125 | 0.27306 | 0.2651 | 0.25738 | 0.24989 | 0.24261 | 0.23554 | 0.22868 | 0.22202 | 0.21555 | 0.20928 | 0.20318 | 0.19726 | 0.19152 | 0.18594 | 0.18052 | 0.17527 | 0.17016 | 0.1652 | 0.16039 | 0.15572 | 0.15119 | 0.14678 | 0.14251 | 0.13836 | 0.13433 | 0.13041 | 0.12662 | 0.12293 | 0.11935 | 0.11587 | 0.1125 | 0.10922 | 0.10604 | 0.10295 | 0.099951 | 0.09704 | 0.094214
|  | WEF 2a-2b-2d-2f | WEF 2a-2b-2d-2f | Financing Cost |  |  | Total
|  | WEF 2a-2b-2d-2f | WEF 2a-2b-2d-2f | Net Present Cost (NPC) |  |  | Total | 0 | 0 | 0 | 0 | 0 | 0 | 0.6137 | 0.37761 | 0.41802 | 0.45156 | 0.48188 | 0.47257 | 0.46324 | 0.4538 | 0.44412 | 0.4343 | 0.42454 | 0.41495 | 0.40545 | 0.39607 | 0.38677 | 0.3776 | 0.36858 | 0.3597 | 0.35096 | 0.34235 | 0.33356 | 0.32496 | 0.31654 | 0.30831 | 0.30012 | 0.29101 | 0.28209 | 0.27341 | 0.26497 | 0.2568 | 0.25009 | 0.24353 | 0.2371 | 0.23081 | 0.22469 | 0.21873 | 0.21292 | 0.20728 | 0.20179 | 0.19647 | 0.19129 | 0.18623 | 0.1813 | 0.1765 | 0.17181 | 0.16725 | 0.1628 | 0.15847 | 0.15426 | 0.15014 | 0.14612 | 0.1422 | 0.13838 | 0.13467 | 0.13105 | 0.12755 | 0.12415 | 0.12085 | 0.11763 | 0.1145 | 0.11146 | 0.10851 | 0.10563 | 0.10283 | 0.10011 | 0.097463 | 0.094887 | 0.092377 | 0.089927 | 0.087543 | 0.085222 | 0.08296 | 0.080753 | 0.078601 | 0.076504
|  | WEF 2a-2b-2d-2f | WEF 2a-2b-2d-2f | Total NPC |  |  | Total | 2019-20: 18.0049
|  | WEF 2c | WEF 2c | Opex |  |  | Fixed | 0 | 0 | 0 | 0 | 0 | 0 | 0.3186 | 0.3186 | 0.3186 | 0.3186 | 0.3186 | 0.3186 | 0.3186 | 0.3186 | 0.3186 | 0.3186 | 0.3186 | 0.3186 | 0.3186 | 0.3186 | 0.3186 | 0.3186 | 0.3186 | 0.3186 | 0.3186 | 0.3186 | 0.3186 | 0.3186 | 0.3186 | 0.3186 | 0.3186 | 0.3186 | 0.3186 | 0.3186 | 0.3186 | 0.3186 | 0.3186 | 0.3186 | 0.3186 | 0.3186 | 0.3186 | 0.3186 | 0.3186 | 0.3186 | 0.3186 | 0.3186 | 0.3186 | 0.3186 | 0.3186 | 0.3186 | 0.26849 | 0.16883 | 0.10142 | 0.041762 | 0.033476 | 0.038186 | 0.050004 | 0.047372 | 0.0044994 | 0.022651 | 0.040256 | 0.072286 | 0.015552 | 0.062306 | 0.027162 | 0.013655 | 0.0182 | 0.045244 | 0.071257 | 0.0258 | 0.072476 | 0.026582 | 0.047826 | 0.027051 | 0.027235 | 0.033956 | 0.038899 | 0.031586 | 0.065018 | 0.055185 | 0.03351
|  | WEF 2c | WEF 2c | Capex |  |  | Fixed
|  | WEF 2c | WEF 2c | Discount Rate | [9 empty] | 0.035 | 0.035 | 0.035 | 0.035 | 0.035 | 0.035 | 0.035 | 0.035 | 0.035 | 0.035 | 0.035 | 0.035 | 0.035 | 0.035 | 0.035 | 0.035 | 0.035 | 0.035 | 0.035 | 0.035 | 0.035 | 0.035 | 0.035 | 0.035 | 0.035 | 0.035 | 0.035 | 0.035 | 0.035 | 0.035 | 0.03 | 0.03 | 0.03 | 0.03 | 0.03 | 0.03 | 0.03 | 0.03 | 0.03 | 0.03 | 0.03 | 0.03 | 0.03 | 0.03 | 0.03 | 0.03 | 0.03 | 0.03 | 0.03 | 0.03 | 0.03 | 0.03 | 0.03 | 0.03 | 0.03 | 0.03 | 0.03 | 0.03 | 0.03 | 0.03 | 0.03 | 0.03 | 0.03 | 0.03 | 0.03 | 0.03 | 0.03 | 0.03 | 0.03 | 0.03 | 0.03 | 0.03 | 0.03 | 0.03 | 0.03
|  | WEF 2c | WEF 2c | Discount Factor | [9 empty] | 0.96618 | 0.93351 | 0.90194 | 0.87144 | 0.84197 | 0.8135 | 0.78599 | 0.75941 | 0.73373 | 0.70892 | 0.68495 | 0.66178 | 0.6394 | 0.61778 | 0.59689 | 0.57671 | 0.5572 | 0.53836 | 0.52016 | 0.50257 | 0.48557 | 0.46915 | 0.45329 | 0.43796 | 0.42315 | 0.40884 | 0.39501 | 0.38165 | 0.36875 | 0.35628 | 0.3459 | 0.33583 | 0.32605 | 0.31655 | 0.30733 | 0.29838 | 0.28969 | 0.28125 | 0.27306 | 0.2651 | 0.25738 | 0.24989 | 0.24261 | 0.23554 | 0.22868 | 0.22202 | 0.21555 | 0.20928 | 0.20318 | 0.19726 | 0.19152 | 0.18594 | 0.18052 | 0.17527 | 0.17016 | 0.1652 | 0.16039 | 0.15572 | 0.15119 | 0.14678 | 0.14251 | 0.13836 | 0.13433 | 0.13041 | 0.12662 | 0.12293 | 0.11935 | 0.11587 | 0.1125 | 0.10922 | 0.10604 | 0.10295 | 0.099951 | 0.09704 | 0.094214
|  | WEF 2c | WEF 2c | Financing Cost |  |  | Total
|  | WEF 2c | WEF 2c | Net Present Cost (NPC) |  |  | Total | 0 | 0 | 0 | 0 | 0 | 0 | 0.30783 | 0.29742 | 0.28736 | 0.27764 | 0.26825 | 0.25918 | 0.25042 | 0.24195 | 0.23377 | 0.22586 | 0.21822 | 0.21084 | 0.20371 | 0.19683 | 0.19017 | 0.18374 | 0.17753 | 0.17152 | 0.16572 | 0.16012 | 0.1547 | 0.14947 | 0.14442 | 0.13953 | 0.13481 | 0.13026 | 0.12585 | 0.1216 | 0.11748 | 0.11351 | 0.1102 | 0.10699 | 0.10388 | 0.10085 | 0.097915 | 0.095063 | 0.092294 | 0.089606 | 0.086996 | 0.084462 | 0.082002 | 0.079614 | 0.077295 | 0.075044 | 0.061398 | 0.037483 | 0.021861 | 0.0087398 | 0.0068017 | 0.0075326 | 0.0095765 | 0.0088084 | 0.00081225 | 0.00397 | 0.00685 | 0.011942 | 0.0024944 | 0.0097024 | 0.0041065 | 0.0020043 | 0.0025937 | 0.0062597 | 0.0095716 | 0.0033647 | 0.0091766 | 0.0032677 | 0.0057079 | 0.0031345 | 0.0030639 | 0.0037086 | 0.0041248 | 0.0032518 | 0.0064986 | 0.0053552 | 0.0031571
|  | WEF 2c | WEF 2c | Total NPC |  |  | Total | 2019-20: 7.4182
|  | WEF 3a | WEF 3a | Opex |  |  | Fixed | 0 | 0 | 0 | 0 | 0 | 0 | 0.015 | 0.015 | 0.015 | 0.015 | 0.015 | 0.015 | 0.015 | 0.015 | 0.015 | 0.015 | 0.015 | 0.015 | 0.015 | 0.015 | 0.015 | 0.015 | 0.015 | 0.015 | 0.015 | 0.015 | 0.015 | 0.015 | 0.015 | 0.015 | 0.015 | 0.015 | 0.015 | 0.015 | 0.015 | 0.015 | 0.015 | 0.015 | 0.015 | 0.015 | 0.015 | 0.015 | 0.015 | 0.015 | 0.015 | 0.015 | 0.015 | 0.015 | 0.015 | 0.015 | 0.015 | 0.015 | 0.015 | 0.015 | 0.015 | 0.015 | 0.015 | 0.015 | 0.015 | 0.015 | 0.015 | 0.015 | 0.015 | 0.015 | 0.015 | 0.015 | 0.015 | 0.015 | 0.015 | 0.015 | 0.015 | 0.015 | 0.015 | 0.015 | 0.015 | 0.015 | 0.015 | 0.015 | 0.015 | 0.015 | 0.015
|  | WEF 3a | WEF 3a | Capex |  |  | Fixed
|  | WEF 3a | WEF 3a | Discount Rate | [9 empty] | 0.035 | 0.035 | 0.035 | 0.035 | 0.035 | 0.035 | 0.035 | 0.035 | 0.035 | 0.035 | 0.035 | 0.035 | 0.035 | 0.035 | 0.035 | 0.035 | 0.035 | 0.035 | 0.035 | 0.035 | 0.035 | 0.035 | 0.035 | 0.035 | 0.035 | 0.035 | 0.035 | 0.035 | 0.035 | 0.035 | 0.03 | 0.03 | 0.03 | 0.03 | 0.03 | 0.03 | 0.03 | 0.03 | 0.03 | 0.03 | 0.03 | 0.03 | 0.03 | 0.03 | 0.03 | 0.03 | 0.03 | 0.03 | 0.03 | 0.03 | 0.03 | 0.03 | 0.03 | 0.03 | 0.03 | 0.03 | 0.03 | 0.03 | 0.03 | 0.03 | 0.03 | 0.03 | 0.03 | 0.03 | 0.03 | 0.03 | 0.03 | 0.03 | 0.03 | 0.03 | 0.03 | 0.03 | 0.03 | 0.03 | 0.03
|  | WEF 3a | WEF 3a | Discount Factor | [9 empty] | 0.96618 | 0.93351 | 0.90194 | 0.87144 | 0.84197 | 0.8135 | 0.78599 | 0.75941 | 0.73373 | 0.70892 | 0.68495 | 0.66178 | 0.6394 | 0.61778 | 0.59689 | 0.57671 | 0.5572 | 0.53836 | 0.52016 | 0.50257 | 0.48557 | 0.46915 | 0.45329 | 0.43796 | 0.42315 | 0.40884 | 0.39501 | 0.38165 | 0.36875 | 0.35628 | 0.3459 | 0.33583 | 0.32605 | 0.31655 | 0.30733 | 0.29838 | 0.28969 | 0.28125 | 0.27306 | 0.2651 | 0.25738 | 0.24989 | 0.24261 | 0.23554 | 0.22868 | 0.22202 | 0.21555 | 0.20928 | 0.20318 | 0.19726 | 0.19152 | 0.18594 | 0.18052 | 0.17527 | 0.17016 | 0.1652 | 0.16039 | 0.15572 | 0.15119 | 0.14678 | 0.14251 | 0.13836 | 0.13433 | 0.13041 | 0.12662 | 0.12293 | 0.11935 | 0.11587 | 0.1125 | 0.10922 | 0.10604 | 0.10295 | 0.099951 | 0.09704 | 0.094214
|  | WEF 3a | WEF 3a | Financing Cost |  |  | Total
|  | WEF 3a | WEF 3a | Net Present Cost (NPC) |  |  | Total | 0 | 0 | 0 | 0 | 0 | 0 | 0.014493 | 0.014003 | 0.013529 | 0.013072 | 0.01263 | 0.012203 | 0.01179 | 0.011391 | 0.011006 | 0.010634 | 0.010274 | 0.0099267 | 0.0095911 | 0.0092667 | 0.0089534 | 0.0086506 | 0.0083581 | 0.0080754 | 0.0078023 | 0.0075385 | 0.0072836 | 0.0070373 | 0.0067993 | 0.0065694 | 0.0063472 | 0.0061326 | 0.0059252 | 0.0057248 | 0.0055312 | 0.0053442 | 0.0051885 | 0.0050374 | 0.0048907 | 0.0047482 | 0.0046099 | 0.0044757 | 0.0043453 | 0.0042187 | 0.0040959 | 0.0039766 | 0.0038607 | 0.0037483 | 0.0036391 | 0.0035331 | 0.0034302 | 0.0033303 | 0.0032333 | 0.0031391 | 0.0030477 | 0.0029589 | 0.0028728 | 0.0027891 | 0.0027078 | 0.002629 | 0.0025524 | 0.0024781 | 0.0024059 | 0.0023358 | 0.0022678 | 0.0022017 | 0.0021376 | 0.0020753 | 0.0020149 | 0.0019562 | 0.0018992 | 0.0018439 | 0.0017902 | 0.0017381 | 0.0016874 | 0.0016383 | 0.0015906 | 0.0015442 | 0.0014993 | 0.0014556 | 0.0014132
|  | WEF 3a | WEF 3a | Total NPC |  |  | Total | 2019-20: 0.40691
|  | WEF 4a | WEF 4a | Opex |  |  | Fixed | 0 | 0 | 0 | 0 | 0 | 0 | 0.067062 | 0.077271 | 0.088796 | 0.099489 | 0.11007 | 0.11175 | 0.11341 | 0.11501 | 0.11652 | 0.11795 | 0.11936 | 0.12076 | 0.12215 | 0.12352 | 0.12486 | 0.12619 | 0.1275 | 0.1288 | 0.13009 | 0.13136 | 0.13248 | 0.1336 | 0.1347 | 0.1358 | 0.13684 | 0.13734 | 0.13779 | 0.13823 | 0.13866 | 0.13909 | 0.13953 | 0.13995 | 0.14035 | 0.14073 | 0.14111 | 0.14149 | 0.14187 | 0.14226 | 0.14266 | 0.14306 | 0.14347 | 0.14388 | 0.14427 | 0.14467 | 0.14506 | 0.14544 | 0.14583 | 0.14622 | 0.1466 | 0.14697 | 0.14734 | 0.14769 | 0.14803 | 0.14839 | 0.14875 | 0.14912 | 0.1495 | 0.1499 | 0.15029 | 0.15068 | 0.15109 | 0.1515 | 0.15192 | 0.15233 | 0.15275 | 0.15318 | 0.15361 | 0.15404 | 0.15445 | 0.15488 | 0.1553 | 0.15571 | 0.15612 | 0.15653 | 0.15692
|  | WEF 4a | WEF 4a | Capex |  |  | Fixed
|  | WEF 4a | WEF 4a | Discount Rate | [9 empty] | 0.035 | 0.035 | 0.035 | 0.035 | 0.035 | 0.035 | 0.035 | 0.035 | 0.035 | 0.035 | 0.035 | 0.035 | 0.035 | 0.035 | 0.035 | 0.035 | 0.035 | 0.035 | 0.035 | 0.035 | 0.035 | 0.035 | 0.035 | 0.035 | 0.035 | 0.035 | 0.035 | 0.035 | 0.035 | 0.035 | 0.03 | 0.03 | 0.03 | 0.03 | 0.03 | 0.03 | 0.03 | 0.03 | 0.03 | 0.03 | 0.03 | 0.03 | 0.03 | 0.03 | 0.03 | 0.03 | 0.03 | 0.03 | 0.03 | 0.03 | 0.03 | 0.03 | 0.03 | 0.03 | 0.03 | 0.03 | 0.03 | 0.03 | 0.03 | 0.03 | 0.03 | 0.03 | 0.03 | 0.03 | 0.03 | 0.03 | 0.03 | 0.03 | 0.03 | 0.03 | 0.03 | 0.03 | 0.03 | 0.03 | 0.03
|  | WEF 4a | WEF 4a | Discount Factor | [9 empty] | 0.96618 | 0.93351 | 0.90194 | 0.87144 | 0.84197 | 0.8135 | 0.78599 | 0.75941 | 0.73373 | 0.70892 | 0.68495 | 0.66178 | 0.6394 | 0.61778 | 0.59689 | 0.57671 | 0.5572 | 0.53836 | 0.52016 | 0.50257 | 0.48557 | 0.46915 | 0.45329 | 0.43796 | 0.42315 | 0.40884 | 0.39501 | 0.38165 | 0.36875 | 0.35628 | 0.3459 | 0.33583 | 0.32605 | 0.31655 | 0.30733 | 0.29838 | 0.28969 | 0.28125 | 0.27306 | 0.2651 | 0.25738 | 0.24989 | 0.24261 | 0.23554 | 0.22868 | 0.22202 | 0.21555 | 0.20928 | 0.20318 | 0.19726 | 0.19152 | 0.18594 | 0.18052 | 0.17527 | 0.17016 | 0.1652 | 0.16039 | 0.15572 | 0.15119 | 0.14678 | 0.14251 | 0.13836 | 0.13433 | 0.13041 | 0.12662 | 0.12293 | 0.11935 | 0.11587 | 0.1125 | 0.10922 | 0.10604 | 0.10295 | 0.099951 | 0.09704 | 0.094214
|  | WEF 4a | WEF 4a | Financing Cost |  |  | Total
|  | WEF 4a | WEF 4a | Net Present Cost (NPC) |  |  | Total | 0 | 0 | 0 | 0 | 0 | 0 | 0.064795 | 0.072133 | 0.080089 | 0.086699 | 0.092678 | 0.090909 | 0.089136 | 0.087338 | 0.085492 | 0.083616 | 0.081752 | 0.079919 | 0.078103 | 0.076309 | 0.074528 | 0.072772 | 0.071043 | 0.069341 | 0.067666 | 0.066015 | 0.064328 | 0.062676 | 0.061058 | 0.059476 | 0.057903 | 0.056148 | 0.05443 | 0.052756 | 0.051129 | 0.049556 | 0.048263 | 0.046998 | 0.04576 | 0.044546 | 0.043367 | 0.042218 | 0.041099 | 0.040011 | 0.038953 | 0.037926 | 0.036927 | 0.035953 | 0.035001 | 0.034076 | 0.033172 | 0.032292 | 0.031434 | 0.0306 | 0.029787 | 0.028992 | 0.028217 | 0.027461 | 0.026723 | 0.026008 | 0.025311 | 0.024635 | 0.023979 | 0.023342 | 0.022721 | 0.022118 | 0.021531 | 0.020962 | 0.020406 | 0.019866 | 0.01934 | 0.01883 | 0.018333 | 0.017848 | 0.017375 | 0.016915 | 0.016467 | 0.016031 | 0.015605 | 0.015189 | 0.014784
|  | WEF 4a | WEF 4a | Total NPC |  |  | Total | 2019-20: 3.4172
|  | WEF 4c-PL | WEF 4c-PL | Opex |  |  | Fixed | 0 | 0 | 0 | 0 | 0 | 0 | 0.57393 | 0.6613 | 0.75994 | 0.85145 | 0.94202 | 0.95638 | 0.97055 | 0.98426 | 0.99718 | 1.0094 | 1.0215 | 1.0335 | 1.0454 | 1.0571 | 1.0686 | 1.0799 | 1.0912 | 1.1023 | 1.1133 | 1.1242 | 1.1338 | 1.1433 | 1.1528 | 1.1622 | 1.1711 | 1.1753 | 1.1793 | 1.183 | 1.1866 | 1.1904 | 1.1941 | 1.1977 | 1.2011 | 1.2044 | 1.2076 | 1.2109 | 1.2142 | 1.2175 | 1.2209 | 1.2243 | 1.2279 | 1.2313 | 1.2347 | 1.2381 | 1.2414 | 1.2447 | 1.2481 | 1.2514 | 1.2547 | 1.2578 | 1.2609 | 1.2639 | 1.2669 | 1.2699 | 1.273 | 1.2762 | 1.2795 | 1.2829 | 1.2862 | 1.2896 | 1.2931 | 1.2966 | 1.3001 | 1.3037 | 1.3072 | 1.3109 | 1.3146 | 1.3183 | 1.3218 | 1.3255 | 1.3291 | 1.3326 | 1.3361 | 1.3396 | 1.343
|  | WEF 4c-PL | WEF 4c-PL | Capex |  |  | Fixed
|  | WEF 4c-PL | WEF 4c-PL | Discount Rate | [9 empty] | 0.035 | 0.035 | 0.035 | 0.035 | 0.035 | 0.035 | 0.035 | 0.035 | 0.035 | 0.035 | 0.035 | 0.035 | 0.035 | 0.035 | 0.035 | 0.035 | 0.035 | 0.035 | 0.035 | 0.035 | 0.035 | 0.035 | 0.035 | 0.035 | 0.035 | 0.035 | 0.035 | 0.035 | 0.035 | 0.035 | 0.03 | 0.03 | 0.03 | 0.03 | 0.03 | 0.03 | 0.03 | 0.03 | 0.03 | 0.03 | 0.03 | 0.03 | 0.03 | 0.03 | 0.03 | 0.03 | 0.03 | 0.03 | 0.03 | 0.03 | 0.03 | 0.03 | 0.03 | 0.03 | 0.03 | 0.03 | 0.03 | 0.03 | 0.03 | 0.03 | 0.03 | 0.03 | 0.03 | 0.03 | 0.03 | 0.03 | 0.03 | 0.03 | 0.03 | 0.03 | 0.03 | 0.03 | 0.03 | 0.03 | 0.03
|  | WEF 4c-PL | WEF 4c-PL | Discount Factor | [9 empty] | 0.96618 | 0.93351 | 0.90194 | 0.87144 | 0.84197 | 0.8135 | 0.78599 | 0.75941 | 0.73373 | 0.70892 | 0.68495 | 0.66178 | 0.6394 | 0.61778 | 0.59689 | 0.57671 | 0.5572 | 0.53836 | 0.52016 | 0.50257 | 0.48557 | 0.46915 | 0.45329 | 0.43796 | 0.42315 | 0.40884 | 0.39501 | 0.38165 | 0.36875 | 0.35628 | 0.3459 | 0.33583 | 0.32605 | 0.31655 | 0.30733 | 0.29838 | 0.28969 | 0.28125 | 0.27306 | 0.2651 | 0.25738 | 0.24989 | 0.24261 | 0.23554 | 0.22868 | 0.22202 | 0.21555 | 0.20928 | 0.20318 | 0.19726 | 0.19152 | 0.18594 | 0.18052 | 0.17527 | 0.17016 | 0.1652 | 0.16039 | 0.15572 | 0.15119 | 0.14678 | 0.14251 | 0.13836 | 0.13433 | 0.13041 | 0.12662 | 0.12293 | 0.11935 | 0.11587 | 0.1125 | 0.10922 | 0.10604 | 0.10295 | 0.099951 | 0.09704 | 0.094214
|  | WEF 4c-PL | WEF 4c-PL | Financing Cost |  |  | Total
|  | WEF 4c-PL | WEF 4c-PL | Net Present Cost (NPC) |  |  | Total | 0 | 0 | 0 | 0 | 0 | 0 | 0.55453 | 0.61733 | 0.68542 | 0.74199 | 0.79316 | 0.77802 | 0.76284 | 0.74746 | 0.73166 | 0.71561 | 0.69965 | 0.68396 | 0.66842 | 0.65307 | 0.63783 | 0.6228 | 0.608 | 0.59344 | 0.5791 | 0.56497 | 0.55053 | 0.5364 | 0.52255 | 0.50901 | 0.49555 | 0.48053 | 0.46582 | 0.4515 | 0.43757 | 0.42411 | 0.41304 | 0.40222 | 0.39162 | 0.38124 | 0.37114 | 0.36131 | 0.35173 | 0.34242 | 0.33337 | 0.32458 | 0.31603 | 0.30769 | 0.29955 | 0.29163 | 0.28389 | 0.27636 | 0.26902 | 0.26188 | 0.25492 | 0.24812 | 0.24149 | 0.23501 | 0.22871 | 0.22258 | 0.21662 | 0.21084 | 0.20522 | 0.19977 | 0.19446 | 0.18929 | 0.18427 | 0.17939 | 0.17464 | 0.17001 | 0.16552 | 0.16115 | 0.15689 | 0.15275 | 0.1487 | 0.14477 | 0.14093 | 0.13719 | 0.13355 | 0.12999 | 0.12653
|  | WEF 4c-PL | WEF 4c-PL | Total NPC |  |  | Total | 2019-20: 29.2449
|  | WEF 4d | WEF 4d | Opex |  |  | Fixed | 0 | 0 | 0 | 0 | 0 | 0 | 0.011999 | 0.0094778 | 0.0065514 | 0.0038551 | 0.0011502 | 0 | 0 | 0 | 0 | 0 | 0 | 0 | 0 | 0 | 0 | 0 | 0 | 0 | 0 | 0 | 0 | 0 | 0 | 0 | 0 | 0 | 0 | 0 | 0 | 0 | 0 | 0 | 0 | 0 | 0 | 0 | 0 | 0 | 0 | 0 | 0 | 0 | 0 | 0 | 0 | 0 | 0 | 0 | 0 | 0 | 0 | 0 | 0 | 0 | 0 | 0 | 0 | 0 | 0 | 0 | 0 | 0 | 0 | 0 | 0 | 0 | 0 | 0 | 0 | 0 | 0 | 0 | 0 | 0 | 0
|  | WEF 4d | WEF 4d | Capex |  |  | Fixed
|  | WEF 4d | WEF 4d | Discount Rate | [9 empty] | 0.035 | 0.035 | 0.035 | 0.035 | 0.035 | 0.035 | 0.035 | 0.035 | 0.035 | 0.035 | 0.035 | 0.035 | 0.035 | 0.035 | 0.035 | 0.035 | 0.035 | 0.035 | 0.035 | 0.035 | 0.035 | 0.035 | 0.035 | 0.035 | 0.035 | 0.035 | 0.035 | 0.035 | 0.035 | 0.035 | 0.03 | 0.03 | 0.03 | 0.03 | 0.03 | 0.03 | 0.03 | 0.03 | 0.03 | 0.03 | 0.03 | 0.03 | 0.03 | 0.03 | 0.03 | 0.03 | 0.03 | 0.03 | 0.03 | 0.03 | 0.03 | 0.03 | 0.03 | 0.03 | 0.03 | 0.03 | 0.03 | 0.03 | 0.03 | 0.03 | 0.03 | 0.03 | 0.03 | 0.03 | 0.03 | 0.03 | 0.03 | 0.03 | 0.03 | 0.03 | 0.03 | 0.03 | 0.03 | 0.03 | 0.03
|  | WEF 4d | WEF 4d | Discount Factor | [9 empty] | 0.96618 | 0.93351 | 0.90194 | 0.87144 | 0.84197 | 0.8135 | 0.78599 | 0.75941 | 0.73373 | 0.70892 | 0.68495 | 0.66178 | 0.6394 | 0.61778 | 0.59689 | 0.57671 | 0.5572 | 0.53836 | 0.52016 | 0.50257 | 0.48557 | 0.46915 | 0.45329 | 0.43796 | 0.42315 | 0.40884 | 0.39501 | 0.38165 | 0.36875 | 0.35628 | 0.3459 | 0.33583 | 0.32605 | 0.31655 | 0.30733 | 0.29838 | 0.28969 | 0.28125 | 0.27306 | 0.2651 | 0.25738 | 0.24989 | 0.24261 | 0.23554 | 0.22868 | 0.22202 | 0.21555 | 0.20928 | 0.20318 | 0.19726 | 0.19152 | 0.18594 | 0.18052 | 0.17527 | 0.17016 | 0.1652 | 0.16039 | 0.15572 | 0.15119 | 0.14678 | 0.14251 | 0.13836 | 0.13433 | 0.13041 | 0.12662 | 0.12293 | 0.11935 | 0.11587 | 0.1125 | 0.10922 | 0.10604 | 0.10295 | 0.099951 | 0.09704 | 0.094214
|  | WEF 4d | WEF 4d | Financing Cost |  |  | Total
|  | WEF 4d | WEF 4d | Net Present Cost (NPC) |  |  | Total | 0 | 0 | 0 | 0 | 0 | 0 | 0.011593 | 0.0088476 | 0.005909 | 0.0033595 | 0.00096846 | 0 | 0 | 0 | 0 | 0 | 0 | 0 | 0 | 0 | 0 | 0 | 0 | 0 | 0 | 0 | 0 | 0 | 0 | 0 | 0 | 0 | 0 | 0 | 0 | 0 | 0 | 0 | 0 | 0 | 0 | 0 | 0 | 0 | 0 | 0 | 0 | 0 | 0 | 0 | 0 | 0 | 0 | 0 | 0 | 0 | 0 | 0 | 0 | 0 | 0 | 0 | 0 | 0 | 0 | 0 | 0 | 0 | 0 | 0 | 0 | 0 | 0 | 0 | 0 | 0 | 0 | 0 | 0 | 0 | 0
|  | WEF 4d | WEF 4d | Total NPC |  |  | Total | 2019-20: 0.030678
|  | WEF_InnovationFund | WEF_InnovationFund | Opex |  |  | Fixed | 0 | 0 | 0 | 0 | 0 | 0 | 1 | 1 | 1 | 1 | 1 | 0 | 0 | 0 | 0 | 0 | 0 | 0 | 0 | 0 | 0 | 0 | 0 | 0 | 0 | 0 | 0 | 0 | 0 | 0 | 0 | 0 | 0 | 0 | 0 | 0 | 0 | 0 | 0 | 0 | 0 | 0 | 0 | 0 | 0 | 0 | 0 | 0 | 0 | 0 | 0 | 0 | 0 | 0 | 0 | 0 | 0 | 0 | 0 | 0 | 0 | 0 | 0 | 0 | 0 | 0 | 0 | 0 | 0 | 0 | 0 | 0 | 0 | 0 | 0 | 0 | 0 | 0 | 0 | 0 | 0
|  | WEF_InnovationFund | WEF_InnovationFund | Capex |  |  | Fixed
|  | WEF_InnovationFund | WEF_InnovationFund | Discount Rate | [9 empty] | 0.035 | 0.035 | 0.035 | 0.035 | 0.035 | 0.035 | 0.035 | 0.035 | 0.035 | 0.035 | 0.035 | 0.035 | 0.035 | 0.035 | 0.035 | 0.035 | 0.035 | 0.035 | 0.035 | 0.035 | 0.035 | 0.035 | 0.035 | 0.035 | 0.035 | 0.035 | 0.035 | 0.035 | 0.035 | 0.035 | 0.03 | 0.03 | 0.03 | 0.03 | 0.03 | 0.03 | 0.03 | 0.03 | 0.03 | 0.03 | 0.03 | 0.03 | 0.03 | 0.03 | 0.03 | 0.03 | 0.03 | 0.03 | 0.03 | 0.03 | 0.03 | 0.03 | 0.03 | 0.03 | 0.03 | 0.03 | 0.03 | 0.03 | 0.03 | 0.03 | 0.03 | 0.03 | 0.03 | 0.03 | 0.03 | 0.03 | 0.03 | 0.03 | 0.03 | 0.03 | 0.03 | 0.03 | 0.03 | 0.03 | 0.03
|  | WEF_InnovationFund | WEF_InnovationFund | Discount Factor | [9 empty] | 0.96618 | 0.93351 | 0.90194 | 0.87144 | 0.84197 | 0.8135 | 0.78599 | 0.75941 | 0.73373 | 0.70892 | 0.68495 | 0.66178 | 0.6394 | 0.61778 | 0.59689 | 0.57671 | 0.5572 | 0.53836 | 0.52016 | 0.50257 | 0.48557 | 0.46915 | 0.45329 | 0.43796 | 0.42315 | 0.40884 | 0.39501 | 0.38165 | 0.36875 | 0.35628 | 0.3459 | 0.33583 | 0.32605 | 0.31655 | 0.30733 | 0.29838 | 0.28969 | 0.28125 | 0.27306 | 0.2651 | 0.25738 | 0.24989 | 0.24261 | 0.23554 | 0.22868 | 0.22202 | 0.21555 | 0.20928 | 0.20318 | 0.19726 | 0.19152 | 0.18594 | 0.18052 | 0.17527 | 0.17016 | 0.1652 | 0.16039 | 0.15572 | 0.15119 | 0.14678 | 0.14251 | 0.13836 | 0.13433 | 0.13041 | 0.12662 | 0.12293 | 0.11935 | 0.11587 | 0.1125 | 0.10922 | 0.10604 | 0.10295 | 0.099951 | 0.09704 | 0.094214
|  | WEF_InnovationFund | WEF_InnovationFund | Financing Cost |  |  | Total
|  | WEF_InnovationFund | WEF_InnovationFund | Net Present Cost (NPC) |  |  | Total | 0 | 0 | 0 | 0 | 0 | 0 | 0.96618 | 0.93351 | 0.90194 | 0.87144 | 0.84197 | 0 | 0 | 0 | 0 | 0 | 0 | 0 | 0 | 0 | 0 | 0 | 0 | 0 | 0 | 0 | 0 | 0 | 0 | 0 | 0 | 0 | 0 | 0 | 0 | 0 | 0 | 0 | 0 | 0 | 0 | 0 | 0 | 0 | 0 | 0 | 0 | 0 | 0 | 0 | 0 | 0 | 0 | 0 | 0 | 0 | 0 | 0 | 0 | 0 | 0 | 0 | 0 | 0 | 0 | 0 | 0 | 0 | 0 | 0 | 0 | 0 | 0 | 0 | 0 | 0 | 0 | 0 | 0 | 0 | 0
|  | WEF_InnovationFund | WEF_InnovationFund | Total NPC |  |  | Total | 2019-20: 4.5151
|  | FND29 | Fens reservoir 50 MCMD high yield | Capex |  |  | Total | [6 empty] | 43.4983 | 43.4983 | 43.4983 | 43.4983 | 17.9202 | 17.9202 | 53.7607 | 107.5215 | 107.5215 | 53.7607 | 0 | 0 | 0 | 0 | 0 | 0 | 0 | 0 | 0 | 1.6399 | 0 | 0 | 0 | 0 | 0 | 0 | 0 | 0 | 0 | 37.3608 | 0 | 0 | 0 | 0 | 29.1348 | 0 | 0 | 0 | 0 | 12.4294 | 0 | 0 | 0 | 0 | 0 | 0 | 0 | 0 | 0 | 39.4154 | 0 | 0 | 0 | 0 | 0 | 0 | 0 | 0 | 0 | 48.9414 | 0 | 0 | 0 | 0 | 0 | 0 | 0 | 0 | 0 | 79.1846 | 0 | 0 | 0 | 0 | 0 | 0 | 0 | 0 | 0 | 1.6399
|  | FND29 | Fens reservoir 50 MCMD high yield | Opex |  |  | Total | [6 empty] | 0 | 0 | 0 | 0 | 0 | 0 | 0 | 0 | 0 | 0 | 2.5119 | 2.5119 | 2.5119 | 2.5119 | 2.5119 | 2.5119 | 2.5119 | 2.5119 | 2.5119 | 2.5119 | 2.5119 | 2.5119 | 2.5119 | 2.5119 | 2.5119 | 2.5119 | 2.5119 | 2.5119 | 2.5119 | 2.5119 | 2.5119 | 2.5119 | 2.5119 | 2.5119 | 2.5119 | 2.5119 | 2.5119 | 2.5119 | 2.5119 | 2.5119 | 2.5119 | 2.5119 | 2.5119 | 2.5119 | 2.5119 | 2.5119 | 2.5119 | 2.5119 | 2.5119 | 2.5119 | 2.5119 | 2.5119 | 2.5119 | 2.5119 | 2.5119 | 2.5119 | 2.5119 | 2.5119 | 2.5119 | 2.5119 | 2.5119 | 2.5119 | 2.5119 | 2.5119 | 2.5119 | 2.5119 | 2.5119 | 2.5119 | 2.5119 | 2.5119 | 2.5119 | 2.5119 | 2.5119 | 2.5119 | 2.5119 | 2.5119 | 2.5119 | 2.5119 | 2.5119 | 2.5119
|  | FND29 | Fens reservoir 50 MCMD high yield | Financing Cost |  |  | Total | [6 empty] | 0.87247 | 2.6174 | 4.3623 | 6.1073 | 7.4268 | 8.321 | 10.1094 | 14.1332 | 19.4984 | 23.5222 | 33.2849 | 33.0353 | 32.7858 | 32.5362 | 32.2867 | 32.0371 | 31.7876 | 31.538 | 31.2885 | 31.0718 | 30.8552 | 30.6056 | 30.3561 | 30.1065 | 29.857 | 29.6074 | 29.3579 | 29.1083 | 28.8588 | 29.3586 | 29.8584 | 29.6089 | 29.3593 | 29.1098 | 29.4446 | 29.7794 | 29.5299 | 29.2803 | 29.0308 | 29.0306 | 29.0303 | 28.7808 | 28.5312 | 28.2817 | 28.0321 | 27.7826 | 27.533 | 27.2835 | 27.0339 | 27.575 | 28.116 | 27.8664 | 27.6169 | 27.3673 | 27.1178 | 26.8683 | 26.6187 | 26.3692 | 26.1196 | 26.8517 | 27.5838 | 27.3343 | 27.0847 | 26.8352 | 26.5856 | 26.3361 | 26.0865 | 25.837 | 25.5874 | 26.9261 | 28.2648 | 28.0153 | 27.7657 | 27.5162 | 27.2666 | 27.0171 | 26.7675 | 26.518 | 26.2684 | 26.0518
|  | FND29 | Fens reservoir 50 MCMD high yield | Discount Rate |  |  | Total | [6 empty] | 0.035 | 0.035 | 0.035 | 0.035 | 0.035 | 0.035 | 0.035 | 0.035 | 0.035 | 0.035 | 0.035 | 0.035 | 0.035 | 0.035 | 0.035 | 0.035 | 0.035 | 0.035 | 0.035 | 0.035 | 0.035 | 0.035 | 0.035 | 0.035 | 0.035 | 0.035 | 0.035 | 0.035 | 0.035 | 0.035 | 0.03 | 0.03 | 0.03 | 0.03 | 0.03 | 0.03 | 0.03 | 0.03 | 0.03 | 0.03 | 0.03 | 0.03 | 0.03 | 0.03 | 0.03 | 0.03 | 0.03 | 0.03 | 0.03 | 0.03 | 0.03 | 0.03 | 0.03 | 0.03 | 0.03 | 0.03 | 0.03 | 0.03 | 0.03 | 0.03 | 0.03 | 0.03 | 0.03 | 0.03 | 0.03 | 0.03 | 0.03 | 0.03 | 0.03 | 0.03 | 0.03 | 0.03 | 0.03 | 0.03 | 0.03 | 0.025 | 0.025 | 0.025 | 0.025 | 0.025
|  | FND29 | Fens reservoir 50 MCMD high yield | Discount Factor |  |  | Total | [6 empty] | 0.96618 | 0.93351 | 0.90194 | 0.87144 | 0.84197 | 0.8135 | 0.78599 | 0.75941 | 0.73373 | 0.70892 | 0.68495 | 0.66178 | 0.6394 | 0.61778 | 0.59689 | 0.57671 | 0.5572 | 0.53836 | 0.52016 | 0.50257 | 0.48557 | 0.46915 | 0.45329 | 0.43796 | 0.42315 | 0.40884 | 0.39501 | 0.38165 | 0.36875 | 0.35628 | 0.3459 | 0.33583 | 0.32605 | 0.31655 | 0.30733 | 0.29838 | 0.28969 | 0.28125 | 0.27306 | 0.2651 | 0.25738 | 0.24989 | 0.24261 | 0.23554 | 0.22868 | 0.22202 | 0.21555 | 0.20928 | 0.20318 | 0.19726 | 0.19152 | 0.18594 | 0.18052 | 0.17527 | 0.17016 | 0.1652 | 0.16039 | 0.15572 | 0.15119 | 0.14678 | 0.14251 | 0.13836 | 0.13433 | 0.13041 | 0.12662 | 0.12293 | 0.11935 | 0.11587 | 0.1125 | 0.10922 | 0.10604 | 0.10295 | 0.099951 | 0.09704 | 0.094214 | 0.091916 | 0.089674 | 0.087487 | 0.085353 | 0.083271
|  | FND29 | Fens reservoir 50 MCMD high yield | Capex | Costed Risk |  | Total | [6 empty] | 0 | 0 | 0 | 0 | 6.0041 | 6.0041 | 18.0122 | 36.0244 | 36.0244 | 18.0122 | 0 | 0 | 0 | 0 | 0 | 0 | 0 | 0 | 0 | 0 | 0 | 0 | 0 | 0 | 0 | 0 | 0 | 0 | 0 | 0 | 0 | 0 | 0 | 0 | 0 | 0 | 0 | 0 | 0 | 0 | 0 | 0 | 0 | 0 | 0 | 0 | 0 | 0 | 0 | 0 | 0 | 0 | 0 | 0 | 0 | 0 | 0 | 0 | 0 | 0 | 0 | 0 | 0 | 0 | 0 | 0 | 0 | 0 | 0 | 0 | 0 | 0 | 0 | 0 | 0 | 0 | 0 | 0 | 0 | 0
|  | FND29 | Fens reservoir 50 MCMD high yield | Capex | Optimism Bias |  | Total | [6 empty] | 16.2597 | 16.2597 | 16.2597 | 16.2597 | 6.6986 | 6.6986 | 20.0958 | 40.1915 | 40.1915 | 20.0958 | 0 | 0 | 0 | 0 | 0 | 0 | 0 | 0 | 0 | 0.61298 | 0 | 0 | 0 | 0 | 0 | 0 | 0 | 0 | 0 | 13.9655 | 0 | 0 | 0 | 0 | 10.8906 | 0 | 0 | 0 | 0 | 4.6461 | 0 | 0 | 0 | 0 | 0 | 0 | 0 | 0 | 0 | 14.7335 | 0 | 0 | 0 | 0 | 0 | 0 | 0 | 0 | 0 | 18.2943 | 0 | 0 | 0 | 0 | 0 | 0 | 0 | 0 | 0 | 29.5992 | 0 | 0 | 0 | 0 | 0 | 0 | 0 | 0 | 0 | 0.61298
|  | FND29 | Fens reservoir 50 MCMD high yield | Net Present Cost (NPC) |  |  | Total | [6 empty] | 0.84296 | 2.4434 | 3.9346 | 5.3221 | 6.2532 | 6.7692 | 7.9459 | 10.7329 | 14.3066 | 16.6753 | 24.5188 | 23.5246 | 22.5695 | 21.6521 | 20.7709 | 19.9246 | 19.1118 | 18.3312 | 17.5815 | 16.878 | 16.2021 | 15.5371 | 14.8986 | 14.2855 | 13.6968 | 13.1316 | 12.589 | 12.068 | 11.5679 | 11.3548 | 11.1969 | 10.787 | 10.3915 | 10.0098 | 9.8212 | 9.635 | 9.2821 | 8.9416 | 8.613 | 8.362 | 8.1184 | 7.8196 | 7.5313 | 7.2532 | 6.9849 | 6.726 | 6.4763 | 6.2355 | 6.0031 | 5.935 | 5.8658 | 5.6485 | 5.4389 | 5.2368 | 5.0418 | 4.8537 | 4.6723 | 4.4974 | 4.3287 | 4.31 | 4.2888 | 4.1294 | 3.9756 | 3.8273 | 3.6842 | 3.5462 | 3.4131 | 3.2848 | 3.1611 | 3.2152 | 3.2635 | 3.1428 | 3.0263 | 2.9139 | 2.8055 | 2.7142 | 2.6256 | 2.5397 | 2.4565 | 2.3785
|  | FND29 | Fens reservoir 50 MCMD high yield | Total NPC |  |  | Total | 2019-20: 695.8301
|  | FND19 | Fens Reservoir 50 MCMD (100%) | Capex |  |  | Total | [6 empty] | 86.9966 | 86.9966 | 86.9966 | 86.9966 | 35.8405 | 35.8405 | 107.5215 | 215.0429 | 215.0429 | 107.5215 | 0 | 0 | 0 | 0 | 0 | 0 | 0 | 0 | 0 | 3.2797 | 0 | 0 | 0 | 0 | 0 | 0 | 0 | 0 | 0 | 74.7216 | 0 | 0 | 0 | 0 | 58.2695 | 0 | 0 | 0 | 0 | 24.8588 | 0 | 0 | 0 | 0 | 0 | 0 | 0 | 0 | 0 | 78.8309 | 0 | 0 | 0 | 0 | 0 | 0 | 0 | 0 | 0 | 97.8828 | 0 | 0 | 0 | 0 | 0 | 0 | 0 | 0 | 0 | 158.3692 | 0 | 0 | 0 | 0 | 0 | 0 | 0 | 0 | 0 | 3.2797
|  | FND19 | Fens Reservoir 50 MCMD (100%) | Opex |  |  | Total | [6 empty] | 0 | 0 | 0 | 0 | 0 | 0 | 0 | 0 | 0 | 0 | 5.0279 | 5.0279 | 5.0279 | 5.0279 | 5.0279 | 5.0279 | 5.0279 | 5.0279 | 5.0279 | 5.0279 | 5.0279 | 5.0279 | 5.0279 | 5.0279 | 5.0279 | 5.0279 | 5.0279 | 5.0279 | 5.0279 | 5.0279 | 5.0279 | 5.0279 | 5.0279 | 5.0279 | 5.0279 | 5.0279 | 5.0279 | 5.0279 | 5.0279 | 5.0279 | 5.0279 | 5.0279 | 5.0279 | 5.0279 | 5.0279 | 5.0279 | 5.0279 | 5.0279 | 5.0279 | 5.0279 | 5.0279 | 5.0279 | 5.0279 | 5.0279 | 5.0279 | 5.0279 | 5.0279 | 5.0279 | 5.0279 | 5.0279 | 5.0279 | 5.0279 | 5.0279 | 5.0279 | 5.0279 | 5.0279 | 5.0279 | 5.0279 | 5.0279 | 5.0279 | 5.0279 | 5.0279 | 5.0279 | 5.0279 | 5.0279 | 5.0279 | 5.0279 | 5.0279 | 5.0279 | 5.0279
|  | FND19 | Fens Reservoir 50 MCMD (100%) | Financing Cost |  |  | Total | [6 empty] | 1.7449 | 5.2348 | 8.7247 | 12.2145 | 14.8537 | 16.642 | 20.2188 | 28.2665 | 38.9968 | 47.0444 | 66.5697 | 66.0706 | 65.5715 | 65.0725 | 64.5734 | 64.0743 | 63.5752 | 63.0761 | 62.577 | 62.1437 | 61.7104 | 61.2113 | 60.7122 | 60.2131 | 59.714 | 59.2149 | 58.7158 | 58.2167 | 57.7176 | 58.7172 | 59.7169 | 59.2178 | 58.7187 | 58.2196 | 58.8892 | 59.5589 | 59.0598 | 58.5607 | 58.0616 | 58.0611 | 58.0606 | 57.5615 | 57.0624 | 56.5633 | 56.0642 | 55.5651 | 55.0661 | 54.567 | 54.0679 | 55.1499 | 56.232 | 55.7329 | 55.2338 | 54.7347 | 54.2356 | 53.7365 | 53.2374 | 52.7383 | 52.2392 | 53.7034 | 55.1676 | 54.6685 | 54.1694 | 53.6703 | 53.1712 | 52.6721 | 52.173 | 51.6739 | 51.1748 | 53.8522 | 56.5296 | 56.0305 | 55.5314 | 55.0323 | 54.5333 | 54.0342 | 53.5351 | 53.036 | 52.5369 | 52.1036
|  | FND19 | Fens Reservoir 50 MCMD (100%) | Discount Rate |  |  | Total | [6 empty] | 0.035 | 0.035 | 0.035 | 0.035 | 0.035 | 0.035 | 0.035 | 0.035 | 0.035 | 0.035 | 0.035 | 0.035 | 0.035 | 0.035 | 0.035 | 0.035 | 0.035 | 0.035 | 0.035 | 0.035 | 0.035 | 0.035 | 0.035 | 0.035 | 0.035 | 0.035 | 0.035 | 0.035 | 0.035 | 0.035 | 0.03 | 0.03 | 0.03 | 0.03 | 0.03 | 0.03 | 0.03 | 0.03 | 0.03 | 0.03 | 0.03 | 0.03 | 0.03 | 0.03 | 0.03 | 0.03 | 0.03 | 0.03 | 0.03 | 0.03 | 0.03 | 0.03 | 0.03 | 0.03 | 0.03 | 0.03 | 0.03 | 0.03 | 0.03 | 0.03 | 0.03 | 0.03 | 0.03 | 0.03 | 0.03 | 0.03 | 0.03 | 0.03 | 0.03 | 0.03 | 0.03 | 0.03 | 0.03 | 0.03 | 0.03 | 0.025 | 0.025 | 0.025 | 0.025 | 0.025
|  | FND19 | Fens Reservoir 50 MCMD (100%) | Discount Factor |  |  | Total | [6 empty] | 0.96618 | 0.93351 | 0.90194 | 0.87144 | 0.84197 | 0.8135 | 0.78599 | 0.75941 | 0.73373 | 0.70892 | 0.68495 | 0.66178 | 0.6394 | 0.61778 | 0.59689 | 0.57671 | 0.5572 | 0.53836 | 0.52016 | 0.50257 | 0.48557 | 0.46915 | 0.45329 | 0.43796 | 0.42315 | 0.40884 | 0.39501 | 0.38165 | 0.36875 | 0.35628 | 0.3459 | 0.33583 | 0.32605 | 0.31655 | 0.30733 | 0.29838 | 0.28969 | 0.28125 | 0.27306 | 0.2651 | 0.25738 | 0.24989 | 0.24261 | 0.23554 | 0.22868 | 0.22202 | 0.21555 | 0.20928 | 0.20318 | 0.19726 | 0.19152 | 0.18594 | 0.18052 | 0.17527 | 0.17016 | 0.1652 | 0.16039 | 0.15572 | 0.15119 | 0.14678 | 0.14251 | 0.13836 | 0.13433 | 0.13041 | 0.12662 | 0.12293 | 0.11935 | 0.11587 | 0.1125 | 0.10922 | 0.10604 | 0.10295 | 0.099951 | 0.09704 | 0.094214 | 0.091916 | 0.089674 | 0.087487 | 0.085353 | 0.083271
|  | FND19 | Fens Reservoir 50 MCMD (100%) | Capex | Costed Risk |  | Total | [6 empty] | 0 | 0 | 0 | 0 | 12.0081 | 12.0081 | 36.0244 | 72.0489 | 72.0489 | 36.0244 | 0 | 0 | 0 | 0 | 0 | 0 | 0 | 0 | 0 | 0 | 0 | 0 | 0 | 0 | 0 | 0 | 0 | 0 | 0 | 0 | 0 | 0 | 0 | 0 | 0 | 0 | 0 | 0 | 0 | 0 | 0 | 0 | 0 | 0 | 0 | 0 | 0 | 0 | 0 | 0 | 0 | 0 | 0 | 0 | 0 | 0 | 0 | 0 | 0 | 0 | 0 | 0 | 0 | 0 | 0 | 0 | 0 | 0 | 0 | 0 | 0 | 0 | 0 | 0 | 0 | 0 | 0 | 0 | 0 | 0
|  | FND19 | Fens Reservoir 50 MCMD (100%) | Capex | Optimism Bias |  | Total | [6 empty] | 32.5193 | 32.5193 | 32.5193 | 32.5193 | 13.3972 | 13.3972 | 40.1915 | 80.383 | 80.383 | 40.1915 | 0 | 0 | 0 | 0 | 0 | 0 | 0 | 0 | 0 | 1.226 | 0 | 0 | 0 | 0 | 0 | 0 | 0 | 0 | 0 | 27.9309 | 0 | 0 | 0 | 0 | 21.7811 | 0 | 0 | 0 | 0 | 9.2922 | 0 | 0 | 0 | 0 | 0 | 0 | 0 | 0 | 0 | 29.467 | 0 | 0 | 0 | 0 | 0 | 0 | 0 | 0 | 0 | 36.5886 | 0 | 0 | 0 | 0 | 0 | 0 | 0 | 0 | 0 | 59.1984 | 0 | 0 | 0 | 0 | 0 | 0 | 0 | 0 | 0 | 1.226
|  | FND19 | Fens Reservoir 50 MCMD (100%) | Net Present Cost (NPC) |  |  | Total | [6 empty] | 1.6859 | 4.8867 | 7.8691 | 10.6443 | 12.5064 | 13.5383 | 15.8918 | 21.4659 | 28.6131 | 33.3507 | 49.0405 | 47.0519 | 45.1416 | 43.3067 | 41.5444 | 39.8516 | 38.2259 | 36.6646 | 35.1651 | 33.7582 | 32.4062 | 31.0762 | 29.799 | 28.5728 | 27.3953 | 26.2649 | 25.1796 | 24.1376 | 23.1373 | 22.711 | 22.3953 | 21.5754 | 20.7843 | 20.0209 | 19.6436 | 19.2713 | 18.5654 | 17.8843 | 17.2271 | 16.7252 | 16.2379 | 15.6403 | 15.0636 | 14.5073 | 13.9707 | 13.4529 | 12.9535 | 12.4718 | 12.0071 | 11.8708 | 11.7323 | 11.2978 | 10.8786 | 10.4743 | 10.0843 | 9.7081 | 9.3453 | 8.9954 | 8.658 | 8.6207 | 8.5783 | 8.2594 | 7.9518 | 7.6551 | 7.3689 | 7.0929 | 6.8268 | 6.5701 | 6.3226 | 6.4309 | 6.5275 | 6.286 | 6.053 | 5.8283 | 5.6115 | 5.4287 | 5.2516 | 5.0798 | 4.9133 | 4.7574
|  | FND19 | Fens Reservoir 50 MCMD (100%) | Total NPC |  |  | Total | 2019-20: 1391.74
|  | FND30 | Fens reservoir 75 MCMD high yield | Capex |  |  | Total | [6 empty] | 59.1331 | 59.1331 | 59.1331 | 59.1331 | 24.888 | 24.888 | 74.6641 | 149.3282 | 149.3282 | 74.6641 | 0 | 0 | 0 | 0 | 0 | 0 | 0 | 0 | 0 | 2.2775 | 0 | 0 | 0 | 0 | 0 | 0 | 0 | 0 | 0 | 51.8875 | 0 | 0 | 0 | 0 | 40.463 | 0 | 0 | 0 | 0 | 17.2622 | 0 | 0 | 0 | 0 | 0 | 0 | 0 | 0 | 0 | 54.741 | 0 | 0 | 0 | 0 | 0 | 0 | 0 | 0 | 0 | 67.9709 | 0 | 0 | 0 | 0 | 0 | 0 | 0 | 0 | 0 | 109.9734 | 0 | 0 | 0 | 0 | 0 | 0 | 0 | 0 | 0 | 2.2775
|  | FND30 | Fens reservoir 75 MCMD high yield | Opex |  |  | Total | [6 empty] | 0 | 0 | 0 | 0 | 0 | 0 | 0 | 0 | 0 | 0 | 3.997 | 3.997 | 3.997 | 3.997 | 3.997 | 3.997 | 3.997 | 3.997 | 3.997 | 3.997 | 3.997 | 3.997 | 3.997 | 3.997 | 3.997 | 3.997 | 3.997 | 3.997 | 3.997 | 3.997 | 3.997 | 3.997 | 3.997 | 3.997 | 3.997 | 3.997 | 3.997 | 3.997 | 3.997 | 3.997 | 3.997 | 3.997 | 3.997 | 3.997 | 3.997 | 3.997 | 3.997 | 3.997 | 3.997 | 3.997 | 3.997 | 3.997 | 3.997 | 3.997 | 3.997 | 3.997 | 3.997 | 3.997 | 3.997 | 3.997 | 3.997 | 3.997 | 3.997 | 3.997 | 3.997 | 3.997 | 3.997 | 3.997 | 3.997 | 3.997 | 3.997 | 3.997 | 3.997 | 3.997 | 3.997 | 3.997 | 3.997 | 3.997 | 3.997 | 3.997
|  | FND30 | Fens reservoir 75 MCMD high yield | Financing Cost |  |  | Total | [6 empty] | 1.1861 | 3.5582 | 5.9303 | 8.3024 | 10.0874 | 11.2853 | 13.681 | 19.0713 | 26.2585 | 31.6488 | 45.1414 | 44.7948 | 44.4482 | 44.1016 | 43.7551 | 43.4085 | 43.0619 | 42.7153 | 42.3688 | 42.0679 | 41.767 | 41.4204 | 41.0738 | 40.7272 | 40.3807 | 40.0341 | 39.6875 | 39.3409 | 38.9943 | 39.6885 | 40.3827 | 40.0361 | 39.6895 | 39.3429 | 39.8079 | 40.273 | 39.9264 | 39.5798 | 39.2332 | 39.2329 | 39.2325 | 38.886 | 38.5394 | 38.1928 | 37.8462 | 37.4997 | 37.1531 | 36.8065 | 36.4599 | 37.2113 | 37.9627 | 37.6161 | 37.2696 | 36.923 | 36.5764 | 36.2298 | 35.8833 | 35.5367 | 35.1901 | 36.2068 | 37.2236 | 36.877 | 36.5304 | 36.1839 | 35.8373 | 35.4907 | 35.1441 | 34.7976 | 34.451 | 36.3102 | 38.1694 | 37.8228 | 37.4763 | 37.1297 | 36.7831 | 36.4365 | 36.0899 | 35.7434 | 35.3968 | 35.0959
|  | FND30 | Fens reservoir 75 MCMD high yield | Discount Rate |  |  | Total | [6 empty] | 0.035 | 0.035 | 0.035 | 0.035 | 0.035 | 0.035 | 0.035 | 0.035 | 0.035 | 0.035 | 0.035 | 0.035 | 0.035 | 0.035 | 0.035 | 0.035 | 0.035 | 0.035 | 0.035 | 0.035 | 0.035 | 0.035 | 0.035 | 0.035 | 0.035 | 0.035 | 0.035 | 0.035 | 0.035 | 0.035 | 0.03 | 0.03 | 0.03 | 0.03 | 0.03 | 0.03 | 0.03 | 0.03 | 0.03 | 0.03 | 0.03 | 0.03 | 0.03 | 0.03 | 0.03 | 0.03 | 0.03 | 0.03 | 0.03 | 0.03 | 0.03 | 0.03 | 0.03 | 0.03 | 0.03 | 0.03 | 0.03 | 0.03 | 0.03 | 0.03 | 0.03 | 0.03 | 0.03 | 0.03 | 0.03 | 0.03 | 0.03 | 0.03 | 0.03 | 0.03 | 0.03 | 0.03 | 0.03 | 0.03 | 0.03 | 0.025 | 0.025 | 0.025 | 0.025 | 0.025
|  | FND30 | Fens reservoir 75 MCMD high yield | Discount Factor |  |  | Total | [6 empty] | 0.96618 | 0.93351 | 0.90194 | 0.87144 | 0.84197 | 0.8135 | 0.78599 | 0.75941 | 0.73373 | 0.70892 | 0.68495 | 0.66178 | 0.6394 | 0.61778 | 0.59689 | 0.57671 | 0.5572 | 0.53836 | 0.52016 | 0.50257 | 0.48557 | 0.46915 | 0.45329 | 0.43796 | 0.42315 | 0.40884 | 0.39501 | 0.38165 | 0.36875 | 0.35628 | 0.3459 | 0.33583 | 0.32605 | 0.31655 | 0.30733 | 0.29838 | 0.28969 | 0.28125 | 0.27306 | 0.2651 | 0.25738 | 0.24989 | 0.24261 | 0.23554 | 0.22868 | 0.22202 | 0.21555 | 0.20928 | 0.20318 | 0.19726 | 0.19152 | 0.18594 | 0.18052 | 0.17527 | 0.17016 | 0.1652 | 0.16039 | 0.15572 | 0.15119 | 0.14678 | 0.14251 | 0.13836 | 0.13433 | 0.13041 | 0.12662 | 0.12293 | 0.11935 | 0.11587 | 0.1125 | 0.10922 | 0.10604 | 0.10295 | 0.099951 | 0.09704 | 0.094214 | 0.091916 | 0.089674 | 0.087487 | 0.085353 | 0.083271
|  | FND30 | Fens reservoir 75 MCMD high yield | Capex | Costed Risk |  | Total | [6 empty] | 0 | 0 | 0 | 0 | 6.8312 | 6.8312 | 20.4937 | 40.9874 | 40.9874 | 20.4937 | 0 | 0 | 0 | 0 | 0 | 0 | 0 | 0 | 0 | 0 | 0 | 0 | 0 | 0 | 0 | 0 | 0 | 0 | 0 | 0 | 0 | 0 | 0 | 0 | 0 | 0 | 0 | 0 | 0 | 0 | 0 | 0 | 0 | 0 | 0 | 0 | 0 | 0 | 0 | 0 | 0 | 0 | 0 | 0 | 0 | 0 | 0 | 0 | 0 | 0 | 0 | 0 | 0 | 0 | 0 | 0 | 0 | 0 | 0 | 0 | 0 | 0 | 0 | 0 | 0 | 0 | 0 | 0 | 0 | 0
|  | FND30 | Fens reservoir 75 MCMD high yield | Capex | Optimism Bias |  | Total | [6 empty] | 22.104 | 22.104 | 22.104 | 22.104 | 9.3031 | 9.3031 | 27.9094 | 55.8189 | 55.8189 | 27.9094 | 0 | 0 | 0 | 0 | 0 | 0 | 0 | 0 | 0 | 0.85132 | 0 | 0 | 0 | 0 | 0 | 0 | 0 | 0 | 0 | 19.3956 | 0 | 0 | 0 | 0 | 15.1251 | 0 | 0 | 0 | 0 | 6.4526 | 0 | 0 | 0 | 0 | 0 | 0 | 0 | 0 | 0 | 20.4622 | 0 | 0 | 0 | 0 | 0 | 0 | 0 | 0 | 0 | 25.4075 | 0 | 0 | 0 | 0 | 0 | 0 | 0 | 0 | 0 | 41.108 | 0 | 0 | 0 | 0 | 0 | 0 | 0 | 0 | 0 | 0.85132
|  | FND30 | Fens reservoir 75 MCMD high yield | Net Present Cost (NPC) |  |  | Total | [6 empty] | 1.146 | 3.3216 | 5.3488 | 7.2351 | 8.4933 | 9.1806 | 10.7531 | 14.483 | 19.2666 | 22.4364 | 33.6571 | 32.2896 | 30.9761 | 29.7145 | 28.5028 | 27.339 | 26.2214 | 25.1481 | 24.1174 | 23.1506 | 22.2216 | 21.3076 | 20.4299 | 19.5873 | 18.7783 | 18.0016 | 17.2559 | 16.5401 | 15.853 | 15.5642 | 15.351 | 14.7875 | 14.2438 | 13.7192 | 13.4625 | 13.2092 | 12.724 | 12.256 | 11.8043 | 11.4604 | 11.1266 | 10.7159 | 10.3197 | 9.9375 | 9.5688 | 9.2131 | 8.8701 | 8.5392 | 8.2201 | 8.1289 | 8.036 | 7.7375 | 7.4496 | 7.1719 | 6.904 | 6.6456 | 6.3965 | 6.1562 | 5.9245 | 5.9012 | 5.8742 | 5.6552 | 5.4439 | 5.2401 | 5.0436 | 4.8541 | 4.6714 | 4.4952 | 4.3253 | 4.4023 | 4.4713 | 4.3053 | 4.1453 | 3.9909 | 3.842 | 3.7165 | 3.5948 | 3.4768 | 3.3624 | 3.2553
|  | FND30 | Fens reservoir 75 MCMD high yield | Total NPC |  |  | Total | 2019-20: 952.4672
|  | FND31 | Fens reservoir 100 MCMD high yield | Capex |  |  | Total | [6 empty] | 72.2984 | 72.2984 | 72.2984 | 72.2984 | 30.8479 | 30.8479 | 92.5438 | 185.0876 | 185.0876 | 92.5438 | 0 | 0 | 0 | 0 | 0 | 0 | 0 | 0 | 0 | 2.8229 | 0 | 0 | 0 | 0 | 0 | 0 | 0 | 0 | 0 | 64.3129 | 0 | 0 | 0 | 0 | 50.1526 | 0 | 0 | 0 | 0 | 21.396 | 0 | 0 | 0 | 0 | 0 | 0 | 0 | 0 | 0 | 67.8498 | 0 | 0 | 0 | 0 | 0 | 0 | 0 | 0 | 0 | 84.2478 | 0 | 0 | 0 | 0 | 0 | 0 | 0 | 0 | 0 | 136.3085 | 0 | 0 | 0 | 0 | 0 | 0 | 0 | 0 | 0 | 2.8229
|  | FND31 | Fens reservoir 100 MCMD high yield | Opex |  |  | Total | [6 empty] | 0 | 0 | 0 | 0 | 0 | 0 | 0 | 0 | 0 | 0 | 4.7095 | 4.7095 | 4.7095 | 4.7095 | 4.7095 | 4.7095 | 4.7095 | 4.7095 | 4.7095 | 4.7095 | 4.7095 | 4.7095 | 4.7095 | 4.7095 | 4.7095 | 4.7095 | 4.7095 | 4.7095 | 4.7095 | 4.7095 | 4.7095 | 4.7095 | 4.7095 | 4.7095 | 4.7095 | 4.7095 | 4.7095 | 4.7095 | 4.7095 | 4.7095 | 4.7095 | 4.7095 | 4.7095 | 4.7095 | 4.7095 | 4.7095 | 4.7095 | 4.7095 | 4.7095 | 4.7095 | 4.7095 | 4.7095 | 4.7095 | 4.7095 | 4.7095 | 4.7095 | 4.7095 | 4.7095 | 4.7095 | 4.7095 | 4.7095 | 4.7095 | 4.7095 | 4.7095 | 4.7095 | 4.7095 | 4.7095 | 4.7095 | 4.7095 | 4.7095 | 4.7095 | 4.7095 | 4.7095 | 4.7095 | 4.7095 | 4.7095 | 4.7095 | 4.7095 | 4.7095 | 4.7095
|  | FND31 | Fens reservoir 100 MCMD high yield | Financing Cost |  |  | Total | [6 empty] | 1.4501 | 4.3504 | 7.2506 | 10.1509 | 12.349 | 13.845 | 16.8371 | 23.5691 | 32.5452 | 39.2773 | 56.0179 | 55.5883 | 55.1587 | 54.7291 | 54.2996 | 53.87 | 53.4404 | 53.0109 | 52.5813 | 52.2083 | 51.8354 | 51.4058 | 50.9762 | 50.5467 | 50.1171 | 49.6875 | 49.258 | 48.8284 | 48.3988 | 49.2592 | 50.1196 | 49.69 | 49.2605 | 48.8309 | 49.4072 | 49.9836 | 49.554 | 49.1245 | 48.6949 | 48.6945 | 48.6941 | 48.2645 | 47.8349 | 47.4053 | 46.9758 | 46.5462 | 46.1166 | 45.6871 | 45.2575 | 46.1888 | 47.1201 | 46.6906 | 46.261 | 45.8314 | 45.4019 | 44.9723 | 44.5427 | 44.1131 | 43.6836 | 44.9438 | 46.204 | 45.7745 | 45.3449 | 44.9153 | 44.4857 | 44.0562 | 43.6266 | 43.197 | 42.7675 | 45.0719 | 47.3763 | 46.9468 | 46.5172 | 46.0876 | 45.6581 | 45.2285 | 44.7989 | 44.3693 | 43.9398 | 43.5668
|  | FND31 | Fens reservoir 100 MCMD high yield | Discount Rate |  |  | Total | [6 empty] | 0.035 | 0.035 | 0.035 | 0.035 | 0.035 | 0.035 | 0.035 | 0.035 | 0.035 | 0.035 | 0.035 | 0.035 | 0.035 | 0.035 | 0.035 | 0.035 | 0.035 | 0.035 | 0.035 | 0.035 | 0.035 | 0.035 | 0.035 | 0.035 | 0.035 | 0.035 | 0.035 | 0.035 | 0.035 | 0.035 | 0.03 | 0.03 | 0.03 | 0.03 | 0.03 | 0.03 | 0.03 | 0.03 | 0.03 | 0.03 | 0.03 | 0.03 | 0.03 | 0.03 | 0.03 | 0.03 | 0.03 | 0.03 | 0.03 | 0.03 | 0.03 | 0.03 | 0.03 | 0.03 | 0.03 | 0.03 | 0.03 | 0.03 | 0.03 | 0.03 | 0.03 | 0.03 | 0.03 | 0.03 | 0.03 | 0.03 | 0.03 | 0.03 | 0.03 | 0.03 | 0.03 | 0.03 | 0.03 | 0.03 | 0.03 | 0.025 | 0.025 | 0.025 | 0.025 | 0.025
|  | FND31 | Fens reservoir 100 MCMD high yield | Discount Factor |  |  | Total | [6 empty] | 0.96618 | 0.93351 | 0.90194 | 0.87144 | 0.84197 | 0.8135 | 0.78599 | 0.75941 | 0.73373 | 0.70892 | 0.68495 | 0.66178 | 0.6394 | 0.61778 | 0.59689 | 0.57671 | 0.5572 | 0.53836 | 0.52016 | 0.50257 | 0.48557 | 0.46915 | 0.45329 | 0.43796 | 0.42315 | 0.40884 | 0.39501 | 0.38165 | 0.36875 | 0.35628 | 0.3459 | 0.33583 | 0.32605 | 0.31655 | 0.30733 | 0.29838 | 0.28969 | 0.28125 | 0.27306 | 0.2651 | 0.25738 | 0.24989 | 0.24261 | 0.23554 | 0.22868 | 0.22202 | 0.21555 | 0.20928 | 0.20318 | 0.19726 | 0.19152 | 0.18594 | 0.18052 | 0.17527 | 0.17016 | 0.1652 | 0.16039 | 0.15572 | 0.15119 | 0.14678 | 0.14251 | 0.13836 | 0.13433 | 0.13041 | 0.12662 | 0.12293 | 0.11935 | 0.11587 | 0.1125 | 0.10922 | 0.10604 | 0.10295 | 0.099951 | 0.09704 | 0.094214 | 0.091916 | 0.089674 | 0.087487 | 0.085353 | 0.083271
|  | FND31 | Fens reservoir 100 MCMD high yield | Capex | Costed Risk |  | Total | [6 empty] | 0 | 0 | 0 | 0 | 8.8545 | 8.8545 | 26.5636 | 53.1272 | 53.1272 | 26.5636 | 0 | 0 | 0 | 0 | 0 | 0 | 0 | 0 | 0 | 0 | 0 | 0 | 0 | 0 | 0 | 0 | 0 | 0 | 0 | 0 | 0 | 0 | 0 | 0 | 0 | 0 | 0 | 0 | 0 | 0 | 0 | 0 | 0 | 0 | 0 | 0 | 0 | 0 | 0 | 0 | 0 | 0 | 0 | 0 | 0 | 0 | 0 | 0 | 0 | 0 | 0 | 0 | 0 | 0 | 0 | 0 | 0 | 0 | 0 | 0 | 0 | 0 | 0 | 0 | 0 | 0 | 0 | 0 | 0 | 0
|  | FND31 | Fens reservoir 100 MCMD high yield | Capex | Optimism Bias |  | Total | [6 empty] | 27.0252 | 27.0252 | 27.0252 | 27.0252 | 11.531 | 11.531 | 34.5929 | 69.1857 | 69.1857 | 34.5929 | 0 | 0 | 0 | 0 | 0 | 0 | 0 | 0 | 0 | 1.0552 | 0 | 0 | 0 | 0 | 0 | 0 | 0 | 0 | 0 | 24.0402 | 0 | 0 | 0 | 0 | 18.747 | 0 | 0 | 0 | 0 | 7.9978 | 0 | 0 | 0 | 0 | 0 | 0 | 0 | 0 | 0 | 25.3622 | 0 | 0 | 0 | 0 | 0 | 0 | 0 | 0 | 0 | 31.4918 | 0 | 0 | 0 | 0 | 0 | 0 | 0 | 0 | 0 | 50.9521 | 0 | 0 | 0 | 0 | 0 | 0 | 0 | 0 | 0 | 1.0552
|  | FND31 | Fens reservoir 100 MCMD high yield | Net Present Cost (NPC) |  |  | Total | [6 empty] | 1.4011 | 4.0611 | 6.5396 | 8.8459 | 10.3975 | 11.2629 | 13.2338 | 17.8987 | 23.8794 | 27.8444 | 41.5949 | 39.904 | 38.28 | 36.7201 | 35.2219 | 33.7831 | 32.4013 | 31.0744 | 29.8001 | 28.6049 | 27.4565 | 26.3265 | 25.2415 | 24.1998 | 23.1997 | 22.2395 | 21.3178 | 20.433 | 19.5836 | 19.2279 | 18.9654 | 18.2688 | 17.5966 | 16.9481 | 16.6316 | 16.3192 | 15.7194 | 15.1408 | 14.5825 | 14.1576 | 13.7452 | 13.2375 | 12.7477 | 12.2752 | 11.8195 | 11.3798 | 10.9558 | 10.5468 | 10.1523 | 10.0403 | 9.9263 | 9.5573 | 9.2014 | 8.8581 | 8.527 | 8.2076 | 7.8997 | 7.6027 | 7.3163 | 7.2882 | 7.2555 | 6.9848 | 6.7236 | 6.4718 | 6.2289 | 5.9946 | 5.7688 | 5.551 | 5.341 | 5.4371 | 5.5231 | 5.318 | 5.1202 | 4.9294 | 4.7453 | 4.5901 | 4.4396 | 4.2937 | 4.1524 | 4.02
|  | FND31 | Fens reservoir 100 MCMD high yield | Total NPC |  |  | Total | 2019-20: 1176.4786
|  | FND28 | Fens reservoir 25 MCMD high yield | Capex |  |  | Total | [6 empty] | 36.9175 | 36.9175 | 36.9175 | 36.9175 | 14.7651 | 14.7651 | 44.2952 | 88.5904 | 88.5904 | 44.2952 | 0 | 0 | 0 | 0 | 0 | 0 | 0 | 0 | 0 | 1.3511 | 0 | 0 | 0 | 0 | 0 | 0 | 0 | 0 | 0 | 30.7828 | 0 | 0 | 0 | 0 | 24.0051 | 0 | 0 | 0 | 0 | 10.241 | 0 | 0 | 0 | 0 | 0 | 0 | 0 | 0 | 0 | 32.4757 | 0 | 0 | 0 | 0 | 0 | 0 | 0 | 0 | 0 | 40.3244 | 0 | 0 | 0 | 0 | 0 | 0 | 0 | 0 | 0 | 65.2428 | 0 | 0 | 0 | 0 | 0 | 0 | 0 | 0 | 0 | 1.3511
|  | FND28 | Fens reservoir 25 MCMD high yield | Opex |  |  | Total | [6 empty] | 0 | 0 | 0 | 0 | 0 | 0 | 0 | 0 | 0 | 0 | 1.3634 | 1.3634 | 1.3634 | 1.3634 | 1.3634 | 1.3634 | 1.3634 | 1.3634 | 1.3634 | 1.3634 | 1.3634 | 1.3634 | 1.3634 | 1.3634 | 1.3634 | 1.3634 | 1.3634 | 1.3634 | 1.3634 | 1.3634 | 1.3634 | 1.3634 | 1.3634 | 1.3634 | 1.3634 | 1.3634 | 1.3634 | 1.3634 | 1.3634 | 1.3634 | 1.3634 | 1.3634 | 1.3634 | 1.3634 | 1.3634 | 1.3634 | 1.3634 | 1.3634 | 1.3634 | 1.3634 | 1.3634 | 1.3634 | 1.3634 | 1.3634 | 1.3634 | 1.3634 | 1.3634 | 1.3634 | 1.3634 | 1.3634 | 1.3634 | 1.3634 | 1.3634 | 1.3634 | 1.3634 | 1.3634 | 1.3634 | 1.3634 | 1.3634 | 1.3634 | 1.3634 | 1.3634 | 1.3634 | 1.3634 | 1.3634 | 1.3634 | 1.3634 | 1.3634 | 1.3634 | 1.3634
|  | FND28 | Fens reservoir 25 MCMD high yield | Financing Cost |  |  | Total | [6 empty] | 0.74047 | 2.2214 | 3.7024 | 5.1833 | 6.294 | 7.0345 | 8.5154 | 11.8474 | 16.2901 | 19.6221 | 27.6714 | 27.4658 | 27.2602 | 27.0546 | 26.849 | 26.6434 | 26.4378 | 26.2322 | 26.0266 | 25.8481 | 25.6696 | 25.4639 | 25.2583 | 25.0527 | 24.8471 | 24.6415 | 24.4359 | 24.2303 | 24.0247 | 24.4365 | 24.8483 | 24.6427 | 24.4371 | 24.2315 | 24.5073 | 24.7832 | 24.5776 | 24.372 | 24.1664 | 24.1662 | 24.166 | 23.9604 | 23.7548 | 23.5492 | 23.3435 | 23.1379 | 22.9323 | 22.7267 | 22.5211 | 22.9669 | 23.4126 | 23.207 | 23.0014 | 22.7958 | 22.5902 | 22.3846 | 22.179 | 21.9734 | 21.7678 | 22.371 | 22.9742 | 22.7685 | 22.5629 | 22.3573 | 22.1517 | 21.9461 | 21.7405 | 21.5349 | 21.3293 | 22.4323 | 23.5353 | 23.3297 | 23.124 | 22.9184 | 22.7128 | 22.5072 | 22.3016 | 22.096 | 21.8904 | 21.7119
|  | FND28 | Fens reservoir 25 MCMD high yield | Discount Rate |  |  | Total | [6 empty] | 0.035 | 0.035 | 0.035 | 0.035 | 0.035 | 0.035 | 0.035 | 0.035 | 0.035 | 0.035 | 0.035 | 0.035 | 0.035 | 0.035 | 0.035 | 0.035 | 0.035 | 0.035 | 0.035 | 0.035 | 0.035 | 0.035 | 0.035 | 0.035 | 0.035 | 0.035 | 0.035 | 0.035 | 0.035 | 0.035 | 0.03 | 0.03 | 0.03 | 0.03 | 0.03 | 0.03 | 0.03 | 0.03 | 0.03 | 0.03 | 0.03 | 0.03 | 0.03 | 0.03 | 0.03 | 0.03 | 0.03 | 0.03 | 0.03 | 0.03 | 0.03 | 0.03 | 0.03 | 0.03 | 0.03 | 0.03 | 0.03 | 0.03 | 0.03 | 0.03 | 0.03 | 0.03 | 0.03 | 0.03 | 0.03 | 0.03 | 0.03 | 0.03 | 0.03 | 0.03 | 0.03 | 0.03 | 0.03 | 0.03 | 0.03 | 0.025 | 0.025 | 0.025 | 0.025 | 0.025
|  | FND28 | Fens reservoir 25 MCMD high yield | Discount Factor |  |  | Total | [6 empty] | 0.96618 | 0.93351 | 0.90194 | 0.87144 | 0.84197 | 0.8135 | 0.78599 | 0.75941 | 0.73373 | 0.70892 | 0.68495 | 0.66178 | 0.6394 | 0.61778 | 0.59689 | 0.57671 | 0.5572 | 0.53836 | 0.52016 | 0.50257 | 0.48557 | 0.46915 | 0.45329 | 0.43796 | 0.42315 | 0.40884 | 0.39501 | 0.38165 | 0.36875 | 0.35628 | 0.3459 | 0.33583 | 0.32605 | 0.31655 | 0.30733 | 0.29838 | 0.28969 | 0.28125 | 0.27306 | 0.2651 | 0.25738 | 0.24989 | 0.24261 | 0.23554 | 0.22868 | 0.22202 | 0.21555 | 0.20928 | 0.20318 | 0.19726 | 0.19152 | 0.18594 | 0.18052 | 0.17527 | 0.17016 | 0.1652 | 0.16039 | 0.15572 | 0.15119 | 0.14678 | 0.14251 | 0.13836 | 0.13433 | 0.13041 | 0.12662 | 0.12293 | 0.11935 | 0.11587 | 0.1125 | 0.10922 | 0.10604 | 0.10295 | 0.099951 | 0.09704 | 0.094214 | 0.091916 | 0.089674 | 0.087487 | 0.085353 | 0.083271
|  | FND28 | Fens reservoir 25 MCMD high yield | Capex | Costed Risk |  | Total | [6 empty] | 0 | 0 | 0 | 0 | 5.0737 | 5.0737 | 15.2211 | 30.4422 | 30.4422 | 15.2211 | 0 | 0 | 0 | 0 | 0 | 0 | 0 | 0 | 0 | 0 | 0 | 0 | 0 | 0 | 0 | 0 | 0 | 0 | 0 | 0 | 0 | 0 | 0 | 0 | 0 | 0 | 0 | 0 | 0 | 0 | 0 | 0 | 0 | 0 | 0 | 0 | 0 | 0 | 0 | 0 | 0 | 0 | 0 | 0 | 0 | 0 | 0 | 0 | 0 | 0 | 0 | 0 | 0 | 0 | 0 | 0 | 0 | 0 | 0 | 0 | 0 | 0 | 0 | 0 | 0 | 0 | 0 | 0 | 0 | 0
|  | FND28 | Fens reservoir 25 MCMD high yield | Capex | Optimism Bias |  | Total | [6 empty] | 13.7998 | 13.7998 | 13.7998 | 13.7998 | 5.5192 | 5.5192 | 16.5576 | 33.1151 | 33.1151 | 16.5576 | 0 | 0 | 0 | 0 | 0 | 0 | 0 | 0 | 0 | 0.50505 | 0 | 0 | 0 | 0 | 0 | 0 | 0 | 0 | 0 | 11.5066 | 0 | 0 | 0 | 0 | 8.9731 | 0 | 0 | 0 | 0 | 3.8281 | 0 | 0 | 0 | 0 | 0 | 0 | 0 | 0 | 0 | 12.1394 | 0 | 0 | 0 | 0 | 0 | 0 | 0 | 0 | 0 | 15.0733 | 0 | 0 | 0 | 0 | 0 | 0 | 0 | 0 | 0 | 24.3877 | 0 | 0 | 0 | 0 | 0 | 0 | 0 | 0 | 0 | 0.50505
|  | FND28 | Fens reservoir 25 MCMD high yield | Net Present Cost (NPC) |  |  | Total | [6 empty] | 0.71543 | 2.0737 | 3.3393 | 4.5169 | 5.2994 | 5.7225 | 6.693 | 8.997 | 11.9526 | 13.9105 | 19.8873 | 19.0787 | 18.3021 | 17.5561 | 16.8397 | 16.1517 | 15.4909 | 14.8564 | 14.247 | 13.6755 | 13.1264 | 12.5861 | 12.0672 | 11.5691 | 11.0909 | 10.6318 | 10.191 | 9.7679 | 9.3618 | 9.1919 | 9.0667 | 8.7335 | 8.4121 | 8.102 | 7.9508 | 7.8016 | 7.5148 | 7.2381 | 6.9711 | 6.768 | 6.5708 | 6.3281 | 6.0939 | 5.868 | 5.65 | 5.4398 | 5.237 | 5.0415 | 4.8529 | 4.7995 | 4.745 | 4.5686 | 4.3984 | 4.2343 | 4.076 | 3.9233 | 3.776 | 3.634 | 3.4971 | 3.4838 | 3.4683 | 3.3388 | 3.2139 | 3.0935 | 2.9774 | 2.8654 | 2.7574 | 2.6532 | 2.5528 | 2.599 | 2.6402 | 2.5421 | 2.4476 | 2.3563 | 2.2683 | 2.1941 | 2.1221 | 2.0524 | 1.9848 | 1.9215
|  | FND28 | Fens reservoir 25 MCMD high yield | Total NPC |  |  | Total | 2019-20: 565.7158
|  | FND21 | Fens Reservoir 50 MCMD low yield | Capex |  |  | Total | [6 empty] | 43.4983 | 43.4983 | 43.4983 | 43.4983 | 17.9202 | 17.9202 | 53.7607 | 107.5215 | 107.5215 | 53.7607 | 0 | 0 | 0 | 0 | 0 | 0 | 0 | 0 | 0 | 1.6399 | 0 | 0 | 0 | 0 | 0 | 0 | 0 | 0 | 0 | 37.3608 | 0 | 0 | 0 | 0 | 29.1348 | 0 | 0 | 0 | 0 | 12.4294 | 0 | 0 | 0 | 0 | 0 | 0 | 0 | 0 | 0 | 39.4154 | 0 | 0 | 0 | 0 | 0 | 0 | 0 | 0 | 0 | 48.9414 | 0 | 0 | 0 | 0 | 0 | 0 | 0 | 0 | 0 | 79.1846 | 0 | 0 | 0 | 0 | 0 | 0 | 0 | 0 | 0 | 1.6399
|  | FND21 | Fens Reservoir 50 MCMD low yield | Opex |  |  | Total | [6 empty] | 0 | 0 | 0 | 0 | 0 | 0 | 0 | 0 | 0 | 0 | 2.5092 | 2.5092 | 2.5092 | 2.5092 | 2.5092 | 2.5092 | 2.5092 | 2.5092 | 2.5092 | 2.5092 | 2.5092 | 2.5092 | 2.5092 | 2.5092 | 2.5092 | 2.5092 | 2.5092 | 2.5092 | 2.5092 | 2.5092 | 2.5092 | 2.5092 | 2.5092 | 2.5092 | 2.5092 | 2.5092 | 2.5092 | 2.5092 | 2.5092 | 2.5092 | 2.5092 | 2.5092 | 2.5092 | 2.5092 | 2.5092 | 2.5092 | 2.5092 | 2.5092 | 2.5092 | 2.5092 | 2.5092 | 2.5092 | 2.5092 | 2.5092 | 2.5092 | 2.5092 | 2.5092 | 2.5092 | 2.5092 | 2.5092 | 2.5092 | 2.5092 | 2.5092 | 2.5092 | 2.5092 | 2.5092 | 2.5092 | 2.5092 | 2.5092 | 2.5092 | 2.5092 | 2.5092 | 2.5092 | 2.5092 | 2.5092 | 2.5092 | 2.5092 | 2.5092 | 2.5092 | 2.5092
|  | FND21 | Fens Reservoir 50 MCMD low yield | Financing Cost |  |  | Total | [6 empty] | 0.87247 | 2.6174 | 4.3623 | 6.1073 | 7.4268 | 8.321 | 10.1094 | 14.1332 | 19.4984 | 23.5222 | 33.2849 | 33.0353 | 32.7858 | 32.5362 | 32.2867 | 32.0371 | 31.7876 | 31.538 | 31.2885 | 31.0718 | 30.8552 | 30.6056 | 30.3561 | 30.1065 | 29.857 | 29.6074 | 29.3579 | 29.1083 | 28.8588 | 29.3586 | 29.8584 | 29.6089 | 29.3593 | 29.1098 | 29.4446 | 29.7794 | 29.5299 | 29.2803 | 29.0308 | 29.0306 | 29.0303 | 28.7808 | 28.5312 | 28.2817 | 28.0321 | 27.7826 | 27.533 | 27.2835 | 27.0339 | 27.575 | 28.116 | 27.8664 | 27.6169 | 27.3673 | 27.1178 | 26.8683 | 26.6187 | 26.3692 | 26.1196 | 26.8517 | 27.5838 | 27.3343 | 27.0847 | 26.8352 | 26.5856 | 26.3361 | 26.0865 | 25.837 | 25.5874 | 26.9261 | 28.2648 | 28.0153 | 27.7657 | 27.5162 | 27.2666 | 27.0171 | 26.7675 | 26.518 | 26.2684 | 26.0518
|  | FND21 | Fens Reservoir 50 MCMD low yield | Discount Rate |  |  | Total | [6 empty] | 0.035 | 0.035 | 0.035 | 0.035 | 0.035 | 0.035 | 0.035 | 0.035 | 0.035 | 0.035 | 0.035 | 0.035 | 0.035 | 0.035 | 0.035 | 0.035 | 0.035 | 0.035 | 0.035 | 0.035 | 0.035 | 0.035 | 0.035 | 0.035 | 0.035 | 0.035 | 0.035 | 0.035 | 0.035 | 0.035 | 0.03 | 0.03 | 0.03 | 0.03 | 0.03 | 0.03 | 0.03 | 0.03 | 0.03 | 0.03 | 0.03 | 0.03 | 0.03 | 0.03 | 0.03 | 0.03 | 0.03 | 0.03 | 0.03 | 0.03 | 0.03 | 0.03 | 0.03 | 0.03 | 0.03 | 0.03 | 0.03 | 0.03 | 0.03 | 0.03 | 0.03 | 0.03 | 0.03 | 0.03 | 0.03 | 0.03 | 0.03 | 0.03 | 0.03 | 0.03 | 0.03 | 0.03 | 0.03 | 0.03 | 0.03 | 0.025 | 0.025 | 0.025 | 0.025 | 0.025
|  | FND21 | Fens Reservoir 50 MCMD low yield | Discount Factor |  |  | Total | [6 empty] | 0.96618 | 0.93351 | 0.90194 | 0.87144 | 0.84197 | 0.8135 | 0.78599 | 0.75941 | 0.73373 | 0.70892 | 0.68495 | 0.66178 | 0.6394 | 0.61778 | 0.59689 | 0.57671 | 0.5572 | 0.53836 | 0.52016 | 0.50257 | 0.48557 | 0.46915 | 0.45329 | 0.43796 | 0.42315 | 0.40884 | 0.39501 | 0.38165 | 0.36875 | 0.35628 | 0.3459 | 0.33583 | 0.32605 | 0.31655 | 0.30733 | 0.29838 | 0.28969 | 0.28125 | 0.27306 | 0.2651 | 0.25738 | 0.24989 | 0.24261 | 0.23554 | 0.22868 | 0.22202 | 0.21555 | 0.20928 | 0.20318 | 0.19726 | 0.19152 | 0.18594 | 0.18052 | 0.17527 | 0.17016 | 0.1652 | 0.16039 | 0.15572 | 0.15119 | 0.14678 | 0.14251 | 0.13836 | 0.13433 | 0.13041 | 0.12662 | 0.12293 | 0.11935 | 0.11587 | 0.1125 | 0.10922 | 0.10604 | 0.10295 | 0.099951 | 0.09704 | 0.094214 | 0.091916 | 0.089674 | 0.087487 | 0.085353 | 0.083271
|  | FND21 | Fens Reservoir 50 MCMD low yield | Capex | Costed Risk |  | Total | [6 empty] | 0 | 0 | 0 | 0 | 6.0041 | 6.0041 | 18.0122 | 36.0244 | 36.0244 | 18.0122 | 0 | 0 | 0 | 0 | 0 | 0 | 0 | 0 | 0 | 0 | 0 | 0 | 0 | 0 | 0 | 0 | 0 | 0 | 0 | 0 | 0 | 0 | 0 | 0 | 0 | 0 | 0 | 0 | 0 | 0 | 0 | 0 | 0 | 0 | 0 | 0 | 0 | 0 | 0 | 0 | 0 | 0 | 0 | 0 | 0 | 0 | 0 | 0 | 0 | 0 | 0 | 0 | 0 | 0 | 0 | 0 | 0 | 0 | 0 | 0 | 0 | 0 | 0 | 0 | 0 | 0 | 0 | 0 | 0 | 0
|  | FND21 | Fens Reservoir 50 MCMD low yield | Capex | Optimism Bias |  | Total | [6 empty] | 16.2597 | 16.2597 | 16.2597 | 16.2597 | 6.6986 | 6.6986 | 20.0958 | 40.1915 | 40.1915 | 20.0958 | 0 | 0 | 0 | 0 | 0 | 0 | 0 | 0 | 0 | 0.61298 | 0 | 0 | 0 | 0 | 0 | 0 | 0 | 0 | 0 | 13.9655 | 0 | 0 | 0 | 0 | 10.8906 | 0 | 0 | 0 | 0 | 4.6461 | 0 | 0 | 0 | 0 | 0 | 0 | 0 | 0 | 0 | 14.7335 | 0 | 0 | 0 | 0 | 0 | 0 | 0 | 0 | 0 | 18.2943 | 0 | 0 | 0 | 0 | 0 | 0 | 0 | 0 | 0 | 29.5992 | 0 | 0 | 0 | 0 | 0 | 0 | 0 | 0 | 0 | 0.61298
|  | FND21 | Fens Reservoir 50 MCMD low yield | Net Present Cost (NPC) |  |  | Total | [6 empty] | 0.84296 | 2.4434 | 3.9346 | 5.3221 | 6.2532 | 6.7692 | 7.9459 | 10.7329 | 14.3066 | 16.6753 | 24.517 | 23.5228 | 22.5678 | 21.6505 | 20.7694 | 19.9231 | 19.1103 | 18.3297 | 17.5801 | 16.8767 | 16.2008 | 15.5359 | 14.8974 | 14.2843 | 13.6957 | 13.1305 | 12.5879 | 12.067 | 11.5669 | 11.3538 | 11.196 | 10.7861 | 10.3906 | 10.009 | 9.8203 | 9.6342 | 9.2813 | 8.9408 | 8.6123 | 8.3613 | 8.1177 | 7.819 | 7.5307 | 7.2526 | 6.9842 | 6.7254 | 6.4757 | 6.2349 | 6.0026 | 5.9345 | 5.8653 | 5.648 | 5.4385 | 5.2363 | 5.0414 | 4.8533 | 4.6719 | 4.497 | 4.3283 | 4.3097 | 4.2885 | 4.129 | 3.9752 | 3.8269 | 3.6839 | 3.5459 | 3.4128 | 3.2845 | 3.1608 | 3.2149 | 3.2632 | 3.1425 | 3.026 | 2.9137 | 2.8053 | 2.7139 | 2.6254 | 2.5395 | 2.4563 | 2.3783
|  | FND21 | Fens Reservoir 50 MCMD low yield | Total NPC |  |  | Total | 2019-20: 695.7791
|  | FND23 | Fens reservoir 25 MCMD low yield | Capex |  |  | Total | [6 empty] | 36.9175 | 36.9175 | 36.9175 | 36.9175 | 14.7651 | 14.7651 | 44.2952 | 88.5904 | 88.5904 | 44.2952 | 0 | 0 | 0 | 0 | 0 | 0 | 0 | 0 | 0 | 1.3511 | 0 | 0 | 0 | 0 | 0 | 0 | 0 | 0 | 0 | 30.7828 | 0 | 0 | 0 | 0 | 24.0051 | 0 | 0 | 0 | 0 | 10.241 | 0 | 0 | 0 | 0 | 0 | 0 | 0 | 0 | 0 | 32.4757 | 0 | 0 | 0 | 0 | 0 | 0 | 0 | 0 | 0 | 40.3244 | 0 | 0 | 0 | 0 | 0 | 0 | 0 | 0 | 0 | 65.2428 | 0 | 0 | 0 | 0 | 0 | 0 | 0 | 0 | 0 | 1.3511
|  | FND23 | Fens reservoir 25 MCMD low yield | Opex |  |  | Total | [6 empty] | 0 | 0 | 0 | 0 | 0 | 0 | 0 | 0 | 0 | 0 | 1.3659 | 1.3659 | 1.3659 | 1.3659 | 1.3659 | 1.3659 | 1.3659 | 1.3659 | 1.3659 | 1.3659 | 1.3659 | 1.3659 | 1.3659 | 1.3659 | 1.3659 | 1.3659 | 1.3659 | 1.3659 | 1.3659 | 1.3659 | 1.3659 | 1.3659 | 1.3659 | 1.3659 | 1.3659 | 1.3659 | 1.3659 | 1.3659 | 1.3659 | 1.3659 | 1.3659 | 1.3659 | 1.3659 | 1.3659 | 1.3659 | 1.3659 | 1.3659 | 1.3659 | 1.3659 | 1.3659 | 1.3659 | 1.3659 | 1.3659 | 1.3659 | 1.3659 | 1.3659 | 1.3659 | 1.3659 | 1.3659 | 1.3659 | 1.3659 | 1.3659 | 1.3659 | 1.3659 | 1.3659 | 1.3659 | 1.3659 | 1.3659 | 1.3659 | 1.3659 | 1.3659 | 1.3659 | 1.3659 | 1.3659 | 1.3659 | 1.3659 | 1.3659 | 1.3659 | 1.3659 | 1.3659
|  | FND23 | Fens reservoir 25 MCMD low yield | Financing Cost |  |  | Total | [6 empty] | 0.74047 | 2.2214 | 3.7024 | 5.1833 | 6.294 | 7.0345 | 8.5154 | 11.8474 | 16.2901 | 19.6221 | 27.6714 | 27.4658 | 27.2602 | 27.0546 | 26.849 | 26.6434 | 26.4378 | 26.2322 | 26.0266 | 25.8481 | 25.6696 | 25.4639 | 25.2583 | 25.0527 | 24.8471 | 24.6415 | 24.4359 | 24.2303 | 24.0247 | 24.4365 | 24.8483 | 24.6427 | 24.4371 | 24.2315 | 24.5073 | 24.7832 | 24.5776 | 24.372 | 24.1664 | 24.1662 | 24.166 | 23.9604 | 23.7548 | 23.5492 | 23.3435 | 23.1379 | 22.9323 | 22.7267 | 22.5211 | 22.9669 | 23.4126 | 23.207 | 23.0014 | 22.7958 | 22.5902 | 22.3846 | 22.179 | 21.9734 | 21.7678 | 22.371 | 22.9742 | 22.7685 | 22.5629 | 22.3573 | 22.1517 | 21.9461 | 21.7405 | 21.5349 | 21.3293 | 22.4323 | 23.5353 | 23.3297 | 23.124 | 22.9184 | 22.7128 | 22.5072 | 22.3016 | 22.096 | 21.8904 | 21.7119
|  | FND23 | Fens reservoir 25 MCMD low yield | Discount Rate |  |  | Total | [6 empty] | 0.035 | 0.035 | 0.035 | 0.035 | 0.035 | 0.035 | 0.035 | 0.035 | 0.035 | 0.035 | 0.035 | 0.035 | 0.035 | 0.035 | 0.035 | 0.035 | 0.035 | 0.035 | 0.035 | 0.035 | 0.035 | 0.035 | 0.035 | 0.035 | 0.035 | 0.035 | 0.035 | 0.035 | 0.035 | 0.035 | 0.03 | 0.03 | 0.03 | 0.03 | 0.03 | 0.03 | 0.03 | 0.03 | 0.03 | 0.03 | 0.03 | 0.03 | 0.03 | 0.03 | 0.03 | 0.03 | 0.03 | 0.03 | 0.03 | 0.03 | 0.03 | 0.03 | 0.03 | 0.03 | 0.03 | 0.03 | 0.03 | 0.03 | 0.03 | 0.03 | 0.03 | 0.03 | 0.03 | 0.03 | 0.03 | 0.03 | 0.03 | 0.03 | 0.03 | 0.03 | 0.03 | 0.03 | 0.03 | 0.03 | 0.03 | 0.025 | 0.025 | 0.025 | 0.025 | 0.025
|  | FND23 | Fens reservoir 25 MCMD low yield | Discount Factor |  |  | Total | [6 empty] | 0.96618 | 0.93351 | 0.90194 | 0.87144 | 0.84197 | 0.8135 | 0.78599 | 0.75941 | 0.73373 | 0.70892 | 0.68495 | 0.66178 | 0.6394 | 0.61778 | 0.59689 | 0.57671 | 0.5572 | 0.53836 | 0.52016 | 0.50257 | 0.48557 | 0.46915 | 0.45329 | 0.43796 | 0.42315 | 0.40884 | 0.39501 | 0.38165 | 0.36875 | 0.35628 | 0.3459 | 0.33583 | 0.32605 | 0.31655 | 0.30733 | 0.29838 | 0.28969 | 0.28125 | 0.27306 | 0.2651 | 0.25738 | 0.24989 | 0.24261 | 0.23554 | 0.22868 | 0.22202 | 0.21555 | 0.20928 | 0.20318 | 0.19726 | 0.19152 | 0.18594 | 0.18052 | 0.17527 | 0.17016 | 0.1652 | 0.16039 | 0.15572 | 0.15119 | 0.14678 | 0.14251 | 0.13836 | 0.13433 | 0.13041 | 0.12662 | 0.12293 | 0.11935 | 0.11587 | 0.1125 | 0.10922 | 0.10604 | 0.10295 | 0.099951 | 0.09704 | 0.094214 | 0.091916 | 0.089674 | 0.087487 | 0.085353 | 0.083271
|  | FND23 | Fens reservoir 25 MCMD low yield | Capex | Costed Risk |  | Total | [6 empty] | 0 | 0 | 0 | 0 | 5.0737 | 5.0737 | 15.2211 | 30.4422 | 30.4422 | 15.2211 | 0 | 0 | 0 | 0 | 0 | 0 | 0 | 0 | 0 | 0 | 0 | 0 | 0 | 0 | 0 | 0 | 0 | 0 | 0 | 0 | 0 | 0 | 0 | 0 | 0 | 0 | 0 | 0 | 0 | 0 | 0 | 0 | 0 | 0 | 0 | 0 | 0 | 0 | 0 | 0 | 0 | 0 | 0 | 0 | 0 | 0 | 0 | 0 | 0 | 0 | 0 | 0 | 0 | 0 | 0 | 0 | 0 | 0 | 0 | 0 | 0 | 0 | 0 | 0 | 0 | 0 | 0 | 0 | 0 | 0
|  | FND23 | Fens reservoir 25 MCMD low yield | Capex | Optimism Bias |  | Total | [6 empty] | 13.7998 | 13.7998 | 13.7998 | 13.7998 | 5.5192 | 5.5192 | 16.5576 | 33.1151 | 33.1151 | 16.5576 | 0 | 0 | 0 | 0 | 0 | 0 | 0 | 0 | 0 | 0.50505 | 0 | 0 | 0 | 0 | 0 | 0 | 0 | 0 | 0 | 11.5066 | 0 | 0 | 0 | 0 | 8.9731 | 0 | 0 | 0 | 0 | 3.8281 | 0 | 0 | 0 | 0 | 0 | 0 | 0 | 0 | 0 | 12.1394 | 0 | 0 | 0 | 0 | 0 | 0 | 0 | 0 | 0 | 15.0733 | 0 | 0 | 0 | 0 | 0 | 0 | 0 | 0 | 0 | 24.3877 | 0 | 0 | 0 | 0 | 0 | 0 | 0 | 0 | 0 | 0.50505
|  | FND23 | Fens reservoir 25 MCMD low yield | Net Present Cost (NPC) |  |  | Total | [6 empty] | 0.71543 | 2.0737 | 3.3393 | 4.5169 | 5.2994 | 5.7225 | 6.693 | 8.997 | 11.9526 | 13.9105 | 19.889 | 19.0804 | 18.3037 | 17.5577 | 16.8412 | 16.1531 | 15.4923 | 14.8577 | 14.2484 | 13.6768 | 13.1276 | 12.5872 | 12.0684 | 11.5702 | 11.092 | 10.6328 | 10.192 | 9.7689 | 9.3627 | 9.1928 | 9.0675 | 8.7344 | 8.4129 | 8.1028 | 7.9516 | 7.8023 | 7.5155 | 7.2388 | 6.9718 | 6.7687 | 6.5715 | 6.3287 | 6.0945 | 5.8685 | 5.6506 | 5.4404 | 5.2376 | 5.042 | 4.8534 | 4.7999 | 4.7455 | 4.5691 | 4.3989 | 4.2347 | 4.0764 | 3.9237 | 3.7764 | 3.6344 | 3.4975 | 3.4841 | 3.4686 | 3.3391 | 3.2143 | 3.0938 | 2.9777 | 2.8657 | 2.7577 | 2.6535 | 2.5531 | 2.5992 | 2.6405 | 2.5424 | 2.4478 | 2.3566 | 2.2685 | 2.1943 | 2.1224 | 2.0526 | 1.985 | 1.9217
|  | FND23 | Fens reservoir 25 MCMD low yield | Total NPC |  |  | Total | 2019-20: 565.7641
|  | FND24 | Fens reservoir 75 MCMD Low yield | Capex | [9 empty] | 50.1128 | 50.1128 | 50.1128 | 50.1128 | 21.0916 | 21.0916 | 63.2747 | 126.5494 | 126.5494 | 63.2747 | 0 | 0 | 0 | 0 | 0 | 0 | 0 | 0 | 0 | 1.9301 | 0 | 0 | 0 | 0 | 0 | 0 | 0 | 0 | 0 | 43.9725 | 0 | 0 | 0 | 0 | 34.2907 | 0 | 0 | 0 | 0 | 14.629 | 0 | 0 | 0 | 0 | 0 | 0 | 0 | 0 | 0 | 46.3907 | 0 | 0 | 0 | 0 | 0 | 0 | 0 | 0 | 0 | 57.6025 | 0 | 0 | 0 | 0 | 0 | 0 | 0 | 0 | 0 | 93.1978 | 0 | 0 | 0 | 0 | 0 | 0 | 0 | 0 | 0 | 1.9301
|  | FND24 | Fens reservoir 75 MCMD Low yield | Opex | [9 empty] | 0 | 0 | 0 | 0 | 0 | 0 | 0 | 0 | 0 | 0 | 3.3847 | 3.3847 | 3.3847 | 3.3847 | 3.3847 | 3.3847 | 3.3847 | 3.3847 | 3.3847 | 3.3847 | 3.3847 | 3.3847 | 3.3847 | 3.3847 | 3.3847 | 3.3847 | 3.3847 | 3.3847 | 3.3847 | 3.3847 | 3.3847 | 3.3847 | 3.3847 | 3.3847 | 3.3847 | 3.3847 | 3.3847 | 3.3847 | 3.3847 | 3.3847 | 3.3847 | 3.3847 | 3.3847 | 3.3847 | 3.3847 | 3.3847 | 3.3847 | 3.3847 | 3.3847 | 3.3847 | 3.3847 | 3.3847 | 3.3847 | 3.3847 | 3.3847 | 3.3847 | 3.3847 | 3.3847 | 3.3847 | 3.3847 | 3.3847 | 3.3847 | 3.3847 | 3.3847 | 3.3847 | 3.3847 | 3.3847 | 3.3847 | 3.3847 | 3.3847 | 3.3847 | 3.3847 | 3.3847 | 3.3847 | 3.3847 | 3.3847 | 3.3847 | 3.3847 | 3.3847 | 3.3847
|  | FND24 | Fens reservoir 75 MCMD Low yield | Financing Cost | [9 empty] | 1.0051 | 3.0154 | 5.0257 | 7.036 | 8.5489 | 9.5644 | 11.5955 | 16.1655 | 22.2587 | 26.8287 | 38.2637 | 37.97 | 37.6763 | 37.3825 | 37.0888 | 36.7951 | 36.5014 | 36.2077 | 35.914 | 35.659 | 35.404 | 35.1103 | 34.8166 | 34.5229 | 34.2292 | 33.9355 | 33.6418 | 33.348 | 33.0543 | 33.6426 | 34.2309 | 33.9372 | 33.6435 | 33.3497 | 33.7438 | 34.1379 | 33.8442 | 33.5505 | 33.2568 | 33.2565 | 33.2562 | 32.9625 | 32.6688 | 32.3751 | 32.0814 | 31.7877 | 31.4939 | 31.2002 | 30.9065 | 31.5433 | 32.1801 | 31.8864 | 31.5927 | 31.2989 | 31.0052 | 30.7115 | 30.4178 | 30.1241 | 29.8304 | 30.692 | 31.5537 | 31.26 | 30.9663 | 30.6726 | 30.3789 | 30.0852 | 29.7914 | 29.4977 | 29.204 | 30.7796 | 32.3552 | 32.0615 | 31.7678 | 31.4741 | 31.1804 | 30.8867 | 30.593 | 30.2993 | 30.0056 | 29.7506
|  | FND24 | Fens reservoir 75 MCMD Low yield | Discount Rate | [9 empty] | 0.035 | 0.035 | 0.035 | 0.035 | 0.035 | 0.035 | 0.035 | 0.035 | 0.035 | 0.035 | 0.035 | 0.035 | 0.035 | 0.035 | 0.035 | 0.035 | 0.035 | 0.035 | 0.035 | 0.035 | 0.035 | 0.035 | 0.035 | 0.035 | 0.035 | 0.035 | 0.035 | 0.035 | 0.035 | 0.035 | 0.03 | 0.03 | 0.03 | 0.03 | 0.03 | 0.03 | 0.03 | 0.03 | 0.03 | 0.03 | 0.03 | 0.03 | 0.03 | 0.03 | 0.03 | 0.03 | 0.03 | 0.03 | 0.03 | 0.03 | 0.03 | 0.03 | 0.03 | 0.03 | 0.03 | 0.03 | 0.03 | 0.03 | 0.03 | 0.03 | 0.03 | 0.03 | 0.03 | 0.03 | 0.03 | 0.03 | 0.03 | 0.03 | 0.03 | 0.03 | 0.03 | 0.03 | 0.03 | 0.03 | 0.03 | 0.025 | 0.025 | 0.025 | 0.025 | 0.025
|  | FND24 | Fens reservoir 75 MCMD Low yield | Discount Factor | [9 empty] | 0.96618 | 0.93351 | 0.90194 | 0.87144 | 0.84197 | 0.8135 | 0.78599 | 0.75941 | 0.73373 | 0.70892 | 0.68495 | 0.66178 | 0.6394 | 0.61778 | 0.59689 | 0.57671 | 0.5572 | 0.53836 | 0.52016 | 0.50257 | 0.48557 | 0.46915 | 0.45329 | 0.43796 | 0.42315 | 0.40884 | 0.39501 | 0.38165 | 0.36875 | 0.35628 | 0.3459 | 0.33583 | 0.32605 | 0.31655 | 0.30733 | 0.29838 | 0.28969 | 0.28125 | 0.27306 | 0.2651 | 0.25738 | 0.24989 | 0.24261 | 0.23554 | 0.22868 | 0.22202 | 0.21555 | 0.20928 | 0.20318 | 0.19726 | 0.19152 | 0.18594 | 0.18052 | 0.17527 | 0.17016 | 0.1652 | 0.16039 | 0.15572 | 0.15119 | 0.14678 | 0.14251 | 0.13836 | 0.13433 | 0.13041 | 0.12662 | 0.12293 | 0.11935 | 0.11587 | 0.1125 | 0.10922 | 0.10604 | 0.10295 | 0.099951 | 0.09704 | 0.094214 | 0.091916 | 0.089674 | 0.087487 | 0.085353 | 0.083271
|  | FND24 | Fens reservoir 75 MCMD Low yield | Capex | Costed Risk | [8 empty] | 0 | 0 | 0 | 0 | 5.8034 | 5.8034 | 17.4101 | 34.8202 | 34.8202 | 17.4101 | 0 | 0 | 0 | 0 | 0 | 0 | 0 | 0 | 0 | 0 | 0 | 0 | 0 | 0 | 0 | 0 | 0 | 0 | 0 | 0 | 0 | 0 | 0 | 0 | 0 | 0 | 0 | 0 | 0 | 0 | 0 | 0 | 0 | 0 | 0 | 0 | 0 | 0 | 0 | 0 | 0 | 0 | 0 | 0 | 0 | 0 | 0 | 0 | 0 | 0 | 0 | 0 | 0 | 0 | 0 | 0 | 0 | 0 | 0 | 0 | 0 | 0 | 0 | 0 | 0 | 0 | 0 | 0 | 0 | 0
|  | FND24 | Fens reservoir 75 MCMD Low yield | Capex | Optimism Bias | [8 empty] | 18.7322 | 18.7322 | 18.7322 | 18.7322 | 7.884 | 7.884 | 23.6521 | 47.3041 | 47.3041 | 23.6521 | 0 | 0 | 0 | 0 | 0 | 0 | 0 | 0 | 0 | 0.72146 | 0 | 0 | 0 | 0 | 0 | 0 | 0 | 0 | 0 | 16.4369 | 0 | 0 | 0 | 0 | 12.8179 | 0 | 0 | 0 | 0 | 5.4683 | 0 | 0 | 0 | 0 | 0 | 0 | 0 | 0 | 0 | 17.3408 | 0 | 0 | 0 | 0 | 0 | 0 | 0 | 0 | 0 | 21.5318 | 0 | 0 | 0 | 0 | 0 | 0 | 0 | 0 | 0 | 34.8373 | 0 | 0 | 0 | 0 | 0 | 0 | 0 | 0 | 0 | 0.72146
|  | FND24 | Fens reservoir 75 MCMD Low yield | Net Present Cost (NPC) | [9 empty] | 0.97115 | 2.8149 | 4.5329 | 6.1314 | 7.1979 | 7.7807 | 9.114 | 12.2762 | 16.3319 | 19.0194 | 28.5268 | 27.3678 | 26.2545 | 25.1852 | 24.1582 | 23.1719 | 22.2247 | 21.315 | 20.4414 | 19.622 | 18.8346 | 18.0599 | 17.3161 | 16.6019 | 15.9162 | 15.2579 | 14.6259 | 14.0192 | 13.4368 | 13.192 | 13.0113 | 12.5337 | 12.0728 | 11.6282 | 11.4107 | 11.1959 | 10.7847 | 10.388 | 10.0052 | 9.7137 | 9.4307 | 9.0827 | 8.7469 | 8.4229 | 8.1104 | 7.809 | 7.5182 | 7.2378 | 6.9673 | 6.89 | 6.8113 | 6.5583 | 6.3142 | 6.0788 | 5.8518 | 5.6328 | 5.4217 | 5.218 | 5.0216 | 5.0018 | 4.979 | 4.7933 | 4.6142 | 4.4415 | 4.275 | 4.1144 | 3.9595 | 3.8101 | 3.6661 | 3.7314 | 3.7898 | 3.6492 | 3.5135 | 3.3827 | 3.2565 | 3.1501 | 3.0469 | 2.9469 | 2.85 | 2.7592
|  | FND24 | Fens reservoir 75 MCMD Low yield | Total NPC |  |  |  | 2019-20: 807.2983
|  | FND25 | Fens reservoir 100 MCMD low yield | Capex | [9 empty] | 65.6247 | 65.6247 | 65.6247 | 65.6247 | 28.0004 | 28.0004 | 84.0013 | 168.0026 | 168.0026 | 84.0013 | 0 | 0 | 0 | 0 | 0 | 0 | 0 | 0 | 0 | 2.5623 | 0 | 0 | 0 | 0 | 0 | 0 | 0 | 0 | 0 | 58.3764 | 0 | 0 | 0 | 0 | 45.5231 | 0 | 0 | 0 | 0 | 19.421 | 0 | 0 | 0 | 0 | 0 | 0 | 0 | 0 | 0 | 61.5867 | 0 | 0 | 0 | 0 | 0 | 0 | 0 | 0 | 0 | 76.4711 | 0 | 0 | 0 | 0 | 0 | 0 | 0 | 0 | 0 | 123.7262 | 0 | 0 | 0 | 0 | 0 | 0 | 0 | 0 | 0 | 2.5623
|  | FND25 | Fens reservoir 100 MCMD low yield | Opex | [9 empty] | 0 | 0 | 0 | 0 | 0 | 0 | 0 | 0 | 0 | 0 | 4.2414 | 4.2414 | 4.2414 | 4.2414 | 4.2414 | 4.2414 | 4.2414 | 4.2414 | 4.2414 | 4.2414 | 4.2414 | 4.2414 | 4.2414 | 4.2414 | 4.2414 | 4.2414 | 4.2414 | 4.2414 | 4.2414 | 4.2414 | 4.2414 | 4.2414 | 4.2414 | 4.2414 | 4.2414 | 4.2414 | 4.2414 | 4.2414 | 4.2414 | 4.2414 | 4.2414 | 4.2414 | 4.2414 | 4.2414 | 4.2414 | 4.2414 | 4.2414 | 4.2414 | 4.2414 | 4.2414 | 4.2414 | 4.2414 | 4.2414 | 4.2414 | 4.2414 | 4.2414 | 4.2414 | 4.2414 | 4.2414 | 4.2414 | 4.2414 | 4.2414 | 4.2414 | 4.2414 | 4.2414 | 4.2414 | 4.2414 | 4.2414 | 4.2414 | 4.2414 | 4.2414 | 4.2414 | 4.2414 | 4.2414 | 4.2414 | 4.2414 | 4.2414 | 4.2414 | 4.2414 | 4.2414
|  | FND25 | Fens reservoir 100 MCMD low yield | Financing Cost | [9 empty] | 1.3163 | 3.9488 | 6.5813 | 9.2139 | 11.2065 | 12.5592 | 15.2646 | 21.3518 | 29.468 | 35.5552 | 50.7427 | 50.3528 | 49.9628 | 49.5729 | 49.183 | 48.7931 | 48.4032 | 48.0133 | 47.6233 | 47.2848 | 46.9463 | 46.5564 | 46.1665 | 45.7765 | 45.3866 | 44.9967 | 44.6068 | 44.2169 | 43.8269 | 44.6079 | 45.3889 | 44.999 | 44.609 | 44.2191 | 44.7423 | 45.2654 | 44.8755 | 44.4856 | 44.0957 | 44.0953 | 44.0949 | 43.705 | 43.3151 | 42.9252 | 42.5353 | 42.1453 | 41.7554 | 41.3655 | 40.9756 | 41.8209 | 42.6663 | 42.2764 | 41.8865 | 41.4965 | 41.1066 | 40.7167 | 40.3268 | 39.9369 | 39.5469 | 40.6908 | 41.8347 | 41.4448 | 41.0549 | 40.665 | 40.2751 | 39.8852 | 39.4952 | 39.1053 | 38.7154 | 40.8071 | 42.8988 | 42.5089 | 42.119 | 41.7291 | 41.3392 | 40.9492 | 40.5593 | 40.1694 | 39.7795 | 39.441
|  | FND25 | Fens reservoir 100 MCMD low yield | Discount Rate | [9 empty] | 0.035 | 0.035 | 0.035 | 0.035 | 0.035 | 0.035 | 0.035 | 0.035 | 0.035 | 0.035 | 0.035 | 0.035 | 0.035 | 0.035 | 0.035 | 0.035 | 0.035 | 0.035 | 0.035 | 0.035 | 0.035 | 0.035 | 0.035 | 0.035 | 0.035 | 0.035 | 0.035 | 0.035 | 0.035 | 0.035 | 0.03 | 0.03 | 0.03 | 0.03 | 0.03 | 0.03 | 0.03 | 0.03 | 0.03 | 0.03 | 0.03 | 0.03 | 0.03 | 0.03 | 0.03 | 0.03 | 0.03 | 0.03 | 0.03 | 0.03 | 0.03 | 0.03 | 0.03 | 0.03 | 0.03 | 0.03 | 0.03 | 0.03 | 0.03 | 0.03 | 0.03 | 0.03 | 0.03 | 0.03 | 0.03 | 0.03 | 0.03 | 0.03 | 0.03 | 0.03 | 0.03 | 0.03 | 0.03 | 0.03 | 0.03 | 0.025 | 0.025 | 0.025 | 0.025 | 0.025
|  | FND25 | Fens reservoir 100 MCMD low yield | Discount Factor | [9 empty] | 0.96618 | 0.93351 | 0.90194 | 0.87144 | 0.84197 | 0.8135 | 0.78599 | 0.75941 | 0.73373 | 0.70892 | 0.68495 | 0.66178 | 0.6394 | 0.61778 | 0.59689 | 0.57671 | 0.5572 | 0.53836 | 0.52016 | 0.50257 | 0.48557 | 0.46915 | 0.45329 | 0.43796 | 0.42315 | 0.40884 | 0.39501 | 0.38165 | 0.36875 | 0.35628 | 0.3459 | 0.33583 | 0.32605 | 0.31655 | 0.30733 | 0.29838 | 0.28969 | 0.28125 | 0.27306 | 0.2651 | 0.25738 | 0.24989 | 0.24261 | 0.23554 | 0.22868 | 0.22202 | 0.21555 | 0.20928 | 0.20318 | 0.19726 | 0.19152 | 0.18594 | 0.18052 | 0.17527 | 0.17016 | 0.1652 | 0.16039 | 0.15572 | 0.15119 | 0.14678 | 0.14251 | 0.13836 | 0.13433 | 0.13041 | 0.12662 | 0.12293 | 0.11935 | 0.11587 | 0.1125 | 0.10922 | 0.10604 | 0.10295 | 0.099951 | 0.09704 | 0.094214 | 0.091916 | 0.089674 | 0.087487 | 0.085353 | 0.083271
|  | FND25 | Fens reservoir 100 MCMD low yield | Capex | Costed Risk | [8 empty] | 0 | 0 | 0 | 0 | 7.8586 | 7.8586 | 23.5758 | 47.1516 | 47.1516 | 23.5758 | 0 | 0 | 0 | 0 | 0 | 0 | 0 | 0 | 0 | 0 | 0 | 0 | 0 | 0 | 0 | 0 | 0 | 0 | 0 | 0 | 0 | 0 | 0 | 0 | 0 | 0 | 0 | 0 | 0 | 0 | 0 | 0 | 0 | 0 | 0 | 0 | 0 | 0 | 0 | 0 | 0 | 0 | 0 | 0 | 0 | 0 | 0 | 0 | 0 | 0 | 0 | 0 | 0 | 0 | 0 | 0 | 0 | 0 | 0 | 0 | 0 | 0 | 0 | 0 | 0 | 0 | 0 | 0 | 0 | 0
|  | FND25 | Fens reservoir 100 MCMD low yield | Capex | Optimism Bias | [8 empty] | 24.5305 | 24.5305 | 24.5305 | 24.5305 | 10.4666 | 10.4666 | 31.3997 | 62.7994 | 62.7994 | 31.3997 | 0 | 0 | 0 | 0 | 0 | 0 | 0 | 0 | 0 | 0.95778 | 0 | 0 | 0 | 0 | 0 | 0 | 0 | 0 | 0 | 21.8211 | 0 | 0 | 0 | 0 | 17.0166 | 0 | 0 | 0 | 0 | 7.2596 | 0 | 0 | 0 | 0 | 0 | 0 | 0 | 0 | 0 | 23.0211 | 0 | 0 | 0 | 0 | 0 | 0 | 0 | 0 | 0 | 28.5849 | 0 | 0 | 0 | 0 | 0 | 0 | 0 | 0 | 0 | 46.2488 | 0 | 0 | 0 | 0 | 0 | 0 | 0 | 0 | 0 | 0.95778
|  | FND25 | Fens reservoir 100 MCMD low yield | Net Present Cost (NPC) | [9 empty] | 1.2718 | 3.6862 | 5.936 | 8.0294 | 9.4356 | 10.2169 | 11.9978 | 16.2148 | 21.6216 | 25.2058 | 37.6611 | 36.1295 | 34.6584 | 33.2455 | 31.8885 | 30.5853 | 29.3338 | 28.1319 | 26.9778 | 25.8953 | 24.8553 | 23.8318 | 22.8492 | 21.9057 | 21 | 20.1304 | 19.2956 | 18.4943 | 17.7251 | 17.404 | 17.1672 | 16.5362 | 15.9275 | 15.3401 | 15.0541 | 14.7717 | 14.2285 | 13.7045 | 13.1988 | 12.8143 | 12.441 | 11.9812 | 11.5376 | 11.1097 | 10.697 | 10.2988 | 9.9148 | 9.5444 | 9.1872 | 9.0864 | 8.9836 | 8.6495 | 8.3272 | 8.0163 | 7.7164 | 7.4273 | 7.1484 | 6.8795 | 6.6202 | 6.5952 | 6.5662 | 6.321 | 6.0845 | 5.8564 | 5.6365 | 5.4244 | 5.2198 | 5.0226 | 4.8325 | 4.9202 | 4.9987 | 4.8129 | 4.6338 | 4.461 | 4.2943 | 4.1537 | 4.0175 | 3.8854 | 3.7573 | 3.6375
|  | FND25 | Fens reservoir 100 MCMD low yield | Total NPC |  |  |  | 2019-20: 1065.0552
|  | RTN17 | Lincolnshire reservoir 50 MCMD | Capex |  |  | Total | [6 empty] | 70.106 | 70.106 | 70.106 | 70.106 | 70.106 | 70.106 | 122.012 | 122.012 | 122.012 | 122.012 | 122.012 | 122.012 | 122.012 | 122.012 | 0 | 0 | 0 | 0 | 0 | 0 | 0 | 0 | 0 | 6.3293 | 0 | 0 | 0 | 0 | 0 | 0 | 0 | 0 | 0 | 115.9483 | 0 | 0 | 0 | 0 | 46.3818 | 0 | 0 | 0 | 0 | 24.5073 | 0 | 0 | 0 | 0 | 0 | 0 | 0 | 0 | 0 | 137.5299 | 0 | 0 | 0 | 0 | 0 | 0 | 0 | 0 | 0 | 109.3383 | 0 | 0 | 0 | 0 | 0 | 0 | 0 | 0 | 0 | 191.7993 | 0 | 0 | 0 | 0 | 0 | 0
|  | RTN17 | Lincolnshire reservoir 50 MCMD | Opex |  |  | Total | [6 empty] | 0 | 0 | 0 | 0 | 0 | 0 | 0 | 0 | 0 | 0 | 0 | 0 | 0 | 0 | 9.9747 | 9.9747 | 9.9747 | 9.9747 | 9.9747 | 9.9747 | 9.9747 | 9.9747 | 9.9747 | 9.9747 | 9.9747 | 9.9747 | 9.9747 | 9.9747 | 9.9747 | 9.9747 | 9.9747 | 9.9747 | 9.9747 | 9.9747 | 9.9747 | 9.9747 | 9.9747 | 9.9747 | 9.9747 | 9.9747 | 9.9747 | 9.9747 | 9.9747 | 9.9747 | 9.9747 | 9.9747 | 9.9747 | 9.9747 | 9.9747 | 9.9747 | 9.9747 | 9.9747 | 9.9747 | 9.9747 | 9.9747 | 9.9747 | 9.9747 | 9.9747 | 9.9747 | 9.9747 | 9.9747 | 9.9747 | 9.9747 | 9.9747 | 9.9747 | 9.9747 | 9.9747 | 9.9747 | 9.9747 | 9.9747 | 9.9747 | 9.9747 | 9.9747 | 9.9747 | 9.9747 | 9.9747 | 9.9747 | 9.9747 | 9.9747 | 9.9747
|  | RTN17 | Lincolnshire reservoir 50 MCMD | Financing Cost |  |  | Total | [6 empty] | 1.4061 | 4.2184 | 7.0307 | 9.843 | 12.6553 | 15.4676 | 19.9992 | 26.2501 | 32.501 | 38.7519 | 45.0028 | 51.2537 | 57.5046 | 63.7555 | 88.4629 | 87.8233 | 87.1838 | 86.5443 | 85.9047 | 85.2652 | 84.6257 | 83.9862 | 83.3466 | 82.834 | 82.3215 | 81.6819 | 81.0424 | 80.4029 | 79.7634 | 79.1238 | 78.4843 | 77.8448 | 77.2052 | 78.8913 | 80.5774 | 79.9379 | 79.2984 | 78.6588 | 78.9496 | 79.2404 | 78.6009 | 77.9613 | 77.3218 | 77.1738 | 77.0259 | 76.3863 | 75.7468 | 75.1073 | 74.4677 | 73.8282 | 73.1887 | 72.5492 | 71.9096 | 74.0286 | 76.1476 | 75.508 | 74.8685 | 74.229 | 73.5895 | 72.9499 | 72.3104 | 71.6709 | 71.0313 | 72.5849 | 74.1384 | 73.4988 | 72.8593 | 72.2198 | 71.5803 | 70.9407 | 70.3012 | 69.6617 | 69.0221 | 72.2296 | 75.4371 | 74.7976 | 74.158 | 73.5185 | 72.879 | 72.2395
|  | RTN17 | Lincolnshire reservoir 50 MCMD | Discount Rate |  |  | Total | [6 empty] | 0.035 | 0.035 | 0.035 | 0.035 | 0.035 | 0.035 | 0.035 | 0.035 | 0.035 | 0.035 | 0.035 | 0.035 | 0.035 | 0.035 | 0.035 | 0.035 | 0.035 | 0.035 | 0.035 | 0.035 | 0.035 | 0.035 | 0.035 | 0.035 | 0.035 | 0.035 | 0.035 | 0.035 | 0.035 | 0.035 | 0.03 | 0.03 | 0.03 | 0.03 | 0.03 | 0.03 | 0.03 | 0.03 | 0.03 | 0.03 | 0.03 | 0.03 | 0.03 | 0.03 | 0.03 | 0.03 | 0.03 | 0.03 | 0.03 | 0.03 | 0.03 | 0.03 | 0.03 | 0.03 | 0.03 | 0.03 | 0.03 | 0.03 | 0.03 | 0.03 | 0.03 | 0.03 | 0.03 | 0.03 | 0.03 | 0.03 | 0.03 | 0.03 | 0.03 | 0.03 | 0.03 | 0.03 | 0.03 | 0.03 | 0.03 | 0.025 | 0.025 | 0.025 | 0.025 | 0.025
|  | RTN17 | Lincolnshire reservoir 50 MCMD | Discount Factor |  |  | Total | [6 empty] | 0.96618 | 0.93351 | 0.90194 | 0.87144 | 0.84197 | 0.8135 | 0.78599 | 0.75941 | 0.73373 | 0.70892 | 0.68495 | 0.66178 | 0.6394 | 0.61778 | 0.59689 | 0.57671 | 0.5572 | 0.53836 | 0.52016 | 0.50257 | 0.48557 | 0.46915 | 0.45329 | 0.43796 | 0.42315 | 0.40884 | 0.39501 | 0.38165 | 0.36875 | 0.35628 | 0.3459 | 0.33583 | 0.32605 | 0.31655 | 0.30733 | 0.29838 | 0.28969 | 0.28125 | 0.27306 | 0.2651 | 0.25738 | 0.24989 | 0.24261 | 0.23554 | 0.22868 | 0.22202 | 0.21555 | 0.20928 | 0.20318 | 0.19726 | 0.19152 | 0.18594 | 0.18052 | 0.17527 | 0.17016 | 0.1652 | 0.16039 | 0.15572 | 0.15119 | 0.14678 | 0.14251 | 0.13836 | 0.13433 | 0.13041 | 0.12662 | 0.12293 | 0.11935 | 0.11587 | 0.1125 | 0.10922 | 0.10604 | 0.10295 | 0.099951 | 0.09704 | 0.094214 | 0.091916 | 0.089674 | 0.087487 | 0.085353 | 0.083271
|  | RTN17 | Lincolnshire reservoir 50 MCMD | Capex | Costed Risk |  | Total | [6 empty] | 0 | 0 | 0 | 0 | 0 | 0 | 46.4515 | 46.4515 | 46.4515 | 46.4515 | 46.4515 | 46.4515 | 46.4515 | 46.4515 | 0 | 0 | 0 | 0 | 0 | 0 | 0 | 0 | 0 | 0 | 0 | 0 | 0 | 0 | 0 | 0 | 0 | 0 | 0 | 0 | 0 | 0 | 0 | 0 | 0 | 0 | 0 | 0 | 0 | 0 | 0 | 0 | 0 | 0 | 0 | 0 | 0 | 0 | 0 | 0 | 0 | 0 | 0 | 0 | 0 | 0 | 0 | 0 | 0 | 0 | 0 | 0 | 0 | 0 | 0 | 0 | 0 | 0 | 0 | 0 | 0 | 0 | 0 | 0 | 0 | 0
|  | RTN17 | Lincolnshire reservoir 50 MCMD | Capex | Optimism Bias |  | Total | [6 empty] | 26.2056 | 26.2056 | 26.2056 | 26.2056 | 26.2056 | 26.2056 | 45.6081 | 45.6081 | 45.6081 | 45.6081 | 45.6081 | 45.6081 | 45.6081 | 45.6081 | 0 | 0 | 0 | 0 | 0 | 0 | 0 | 0 | 0 | 2.3659 | 0 | 0 | 0 | 0 | 0 | 0 | 0 | 0 | 0 | 43.3415 | 0 | 0 | 0 | 0 | 17.3375 | 0 | 0 | 0 | 0 | 9.1608 | 0 | 0 | 0 | 0 | 0 | 0 | 0 | 0 | 0 | 51.4087 | 0 | 0 | 0 | 0 | 0 | 0 | 0 | 0 | 0 | 40.8707 | 0 | 0 | 0 | 0 | 0 | 0 | 0 | 0 | 0 | 71.6946 | 0 | 0 | 0 | 0 | 0 | 0
|  | RTN17 | Lincolnshire reservoir 50 MCMD | Net Present Cost (NPC) |  |  | Total | [6 empty] | 1.3586 | 3.938 | 6.3413 | 8.5776 | 10.6555 | 12.5829 | 15.7192 | 19.9347 | 23.847 | 27.472 | 30.8245 | 33.9188 | 36.7687 | 39.387 | 58.7565 | 56.4007 | 54.1371 | 51.9621 | 49.8723 | 47.8644 | 45.9352 | 44.0818 | 42.3012 | 40.6463 | 39.0549 | 37.4727 | 35.9529 | 34.493 | 33.0908 | 31.7439 | 30.5981 | 29.4921 | 28.4246 | 28.1304 | 27.8293 | 26.8279 | 25.8613 | 24.9282 | 24.2815 | 23.6513 | 22.7979 | 21.974 | 21.1789 | 20.5271 | 19.8954 | 19.174 | 18.4776 | 17.8056 | 17.1571 | 16.5312 | 15.9272 | 15.3444 | 14.782 | 14.7229 | 14.6546 | 14.1221 | 13.6082 | 13.1123 | 12.6337 | 12.1718 | 11.7262 | 11.2962 | 10.8812 | 10.7669 | 10.65 | 10.2612 | 9.886 | 9.524 | 9.1746 | 8.8376 | 8.5123 | 8.1986 | 7.8958 | 7.9771 | 8.047 | 7.7919 | 7.5445 | 7.3046 | 7.0718 | 6.8461
|  | RTN17 | Lincolnshire reservoir 50 MCMD | Total NPC |  |  | Total | 2019-20: 1761.9081
|  | RTN26 | Lincolnshire reservoir 25 MCMD | Capex |  |  | Total | [6 empty] | 66.2055 | 66.2055 | 66.2055 | 66.2055 | 66.2055 | 66.2055 | 113.8795 | 113.8795 | 113.8795 | 113.8795 | 113.8795 | 113.8795 | 113.8795 | 113.8795 | 0 | 0 | 0 | 0 | 0 | 0 | 0 | 0 | 0 | 5.9075 | 0 | 0 | 0 | 0 | 0 | 0 | 0 | 0 | 0 | 108.22 | 0 | 0 | 0 | 0 | 43.2903 | 0 | 0 | 0 | 0 | 22.8738 | 0 | 0 | 0 | 0 | 0 | 0 | 0 | 0 | 0 | 128.3631 | 0 | 0 | 0 | 0 | 0 | 0 | 0 | 0 | 0 | 102.0505 | 0 | 0 | 0 | 0 | 0 | 0 | 0 | 0 | 0 | 179.0153 | 0 | 0 | 0 | 0 | 0 | 0
|  | RTN26 | Lincolnshire reservoir 25 MCMD | Opex |  |  | Total | [6 empty] | 0 | 0 | 0 | 0 | 0 | 0 | 0 | 0 | 0 | 0 | 0 | 0 | 0 | 0 | 7.034 | 7.034 | 7.034 | 7.034 | 7.034 | 7.034 | 7.034 | 7.034 | 7.034 | 7.034 | 7.034 | 7.034 | 7.034 | 7.034 | 7.034 | 7.034 | 7.034 | 7.034 | 7.034 | 7.034 | 7.034 | 7.034 | 7.034 | 7.034 | 7.034 | 7.034 | 7.034 | 7.034 | 7.034 | 7.034 | 7.034 | 7.034 | 7.034 | 7.034 | 7.034 | 7.034 | 7.034 | 7.034 | 7.034 | 7.034 | 7.034 | 7.034 | 7.034 | 7.034 | 7.034 | 7.034 | 7.034 | 7.034 | 7.034 | 7.034 | 7.034 | 7.034 | 7.034 | 7.034 | 7.034 | 7.034 | 7.034 | 7.034 | 7.034 | 7.034 | 7.034 | 7.034 | 7.034 | 7.034 | 7.034 | 7.034
|  | RTN26 | Lincolnshire reservoir 25 MCMD | Financing Cost |  |  | Total | [6 empty] | 1.3279 | 3.9837 | 6.6396 | 9.2954 | 11.9512 | 14.6071 | 18.6812 | 24.1737 | 29.6661 | 35.1586 | 40.651 | 46.1435 | 51.6359 | 57.1284 | 80.018 | 79.4211 | 78.8242 | 78.2273 | 77.6304 | 77.0335 | 76.4366 | 75.8397 | 75.2428 | 74.7644 | 74.286 | 73.6891 | 73.0922 | 72.4953 | 71.8984 | 71.3015 | 70.7046 | 70.1077 | 69.5108 | 71.0845 | 72.6582 | 72.0613 | 71.4644 | 70.8675 | 71.1389 | 71.4103 | 70.8134 | 70.2165 | 69.6196 | 69.4814 | 69.3433 | 68.7464 | 68.1495 | 67.5526 | 66.9557 | 66.3588 | 65.7619 | 65.165 | 64.5681 | 66.5458 | 68.5236 | 67.9267 | 67.3298 | 66.7329 | 66.136 | 65.5391 | 64.9422 | 64.3453 | 63.7484 | 65.1983 | 66.6483 | 66.0514 | 65.4545 | 64.8576 | 64.2607 | 63.6638 | 63.0669 | 62.47 | 61.8731 | 64.8668 | 67.8605 | 67.2636 | 66.6667 | 66.0698 | 65.4729 | 64.876
|  | RTN26 | Lincolnshire reservoir 25 MCMD | Discount Rate |  |  | Total | [6 empty] | 0.035 | 0.035 | 0.035 | 0.035 | 0.035 | 0.035 | 0.035 | 0.035 | 0.035 | 0.035 | 0.035 | 0.035 | 0.035 | 0.035 | 0.035 | 0.035 | 0.035 | 0.035 | 0.035 | 0.035 | 0.035 | 0.035 | 0.035 | 0.035 | 0.035 | 0.035 | 0.035 | 0.035 | 0.035 | 0.035 | 0.03 | 0.03 | 0.03 | 0.03 | 0.03 | 0.03 | 0.03 | 0.03 | 0.03 | 0.03 | 0.03 | 0.03 | 0.03 | 0.03 | 0.03 | 0.03 | 0.03 | 0.03 | 0.03 | 0.03 | 0.03 | 0.03 | 0.03 | 0.03 | 0.03 | 0.03 | 0.03 | 0.03 | 0.03 | 0.03 | 0.03 | 0.03 | 0.03 | 0.03 | 0.03 | 0.03 | 0.03 | 0.03 | 0.03 | 0.03 | 0.03 | 0.03 | 0.03 | 0.03 | 0.03 | 0.025 | 0.025 | 0.025 | 0.025 | 0.025
|  | RTN26 | Lincolnshire reservoir 25 MCMD | Discount Factor |  |  | Total | [6 empty] | 0.96618 | 0.93351 | 0.90194 | 0.87144 | 0.84197 | 0.8135 | 0.78599 | 0.75941 | 0.73373 | 0.70892 | 0.68495 | 0.66178 | 0.6394 | 0.61778 | 0.59689 | 0.57671 | 0.5572 | 0.53836 | 0.52016 | 0.50257 | 0.48557 | 0.46915 | 0.45329 | 0.43796 | 0.42315 | 0.40884 | 0.39501 | 0.38165 | 0.36875 | 0.35628 | 0.3459 | 0.33583 | 0.32605 | 0.31655 | 0.30733 | 0.29838 | 0.28969 | 0.28125 | 0.27306 | 0.2651 | 0.25738 | 0.24989 | 0.24261 | 0.23554 | 0.22868 | 0.22202 | 0.21555 | 0.20928 | 0.20318 | 0.19726 | 0.19152 | 0.18594 | 0.18052 | 0.17527 | 0.17016 | 0.1652 | 0.16039 | 0.15572 | 0.15119 | 0.14678 | 0.14251 | 0.13836 | 0.13433 | 0.13041 | 0.12662 | 0.12293 | 0.11935 | 0.11587 | 0.1125 | 0.10922 | 0.10604 | 0.10295 | 0.099951 | 0.09704 | 0.094214 | 0.091916 | 0.089674 | 0.087487 | 0.085353 | 0.083271
|  | RTN26 | Lincolnshire reservoir 25 MCMD | Capex | Costed Risk |  | Total | [6 empty] | 0 | 0 | 0 | 0 | 0 | 0 | 31.65 | 31.65 | 31.65 | 31.65 | 31.65 | 31.65 | 31.65 | 31.65 | 0 | 0 | 0 | 0 | 0 | 0 | 0 | 0 | 0 | 0 | 0 | 0 | 0 | 0 | 0 | 0 | 0 | 0 | 0 | 0 | 0 | 0 | 0 | 0 | 0 | 0 | 0 | 0 | 0 | 0 | 0 | 0 | 0 | 0 | 0 | 0 | 0 | 0 | 0 | 0 | 0 | 0 | 0 | 0 | 0 | 0 | 0 | 0 | 0 | 0 | 0 | 0 | 0 | 0 | 0 | 0 | 0 | 0 | 0 | 0 | 0 | 0 | 0 | 0 | 0 | 0
|  | RTN26 | Lincolnshire reservoir 25 MCMD | Capex | Optimism Bias |  | Total | [6 empty] | 24.7476 | 24.7476 | 24.7476 | 24.7476 | 24.7476 | 24.7476 | 42.5682 | 42.5682 | 42.5682 | 42.5682 | 42.5682 | 42.5682 | 42.5682 | 42.5682 | 0 | 0 | 0 | 0 | 0 | 0 | 0 | 0 | 0 | 2.2082 | 0 | 0 | 0 | 0 | 0 | 0 | 0 | 0 | 0 | 40.4526 | 0 | 0 | 0 | 0 | 16.1819 | 0 | 0 | 0 | 0 | 8.5502 | 0 | 0 | 0 | 0 | 0 | 0 | 0 | 0 | 0 | 47.9821 | 0 | 0 | 0 | 0 | 0 | 0 | 0 | 0 | 0 | 38.1465 | 0 | 0 | 0 | 0 | 0 | 0 | 0 | 0 | 0 | 66.9159 | 0 | 0 | 0 | 0 | 0 | 0
|  | RTN26 | Lincolnshire reservoir 25 MCMD | Net Present Cost (NPC) |  |  | Total | [6 empty] | 1.283 | 3.7189 | 5.9885 | 8.1004 | 10.0626 | 11.8829 | 14.6833 | 18.3578 | 21.7669 | 24.9246 | 27.8437 | 30.537 | 33.0162 | 35.2929 | 51.9605 | 49.8592 | 47.8405 | 45.9014 | 44.0387 | 42.2495 | 40.5309 | 38.8802 | 37.2949 | 35.8242 | 34.4103 | 33.0026 | 31.6508 | 30.3527 | 29.1062 | 27.9092 | 26.8899 | 25.9062 | 24.957 | 24.7283 | 24.4917 | 23.6003 | 22.74 | 21.9097 | 21.3457 | 20.7959 | 20.0366 | 19.3038 | 18.5968 | 18.0226 | 17.4661 | 16.8248 | 16.2061 | 15.6092 | 15.0333 | 14.4777 | 13.9417 | 13.4246 | 12.9258 | 12.896 | 12.8569 | 12.3838 | 11.9274 | 11.4871 | 11.0622 | 10.6524 | 10.2571 | 9.8758 | 9.5079 | 9.4201 | 9.3293 | 8.9842 | 8.6513 | 8.3302 | 8.0204 | 7.7216 | 7.4334 | 7.1554 | 6.8874 | 6.9773 | 7.0561 | 6.8291 | 6.609 | 6.3956 | 6.1887 | 5.988
|  | RTN26 | Lincolnshire reservoir 25 MCMD | Total NPC |  |  | Total | 2019-20: 1558.388
|  | RTN27 | Lincolnshire reservoir 75 MCMD | Capex | [9 empty] | 82.148 | 82.148 | 82.148 | 82.148 | 82.148 | 82.148 | 147.1196 | 147.1196 | 147.1196 | 147.1196 | 147.1196 | 147.1196 | 147.1196 | 147.1196 | 0 | 0 | 0 | 0 | 0 | 0 | 0 | 0 | 0 | 7.6318 | 0 | 0 | 0 | 0 | 0 | 0 | 0 | 0 | 0 | 139.8081 | 0 | 0 | 0 | 0 | 55.9262 | 0 | 0 | 0 | 0 | 29.5504 | 0 | 0 | 0 | 0 | 0 | 0 | 0 | 0 | 0 | 165.8307 | 0 | 0 | 0 | 0 | 0 | 0 | 0 | 0 | 0 | 131.8379 | 0 | 0 | 0 | 0 | 0 | 0 | 0 | 0 | 0 | 231.2677 | 0 | 0 | 0 | 0 | 0 | 0
|  | RTN27 | Lincolnshire reservoir 75 MCMD | Opex | [9 empty] | 0 | 0 | 0 | 0 | 0 | 0 | 0 | 0 | 0 | 0 | 0 | 0 | 0 | 0 | 11.4582 | 11.4582 | 11.4582 | 11.4582 | 11.4582 | 11.4582 | 11.4582 | 11.4582 | 11.4582 | 11.4582 | 11.4582 | 11.4582 | 11.4582 | 11.4582 | 11.4582 | 11.4582 | 11.4582 | 11.4582 | 11.4582 | 11.4582 | 11.4582 | 11.4582 | 11.4582 | 11.4582 | 11.4582 | 11.4582 | 11.4582 | 11.4582 | 11.4582 | 11.4582 | 11.4582 | 11.4582 | 11.4582 | 11.4582 | 11.4582 | 11.4582 | 11.4582 | 11.4582 | 11.4582 | 11.4582 | 11.4582 | 11.4582 | 11.4582 | 11.4582 | 11.4582 | 11.4582 | 11.4582 | 11.4582 | 11.4582 | 11.4582 | 11.4582 | 11.4582 | 11.4582 | 11.4582 | 11.4582 | 11.4582 | 11.4582 | 11.4582 | 11.4582 | 11.4582 | 11.4582 | 11.4582 | 11.4582 | 11.4582 | 11.4582 | 11.4582
|  | RTN27 | Lincolnshire reservoir 75 MCMD | Financing Cost | [9 empty] | 1.6477 | 4.943 | 8.2384 | 11.5338 | 14.8291 | 18.1245 | 23.261 | 30.2386 | 37.2162 | 44.1938 | 51.1714 | 58.149 | 65.1266 | 72.1042 | 101.616 | 100.8449 | 100.0737 | 99.3026 | 98.5315 | 97.7603 | 96.9892 | 96.2181 | 95.447 | 94.8289 | 94.2108 | 93.4397 | 92.6686 | 91.8974 | 91.1263 | 90.3552 | 89.584 | 88.8129 | 88.0418 | 90.0749 | 92.1079 | 91.3368 | 90.5657 | 89.7945 | 90.1451 | 90.4957 | 89.7246 | 88.9535 | 88.1823 | 88.0039 | 87.8255 | 87.0544 | 86.2832 | 85.5121 | 84.741 | 83.9698 | 83.1987 | 82.4276 | 81.6564 | 84.2115 | 86.7665 | 85.9953 | 85.2242 | 84.4531 | 83.6819 | 82.9108 | 82.1397 | 81.3686 | 80.5974 | 82.4706 | 84.3438 | 83.5727 | 82.8016 | 82.0304 | 81.2593 | 80.4882 | 79.717 | 78.9459 | 78.1748 | 82.0423 | 85.9098 | 85.1387 | 84.3675 | 83.5964 | 82.8253 | 82.0542
|  | RTN27 | Lincolnshire reservoir 75 MCMD | Discount Rate | [9 empty] | 0.035 | 0.035 | 0.035 | 0.035 | 0.035 | 0.035 | 0.035 | 0.035 | 0.035 | 0.035 | 0.035 | 0.035 | 0.035 | 0.035 | 0.035 | 0.035 | 0.035 | 0.035 | 0.035 | 0.035 | 0.035 | 0.035 | 0.035 | 0.035 | 0.035 | 0.035 | 0.035 | 0.035 | 0.035 | 0.035 | 0.03 | 0.03 | 0.03 | 0.03 | 0.03 | 0.03 | 0.03 | 0.03 | 0.03 | 0.03 | 0.03 | 0.03 | 0.03 | 0.03 | 0.03 | 0.03 | 0.03 | 0.03 | 0.03 | 0.03 | 0.03 | 0.03 | 0.03 | 0.03 | 0.03 | 0.03 | 0.03 | 0.03 | 0.03 | 0.03 | 0.03 | 0.03 | 0.03 | 0.03 | 0.03 | 0.03 | 0.03 | 0.03 | 0.03 | 0.03 | 0.03 | 0.03 | 0.03 | 0.03 | 0.03 | 0.025 | 0.025 | 0.025 | 0.025 | 0.025
|  | RTN27 | Lincolnshire reservoir 75 MCMD | Discount Factor | [9 empty] | 0.96618 | 0.93351 | 0.90194 | 0.87144 | 0.84197 | 0.8135 | 0.78599 | 0.75941 | 0.73373 | 0.70892 | 0.68495 | 0.66178 | 0.6394 | 0.61778 | 0.59689 | 0.57671 | 0.5572 | 0.53836 | 0.52016 | 0.50257 | 0.48557 | 0.46915 | 0.45329 | 0.43796 | 0.42315 | 0.40884 | 0.39501 | 0.38165 | 0.36875 | 0.35628 | 0.3459 | 0.33583 | 0.32605 | 0.31655 | 0.30733 | 0.29838 | 0.28969 | 0.28125 | 0.27306 | 0.2651 | 0.25738 | 0.24989 | 0.24261 | 0.23554 | 0.22868 | 0.22202 | 0.21555 | 0.20928 | 0.20318 | 0.19726 | 0.19152 | 0.18594 | 0.18052 | 0.17527 | 0.17016 | 0.1652 | 0.16039 | 0.15572 | 0.15119 | 0.14678 | 0.14251 | 0.13836 | 0.13433 | 0.13041 | 0.12662 | 0.12293 | 0.11935 | 0.11587 | 0.1125 | 0.10922 | 0.10604 | 0.10295 | 0.099951 | 0.09704 | 0.094214 | 0.091916 | 0.089674 | 0.087487 | 0.085353 | 0.083271
|  | RTN27 | Lincolnshire reservoir 75 MCMD | Capex | Costed Risk | [8 empty] | 0 | 0 | 0 | 0 | 0 | 0 | 36.8459 | 36.8459 | 36.8459 | 36.8459 | 36.8459 | 36.8459 | 36.8459 | 36.8459 | 0 | 0 | 0 | 0 | 0 | 0 | 0 | 0 | 0 | 0 | 0 | 0 | 0 | 0 | 0 | 0 | 0 | 0 | 0 | 0 | 0 | 0 | 0 | 0 | 0 | 0 | 0 | 0 | 0 | 0 | 0 | 0 | 0 | 0 | 0 | 0 | 0 | 0 | 0 | 0 | 0 | 0 | 0 | 0 | 0 | 0 | 0 | 0 | 0 | 0 | 0 | 0 | 0 | 0 | 0 | 0 | 0 | 0 | 0 | 0 | 0 | 0 | 0 | 0 | 0 | 0
|  | RTN27 | Lincolnshire reservoir 75 MCMD | Capex | Optimism Bias | [8 empty] | 30.7069 | 30.7069 | 30.7069 | 30.7069 | 30.7069 | 30.7069 | 54.9933 | 54.9933 | 54.9933 | 54.9933 | 54.9933 | 54.9933 | 54.9933 | 54.9933 | 0 | 0 | 0 | 0 | 0 | 0 | 0 | 0 | 0 | 2.8528 | 0 | 0 | 0 | 0 | 0 | 0 | 0 | 0 | 0 | 52.2603 | 0 | 0 | 0 | 0 | 20.9052 | 0 | 0 | 0 | 0 | 11.0459 | 0 | 0 | 0 | 0 | 0 | 0 | 0 | 0 | 0 | 61.9875 | 0 | 0 | 0 | 0 | 0 | 0 | 0 | 0 | 0 | 49.281 | 0 | 0 | 0 | 0 | 0 | 0 | 0 | 0 | 0 | 86.4479 | 0 | 0 | 0 | 0 | 0 | 0
|  | RTN27 | Lincolnshire reservoir 75 MCMD | Net Present Cost (NPC) | [9 empty] | 1.592 | 4.6144 | 7.4306 | 10.051 | 12.4857 | 14.7443 | 18.2829 | 22.9635 | 27.3067 | 31.3298 | 35.0496 | 38.482 | 41.6422 | 44.5446 | 67.4929 | 64.7658 | 62.146 | 59.6293 | 57.2118 | 54.8895 | 52.6589 | 50.5164 | 48.4586 | 46.5492 | 44.7135 | 42.8862 | 41.1314 | 39.4461 | 37.8278 | 36.2739 | 34.9507 | 33.6737 | 32.4415 | 32.1402 | 31.8289 | 30.6717 | 29.555 | 28.4773 | 27.7436 | 27.0285 | 26.0427 | 25.0915 | 24.1736 | 23.4275 | 22.7044 | 21.8719 | 21.0686 | 20.2936 | 19.5458 | 18.8244 | 18.1284 | 17.457 | 16.8094 | 16.7676 | 16.714 | 16.0998 | 15.5071 | 14.9354 | 14.3838 | 13.8517 | 13.3383 | 12.8431 | 12.3655 | 12.2496 | 12.13 | 11.6819 | 11.2496 | 10.8326 | 10.4304 | 10.0423 | 9.6681 | 9.3071 | 8.9589 | 9.0733 | 9.1734 | 8.8788 | 8.5931 | 8.316 | 8.0474 | 7.7869
|  | RTN27 | Lincolnshire reservoir 75 MCMD | Total NPC |  |  |  | 2019-20: 2014.2923
|  | RTN28 | Lincolnshire reservoir 100 MCMD | Capex | [9 empty] | 93.2512 | 93.2512 | 93.2512 | 93.2512 | 93.2512 | 93.2512 | 170.2696 | 170.2696 | 170.2696 | 170.2696 | 170.2696 | 170.2696 | 170.2696 | 170.2696 | 0 | 0 | 0 | 0 | 0 | 0 | 0 | 0 | 0 | 8.8327 | 0 | 0 | 0 | 0 | 0 | 0 | 0 | 0 | 0 | 161.8075 | 0 | 0 | 0 | 0 | 64.7265 | 0 | 0 | 0 | 0 | 34.2003 | 0 | 0 | 0 | 0 | 0 | 0 | 0 | 0 | 0 | 191.925 | 0 | 0 | 0 | 0 | 0 | 0 | 0 | 0 | 0 | 152.5832 | 0 | 0 | 0 | 0 | 0 | 0 | 0 | 0 | 0 | 267.6588 | 0 | 0 | 0 | 0 | 0 | 0
|  | RTN28 | Lincolnshire reservoir 100 MCMD | Opex | [9 empty] | 0 | 0 | 0 | 0 | 0 | 0 | 0 | 0 | 0 | 0 | 0 | 0 | 0 | 0 | 13.5129 | 13.5129 | 13.5129 | 13.5129 | 13.5129 | 13.5129 | 13.5129 | 13.5129 | 13.5129 | 13.5129 | 13.5129 | 13.5129 | 13.5129 | 13.5129 | 13.5129 | 13.5129 | 13.5129 | 13.5129 | 13.5129 | 13.5129 | 13.5129 | 13.5129 | 13.5129 | 13.5129 | 13.5129 | 13.5129 | 13.5129 | 13.5129 | 13.5129 | 13.5129 | 13.5129 | 13.5129 | 13.5129 | 13.5129 | 13.5129 | 13.5129 | 13.5129 | 13.5129 | 13.5129 | 13.5129 | 13.5129 | 13.5129 | 13.5129 | 13.5129 | 13.5129 | 13.5129 | 13.5129 | 13.5129 | 13.5129 | 13.5129 | 13.5129 | 13.5129 | 13.5129 | 13.5129 | 13.5129 | 13.5129 | 13.5129 | 13.5129 | 13.5129 | 13.5129 | 13.5129 | 13.5129 | 13.5129 | 13.5129 | 13.5129 | 13.5129
|  | RTN28 | Lincolnshire reservoir 100 MCMD | Financing Cost | [9 empty] | 1.8704 | 5.6112 | 9.3519 | 13.0927 | 16.8335 | 20.5742 | 26.4494 | 34.4589 | 42.4684 | 50.4779 | 58.4875 | 66.497 | 74.5065 | 82.516 | 116.6387 | 115.7462 | 114.8537 | 113.9613 | 113.0688 | 112.1763 | 111.2839 | 110.3914 | 109.4989 | 108.7836 | 108.0683 | 107.1758 | 106.2833 | 105.3909 | 104.4984 | 103.6059 | 102.7135 | 101.821 | 100.9285 | 103.2815 | 105.6345 | 104.742 | 103.8495 | 102.957 | 103.3628 | 103.7686 | 102.8761 | 101.9837 | 101.0912 | 100.8847 | 100.6782 | 99.7857 | 98.8932 | 98.0008 | 97.1083 | 96.2158 | 95.3233 | 94.4309 | 93.5384 | 96.4955 | 99.4525 | 98.56 | 97.6676 | 96.7751 | 95.8826 | 94.9902 | 94.0977 | 93.2052 | 92.3127 | 94.4807 | 96.6487 | 95.7562 | 94.8637 | 93.9712 | 93.0788 | 92.1863 | 91.2938 | 90.4014 | 89.5089 | 93.985 | 98.4611 | 97.5686 | 96.6761 | 95.7836 | 94.8912 | 93.9987
|  | RTN28 | Lincolnshire reservoir 100 MCMD | Discount Rate | [9 empty] | 0.035 | 0.035 | 0.035 | 0.035 | 0.035 | 0.035 | 0.035 | 0.035 | 0.035 | 0.035 | 0.035 | 0.035 | 0.035 | 0.035 | 0.035 | 0.035 | 0.035 | 0.035 | 0.035 | 0.035 | 0.035 | 0.035 | 0.035 | 0.035 | 0.035 | 0.035 | 0.035 | 0.035 | 0.035 | 0.035 | 0.03 | 0.03 | 0.03 | 0.03 | 0.03 | 0.03 | 0.03 | 0.03 | 0.03 | 0.03 | 0.03 | 0.03 | 0.03 | 0.03 | 0.03 | 0.03 | 0.03 | 0.03 | 0.03 | 0.03 | 0.03 | 0.03 | 0.03 | 0.03 | 0.03 | 0.03 | 0.03 | 0.03 | 0.03 | 0.03 | 0.03 | 0.03 | 0.03 | 0.03 | 0.03 | 0.03 | 0.03 | 0.03 | 0.03 | 0.03 | 0.03 | 0.03 | 0.03 | 0.03 | 0.03 | 0.025 | 0.025 | 0.025 | 0.025 | 0.025
|  | RTN28 | Lincolnshire reservoir 100 MCMD | Discount Factor | [9 empty] | 0.96618 | 0.93351 | 0.90194 | 0.87144 | 0.84197 | 0.8135 | 0.78599 | 0.75941 | 0.73373 | 0.70892 | 0.68495 | 0.66178 | 0.6394 | 0.61778 | 0.59689 | 0.57671 | 0.5572 | 0.53836 | 0.52016 | 0.50257 | 0.48557 | 0.46915 | 0.45329 | 0.43796 | 0.42315 | 0.40884 | 0.39501 | 0.38165 | 0.36875 | 0.35628 | 0.3459 | 0.33583 | 0.32605 | 0.31655 | 0.30733 | 0.29838 | 0.28969 | 0.28125 | 0.27306 | 0.2651 | 0.25738 | 0.24989 | 0.24261 | 0.23554 | 0.22868 | 0.22202 | 0.21555 | 0.20928 | 0.20318 | 0.19726 | 0.19152 | 0.18594 | 0.18052 | 0.17527 | 0.17016 | 0.1652 | 0.16039 | 0.15572 | 0.15119 | 0.14678 | 0.14251 | 0.13836 | 0.13433 | 0.13041 | 0.12662 | 0.12293 | 0.11935 | 0.11587 | 0.1125 | 0.10922 | 0.10604 | 0.10295 | 0.099951 | 0.09704 | 0.094214 | 0.091916 | 0.089674 | 0.087487 | 0.085353 | 0.083271
|  | RTN28 | Lincolnshire reservoir 100 MCMD | Capex | Costed Risk | [8 empty] | 0 | 0 | 0 | 0 | 0 | 0 | 40.3824 | 40.3824 | 40.3824 | 40.3824 | 40.3824 | 40.3824 | 40.3824 | 40.3824 | 0 | 0 | 0 | 0 | 0 | 0 | 0 | 0 | 0 | 0 | 0 | 0 | 0 | 0 | 0 | 0 | 0 | 0 | 0 | 0 | 0 | 0 | 0 | 0 | 0 | 0 | 0 | 0 | 0 | 0 | 0 | 0 | 0 | 0 | 0 | 0 | 0 | 0 | 0 | 0 | 0 | 0 | 0 | 0 | 0 | 0 | 0 | 0 | 0 | 0 | 0 | 0 | 0 | 0 | 0 | 0 | 0 | 0 | 0 | 0 | 0 | 0 | 0 | 0 | 0 | 0
|  | RTN28 | Lincolnshire reservoir 100 MCMD | Capex | Optimism Bias | [8 empty] | 34.8573 | 34.8573 | 34.8573 | 34.8573 | 34.8573 | 34.8573 | 63.6468 | 63.6468 | 63.6468 | 63.6468 | 63.6468 | 63.6468 | 63.6468 | 63.6468 | 0 | 0 | 0 | 0 | 0 | 0 | 0 | 0 | 0 | 3.3017 | 0 | 0 | 0 | 0 | 0 | 0 | 0 | 0 | 0 | 60.4837 | 0 | 0 | 0 | 0 | 24.1948 | 0 | 0 | 0 | 0 | 12.7841 | 0 | 0 | 0 | 0 | 0 | 0 | 0 | 0 | 0 | 71.7415 | 0 | 0 | 0 | 0 | 0 | 0 | 0 | 0 | 0 | 57.0356 | 0 | 0 | 0 | 0 | 0 | 0 | 0 | 0 | 0 | 100.0508 | 0 | 0 | 0 | 0 | 0 | 0
|  | RTN28 | Lincolnshire reservoir 100 MCMD | Net Present Cost (NPC) | [9 empty] | 1.8071 | 5.2381 | 8.4349 | 11.4095 | 14.1733 | 16.7371 | 20.789 | 26.1685 | 31.1604 | 35.7848 | 40.0607 | 44.0066 | 47.6398 | 50.9769 | 77.6863 | 74.5445 | 71.5264 | 68.6272 | 65.8422 | 63.1671 | 60.5977 | 58.1298 | 55.7595 | 53.5606 | 51.4467 | 49.3421 | 47.321 | 45.3802 | 43.5165 | 41.7269 | 40.2029 | 38.7322 | 37.3131 | 36.9711 | 36.6174 | 35.2846 | 33.9984 | 32.7571 | 31.9138 | 31.0919 | 29.9566 | 28.861 | 27.8039 | 26.9454 | 26.1134 | 25.1547 | 24.2296 | 23.3371 | 22.4761 | 21.6454 | 20.844 | 20.071 | 19.3253 | 19.2807 | 19.2223 | 18.515 | 17.8325 | 17.1742 | 16.539 | 15.9263 | 15.3352 | 14.7651 | 14.2152 | 14.0839 | 13.9482 | 13.4322 | 12.9344 | 12.4543 | 11.9912 | 11.5444 | 11.1135 | 10.698 | 10.2972 | 10.4316 | 10.5495 | 10.2102 | 9.8811 | 9.562 | 9.2526 | 8.9526
|  | RTN28 | Lincolnshire reservoir 100 MCMD | Total NPC |  |  |  | 2019-20: 2314.3498
|  | CAM1 | Cambs & West Suffolk to Cambridge Water Co potable transfer (10 Ml/d) | Capex |  |  |  | 0 | 0 | 0 | 0 | 0 | 0 | 2.7472 | 7.4216 | 11.036 | 5.4767 | 0 | 0 | 0 | 0 | 0 | 0.00885 | 0.022854 | 0 | 0 | 0 | 0 | 0 | 0.00885 | 0.4469 | 1.2008 | 0 | 0 | 0 | 0 | 0.00885 | 0.022854 | 0 | 0 | 0 | 0 | 0 | 0.00885 | 0.022854 | 0.43186 | 1.2008 | 0 | 0 | 0 | 0.00885 | 0.022854 | 0 | 0 | 0 | 0 | 0 | 0.00885 | 0.022854 | 0 | 0.43186 | 1.2008 | 0 | 0 | 0.00885 | 0.17434 | 0.60592 | 0 | 0 | 0 | 0 | 0.00885 | 0.022854 | 0 | 0 | 0.43186 | 1.2008 | 0 | 0.00885 | 0.022854 | 0 | 0 | 0 | 0 | 0 | 0.00885 | 0.022854 | 0 | 0 | 0 | 0.43186 | 1.2008 | 0.00885
|  | CAM1 | Cambs & West Suffolk to Cambridge Water Co potable transfer (10 Ml/d) | Capex | Optimism Bias |  |  | 0 | 0 | 0 | 0 | 0 | 0 | 0.50549 | 1.3656 | 2.0306 | 1.0077 | 0 | 0 | 0 | 0 | 0 | 0.0016284 | 0.0042052 | 0 | 0 | 0 | 0 | 0 | 0.0016284 | 0.08223 | 0.22095 | 0 | 0 | 0 | 0 | 0.0016284 | 0.0042052 | 0 | 0 | 0 | 0 | 0 | 0.0016284 | 0.0042052 | 0.079461 | 0.22095 | 0 | 0 | 0 | 0.0016284 | 0.0042052 | 0 | 0 | 0 | 0 | 0 | 0.0016284 | 0.0042052 | 0 | 0.079461 | 0.22095 | 0 | 0 | 0.0016284 | 0.032078 | 0.11149 | 0 | 0 | 0 | 0 | 0.0016284 | 0.0042052 | 0 | 0 | 0.079461 | 0.22095 | 0 | 0.0016284 | 0.0042052 | 0 | 0 | 0 | 0 | 0 | 0.0016284 | 0.0042052 | 0 | 0 | 0 | 0.079461 | 0.22095 | 0.0016284
|  | CAM1 | Cambs & West Suffolk to Cambridge Water Co potable transfer (10 Ml/d) | Discount Factor | [9 empty] | 0.96618 | 0.93351 | 0.90194 | 0.87144 | 0.84197 | 0.8135 | 0.78599 | 0.75941 | 0.73373 | 0.70892 | 0.68495 | 0.66178 | 0.6394 | 0.61778 | 0.59689 | 0.57671 | 0.5572 | 0.53836 | 0.52016 | 0.50257 | 0.48557 | 0.46915 | 0.45329 | 0.43796 | 0.42315 | 0.40884 | 0.39501 | 0.38165 | 0.36875 | 0.35628 | 0.39999 | 0.38834 | 0.37703 | 0.36604 | 0.35538 | 0.34503 | 0.33498 | 0.32523 | 0.31575 | 0.30656 | 0.29763 | 0.28896 | 0.28054 | 0.27237 | 0.26444 | 0.25674 | 0.24926 | 0.242 | 0.23495 | 0.22811 | 0.22146 | 0.21501 | 0.20875 | 0.20267 | 0.19677 | 0.19104 | 0.18547 | 0.18007 | 0.17483 | 0.16973 | 0.16479 | 0.15999 | 0.15533 | 0.15081 | 0.14641 | 0.14215 | 0.13801 | 0.13399 | 0.13009 | 0.1263 | 0.12262 | 0.11905 | 0.11558 | 0.11221 | 0.10895 | 0.1531 | 0.14937 | 0.14573 | 0.14217 | 0.1387
|  | CAM1 | Cambs & West Suffolk to Cambridge Water Co potable transfer (10 Ml/d) | Discount Rate | [9 empty] | 0.035 | 0.035 | 0.035 | 0.035 | 0.035 | 0.035 | 0.035 | 0.035 | 0.035 | 0.035 | 0.035 | 0.035 | 0.035 | 0.035 | 0.035 | 0.035 | 0.035 | 0.035 | 0.035 | 0.035 | 0.035 | 0.035 | 0.035 | 0.035 | 0.035 | 0.035 | 0.035 | 0.035 | 0.035 | 0.035 | 0.03 | 0.03 | 0.03 | 0.03 | 0.03 | 0.03 | 0.03 | 0.03 | 0.03 | 0.03 | 0.03 | 0.03 | 0.03 | 0.03 | 0.03 | 0.03 | 0.03 | 0.03 | 0.03 | 0.03 | 0.03 | 0.03 | 0.03 | 0.03 | 0.03 | 0.03 | 0.03 | 0.03 | 0.03 | 0.03 | 0.03 | 0.03 | 0.03 | 0.03 | 0.03 | 0.03 | 0.03 | 0.03 | 0.03 | 0.03 | 0.03 | 0.03 | 0.03 | 0.03 | 0.03 | 0.025 | 0.025 | 0.025 | 0.025 | 0.025
|  | CAM1 | Cambs & West Suffolk to Cambridge Water Co potable transfer (10 Ml/d) | Financing Cost | [9 empty] | 0.10409 | 0.38528 | 0.80341 | 1.0053 | 0.99421 | 0.98308 | 0.97195 | 0.96082 | 0.94969 | 0.93887 | 0.92856 | 0.91739 | 0.90622 | 0.89505 | 0.88388 | 0.87272 | 0.86188 | 0.86712 | 0.90186 | 0.89257 | 0.88328 | 0.87399 | 0.86471 | 0.85575 | 0.84731 | 0.83798 | 0.82866 | 0.81933 | 0.81001 | 0.80068 | 0.79169 | 0.78323 | 0.79026 | 0.82643 | 0.8171 | 0.80778 | 0.79845 | 0.78945 | 0.78099 | 0.77166 | 0.76233 | 0.75301 | 0.74368 | 0.73435 | 0.72536 | 0.71689 | 0.70756 | 0.7146 | 0.75077 | 0.74144 | 0.73211 | 0.72312 | 0.72033 | 0.73391 | 0.72458 | 0.71525 | 0.70592 | 0.69659 | 0.6876 | 0.67914 | 0.66981 | 0.66048 | 0.66751 | 0.70368 | 0.69435 | 0.68536 | 0.6769 | 0.66757 | 0.65824 | 0.64891 | 0.63958 | 0.63025 | 0.62126 | 0.6128 | 0.60347 | 0.59414 | 0.58481 | 0.59185 | 0.62801 | 0.61902
|  | CAM1 | Cambs & West Suffolk to Cambridge Water Co potable transfer (10 Ml/d) | Net Present Cost (NPC) | [9 empty] | 0.10057 | 0.35966 | 0.72463 | 0.88857 | 0.89734 | 0.89286 | 0.85391 | 0.81659 | 0.7808 | 0.74673 | 0.71442 | 0.68287 | 0.65263 | 0.62366 | 0.59591 | 0.56932 | 0.54403 | 0.52845 | 0.52865 | 0.50611 | 0.48448 | 0.46374 | 0.44385 | 0.42492 | 0.40697 | 0.3894 | 0.37255 | 0.35639 | 0.3409 | 0.32605 | 0.36245 | 0.34861 | 0.34111 | 0.34441 | 0.33107 | 0.3182 | 0.30581 | 0.29398 | 0.28274 | 0.27165 | 0.26096 | 0.25066 | 0.24075 | 0.23119 | 0.22208 | 0.21344 | 0.2049 | 0.20063 | 0.20329 | 0.19524 | 0.18749 | 0.18009 | 0.17427 | 0.17194 | 0.1651 | 0.15851 | 0.15216 | 0.14605 | 0.14022 | 0.1347 | 0.12924 | 0.12398 | 0.12147 | 0.12338 | 0.11842 | 0.11369 | 0.10922 | 0.10478 | 0.10052 | 0.096413 | 0.092461 | 0.088657 | 0.085036 | 0.081609 | 0.078216 | 0.10849 | 0.10445 | 0.10293 | 0.10556 | 0.10174
|  | CAM1 | Cambs & West Suffolk to Cambridge Water Co potable transfer (10 Ml/d) | Opex | [9 empty] | 0 | 0 | 0 | 0.014309 | 0.071543 | 0.11447 | 0.11447 | 0.11447 | 0.11447 | 0.11447 | 0.11447 | 0.11447 | 0.11447 | 0.11447 | 0.11447 | 0.11447 | 0.11447 | 0.11447 | 0.11447 | 0.11447 | 0.11447 | 0.11447 | 0.11447 | 0.11447 | 0.11447 | 0.11447 | 0.11447 | 0.11447 | 0.11447 | 0.11447 | 0.11447 | 0.11447 | 0.11447 | 0.11447 | 0.11447 | 0.11447 | 0.11447 | 0.11447 | 0.11447 | 0.11447 | 0.11447 | 0.11447 | 0.11447 | 0.11447 | 0.11447 | 0.11447 | 0.11447 | 0.11447 | 0.11447 | 0.11447 | 0.11447 | 0.11447 | 0.11447 | 0.11447 | 0.11447 | 0.11447 | 0.11447 | 0.11447 | 0.11447 | 0.11447 | 0.11447 | 0.11447 | 0.11447 | 0.11447 | 0.11447 | 0.11447 | 0.11447 | 0.11447 | 0.11447 | 0.11447 | 0.11447 | 0.11447 | 0.11447 | 0.11447 | 0.11447 | 0.11447 | 0.11447 | 0.11447 | 0.11447 | 0.11447
|  | CAM1 | Cambs & West Suffolk to Cambridge Water Co potable transfer (10 Ml/d) | Total NPC |  |  | Total | 2019-20: 26.1409
|  | CAM2 | Ruthamford South to Cambridge Water potable transfer (10 Ml/d) | Capex |  |  |  | 0 | 0 | 0 | 0 | 0 | 0 | 5.6498 | 15.2629 | 22.696 | 11.263 | 0 | 0 | 0 | 0 | 0 | 0.0089258 | 0.023054 | 0 | 0 | 0 | 0 | 0 | 0.0089258 | 0.48268 | 1.3016 | 0 | 0 | 0 | 0 | 0.0089258 | 0.023054 | 0 | 0 | 0 | 0 | 0 | 0.0089258 | 0.023054 | 0.46756 | 1.3016 | 0 | 0 | 0 | 0.0089258 | 0.023054 | 0 | 0 | 0 | 0 | 0 | 0.0089258 | 0.023054 | 0 | 0.46756 | 1.3016 | 0 | 0 | 0.0089258 | 0.20355 | 0.722 | 0 | 0 | 0 | 0 | 0.0089258 | 0.023054 | 0 | 0 | 0.46756 | 1.3016 | 0 | 0.0089258 | 0.023054 | 0 | 0 | 0 | 0 | 0 | 0.0089258 | 0.023054 | 0 | 0 | 0 | 0.46756 | 1.3016 | 0.0089258
|  | CAM2 | Ruthamford South to Cambridge Water potable transfer (10 Ml/d) | Capex | Optimism Bias |  |  | 0 | 0 | 0 | 0 | 0 | 0 | 1.0396 | 2.8084 | 4.1761 | 2.0724 | 0 | 0 | 0 | 0 | 0 | 0.0016423 | 0.004242 | 0 | 0 | 0 | 0 | 0 | 0.0016423 | 0.088813 | 0.2395 | 0 | 0 | 0 | 0 | 0.0016423 | 0.004242 | 0 | 0 | 0 | 0 | 0 | 0.0016423 | 0.004242 | 0.086031 | 0.2395 | 0 | 0 | 0 | 0.0016423 | 0.004242 | 0 | 0 | 0 | 0 | 0 | 0.0016423 | 0.004242 | 0 | 0.086031 | 0.2395 | 0 | 0 | 0.0016423 | 0.037454 | 0.13285 | 0 | 0 | 0 | 0 | 0.0016423 | 0.004242 | 0 | 0 | 0.086031 | 0.2395 | 0 | 0.0016423 | 0.004242 | 0 | 0 | 0 | 0 | 0 | 0.0016423 | 0.004242 | 0 | 0 | 0 | 0.086031 | 0.2395 | 0.0016423
|  | CAM2 | Ruthamford South to Cambridge Water potable transfer (10 Ml/d) | Discount Factor | [9 empty] | 0.96618 | 0.93351 | 0.90194 | 0.87144 | 0.84197 | 0.8135 | 0.78599 | 0.75941 | 0.73373 | 0.70892 | 0.68495 | 0.66178 | 0.6394 | 0.61778 | 0.59689 | 0.57671 | 0.5572 | 0.53836 | 0.52016 | 0.50257 | 0.48557 | 0.46915 | 0.45329 | 0.43796 | 0.42315 | 0.40884 | 0.39501 | 0.38165 | 0.36875 | 0.35628 | 0.39999 | 0.38834 | 0.37703 | 0.36604 | 0.35538 | 0.34503 | 0.33498 | 0.32523 | 0.31575 | 0.30656 | 0.29763 | 0.28896 | 0.28054 | 0.27237 | 0.26444 | 0.25674 | 0.24926 | 0.242 | 0.23495 | 0.22811 | 0.22146 | 0.21501 | 0.20875 | 0.20267 | 0.19677 | 0.19104 | 0.18547 | 0.18007 | 0.17483 | 0.16973 | 0.16479 | 0.15999 | 0.15533 | 0.15081 | 0.14641 | 0.14215 | 0.13801 | 0.13399 | 0.13009 | 0.1263 | 0.12262 | 0.11905 | 0.11558 | 0.11221 | 0.10895 | 0.1531 | 0.14937 | 0.14573 | 0.14217 | 0.1387
|  | CAM2 | Ruthamford South to Cambridge Water potable transfer (10 Ml/d) | Discount Rate | [9 empty] | 0.035 | 0.035 | 0.035 | 0.035 | 0.035 | 0.035 | 0.035 | 0.035 | 0.035 | 0.035 | 0.035 | 0.035 | 0.035 | 0.035 | 0.035 | 0.035 | 0.035 | 0.035 | 0.035 | 0.035 | 0.035 | 0.035 | 0.035 | 0.035 | 0.035 | 0.035 | 0.035 | 0.035 | 0.035 | 0.035 | 0.03 | 0.03 | 0.03 | 0.03 | 0.03 | 0.03 | 0.03 | 0.03 | 0.03 | 0.03 | 0.03 | 0.03 | 0.03 | 0.03 | 0.03 | 0.03 | 0.03 | 0.03 | 0.03 | 0.03 | 0.03 | 0.03 | 0.03 | 0.03 | 0.03 | 0.03 | 0.03 | 0.03 | 0.03 | 0.03 | 0.03 | 0.03 | 0.03 | 0.03 | 0.03 | 0.03 | 0.03 | 0.03 | 0.03 | 0.03 | 0.03 | 0.03 | 0.03 | 0.03 | 0.03 | 0.025 | 0.025 | 0.025 | 0.025 | 0.025
|  | CAM2 | Ruthamford South to Cambridge Water potable transfer (10 Ml/d) | Financing Cost | [9 empty] | 0.21406 | 0.79234 | 1.6522 | 2.0702 | 2.0525 | 2.0349 | 2.0173 | 1.9997 | 1.982 | 1.9647 | 1.9479 | 1.9303 | 1.9126 | 1.895 | 1.8773 | 1.8597 | 1.8424 | 1.8425 | 1.8749 | 1.8599 | 1.8449 | 1.83 | 1.815 | 1.8004 | 1.7863 | 1.7712 | 1.7562 | 1.7412 | 1.7262 | 1.7112 | 1.6965 | 1.6824 | 1.6851 | 1.7194 | 1.7044 | 1.6894 | 1.6744 | 1.6597 | 1.6456 | 1.6306 | 1.6155 | 1.6005 | 1.5855 | 1.5705 | 1.5558 | 1.5417 | 1.5267 | 1.5294 | 1.5637 | 1.5487 | 1.5337 | 1.519 | 1.5116 | 1.5239 | 1.5089 | 1.4939 | 1.4789 | 1.4639 | 1.4492 | 1.4351 | 1.42 | 1.405 | 1.4077 | 1.442 | 1.427 | 1.4124 | 1.3982 | 1.3832 | 1.3682 | 1.3532 | 1.3382 | 1.3232 | 1.3085 | 1.2943 | 1.2793 | 1.2643 | 1.2493 | 1.252 | 1.2863 | 1.2716
|  | CAM2 | Ruthamford South to Cambridge Water potable transfer (10 Ml/d) | Net Present Cost (NPC) | [9 empty] | 0.20682 | 0.73966 | 1.4902 | 1.8188 | 1.7994 | 1.7655 | 1.692 | 1.6214 | 1.5536 | 1.4888 | 1.427 | 1.367 | 1.3095 | 1.2543 | 1.2014 | 1.1506 | 1.102 | 1.0648 | 1.0456 | 1.0028 | 0.96158 | 0.92204 | 0.88407 | 0.84777 | 0.81313 | 0.77949 | 0.7472 | 0.71621 | 0.68645 | 0.65789 | 0.73274 | 0.70591 | 0.68636 | 0.67893 | 0.65382 | 0.6296 | 0.60623 | 0.5838 | 0.56233 | 0.54135 | 0.52112 | 0.5016 | 0.48278 | 0.46463 | 0.44722 | 0.43056 | 0.41428 | 0.40287 | 0.39919 | 0.38414 | 0.36963 | 0.35571 | 0.34381 | 0.33628 | 0.32354 | 0.31124 | 0.2994 | 0.28797 | 0.27702 | 0.26655 | 0.25631 | 0.24645 | 0.23969 | 0.23788 | 0.22875 | 0.22001 | 0.21165 | 0.20347 | 0.19559 | 0.188 | 0.18068 | 0.17363 | 0.16688 | 0.16043 | 0.15412 | 0.2143 | 0.20683 | 0.20218 | 0.20212 | 0.19516
|  | CAM2 | Ruthamford South to Cambridge Water potable transfer (10 Ml/d) | Opex | [9 empty] | 0 | 0 | 0 | 0.01692 | 0.0846 | 0.13536 | 0.13536 | 0.13536 | 0.13536 | 0.13536 | 0.13536 | 0.13536 | 0.13536 | 0.13536 | 0.13536 | 0.13536 | 0.13536 | 0.13536 | 0.13536 | 0.13536 | 0.13536 | 0.13536 | 0.13536 | 0.13536 | 0.13536 | 0.13536 | 0.13536 | 0.13536 | 0.13536 | 0.13536 | 0.13536 | 0.13536 | 0.13536 | 0.13536 | 0.13536 | 0.13536 | 0.13536 | 0.13536 | 0.13536 | 0.13536 | 0.13536 | 0.13536 | 0.13536 | 0.13536 | 0.13536 | 0.13536 | 0.13536 | 0.13536 | 0.13536 | 0.13536 | 0.13536 | 0.13536 | 0.13536 | 0.13536 | 0.13536 | 0.13536 | 0.13536 | 0.13536 | 0.13536 | 0.13536 | 0.13536 | 0.13536 | 0.13536 | 0.13536 | 0.13536 | 0.13536 | 0.13536 | 0.13536 | 0.13536 | 0.13536 | 0.13536 | 0.13536 | 0.13536 | 0.13536 | 0.13536 | 0.13536 | 0.13536 | 0.13536 | 0.13536 | 0.13536
|  | CAM2 | Ruthamford South to Cambridge Water potable transfer (10 Ml/d) | Total NPC |  |  | Total | 2019-20: 52.2017
|  | CAM3 | Ruthamford South to Cambridge Water potable transfer (20 Ml/d) | Capex |  |  |  | 0 | 0 | 0 | 0 | 0 | 0 | 12.0234 | 32.4811 | 48.2996 | 23.969 | 0 | 0 | 0 | 0 | 0 | 0.0095382 | 0.024669 | 0 | 0 | 0 | 0 | 0 | 0.0095382 | 0.75641 | 2.1205 | 0 | 0 | 0 | 0 | 0.0095382 | 0.024669 | 0 | 0 | 0 | 0 | 0 | 0.0095382 | 0.024669 | 0.74055 | 2.1205 | 0 | 0 | 0 | 0.0095382 | 0.024669 | 0 | 0 | 0 | 0 | 0 | 0.0095382 | 0.024669 | 0 | 0.74055 | 2.1205 | 0 | 0 | 0.0095382 | 0.37086 | 1.3847 | 0 | 0 | 0 | 0 | 0.0095382 | 0.024669 | 0 | 0 | 0.74055 | 2.1205 | 0 | 0.0095382 | 0.024669 | 0 | 0 | 0 | 0 | 0 | 0.0095382 | 0.024669 | 0 | 0 | 0 | 0.74055 | 2.1205 | 0.0095382
|  | CAM3 | Ruthamford South to Cambridge Water potable transfer (20 Ml/d) | Capex | Optimism Bias |  |  | 0 | 0 | 0 | 0 | 0 | 0 | 2.2123 | 5.9765 | 8.8871 | 4.4103 | 0 | 0 | 0 | 0 | 0 | 0.001755 | 0.004539 | 0 | 0 | 0 | 0 | 0 | 0.001755 | 0.13918 | 0.39018 | 0 | 0 | 0 | 0 | 0.001755 | 0.004539 | 0 | 0 | 0 | 0 | 0 | 0.001755 | 0.004539 | 0.13626 | 0.39018 | 0 | 0 | 0 | 0.001755 | 0.004539 | 0 | 0 | 0 | 0 | 0 | 0.001755 | 0.004539 | 0 | 0.13626 | 0.39018 | 0 | 0 | 0.001755 | 0.068237 | 0.25479 | 0 | 0 | 0 | 0 | 0.001755 | 0.004539 | 0 | 0 | 0.13626 | 0.39018 | 0 | 0.001755 | 0.004539 | 0 | 0 | 0 | 0 | 0 | 0.001755 | 0.004539 | 0 | 0 | 0 | 0.13626 | 0.39018 | 0.001755
|  | CAM3 | Ruthamford South to Cambridge Water potable transfer (20 Ml/d) | Discount Factor | [9 empty] | 0.96618 | 0.93351 | 0.90194 | 0.87144 | 0.84197 | 0.8135 | 0.78599 | 0.75941 | 0.73373 | 0.70892 | 0.68495 | 0.66178 | 0.6394 | 0.61778 | 0.59689 | 0.57671 | 0.5572 | 0.53836 | 0.52016 | 0.50257 | 0.48557 | 0.46915 | 0.45329 | 0.43796 | 0.42315 | 0.40884 | 0.39501 | 0.38165 | 0.36875 | 0.35628 | 0.39999 | 0.38834 | 0.37703 | 0.36604 | 0.35538 | 0.34503 | 0.33498 | 0.32523 | 0.31575 | 0.30656 | 0.29763 | 0.28896 | 0.28054 | 0.27237 | 0.26444 | 0.25674 | 0.24926 | 0.242 | 0.23495 | 0.22811 | 0.22146 | 0.21501 | 0.20875 | 0.20267 | 0.19677 | 0.19104 | 0.18547 | 0.18007 | 0.17483 | 0.16973 | 0.16479 | 0.15999 | 0.15533 | 0.15081 | 0.14641 | 0.14215 | 0.13801 | 0.13399 | 0.13009 | 0.1263 | 0.12262 | 0.11905 | 0.11558 | 0.11221 | 0.10895 | 0.1531 | 0.14937 | 0.14573 | 0.14217 | 0.1387
|  | CAM3 | Ruthamford South to Cambridge Water potable transfer (20 Ml/d) | Discount Rate | [9 empty] | 0.035 | 0.035 | 0.035 | 0.035 | 0.035 | 0.035 | 0.035 | 0.035 | 0.035 | 0.035 | 0.035 | 0.035 | 0.035 | 0.035 | 0.035 | 0.035 | 0.035 | 0.035 | 0.035 | 0.035 | 0.035 | 0.035 | 0.035 | 0.035 | 0.035 | 0.035 | 0.035 | 0.035 | 0.035 | 0.035 | 0.03 | 0.03 | 0.03 | 0.03 | 0.03 | 0.03 | 0.03 | 0.03 | 0.03 | 0.03 | 0.03 | 0.03 | 0.03 | 0.03 | 0.03 | 0.03 | 0.03 | 0.03 | 0.03 | 0.03 | 0.03 | 0.03 | 0.03 | 0.03 | 0.03 | 0.03 | 0.03 | 0.03 | 0.03 | 0.03 | 0.03 | 0.03 | 0.03 | 0.03 | 0.03 | 0.03 | 0.03 | 0.03 | 0.03 | 0.03 | 0.03 | 0.03 | 0.03 | 0.03 | 0.03 | 0.025 | 0.025 | 0.025 | 0.025 | 0.025
|  | CAM3 | Ruthamford South to Cambridge Water potable transfer (20 Ml/d) | Financing Cost | [9 empty] | 0.45554 | 1.6862 | 3.5162 | 4.4073 | 4.3732 | 4.3392 | 4.3051 | 4.2711 | 4.237 | 4.2033 | 4.1702 | 4.1361 | 4.102 | 4.0679 | 4.0339 | 3.9998 | 3.9661 | 3.9597 | 4.0073 | 3.9778 | 3.9482 | 3.9186 | 3.889 | 3.8597 | 3.8311 | 3.8014 | 3.7718 | 3.7422 | 3.7125 | 3.6829 | 3.6536 | 3.6249 | 3.6233 | 3.6741 | 3.6444 | 3.6148 | 3.5851 | 3.5559 | 3.5272 | 3.4975 | 3.4679 | 3.4383 | 3.4086 | 3.379 | 3.3497 | 3.321 | 3.2914 | 3.2898 | 3.3405 | 3.3109 | 3.2812 | 3.252 | 3.2362 | 3.2589 | 3.2293 | 3.1997 | 3.17 | 3.1404 | 3.1111 | 3.0824 | 3.0528 | 3.0231 | 3.0216 | 3.0723 | 3.0426 | 3.0133 | 2.9846 | 2.955 | 2.9254 | 2.8957 | 2.8661 | 2.8365 | 2.8072 | 2.7785 | 2.7489 | 2.7192 | 2.6896 | 2.688 | 2.7387 | 2.7094
|  | CAM3 | Ruthamford South to Cambridge Water potable transfer (20 Ml/d) | Net Present Cost (NPC) | [9 empty] | 0.44014 | 1.5741 | 3.1714 | 3.8681 | 3.8148 | 3.735 | 3.582 | 3.435 | 3.2938 | 3.1585 | 3.029 | 2.904 | 2.7841 | 2.6689 | 2.5583 | 2.4521 | 2.3504 | 2.2675 | 2.2156 | 2.1258 | 2.0395 | 1.9567 | 1.8771 | 1.8008 | 1.7278 | 1.6572 | 1.5895 | 1.5244 | 1.462 | 1.402 | 1.5623 | 1.5056 | 1.4612 | 1.4372 | 1.3848 | 1.3342 | 1.2854 | 1.2385 | 1.1933 | 1.1495 | 1.1072 | 1.0664 | 1.027 | 0.98901 | 0.95246 | 0.91735 | 0.88325 | 0.85714 | 0.84409 | 0.81274 | 0.78251 | 0.75342 | 0.7282 | 0.71159 | 0.68503 | 0.65941 | 0.63471 | 0.61089 | 0.58798 | 0.56598 | 0.54461 | 0.52401 | 0.5085 | 0.50134 | 0.48239 | 0.46418 | 0.4467 | 0.42972 | 0.41335 | 0.39757 | 0.38235 | 0.36769 | 0.3536 | 0.34008 | 0.32694 | 0.45492 | 0.4394 | 0.42845 | 0.42521 | 0.41078
|  | CAM3 | Ruthamford South to Cambridge Water potable transfer (20 Ml/d) | Opex | [9 empty] | 0 | 0 | 0 | 0.031515 | 0.15758 | 0.25212 | 0.25212 | 0.25212 | 0.25212 | 0.25212 | 0.25212 | 0.25212 | 0.25212 | 0.25212 | 0.25212 | 0.25212 | 0.25212 | 0.25212 | 0.25212 | 0.25212 | 0.25212 | 0.25212 | 0.25212 | 0.25212 | 0.25212 | 0.25212 | 0.25212 | 0.25212 | 0.25212 | 0.25212 | 0.25212 | 0.25212 | 0.25212 | 0.25212 | 0.25212 | 0.25212 | 0.25212 | 0.25212 | 0.25212 | 0.25212 | 0.25212 | 0.25212 | 0.25212 | 0.25212 | 0.25212 | 0.25212 | 0.25212 | 0.25212 | 0.25212 | 0.25212 | 0.25212 | 0.25212 | 0.25212 | 0.25212 | 0.25212 | 0.25212 | 0.25212 | 0.25212 | 0.25212 | 0.25212 | 0.25212 | 0.25212 | 0.25212 | 0.25212 | 0.25212 | 0.25212 | 0.25212 | 0.25212 | 0.25212 | 0.25212 | 0.25212 | 0.25212 | 0.25212 | 0.25212 | 0.25212 | 0.25212 | 0.25212 | 0.25212 | 0.25212 | 0.25212
|  | CAM3 | Ruthamford South to Cambridge Water potable transfer (20 Ml/d) | Total NPC |  |  | Total | 2019-20: 110.8355
|  | CAM4 | Ruthamford South to Cambridge Water potable transfer (50 Ml/d) | Capex |  |  |  | 0 | 0 | 0 | 0 | 0 | 0 | 2.0507 | 4.7851 | 13.6716 | 27.3432 | 20.5074 | 0 | 0 | 0 | 0 | 0 | 0 | 0.14397 | 0 | 0 | 0 | 0 | 0 | 0 | 0.14397 | 2.3255 | 0 | 0 | 0 | 0 | 0 | 0.14397 | 0 | 0 | 0 | 0 | 0 | 0 | 0.14397 | 0 | 2.3255 | 0 | 0 | 0 | 0 | 0.14397 | 0 | 0 | 0 | 0 | 0 | 0 | 0.14397 | 0 | 0 | 2.3255 | 0 | 0 | 1.5304 | 6.2656 | 0 | 0 | 0 | 0 | 0 | 0 | 0.14397 | 0 | 0 | 0 | 2.3255 | 0 | 0 | 0.14397 | 0 | 0 | 0 | 0 | 0 | 0 | 0.14397 | 0 | 0 | 0 | 0 | 2.3255
|  | CAM4 | Ruthamford South to Cambridge Water potable transfer (50 Ml/d) | Capex | Optimism Bias |  |  | 0 | 0 | 0 | 0 | 0 | 0 | 0.2707 | 0.63163 | 1.8047 | 3.6093 | 2.707 | 0 | 0 | 0 | 0 | 0 | 0 | 0.019004 | 0 | 0 | 0 | 0 | 0 | 0 | 0.019004 | 0.30696 | 0 | 0 | 0 | 0 | 0 | 0.019004 | 0 | 0 | 0 | 0 | 0 | 0 | 0.019004 | 0 | 0.30696 | 0 | 0 | 0 | 0 | 0.019004 | 0 | 0 | 0 | 0 | 0 | 0 | 0.019004 | 0 | 0 | 0.30696 | 0 | 0 | 0.20201 | 0.82706 | 0 | 0 | 0 | 0 | 0 | 0 | 0.019004 | 0 | 0 | 0 | 0.30696 | 0 | 0 | 0.019004 | 0 | 0 | 0 | 0 | 0 | 0 | 0.019004 | 0 | 0 | 0 | 0 | 0.30696
|  | CAM4 | Ruthamford South to Cambridge Water potable transfer (50 Ml/d) | Discount Factor | [9 empty] | 0.96618 | 0.93351 | 0.90194 | 0.87144 | 0.84197 | 0.8135 | 0.78599 | 0.75941 | 0.73373 | 0.70892 | 0.68495 | 0.66178 | 0.6394 | 0.61778 | 0.59689 | 0.57671 | 0.5572 | 0.53836 | 0.52016 | 0.50257 | 0.48557 | 0.46915 | 0.45329 | 0.43796 | 0.42315 | 0.40884 | 0.39501 | 0.38165 | 0.36875 | 0.35628 | 0.39999 | 0.38834 | 0.37703 | 0.36604 | 0.35538 | 0.34503 | 0.33498 | 0.32523 | 0.31575 | 0.30656 | 0.29763 | 0.28896 | 0.28054 | 0.27237 | 0.26444 | 0.25674 | 0.24926 | 0.242 | 0.23495 | 0.22811 | 0.22146 | 0.21501 | 0.20875 | 0.20267 | 0.19677 | 0.19104 | 0.18547 | 0.18007 | 0.17483 | 0.16973 | 0.16479 | 0.15999 | 0.15533 | 0.15081 | 0.14641 | 0.14215 | 0.13801 | 0.13399 | 0.13009 | 0.1263 | 0.12262 | 0.11905 | 0.11558 | 0.11221 | 0.10895 | 0.1531 | 0.14937 | 0.14573 | 0.14217 | 0.1387
|  | CAM4 | Ruthamford South to Cambridge Water potable transfer (50 Ml/d) | Discount Rate | [9 empty] | 0.035 | 0.035 | 0.035 | 0.035 | 0.035 | 0.035 | 0.035 | 0.035 | 0.035 | 0.035 | 0.035 | 0.035 | 0.035 | 0.035 | 0.035 | 0.035 | 0.035 | 0.035 | 0.035 | 0.035 | 0.035 | 0.035 | 0.035 | 0.035 | 0.035 | 0.035 | 0.035 | 0.035 | 0.035 | 0.035 | 0.03 | 0.03 | 0.03 | 0.03 | 0.03 | 0.03 | 0.03 | 0.03 | 0.03 | 0.03 | 0.03 | 0.03 | 0.03 | 0.03 | 0.03 | 0.03 | 0.03 | 0.03 | 0.03 | 0.03 | 0.03 | 0.03 | 0.03 | 0.03 | 0.03 | 0.03 | 0.03 | 0.03 | 0.03 | 0.03 | 0.03 | 0.03 | 0.03 | 0.03 | 0.03 | 0.03 | 0.03 | 0.03 | 0.03 | 0.03 | 0.03 | 0.03 | 0.03 | 0.03 | 0.03 | 0.025 | 0.025 | 0.025 | 0.025 | 0.025
|  | CAM4 | Ruthamford South to Cambridge Water potable transfer (50 Ml/d) | Financing Cost | [9 empty] | 0.074286 | 0.24762 | 0.74286 | 1.725 | 2.4474 | 2.4235 | 2.3995 | 2.3755 | 2.3516 | 2.3276 | 2.3039 | 2.2853 | 2.2613 | 2.2373 | 2.2133 | 2.1893 | 2.1653 | 2.1412 | 2.125 | 2.1886 | 2.1663 | 2.144 | 2.1216 | 2.0993 | 2.077 | 2.0599 | 2.0376 | 2.0152 | 1.9929 | 1.9706 | 1.9482 | 1.9259 | 1.9088 | 1.8865 | 1.9484 | 1.9261 | 1.9037 | 1.8814 | 1.8591 | 1.842 | 1.8196 | 1.7973 | 1.775 | 1.7527 | 1.7303 | 1.708 | 1.6909 | 1.6686 | 1.6462 | 1.7081 | 1.6858 | 1.6635 | 1.696 | 1.8993 | 1.8761 | 1.8538 | 1.8315 | 1.8091 | 1.7868 | 1.7645 | 1.7474 | 1.7251 | 1.7027 | 1.6804 | 1.7423 | 1.72 | 1.6977 | 1.6805 | 1.6582 | 1.6359 | 1.6136 | 1.5912 | 1.5689 | 1.5466 | 1.5295 | 1.5071 | 1.4848 | 1.4625 | 1.4402 | 1.5021
|  | CAM4 | Ruthamford South to Cambridge Water potable transfer (50 Ml/d) | Net Present Cost (NPC) | [9 empty] | 0.071774 | 0.23116 | 0.67002 | 1.5032 | 2.0607 | 2.1596 | 2.2495 | 2.1552 | 2.0647 | 1.9779 | 1.8948 | 1.8185 | 1.7416 | 1.6679 | 1.5971 | 1.5293 | 1.4642 | 1.4017 | 1.3459 | 1.3323 | 1.2764 | 1.2228 | 1.1713 | 1.1219 | 1.0746 | 1.0312 | 0.98753 | 0.94562 | 0.90541 | 0.86683 | 0.96425 | 0.92749 | 0.89403 | 0.85981 | 0.85677 | 0.82412 | 0.79263 | 0.76228 | 0.73303 | 0.70644 | 0.67921 | 0.65298 | 0.6277 | 0.60333 | 0.57986 | 0.55724 | 0.53674 | 0.5157 | 0.49544 | 0.49513 | 0.47576 | 0.4571 | 0.45059 | 0.47866 | 0.46016 | 0.44249 | 0.42546 | 0.40905 | 0.39323 | 0.37799 | 0.36416 | 0.34998 | 0.33632 | 0.32316 | 0.32281 | 0.31023 | 0.29811 | 0.28714 | 0.27587 | 0.26502 | 0.25456 | 0.24449 | 0.23479 | 0.22544 | 0.21701 | 0.30155 | 0.29086 | 0.28052 | 0.2705 | 0.27249
|  | CAM4 | Ruthamford South to Cambridge Water potable transfer (50 Ml/d) | Opex | [9 empty] | 0 | 0 | 0 | 0 | 0 | 0.23123 | 0.46246 | 0.46246 | 0.46246 | 0.46246 | 0.46246 | 0.46246 | 0.46246 | 0.46246 | 0.46246 | 0.46246 | 0.46246 | 0.46246 | 0.46246 | 0.46246 | 0.46246 | 0.46246 | 0.46246 | 0.46246 | 0.46246 | 0.46246 | 0.46246 | 0.46246 | 0.46246 | 0.46246 | 0.46246 | 0.46246 | 0.46246 | 0.46246 | 0.46246 | 0.46246 | 0.46246 | 0.46246 | 0.46246 | 0.46246 | 0.46246 | 0.46246 | 0.46246 | 0.46246 | 0.46246 | 0.46246 | 0.46246 | 0.46246 | 0.46246 | 0.46246 | 0.46246 | 0.46246 | 0.46246 | 0.46246 | 0.46246 | 0.46246 | 0.46246 | 0.46246 | 0.46246 | 0.46246 | 0.46246 | 0.46246 | 0.46246 | 0.46246 | 0.46246 | 0.46246 | 0.46246 | 0.46246 | 0.46246 | 0.46246 | 0.46246 | 0.46246 | 0.46246 | 0.46246 | 0.46246 | 0.46246 | 0.46246 | 0.46246 | 0.46246 | 0.46246
|  | CAM4 | Ruthamford South to Cambridge Water potable transfer (50 Ml/d) | Total NPC |  |  | Total | 2019-20: 65.7005
|  | CAM5 | Cambs & West Suffolk to Cambridge Water Co potable transfer (20 Ml/d) | Capex |  |  |  | 0 | 0 | 0 | 0 | 0 | 0 | 3.8951 | 10.5225 | 15.647 | 7.7649 | 0 | 0 | 0 | 0 | 0 | 0.0089623 | 0.02315 | 0 | 0 | 0 | 0 | 0 | 0.0089623 | 0.49957 | 1.3493 | 0 | 0 | 0 | 0 | 0.0089623 | 0.02315 | 0 | 0 | 0 | 0 | 0 | 0.0089623 | 0.02315 | 0.48441 | 1.3493 | 0 | 0 | 0 | 0.0089623 | 0.02315 | 0 | 0 | 0 | 0 | 0 | 0.0089623 | 0.02315 | 0 | 0.48441 | 1.3493 | 0 | 0 | 0.0089623 | 0.20224 | 0.71638 | 0 | 0 | 0 | 0 | 0.0089623 | 0.02315 | 0 | 0 | 0.48441 | 1.3493 | 0 | 0.0089623 | 0.02315 | 0 | 0 | 0 | 0 | 0 | 0.0089623 | 0.02315 | 0 | 0 | 0 | 0.48441 | 1.3493 | 0.0089623
|  | CAM5 | Cambs & West Suffolk to Cambridge Water Co potable transfer (20 Ml/d) | Capex | Optimism Bias |  |  | 0 | 0 | 0 | 0 | 0 | 0 | 0.7167 | 1.9361 | 2.8791 | 1.4287 | 0 | 0 | 0 | 0 | 0 | 0.0016491 | 0.0042596 | 0 | 0 | 0 | 0 | 0 | 0.0016491 | 0.09192 | 0.24826 | 0 | 0 | 0 | 0 | 0.0016491 | 0.0042596 | 0 | 0 | 0 | 0 | 0 | 0.0016491 | 0.0042596 | 0.089132 | 0.24826 | 0 | 0 | 0 | 0.0016491 | 0.0042596 | 0 | 0 | 0 | 0 | 0 | 0.0016491 | 0.0042596 | 0 | 0.089132 | 0.24826 | 0 | 0 | 0.0016491 | 0.037213 | 0.13181 | 0 | 0 | 0 | 0 | 0.0016491 | 0.0042596 | 0 | 0 | 0.089132 | 0.24826 | 0 | 0.0016491 | 0.0042596 | 0 | 0 | 0 | 0 | 0 | 0.0016491 | 0.0042596 | 0 | 0 | 0 | 0.089132 | 0.24826 | 0.0016491
|  | CAM5 | Cambs & West Suffolk to Cambridge Water Co potable transfer (20 Ml/d) | Discount Factor | [9 empty] | 0.96618 | 0.93351 | 0.90194 | 0.87144 | 0.84197 | 0.8135 | 0.78599 | 0.75941 | 0.73373 | 0.70892 | 0.68495 | 0.66178 | 0.6394 | 0.61778 | 0.59689 | 0.57671 | 0.5572 | 0.53836 | 0.52016 | 0.50257 | 0.48557 | 0.46915 | 0.45329 | 0.43796 | 0.42315 | 0.40884 | 0.39501 | 0.38165 | 0.36875 | 0.35628 | 0.39999 | 0.38834 | 0.37703 | 0.36604 | 0.35538 | 0.34503 | 0.33498 | 0.32523 | 0.31575 | 0.30656 | 0.29763 | 0.28896 | 0.28054 | 0.27237 | 0.26444 | 0.25674 | 0.24926 | 0.242 | 0.23495 | 0.22811 | 0.22146 | 0.21501 | 0.20875 | 0.20267 | 0.19677 | 0.19104 | 0.18547 | 0.18007 | 0.17483 | 0.16973 | 0.16479 | 0.15999 | 0.15533 | 0.15081 | 0.14641 | 0.14215 | 0.13801 | 0.13399 | 0.13009 | 0.1263 | 0.12262 | 0.11905 | 0.11558 | 0.11221 | 0.10895 | 0.1531 | 0.14937 | 0.14573 | 0.14217 | 0.1387
|  | CAM5 | Cambs & West Suffolk to Cambridge Water Co potable transfer (20 Ml/d) | Discount Rate | [9 empty] | 0.035 | 0.035 | 0.035 | 0.035 | 0.035 | 0.035 | 0.035 | 0.035 | 0.035 | 0.035 | 0.035 | 0.035 | 0.035 | 0.035 | 0.035 | 0.035 | 0.035 | 0.035 | 0.035 | 0.035 | 0.035 | 0.035 | 0.035 | 0.035 | 0.035 | 0.035 | 0.035 | 0.035 | 0.035 | 0.035 | 0.03 | 0.03 | 0.03 | 0.03 | 0.03 | 0.03 | 0.03 | 0.03 | 0.03 | 0.03 | 0.03 | 0.03 | 0.03 | 0.03 | 0.03 | 0.03 | 0.03 | 0.03 | 0.03 | 0.03 | 0.03 | 0.03 | 0.03 | 0.03 | 0.03 | 0.03 | 0.03 | 0.03 | 0.03 | 0.03 | 0.03 | 0.03 | 0.03 | 0.03 | 0.03 | 0.03 | 0.03 | 0.03 | 0.03 | 0.03 | 0.03 | 0.03 | 0.03 | 0.03 | 0.03 | 0.025 | 0.025 | 0.025 | 0.025 | 0.025
|  | CAM5 | Cambs & West Suffolk to Cambridge Water Co potable transfer (20 Ml/d) | Financing Cost | [9 empty] | 0.14758 | 0.54625 | 1.1391 | 1.4263 | 1.4122 | 1.3982 | 1.3841 | 1.37 | 1.356 | 1.3423 | 1.329 | 1.3149 | 1.3009 | 1.2868 | 1.2727 | 1.2586 | 1.2448 | 1.2491 | 1.2866 | 1.2747 | 1.2627 | 1.2508 | 1.2389 | 1.2273 | 1.2162 | 1.2043 | 1.1923 | 1.1803 | 1.1684 | 1.1564 | 1.1448 | 1.1337 | 1.1401 | 1.1792 | 1.1672 | 1.1553 | 1.1433 | 1.1317 | 1.1206 | 1.1086 | 1.0966 | 1.0847 | 1.0727 | 1.0607 | 1.0491 | 1.038 | 1.026 | 1.0324 | 1.0716 | 1.0596 | 1.0476 | 1.036 | 1.0316 | 1.0467 | 1.0348 | 1.0228 | 1.0108 | 0.99885 | 0.98722 | 0.97613 | 0.96416 | 0.95219 | 0.95857 | 0.99772 | 0.98576 | 0.97413 | 0.96303 | 0.95106 | 0.93909 | 0.92712 | 0.91515 | 0.90319 | 0.89156 | 0.88046 | 0.86849 | 0.85652 | 0.84455 | 0.85094 | 0.89009 | 0.87846
|  | CAM5 | Cambs & West Suffolk to Cambridge Water Co potable transfer (20 Ml/d) | Net Present Cost (NPC) | [9 empty] | 0.14259 | 0.50993 | 1.0274 | 1.258 | 1.2619 | 1.25 | 1.1967 | 1.1456 | 1.0965 | 1.0497 | 1.0052 | 0.96184 | 0.92031 | 0.88048 | 0.8423 | 0.80569 | 0.77078 | 0.747 | 0.74126 | 0.71019 | 0.68038 | 0.65178 | 0.62433 | 0.59814 | 0.57323 | 0.54895 | 0.52566 | 0.50332 | 0.48189 | 0.46133 | 0.51327 | 0.49402 | 0.48204 | 0.48233 | 0.46402 | 0.44638 | 0.42937 | 0.41308 | 0.39755 | 0.3823 | 0.3676 | 0.35344 | 0.33978 | 0.32663 | 0.31404 | 0.30204 | 0.29026 | 0.28335 | 0.2843 | 0.27329 | 0.26268 | 0.25253 | 0.24426 | 0.2402 | 0.23085 | 0.22184 | 0.21316 | 0.2048 | 0.1968 | 0.18918 | 0.1817 | 0.17449 | 0.1704 | 0.17134 | 0.1646 | 0.15815 | 0.15202 | 0.14598 | 0.14018 | 0.13458 | 0.12919 | 0.12401 | 0.11905 | 0.11434 | 0.1097 | 0.15234 | 0.14683 | 0.14418 | 0.14623 | 0.14105
|  | CAM5 | Cambs & West Suffolk to Cambridge Water Co potable transfer (20 Ml/d) | Opex | [9 empty] | 0 | 0 | 0 | 0.017308 | 0.086541 | 0.13847 | 0.13847 | 0.13847 | 0.13847 | 0.13847 | 0.13847 | 0.13847 | 0.13847 | 0.13847 | 0.13847 | 0.13847 | 0.13847 | 0.13847 | 0.13847 | 0.13847 | 0.13847 | 0.13847 | 0.13847 | 0.13847 | 0.13847 | 0.13847 | 0.13847 | 0.13847 | 0.13847 | 0.13847 | 0.13847 | 0.13847 | 0.13847 | 0.13847 | 0.13847 | 0.13847 | 0.13847 | 0.13847 | 0.13847 | 0.13847 | 0.13847 | 0.13847 | 0.13847 | 0.13847 | 0.13847 | 0.13847 | 0.13847 | 0.13847 | 0.13847 | 0.13847 | 0.13847 | 0.13847 | 0.13847 | 0.13847 | 0.13847 | 0.13847 | 0.13847 | 0.13847 | 0.13847 | 0.13847 | 0.13847 | 0.13847 | 0.13847 | 0.13847 | 0.13847 | 0.13847 | 0.13847 | 0.13847 | 0.13847 | 0.13847 | 0.13847 | 0.13847 | 0.13847 | 0.13847 | 0.13847 | 0.13847 | 0.13847 | 0.13847 | 0.13847 | 0.13847
|  | CAM5 | Cambs & West Suffolk to Cambridge Water Co potable transfer (20 Ml/d) | Total NPC |  |  | Total | 2019-20: 36.7882
|  | CAM6 | Transfer from Cambs & West Suffolk to Cambridge Water Co (50 Ml/d) | Capex |  |  |  | 0 | 0 | 0 | 0 | 0 | 0 | 6.5188 | 17.6104 | 26.1867 | 12.9953 | 0 | 0 | 0 | 0 | 0 | 0.009757 | 0.025246 | 0 | 0 | 0 | 0 | 0 | 0.009757 | 0.80868 | 2.2804 | 0 | 0 | 0 | 0 | 0.009757 | 0.025246 | 0 | 0 | 0 | 0 | 0 | 0.009757 | 0.025246 | 0.79246 | 2.2804 | 0 | 0 | 0 | 0.009757 | 0.025246 | 0 | 0 | 0 | 0 | 0 | 0.009757 | 0.025246 | 0 | 0.79246 | 2.2804 | 0 | 0 | 0.009757 | 0.3231 | 1.1914 | 0 | 0 | 0 | 0 | 0.009757 | 0.025246 | 0 | 0 | 0.79246 | 2.2804 | 0 | 0.009757 | 0.025246 | 0 | 0 | 0 | 0 | 0 | 0.009757 | 0.025246 | 0 | 0 | 0 | 0.79246 | 2.2804 | 0.009757
|  | CAM6 | Transfer from Cambs & West Suffolk to Cambridge Water Co (50 Ml/d) | Capex | Optimism Bias |  |  | 0 | 0 | 0 | 0 | 0 | 0 | 1.1995 | 3.2403 | 4.8184 | 2.3911 | 0 | 0 | 0 | 0 | 0 | 0.0017953 | 0.0046453 | 0 | 0 | 0 | 0 | 0 | 0.0017953 | 0.1488 | 0.4196 | 0 | 0 | 0 | 0 | 0.0017953 | 0.0046453 | 0 | 0 | 0 | 0 | 0 | 0.0017953 | 0.0046453 | 0.14581 | 0.4196 | 0 | 0 | 0 | 0.0017953 | 0.0046453 | 0 | 0 | 0 | 0 | 0 | 0.0017953 | 0.0046453 | 0 | 0.14581 | 0.4196 | 0 | 0 | 0.0017953 | 0.05945 | 0.21922 | 0 | 0 | 0 | 0 | 0.0017953 | 0.0046453 | 0 | 0 | 0.14581 | 0.4196 | 0 | 0.0017953 | 0.0046453 | 0 | 0 | 0 | 0 | 0 | 0.0017953 | 0.0046453 | 0 | 0 | 0 | 0.14581 | 0.4196 | 0.0017953
|  | CAM6 | Transfer from Cambs & West Suffolk to Cambridge Water Co (50 Ml/d) | Discount Factor | [9 empty] | 0.96618 | 0.93351 | 0.90194 | 0.87144 | 0.84197 | 0.8135 | 0.78599 | 0.75941 | 0.73373 | 0.70892 | 0.68495 | 0.66178 | 0.6394 | 0.61778 | 0.59689 | 0.57671 | 0.5572 | 0.53836 | 0.52016 | 0.50257 | 0.48557 | 0.46915 | 0.45329 | 0.43796 | 0.42315 | 0.40884 | 0.39501 | 0.38165 | 0.36875 | 0.35628 | 0.39999 | 0.38834 | 0.37703 | 0.36604 | 0.35538 | 0.34503 | 0.33498 | 0.32523 | 0.31575 | 0.30656 | 0.29763 | 0.28896 | 0.28054 | 0.27237 | 0.26444 | 0.25674 | 0.24926 | 0.242 | 0.23495 | 0.22811 | 0.22146 | 0.21501 | 0.20875 | 0.20267 | 0.19677 | 0.19104 | 0.18547 | 0.18007 | 0.17483 | 0.16973 | 0.16479 | 0.15999 | 0.15533 | 0.15081 | 0.14641 | 0.14215 | 0.13801 | 0.13399 | 0.13009 | 0.1263 | 0.12262 | 0.11905 | 0.11558 | 0.11221 | 0.10895 | 0.1531 | 0.14937 | 0.14573 | 0.14217 | 0.1387
|  | CAM6 | Transfer from Cambs & West Suffolk to Cambridge Water Co (50 Ml/d) | Discount Rate | [9 empty] | 0.035 | 0.035 | 0.035 | 0.035 | 0.035 | 0.035 | 0.035 | 0.035 | 0.035 | 0.035 | 0.035 | 0.035 | 0.035 | 0.035 | 0.035 | 0.035 | 0.035 | 0.035 | 0.035 | 0.035 | 0.035 | 0.035 | 0.035 | 0.035 | 0.035 | 0.035 | 0.035 | 0.035 | 0.035 | 0.035 | 0.03 | 0.03 | 0.03 | 0.03 | 0.03 | 0.03 | 0.03 | 0.03 | 0.03 | 0.03 | 0.03 | 0.03 | 0.03 | 0.03 | 0.03 | 0.03 | 0.03 | 0.03 | 0.03 | 0.03 | 0.03 | 0.03 | 0.03 | 0.03 | 0.03 | 0.03 | 0.03 | 0.03 | 0.03 | 0.03 | 0.03 | 0.03 | 0.03 | 0.03 | 0.03 | 0.03 | 0.03 | 0.03 | 0.03 | 0.03 | 0.03 | 0.03 | 0.03 | 0.03 | 0.03 | 0.025 | 0.025 | 0.025 | 0.025 | 0.025
|  | CAM6 | Transfer from Cambs & West Suffolk to Cambridge Water Co (50 Ml/d) | Financing Cost | [9 empty] | 0.24698 | 0.91421 | 1.9064 | 2.3869 | 2.3633 | 2.3397 | 2.3162 | 2.2926 | 2.269 | 2.2457 | 2.223 | 2.1994 | 2.1758 | 2.1521 | 2.1285 | 2.1048 | 2.0816 | 2.0876 | 2.1513 | 2.1314 | 2.1115 | 2.0916 | 2.0718 | 2.0522 | 2.0333 | 2.0134 | 1.9935 | 1.9735 | 1.9536 | 1.9337 | 1.9141 | 1.8952 | 1.9053 | 1.9717 | 1.9518 | 1.9319 | 1.912 | 1.8924 | 1.8734 | 1.8535 | 1.8336 | 1.8137 | 1.7937 | 1.7738 | 1.7543 | 1.7353 | 1.7154 | 1.7255 | 1.7919 | 1.772 | 1.7521 | 1.7325 | 1.7247 | 1.7498 | 1.7299 | 1.71 | 1.6901 | 1.6701 | 1.6506 | 1.6316 | 1.6117 | 1.5918 | 1.6019 | 1.6683 | 1.6484 | 1.6288 | 1.6099 | 1.59 | 1.57 | 1.5501 | 1.5302 | 1.5102 | 1.4907 | 1.4717 | 1.4518 | 1.4319 | 1.4119 | 1.422 | 1.4885 | 1.469
|  | CAM6 | Transfer from Cambs & West Suffolk to Cambridge Water Co (50 Ml/d) | Net Present Cost (NPC) | [9 empty] | 0.23863 | 0.85342 | 1.7194 | 2.1097 | 2.133 | 2.1246 | 2.0342 | 1.9475 | 1.8643 | 1.7848 | 1.7089 | 1.6355 | 1.5651 | 1.4975 | 1.4328 | 1.3707 | 1.3114 | 1.2703 | 1.2604 | 1.2078 | 1.1573 | 1.1089 | 1.0624 | 1.0179 | 0.97545 | 0.93432 | 0.89485 | 0.85699 | 0.82066 | 0.78581 | 0.87439 | 0.84156 | 0.82086 | 0.82128 | 0.79028 | 0.76039 | 0.73156 | 0.7039 | 0.67741 | 0.65157 | 0.62666 | 0.60265 | 0.57951 | 0.5572 | 0.5358 | 0.51532 | 0.49535 | 0.48336 | 0.4849 | 0.46623 | 0.44824 | 0.43098 | 0.4168 | 0.40975 | 0.39389 | 0.37861 | 0.36389 | 0.3497 | 0.3361 | 0.32309 | 0.3104 | 0.29817 | 0.29105 | 0.2926 | 0.28116 | 0.27019 | 0.2597 | 0.24947 | 0.23961 | 0.23012 | 0.22097 | 0.21216 | 0.20372 | 0.19566 | 0.18779 | 0.26086 | 0.25152 | 0.24686 | 0.25029 | 0.24147
|  | CAM6 | Transfer from Cambs & West Suffolk to Cambridge Water Co (50 Ml/d) | Opex | [9 empty] | 0 | 0 | 0 | 0.03399 | 0.16995 | 0.27192 | 0.27192 | 0.27192 | 0.27192 | 0.27192 | 0.27192 | 0.27192 | 0.27192 | 0.27192 | 0.27192 | 0.27192 | 0.27192 | 0.27192 | 0.27192 | 0.27192 | 0.27192 | 0.27192 | 0.27192 | 0.27192 | 0.27192 | 0.27192 | 0.27192 | 0.27192 | 0.27192 | 0.27192 | 0.27192 | 0.27192 | 0.27192 | 0.27192 | 0.27192 | 0.27192 | 0.27192 | 0.27192 | 0.27192 | 0.27192 | 0.27192 | 0.27192 | 0.27192 | 0.27192 | 0.27192 | 0.27192 | 0.27192 | 0.27192 | 0.27192 | 0.27192 | 0.27192 | 0.27192 | 0.27192 | 0.27192 | 0.27192 | 0.27192 | 0.27192 | 0.27192 | 0.27192 | 0.27192 | 0.27192 | 0.27192 | 0.27192 | 0.27192 | 0.27192 | 0.27192 | 0.27192 | 0.27192 | 0.27192 | 0.27192 | 0.27192 | 0.27192 | 0.27192 | 0.27192 | 0.27192 | 0.27192 | 0.27192 | 0.27192 | 0.27192 | 0.27192
|  | CAM6 | Transfer from Cambs & West Suffolk to Cambridge Water Co (50 Ml/d) | Total NPC |  |  | Total | 2019-20: 62.5494
|  | EXC15 | Cambs & West Suffolk to Essex Central potable transfer (10 Ml/d) | Capex |  |  |  | 0 | 0 | 0 | 0 | 0 | 0 | 2.2635 | 5.2814 | 15.0897 | 30.1794 | 22.6346 | 0 | 0 | 0 | 0 | 0 | 0 | 0.21502 | 0 | 0 | 0 | 0 | 0 | 0 | 0.21502 | 0.90329 | 0 | 0 | 0 | 0 | 0 | 0.21502 | 0 | 0 | 0 | 0 | 0 | 0 | 0.21502 | 0 | 0.90329 | 0 | 0 | 0 | 0 | 0.21502 | 0 | 0 | 0 | 0 | 0 | 0 | 0.21502 | 0 | 0 | 0.90329 | 0 | 0 | 0.75505 | 3.2352 | 0 | 0 | 0 | 0 | 0 | 0 | 0.21502 | 0 | 0 | 0 | 0.90329 | 0 | 0 | 0.21502 | 0 | 0 | 0 | 0 | 0 | 0 | 0.21502 | 0 | 0 | 0 | 0 | 0.90329
|  | EXC15 | Cambs & West Suffolk to Essex Central potable transfer (10 Ml/d) | Capex | Optimism Bias |  |  | 0 | 0 | 0 | 0 | 0 | 0 | 0.41648 | 0.97178 | 2.7765 | 5.553 | 4.1648 | 0 | 0 | 0 | 0 | 0 | 0 | 0.039563 | 0 | 0 | 0 | 0 | 0 | 0 | 0.039563 | 0.1662 | 0 | 0 | 0 | 0 | 0 | 0.039563 | 0 | 0 | 0 | 0 | 0 | 0 | 0.039563 | 0 | 0.1662 | 0 | 0 | 0 | 0 | 0.039563 | 0 | 0 | 0 | 0 | 0 | 0 | 0.039563 | 0 | 0 | 0.1662 | 0 | 0 | 0.13893 | 0.59528 | 0 | 0 | 0 | 0 | 0 | 0 | 0.039563 | 0 | 0 | 0 | 0.1662 | 0 | 0 | 0.039563 | 0 | 0 | 0 | 0 | 0 | 0 | 0.039563 | 0 | 0 | 0 | 0 | 0.1662
|  | EXC15 | Cambs & West Suffolk to Essex Central potable transfer (10 Ml/d) | Discount Factor | [9 empty] | 0.96618 | 0.93351 | 0.90194 | 0.87144 | 0.84197 | 0.8135 | 0.78599 | 0.75941 | 0.73373 | 0.70892 | 0.68495 | 0.66178 | 0.6394 | 0.61778 | 0.59689 | 0.57671 | 0.5572 | 0.53836 | 0.52016 | 0.50257 | 0.48557 | 0.46915 | 0.45329 | 0.43796 | 0.42315 | 0.40884 | 0.39501 | 0.38165 | 0.36875 | 0.35628 | 0.39999 | 0.38834 | 0.37703 | 0.36604 | 0.35538 | 0.34503 | 0.33498 | 0.32523 | 0.31575 | 0.30656 | 0.29763 | 0.28896 | 0.28054 | 0.27237 | 0.26444 | 0.25674 | 0.24926 | 0.242 | 0.23495 | 0.22811 | 0.22146 | 0.21501 | 0.20875 | 0.20267 | 0.19677 | 0.19104 | 0.18547 | 0.18007 | 0.17483 | 0.16973 | 0.16479 | 0.15999 | 0.15533 | 0.15081 | 0.14641 | 0.14215 | 0.13801 | 0.13399 | 0.13009 | 0.1263 | 0.12262 | 0.11905 | 0.11558 | 0.11221 | 0.10895 | 0.1531 | 0.14937 | 0.14573 | 0.14217 | 0.1387
|  | EXC15 | Cambs & West Suffolk to Essex Central potable transfer (10 Ml/d) | Discount Rate | [9 empty] | 0.035 | 0.035 | 0.035 | 0.035 | 0.035 | 0.035 | 0.035 | 0.035 | 0.035 | 0.035 | 0.035 | 0.035 | 0.035 | 0.035 | 0.035 | 0.035 | 0.035 | 0.035 | 0.035 | 0.035 | 0.035 | 0.035 | 0.035 | 0.035 | 0.035 | 0.035 | 0.035 | 0.035 | 0.035 | 0.035 | 0.03 | 0.03 | 0.03 | 0.03 | 0.03 | 0.03 | 0.03 | 0.03 | 0.03 | 0.03 | 0.03 | 0.03 | 0.03 | 0.03 | 0.03 | 0.03 | 0.03 | 0.03 | 0.03 | 0.03 | 0.03 | 0.03 | 0.03 | 0.03 | 0.03 | 0.03 | 0.03 | 0.03 | 0.03 | 0.03 | 0.03 | 0.03 | 0.03 | 0.03 | 0.03 | 0.03 | 0.03 | 0.03 | 0.03 | 0.03 | 0.03 | 0.03 | 0.03 | 0.03 | 0.03 | 0.025 | 0.025 | 0.025 | 0.025 | 0.025
|  | EXC15 | Cambs & West Suffolk to Essex Central potable transfer (10 Ml/d) | Financing Cost | [9 empty] | 0.085758 | 0.28586 | 0.85758 | 1.994 | 2.8344 | 2.8143 | 2.7941 | 2.774 | 2.7539 | 2.7337 | 2.714 | 2.7023 | 2.6821 | 2.6619 | 2.6416 | 2.6214 | 2.6012 | 2.581 | 2.5699 | 2.5852 | 2.5656 | 2.5459 | 2.5263 | 2.5067 | 2.4871 | 2.4756 | 2.4559 | 2.4363 | 2.4167 | 2.397 | 2.3774 | 2.3578 | 2.3463 | 2.3267 | 2.3413 | 2.3216 | 2.302 | 2.2824 | 2.2627 | 2.2513 | 2.2316 | 2.212 | 2.1924 | 2.1727 | 2.1531 | 2.1335 | 2.122 | 2.1024 | 2.0827 | 2.0973 | 2.0777 | 2.0581 | 2.0668 | 2.169 | 2.1489 | 2.1293 | 2.1097 | 2.09 | 2.0704 | 2.0508 | 2.0393 | 2.0197 | 2 | 1.9804 | 1.995 | 1.9754 | 1.9557 | 1.9442 | 1.9246 | 1.905 | 1.8854 | 1.8657 | 1.8461 | 1.8265 | 1.815 | 1.7953 | 1.7757 | 1.7561 | 1.7365 | 1.751
|  | EXC15 | Cambs & West Suffolk to Essex Central potable transfer (10 Ml/d) | Net Present Cost (NPC) | [9 empty] | 0.082858 | 0.26685 | 0.77349 | 1.7376 | 2.3865 | 2.3293 | 2.2733 | 2.1811 | 2.0926 | 2.0075 | 1.9261 | 1.8532 | 1.7776 | 1.705 | 1.6353 | 1.5683 | 1.504 | 1.4423 | 1.3878 | 1.3485 | 1.2934 | 1.2404 | 1.1896 | 1.1408 | 1.0939 | 1.0522 | 1.0089 | 0.96726 | 0.92731 | 0.88896 | 0.99017 | 0.9537 | 0.92159 | 0.88757 | 0.8669 | 0.83488 | 0.80399 | 0.77418 | 0.74544 | 0.7202 | 0.69339 | 0.66752 | 0.64257 | 0.61851 | 0.5953 | 0.57292 | 0.55337 | 0.5325 | 0.51238 | 0.50079 | 0.48185 | 0.4636 | 0.45191 | 0.45947 | 0.44214 | 0.42551 | 0.40947 | 0.39401 | 0.3791 | 0.36473 | 0.35221 | 0.33882 | 0.3259 | 0.31345 | 0.30645 | 0.29474 | 0.28344 | 0.27365 | 0.26312 | 0.25298 | 0.24321 | 0.23379 | 0.22471 | 0.21596 | 0.20842 | 0.28989 | 0.27989 | 0.2702 | 0.26082 | 0.25648
|  | EXC15 | Cambs & West Suffolk to Essex Central potable transfer (10 Ml/d) | Opex | [9 empty] | 0 | 0 | 0 | 0 | 0 | 0.049039 | 0.098077 | 0.098077 | 0.098077 | 0.098077 | 0.098077 | 0.098077 | 0.098077 | 0.098077 | 0.098077 | 0.098077 | 0.098077 | 0.098077 | 0.098077 | 0.098077 | 0.098077 | 0.098077 | 0.098077 | 0.098077 | 0.098077 | 0.098077 | 0.098077 | 0.098077 | 0.098077 | 0.098077 | 0.098077 | 0.098077 | 0.098077 | 0.098077 | 0.098077 | 0.098077 | 0.098077 | 0.098077 | 0.098077 | 0.098077 | 0.098077 | 0.098077 | 0.098077 | 0.098077 | 0.098077 | 0.098077 | 0.098077 | 0.098077 | 0.098077 | 0.098077 | 0.098077 | 0.098077 | 0.098077 | 0.098077 | 0.098077 | 0.098077 | 0.098077 | 0.098077 | 0.098077 | 0.098077 | 0.098077 | 0.098077 | 0.098077 | 0.098077 | 0.098077 | 0.098077 | 0.098077 | 0.098077 | 0.098077 | 0.098077 | 0.098077 | 0.098077 | 0.098077 | 0.098077 | 0.098077 | 0.098077 | 0.098077 | 0.098077 | 0.098077 | 0.098077
|  | EXC15 | Cambs & West Suffolk to Essex Central potable transfer (10 Ml/d) | Total NPC |  |  | Total | 2019-20: 67.2299
|  | EXC3 | Essex South to Essex Central potable transfer (10 Ml/d) | Capex |  |  |  | 0 | 0 | 0 | 0 | 0 | 0 | 0.25435 | 0.59347 | 1.6956 | 3.3913 | 2.5435 | 0 | 0 | 0 | 0 | 0 | 0 | 0.024197 | 0 | 0 | 0 | 0 | 0 | 0 | 0.024197 | 0.67305 | 0 | 0 | 0 | 0 | 0 | 0.024197 | 0 | 0 | 0 | 0 | 0 | 0 | 0.024197 | 0 | 0.67305 | 0 | 0 | 0 | 0 | 0.024197 | 0 | 0 | 0 | 0 | 0 | 0 | 0.024197 | 0 | 0 | 0.67305 | 0 | 0 | 0.15257 | 0.63448 | 0 | 0 | 0 | 0 | 0 | 0 | 0.024197 | 0 | 0 | 0 | 0.67305 | 0 | 0 | 0.024197 | 0 | 0 | 0 | 0 | 0 | 0 | 0.024197 | 0 | 0 | 0 | 0 | 0.67305
|  | EXC3 | Essex South to Essex Central potable transfer (10 Ml/d) | Capex | Optimism Bias |  |  | 0 | 0 | 0 | 0 | 0 | 0 | 0.033574 | 0.078338 | 0.22382 | 0.44765 | 0.33574 | 0 | 0 | 0 | 0 | 0 | 0 | 0.0031941 | 0 | 0 | 0 | 0 | 0 | 0 | 0.0031941 | 0.088843 | 0 | 0 | 0 | 0 | 0 | 0.0031941 | 0 | 0 | 0 | 0 | 0 | 0 | 0.0031941 | 0 | 0.088843 | 0 | 0 | 0 | 0 | 0.0031941 | 0 | 0 | 0 | 0 | 0 | 0 | 0.0031941 | 0 | 0 | 0.088843 | 0 | 0 | 0.020139 | 0.083751 | 0 | 0 | 0 | 0 | 0 | 0 | 0.0031941 | 0 | 0 | 0 | 0.088843 | 0 | 0 | 0.0031941 | 0 | 0 | 0 | 0 | 0 | 0 | 0.0031941 | 0 | 0 | 0 | 0 | 0.088843
|  | EXC3 | Essex South to Essex Central potable transfer (10 Ml/d) | Discount Factor | [9 empty] | 0.96618 | 0.93351 | 0.90194 | 0.87144 | 0.84197 | 0.8135 | 0.78599 | 0.75941 | 0.73373 | 0.70892 | 0.68495 | 0.66178 | 0.6394 | 0.61778 | 0.59689 | 0.57671 | 0.5572 | 0.53836 | 0.52016 | 0.50257 | 0.48557 | 0.46915 | 0.45329 | 0.43796 | 0.42315 | 0.40884 | 0.39501 | 0.38165 | 0.36875 | 0.35628 | 0.39999 | 0.38834 | 0.37703 | 0.36604 | 0.35538 | 0.34503 | 0.33498 | 0.32523 | 0.31575 | 0.30656 | 0.29763 | 0.28896 | 0.28054 | 0.27237 | 0.26444 | 0.25674 | 0.24926 | 0.242 | 0.23495 | 0.22811 | 0.22146 | 0.21501 | 0.20875 | 0.20267 | 0.19677 | 0.19104 | 0.18547 | 0.18007 | 0.17483 | 0.16973 | 0.16479 | 0.15999 | 0.15533 | 0.15081 | 0.14641 | 0.14215 | 0.13801 | 0.13399 | 0.13009 | 0.1263 | 0.12262 | 0.11905 | 0.11558 | 0.11221 | 0.10895 | 0.1531 | 0.14937 | 0.14573 | 0.14217 | 0.1387
|  | EXC3 | Essex South to Essex Central potable transfer (10 Ml/d) | Discount Rate | [9 empty] | 0.035 | 0.035 | 0.035 | 0.035 | 0.035 | 0.035 | 0.035 | 0.035 | 0.035 | 0.035 | 0.035 | 0.035 | 0.035 | 0.035 | 0.035 | 0.035 | 0.035 | 0.035 | 0.035 | 0.035 | 0.035 | 0.035 | 0.035 | 0.035 | 0.035 | 0.035 | 0.035 | 0.035 | 0.035 | 0.035 | 0.03 | 0.03 | 0.03 | 0.03 | 0.03 | 0.03 | 0.03 | 0.03 | 0.03 | 0.03 | 0.03 | 0.03 | 0.03 | 0.03 | 0.03 | 0.03 | 0.03 | 0.03 | 0.03 | 0.03 | 0.03 | 0.03 | 0.03 | 0.03 | 0.03 | 0.03 | 0.03 | 0.03 | 0.03 | 0.03 | 0.03 | 0.03 | 0.03 | 0.03 | 0.03 | 0.03 | 0.03 | 0.03 | 0.03 | 0.03 | 0.03 | 0.03 | 0.03 | 0.03 | 0.03 | 0.025 | 0.025 | 0.025 | 0.025 | 0.025
|  | EXC3 | Essex South to Essex Central potable transfer (10 Ml/d) | Financing Cost | [9 empty] | 0.0092134 | 0.030711 | 0.092134 | 0.21364 | 0.30252 | 0.29869 | 0.29486 | 0.29103 | 0.2872 | 0.28338 | 0.27958 | 0.27664 | 0.27278 | 0.26891 | 0.26505 | 0.26119 | 0.25732 | 0.25346 | 0.25115 | 0.2725 | 0.26895 | 0.2654 | 0.26185 | 0.25829 | 0.25474 | 0.25207 | 0.24851 | 0.24496 | 0.24141 | 0.23786 | 0.2343 | 0.23075 | 0.22808 | 0.22452 | 0.24535 | 0.2418 | 0.23825 | 0.2347 | 0.23114 | 0.22847 | 0.22492 | 0.22136 | 0.21781 | 0.21426 | 0.21071 | 0.20715 | 0.20448 | 0.20093 | 0.19737 | 0.2182 | 0.21465 | 0.2111 | 0.21302 | 0.23231 | 0.22867 | 0.22512 | 0.22157 | 0.21802 | 0.21447 | 0.21091 | 0.20824 | 0.20469 | 0.20113 | 0.19758 | 0.21841 | 0.21486 | 0.2113 | 0.20863 | 0.20508 | 0.20152 | 0.19797 | 0.19442 | 0.19087 | 0.18732 | 0.18464 | 0.18109 | 0.17753 | 0.17398 | 0.17043 | 0.19126
|  | EXC3 | Essex South to Essex Central potable transfer (10 Ml/d) | Net Present Cost (NPC) | [9 empty] | 0.0089018 | 0.028669 | 0.0831 | 0.18617 | 0.25471 | 0.26072 | 0.26602 | 0.25412 | 0.24272 | 0.23179 | 0.22136 | 0.21193 | 0.20229 | 0.19306 | 0.18423 | 0.17577 | 0.16767 | 0.15992 | 0.15331 | 0.15886 | 0.15176 | 0.14496 | 0.13845 | 0.13221 | 0.12624 | 0.12088 | 0.11539 | 0.11013 | 0.10509 | 0.10027 | 0.11116 | 0.10654 | 0.10243 | 0.098143 | 0.10269 | 0.09847 | 0.094412 | 0.090507 | 0.086749 | 0.083402 | 0.079916 | 0.076562 | 0.073335 | 0.070232 | 0.067247 | 0.064376 | 0.061834 | 0.059173 | 0.056615 | 0.059717 | 0.057191 | 0.054762 | 0.053567 | 0.055917 | 0.053573 | 0.051334 | 0.04918 | 0.047108 | 0.045115 | 0.043198 | 0.041499 | 0.039722 | 0.038013 | 0.03637 | 0.038361 | 0.036738 | 0.035178 | 0.033795 | 0.032349 | 0.030958 | 0.02962 | 0.028335 | 0.027099 | 0.025911 | 0.024865 | 0.034399 | 0.03303 | 0.031707 | 0.030428 | 0.032575
|  | EXC3 | Essex South to Essex Central potable transfer (10 Ml/d) | Opex | [9 empty] | 0 | 0 | 0 | 0 | 0 | 0.021797 | 0.043594 | 0.043594 | 0.043594 | 0.043594 | 0.043594 | 0.043594 | 0.043594 | 0.043594 | 0.043594 | 0.043594 | 0.043594 | 0.043594 | 0.043594 | 0.043594 | 0.043594 | 0.043594 | 0.043594 | 0.043594 | 0.043594 | 0.043594 | 0.043594 | 0.043594 | 0.043594 | 0.043594 | 0.043594 | 0.043594 | 0.043594 | 0.043594 | 0.043594 | 0.043594 | 0.043594 | 0.043594 | 0.043594 | 0.043594 | 0.043594 | 0.043594 | 0.043594 | 0.043594 | 0.043594 | 0.043594 | 0.043594 | 0.043594 | 0.043594 | 0.043594 | 0.043594 | 0.043594 | 0.043594 | 0.043594 | 0.043594 | 0.043594 | 0.043594 | 0.043594 | 0.043594 | 0.043594 | 0.043594 | 0.043594 | 0.043594 | 0.043594 | 0.043594 | 0.043594 | 0.043594 | 0.043594 | 0.043594 | 0.043594 | 0.043594 | 0.043594 | 0.043594 | 0.043594 | 0.043594 | 0.043594 | 0.043594 | 0.043594 | 0.043594 | 0.043594
|  | EXC3 | Essex South to Essex Central potable transfer (10 Ml/d) | Total NPC |  |  | Total | 2019-20: 7.7061
|  | EXC5 | Cambs & West Suffolk to Essex Central potable transfer (10 Ml/d) | Capex |  |  |  | 0 | 0 | 0 | 0 | 0 | 0 | 1.2174 | 3.2889 | 4.8906 | 2.427 | 0 | 0 | 0 | 0 | 0 | 0.007815 | 0.020131 | 0 | 0 | 0 | 0 | 0 | 0.007815 | 0.25647 | 0.66943 | 0 | 0 | 0 | 0 | 0.007815 | 0.020131 | 0 | 0 | 0 | 0 | 0 | 0.007815 | 0.020131 | 0.24291 | 0.66943 | 0 | 0 | 0 | 0.007815 | 0.020131 | 0 | 0 | 0 | 0 | 0 | 0.007815 | 0.020131 | 0 | 0.24291 | 0.66943 | 0 | 0 | 0.007815 | 0.10286 | 0.33092 | 0 | 0 | 0 | 0 | 0.007815 | 0.020131 | 0 | 0 | 0.24291 | 0.66943 | 0 | 0.007815 | 0.020131 | 0 | 0 | 0 | 0 | 0 | 0.007815 | 0.020131 | 0 | 0 | 0 | 0.24291 | 0.66943 | 0.007815
|  | EXC5 | Cambs & West Suffolk to Essex Central potable transfer (10 Ml/d) | Capex | Optimism Bias |  |  | 0 | 0 | 0 | 0 | 0 | 0 | 0.22401 | 0.60516 | 0.89987 | 0.44657 | 0 | 0 | 0 | 0 | 0 | 0.001438 | 0.0037041 | 0 | 0 | 0 | 0 | 0 | 0.001438 | 0.04719 | 0.12318 | 0 | 0 | 0 | 0 | 0.001438 | 0.0037041 | 0 | 0 | 0 | 0 | 0 | 0.001438 | 0.0037041 | 0.044695 | 0.12318 | 0 | 0 | 0 | 0.001438 | 0.0037041 | 0 | 0 | 0 | 0 | 0 | 0.001438 | 0.0037041 | 0 | 0.044695 | 0.12318 | 0 | 0 | 0.001438 | 0.018926 | 0.060889 | 0 | 0 | 0 | 0 | 0.001438 | 0.0037041 | 0 | 0 | 0.044695 | 0.12318 | 0 | 0.001438 | 0.0037041 | 0 | 0 | 0 | 0 | 0 | 0.001438 | 0.0037041 | 0 | 0 | 0 | 0.044695 | 0.12318 | 0.001438
|  | EXC5 | Cambs & West Suffolk to Essex Central potable transfer (10 Ml/d) | Discount Factor | [9 empty] | 0.96618 | 0.93351 | 0.90194 | 0.87144 | 0.84197 | 0.8135 | 0.78599 | 0.75941 | 0.73373 | 0.70892 | 0.68495 | 0.66178 | 0.6394 | 0.61778 | 0.59689 | 0.57671 | 0.5572 | 0.53836 | 0.52016 | 0.50257 | 0.48557 | 0.46915 | 0.45329 | 0.43796 | 0.42315 | 0.40884 | 0.39501 | 0.38165 | 0.36875 | 0.35628 | 0.39999 | 0.38834 | 0.37703 | 0.36604 | 0.35538 | 0.34503 | 0.33498 | 0.32523 | 0.31575 | 0.30656 | 0.29763 | 0.28896 | 0.28054 | 0.27237 | 0.26444 | 0.25674 | 0.24926 | 0.242 | 0.23495 | 0.22811 | 0.22146 | 0.21501 | 0.20875 | 0.20267 | 0.19677 | 0.19104 | 0.18547 | 0.18007 | 0.17483 | 0.16973 | 0.16479 | 0.15999 | 0.15533 | 0.15081 | 0.14641 | 0.14215 | 0.13801 | 0.13399 | 0.13009 | 0.1263 | 0.12262 | 0.11905 | 0.11558 | 0.11221 | 0.10895 | 0.1531 | 0.14937 | 0.14573 | 0.14217 | 0.1387
|  | EXC5 | Cambs & West Suffolk to Essex Central potable transfer (10 Ml/d) | Discount Rate | [9 empty] | 0.035 | 0.035 | 0.035 | 0.035 | 0.035 | 0.035 | 0.035 | 0.035 | 0.035 | 0.035 | 0.035 | 0.035 | 0.035 | 0.035 | 0.035 | 0.035 | 0.035 | 0.035 | 0.035 | 0.035 | 0.035 | 0.035 | 0.035 | 0.035 | 0.035 | 0.035 | 0.035 | 0.035 | 0.035 | 0.035 | 0.03 | 0.03 | 0.03 | 0.03 | 0.03 | 0.03 | 0.03 | 0.03 | 0.03 | 0.03 | 0.03 | 0.03 | 0.03 | 0.03 | 0.03 | 0.03 | 0.03 | 0.03 | 0.03 | 0.03 | 0.03 | 0.03 | 0.03 | 0.03 | 0.03 | 0.03 | 0.03 | 0.03 | 0.03 | 0.03 | 0.03 | 0.03 | 0.03 | 0.03 | 0.03 | 0.03 | 0.03 | 0.03 | 0.03 | 0.03 | 0.03 | 0.03 | 0.03 | 0.03 | 0.03 | 0.025 | 0.025 | 0.025 | 0.025 | 0.025
|  | EXC5 | Cambs & West Suffolk to Essex Central potable transfer (10 Ml/d) | Financing Cost | [9 empty] | 0.046126 | 0.17074 | 0.35603 | 0.44527 | 0.43983 | 0.4344 | 0.42897 | 0.42354 | 0.4181 | 0.41294 | 0.40823 | 0.40276 | 0.39729 | 0.39182 | 0.38634 | 0.38087 | 0.3757 | 0.37965 | 0.39965 | 0.39499 | 0.39033 | 0.38567 | 0.381 | 0.37664 | 0.37272 | 0.36803 | 0.36333 | 0.35864 | 0.35395 | 0.34925 | 0.34486 | 0.34093 | 0.34544 | 0.3661 | 0.36141 | 0.35671 | 0.35202 | 0.34762 | 0.34368 | 0.33899 | 0.33429 | 0.3296 | 0.3249 | 0.3202 | 0.31581 | 0.31187 | 0.30718 | 0.31168 | 0.33235 | 0.32766 | 0.32296 | 0.31856 | 0.31773 | 0.32554 | 0.32085 | 0.31615 | 0.31145 | 0.30676 | 0.30236 | 0.29843 | 0.29373 | 0.28903 | 0.29354 | 0.31421 | 0.30951 | 0.30511 | 0.30118 | 0.29649 | 0.29179 | 0.28709 | 0.2824 | 0.2777 | 0.2733 | 0.26937 | 0.26468 | 0.25998 | 0.25528 | 0.25979 | 0.28046 | 0.27606
|  | EXC5 | Cambs & West Suffolk to Essex Central potable transfer (10 Ml/d) | Net Present Cost (NPC) | [9 empty] | 0.044566 | 0.15938 | 0.32112 | 0.3926 | 0.39243 | 0.38756 | 0.37018 | 0.35354 | 0.3376 | 0.32252 | 0.30839 | 0.29434 | 0.28089 | 0.26801 | 0.25568 | 0.24388 | 0.23274 | 0.227 | 0.22973 | 0.21962 | 0.20993 | 0.20064 | 0.19174 | 0.18335 | 0.17549 | 0.16764 | 0.16011 | 0.15291 | 0.14601 | 0.1394 | 0.15474 | 0.14871 | 0.14608 | 0.14939 | 0.14337 | 0.13757 | 0.13199 | 0.12672 | 0.12178 | 0.1168 | 0.112 | 0.10738 | 0.10293 | 0.098656 | 0.094619 | 0.090853 | 0.087037 | 0.085593 | 0.087955 | 0.084323 | 0.080827 | 0.077526 | 0.075095 | 0.074491 | 0.071397 | 0.068421 | 0.065557 | 0.062802 | 0.060204 | 0.057783 | 0.055326 | 0.052963 | 0.052121 | 0.053719 | 0.051467 | 0.049343 | 0.047363 | 0.045354 | 0.043422 | 0.041565 | 0.039778 | 0.038061 | 0.036443 | 0.034941 | 0.033411 | 0.046235 | 0.044406 | 0.04398 | 0.045845 | 0.044117
|  | EXC5 | Cambs & West Suffolk to Essex Central potable transfer (10 Ml/d) | Opex | [9 empty] | 0 | 0 | 0 | 0.0052507 | 0.026254 | 0.042006 | 0.042006 | 0.042006 | 0.042006 | 0.042006 | 0.042006 | 0.042006 | 0.042006 | 0.042006 | 0.042006 | 0.042006 | 0.042006 | 0.042006 | 0.042006 | 0.042006 | 0.042006 | 0.042006 | 0.042006 | 0.042006 | 0.042006 | 0.042006 | 0.042006 | 0.042006 | 0.042006 | 0.042006 | 0.042006 | 0.042006 | 0.042006 | 0.042006 | 0.042006 | 0.042006 | 0.042006 | 0.042006 | 0.042006 | 0.042006 | 0.042006 | 0.042006 | 0.042006 | 0.042006 | 0.042006 | 0.042006 | 0.042006 | 0.042006 | 0.042006 | 0.042006 | 0.042006 | 0.042006 | 0.042006 | 0.042006 | 0.042006 | 0.042006 | 0.042006 | 0.042006 | 0.042006 | 0.042006 | 0.042006 | 0.042006 | 0.042006 | 0.042006 | 0.042006 | 0.042006 | 0.042006 | 0.042006 | 0.042006 | 0.042006 | 0.042006 | 0.042006 | 0.042006 | 0.042006 | 0.042006 | 0.042006 | 0.042006 | 0.042006 | 0.042006 | 0.042006
|  | EXC5 | Cambs & West Suffolk to Essex Central potable transfer (10 Ml/d) | Total NPC |  |  | Total | 2019-20: 11.2914
|  | EXC7 | Essex Central WTW backwash water recovery | Capex |  |  |  | 0 | 0 | 0 | 0 | 0 | 0 | 0.027042 | 0.016654 | 0 | 0 | 0 | 0 | 0 | 0.0063915 | 0.019175 | 0 | 0 | 0 | 0 | 0 | 0.0063915 | 0.025576 | 0.019206 | 0 | 0 | 0 | 0 | 0.0063915 | 0.019175 | 0 | 0 | 0 | 0 | 0 | 0.0063915 | 0.019175 | 0.0064019 | 0.019206 | 0 | 0 | 0 | 0.0063915 | 0.019175 | 0 | 0 | 0 | 0 | 0 | 0.0063915 | 0.019175 | 0 | 0.0064019 | 0.019206 | 0 | 0 | 0.0063915 | 0.019175 | 0 | 0 | 0 | 0 | 0 | 0.0063915 | 0.019175 | 0 | 0 | 0.0064019 | 0.019206 | 0 | 0.0063915 | 0.019175 | 0 | 0 | 0 | 0 | 0 | 0.0063915 | 0.019175 | 0 | 0 | 0 | 0.0064019 | 0.019206 | 0.0063915 | 0.019175 | 0
|  | EXC7 | Essex Central WTW backwash water recovery | Capex | Optimism Bias |  |  | 0 | 0 | 0 | 0 | 0 | 0 | -2.4755e-12 | -1.5245e-12 | 0 | 0 | 0 | 0 | 0 | -5.8508e-13 | -1.7552e-12 | 0 | 0 | 0 | 0 | 0 | -5.8508e-13 | -2.3413e-12 | -1.7581e-12 | 0 | 0 | 0 | 0 | -5.8508e-13 | -1.7552e-12 | 0 | 0 | 0 | 0 | 0 | -5.8508e-13 | -1.7552e-12 | -5.8603e-13 | -1.7581e-12 | 0 | 0 | 0 | -5.8508e-13 | -1.7552e-12 | 0 | 0 | 0 | 0 | 0 | -5.8508e-13 | -1.7552e-12 | 0 | -5.8603e-13 | -1.7581e-12 | 0 | 0 | -5.8508e-13 | -1.7552e-12 | 0 | 0 | 0 | 0 | 0 | -5.8508e-13 | -1.7552e-12 | 0 | 0 | -5.8603e-13 | -1.7581e-12 | 0 | -5.8508e-13 | -1.7552e-12 | 0 | 0 | 0 | 0 | 0 | -5.8508e-13 | -1.7552e-12 | 0 | 0 | 0 | -5.8603e-13 | -1.7581e-12 | -5.8508e-13 | -1.7552e-12 | 0
|  | EXC7 | Essex Central WTW backwash water recovery | Discount Factor | [9 empty] | 0.96618 | 0.93351 | 0.90194 | 0.87144 | 0.84197 | 0.8135 | 0.78599 | 0.75941 | 0.73373 | 0.70892 | 0.68495 | 0.66178 | 0.6394 | 0.61778 | 0.59689 | 0.57671 | 0.5572 | 0.53836 | 0.52016 | 0.50257 | 0.48557 | 0.46915 | 0.45329 | 0.43796 | 0.42315 | 0.40884 | 0.39501 | 0.38165 | 0.36875 | 0.35628 | 0.39999 | 0.38834 | 0.37703 | 0.36604 | 0.35538 | 0.34503 | 0.33498 | 0.32523 | 0.31575 | 0.30656 | 0.29763 | 0.28896 | 0.28054 | 0.27237 | 0.26444 | 0.25674 | 0.24926 | 0.242 | 0.23495 | 0.22811 | 0.22146 | 0.21501 | 0.20875 | 0.20267 | 0.19677 | 0.19104 | 0.18547 | 0.18007 | 0.17483 | 0.16973 | 0.16479 | 0.15999 | 0.15533 | 0.15081 | 0.14641 | 0.14215 | 0.13801 | 0.13399 | 0.13009 | 0.1263 | 0.12262 | 0.11905 | 0.11558 | 0.11221 | 0.10895 | 0.1531 | 0.14937 | 0.14573 | 0.14217 | 0.1387
|  | EXC7 | Essex Central WTW backwash water recovery | Discount Rate | [9 empty] | 0.035 | 0.035 | 0.035 | 0.035 | 0.035 | 0.035 | 0.035 | 0.035 | 0.035 | 0.035 | 0.035 | 0.035 | 0.035 | 0.035 | 0.035 | 0.035 | 0.035 | 0.035 | 0.035 | 0.035 | 0.035 | 0.035 | 0.035 | 0.035 | 0.035 | 0.035 | 0.035 | 0.035 | 0.035 | 0.035 | 0.03 | 0.03 | 0.03 | 0.03 | 0.03 | 0.03 | 0.03 | 0.03 | 0.03 | 0.03 | 0.03 | 0.03 | 0.03 | 0.03 | 0.03 | 0.03 | 0.03 | 0.03 | 0.03 | 0.03 | 0.03 | 0.03 | 0.03 | 0.03 | 0.03 | 0.03 | 0.03 | 0.03 | 0.03 | 0.03 | 0.03 | 0.03 | 0.03 | 0.03 | 0.03 | 0.03 | 0.03 | 0.03 | 0.03 | 0.03 | 0.03 | 0.03 | 0.03 | 0.03 | 0.03 | 0.025 | 0.025 | 0.025 | 0.025 | 0.025
|  | EXC7 | Essex Central WTW backwash water recovery | Financing Cost | [9 empty] | 0.00086535 | 0.0013983 | 0.0013983 | 0.0013205 | 0.001165 | 0.0010094 | 0.00085386 | 0.00088823 | 0.0012732 | 0.0010008 | 0.0007868 | 0.00063125 | 0.0004757 | 0.00032014 | 0.00036912 | 0.0010252 | 0.0014501 | 0.0012399 | 0.001049 | 0.00087755 | 0.00070604 | 0.00073907 | 0.0011812 | 0.0010097 | 0.00083815 | 0.00066664 | 0.00049514 | 0.00032364 | 0.00035666 | 0.00079875 | 0.0008321 | 0.0012752 | 0.0011037 | 0.00093218 | 0.00076067 | 0.0007937 | 0.0012358 | 0.0010643 | 0.00089278 | 0.00072127 | 0.00054977 | 0.00037827 | 0.00041129 | 0.00085338 | 0.00068187 | 0.00071523 | 0.0011583 | 0.00098681 | 0.0008153 | 0.00084833 | 0.0012904 | 0.0011189 | 0.00094741 | 0.0007759 | 0.0006044 | 0.0004329 | 0.00046592 | 0.00090801 | 0.0007365 | 0.000565 | 0.00059836 | 0.0010414 | 0.00086993 | 0.00090296 | 0.001345 | 0.0011735 | 0.001002 | 0.00083053 | 0.00065903 | 0.00048753 | 0.00052055 | 0.00096264 | 0.00079113 | 0.00061963 | 0.00044813 | 0.00048148 | 0.00092456 | 0.00095759 | 0.0013997 | 0.0012282
|  | EXC7 | Essex Central WTW backwash water recovery | Net Present Cost (NPC) | [9 empty] | 0.00083609 | 0.0013132 | 0.0012995 | 0.0012099 | 0.001038 | 0.00087639 | 0.00072449 | 0.00072609 | 0.00098402 | 0.00075761 | 0.00058542 | 0.00046268 | 0.00034758 | 0.00023973 | 0.00026085 | 0.00063039 | 0.00084582 | 0.00070406 | 0.00058099 | 0.00047515 | 0.0003758 | 0.00037859 | 0.00056618 | 0.00047192 | 0.00038339 | 0.00030031 | 0.00022241 | 0.00014943 | 0.00015656 | 0.00030877 | 0.00035999 | 0.00052157 | 0.00044172 | 0.00036607 | 0.00029446 | 0.00029728 | 0.00043671 | 0.00036821 | 0.00030334 | 0.00024193 | 0.00018384 | 0.00012892 | 0.00013443 | 0.00025093 | 0.00019827 | 0.00020106 | 0.00030564 | 0.00025524 | 0.00020751 | 0.000209 | 0.00030082 | 0.00025518 | 0.00021195 | 0.00017101 | 0.00013229 | 9.567e-05 | 9.9009e-05 | 0.00017573 | 0.00014063 | 0.00010742 | 0.00010979 | 0.00017748 | 0.00014567 | 0.00014641 | 0.00020687 | 0.00017647 | 0.00014766 | 0.00012038 | 9.4563e-05 | 7.0149e-05 | 7.2155e-05 | 0.00012268 | 9.9287e-05 | 7.715e-05 | 5.6218e-05 | 8.4112e-05 | 0.00014824 | 0.00014944 | 0.00020865 | 0.00017977
|  | EXC7 | Essex Central WTW backwash water recovery | Opex | [9 empty] | 0 | 8.4884e-06 | 4.2442e-05 | 6.7898e-05 | 6.7898e-05 | 6.7898e-05 | 6.7898e-05 | 6.7898e-05 | 6.7898e-05 | 6.7898e-05 | 6.7898e-05 | 6.7898e-05 | 6.7898e-05 | 6.7898e-05 | 6.7898e-05 | 6.7898e-05 | 6.7898e-05 | 6.7898e-05 | 6.7898e-05 | 6.7898e-05 | 6.7898e-05 | 6.7898e-05 | 6.7898e-05 | 6.7898e-05 | 6.7898e-05 | 6.7898e-05 | 6.7898e-05 | 6.7898e-05 | 6.7898e-05 | 6.7898e-05 | 6.7898e-05 | 6.7898e-05 | 6.7898e-05 | 6.7898e-05 | 6.7898e-05 | 6.7898e-05 | 6.7898e-05 | 6.7898e-05 | 6.7898e-05 | 6.7898e-05 | 6.7898e-05 | 6.7898e-05 | 6.7898e-05 | 6.7898e-05 | 6.7898e-05 | 6.7898e-05 | 6.7898e-05 | 6.7898e-05 | 6.7898e-05 | 6.7898e-05 | 6.7898e-05 | 6.7898e-05 | 6.7898e-05 | 6.7898e-05 | 6.7898e-05 | 6.7898e-05 | 6.7898e-05 | 6.7898e-05 | 6.7898e-05 | 6.7898e-05 | 6.7898e-05 | 6.7898e-05 | 6.7898e-05 | 6.7898e-05 | 6.7898e-05 | 6.7898e-05 | 6.7898e-05 | 6.7898e-05 | 6.7898e-05 | 6.7898e-05 | 6.7898e-05 | 6.7898e-05 | 6.7898e-05 | 6.7898e-05 | 6.7898e-05 | 6.7898e-05 | 6.7898e-05 | 6.7898e-05 | 6.7898e-05 | 6.7898e-05
|  | EXC7 | Essex Central WTW backwash water recovery | Total NPC |  |  | Total | 2019-20: 0.0282
|  | EXS10 | Holland on Sea desalination (seawater) 26 Ml/d | Capex |  |  |  | 0 | 0 | 0 | 0 | 0 | 0 | 24.7124 | 67.8814 | 108.5947 | 61.4792 | 0 | 0 | 0 | 0 | 0 | 0.33893 | 1.6404 | 0 | 0 | 0 | 0 | 0 | 0.33893 | 8.6125 | 33.2561 | 0 | 0 | 0 | 0 | 0.33893 | 1.6404 | 0 | 0 | 0 | 0 | 0 | 0.33893 | 1.6404 | 7.032 | 33.2561 | 0 | 0 | 0 | 0.33893 | 1.6404 | 0 | 0 | 0 | 0 | 0 | 0.33893 | 1.6404 | 0 | 7.032 | 33.2561 | 0 | 0 | 0.33893 | 28.2992 | 106.6352 | 0 | 0 | 0 | 0 | 0.33893 | 1.6404 | 0 | 0 | 7.032 | 33.2561 | 0 | 0.33893 | 1.6404 | 0 | 0 | 0 | 0 | 0 | 0.33893 | 1.6404 | 0 | 0 | 0 | 7.032 | 33.2561 | 0.33893
|  | EXS10 | Holland on Sea desalination (seawater) 26 Ml/d | Capex | Optimism Bias |  |  | 0 | 0 | 0 | 0 | 0 | 0 | 12.4183 | 34.1113 | 54.5702 | 30.8941 | 0 | 0 | 0 | 0 | 0 | 0.17032 | 0.82434 | 0 | 0 | 0 | 0 | 0 | 0.17032 | 4.3279 | 16.7116 | 0 | 0 | 0 | 0 | 0.17032 | 0.82434 | 0 | 0 | 0 | 0 | 0 | 0.17032 | 0.82434 | 3.5337 | 16.7116 | 0 | 0 | 0 | 0.17032 | 0.82434 | 0 | 0 | 0 | 0 | 0 | 0.17032 | 0.82434 | 0 | 3.5337 | 16.7116 | 0 | 0 | 0.17032 | 14.2207 | 53.5855 | 0 | 0 | 0 | 0 | 0.17032 | 0.82434 | 0 | 0 | 3.5337 | 16.7116 | 0 | 0.17032 | 0.82434 | 0 | 0 | 0 | 0 | 0 | 0.17032 | 0.82434 | 0 | 0 | 0 | 3.5337 | 16.7116 | 0.17032
|  | EXS10 | Holland on Sea desalination (seawater) 26 Ml/d | Discount Factor | [9 empty] | 0.96618 | 0.93351 | 0.90194 | 0.87144 | 0.84197 | 0.8135 | 0.78599 | 0.75941 | 0.73373 | 0.70892 | 0.68495 | 0.66178 | 0.6394 | 0.61778 | 0.59689 | 0.57671 | 0.5572 | 0.53836 | 0.52016 | 0.50257 | 0.48557 | 0.46915 | 0.45329 | 0.43796 | 0.42315 | 0.40884 | 0.39501 | 0.38165 | 0.36875 | 0.35628 | 0.39999 | 0.38834 | 0.37703 | 0.36604 | 0.35538 | 0.34503 | 0.33498 | 0.32523 | 0.31575 | 0.30656 | 0.29763 | 0.28896 | 0.28054 | 0.27237 | 0.26444 | 0.25674 | 0.24926 | 0.242 | 0.23495 | 0.22811 | 0.22146 | 0.21501 | 0.20875 | 0.20267 | 0.19677 | 0.19104 | 0.18547 | 0.18007 | 0.17483 | 0.16973 | 0.16479 | 0.15999 | 0.15533 | 0.15081 | 0.14641 | 0.14215 | 0.13801 | 0.13399 | 0.13009 | 0.1263 | 0.12262 | 0.11905 | 0.11558 | 0.11221 | 0.10895 | 0.1531 | 0.14937 | 0.14573 | 0.14217 | 0.1387
|  | EXS10 | Holland on Sea desalination (seawater) 26 Ml/d | Discount Rate | [9 empty] | 0.035 | 0.035 | 0.035 | 0.035 | 0.035 | 0.035 | 0.035 | 0.035 | 0.035 | 0.035 | 0.035 | 0.035 | 0.035 | 0.035 | 0.035 | 0.035 | 0.035 | 0.035 | 0.035 | 0.035 | 0.035 | 0.035 | 0.035 | 0.035 | 0.035 | 0.035 | 0.035 | 0.035 | 0.035 | 0.035 | 0.03 | 0.03 | 0.03 | 0.03 | 0.03 | 0.03 | 0.03 | 0.03 | 0.03 | 0.03 | 0.03 | 0.03 | 0.03 | 0.03 | 0.03 | 0.03 | 0.03 | 0.03 | 0.03 | 0.03 | 0.03 | 0.03 | 0.03 | 0.03 | 0.03 | 0.03 | 0.03 | 0.03 | 0.03 | 0.03 | 0.03 | 0.03 | 0.03 | 0.03 | 0.03 | 0.03 | 0.03 | 0.03 | 0.03 | 0.03 | 0.03 | 0.03 | 0.03 | 0.03 | 0.03 | 0.025 | 0.025 | 0.025 | 0.025 | 0.025
|  | EXS10 | Holland on Sea desalination (seawater) 26 Ml/d | Financing Cost | [9 empty] | 1.1871 | 4.448 | 9.6646 | 12.404 | 11.9761 | 11.5482 | 11.1204 | 10.6925 | 10.2646 | 9.8519 | 9.5039 | 9.0802 | 8.6566 | 8.233 | 7.8094 | 7.3857 | 6.9784 | 6.9578 | 8.1936 | 7.913 | 7.6324 | 7.3518 | 7.0713 | 6.807 | 6.6051 | 6.3242 | 6.0433 | 5.7624 | 5.4815 | 5.2006 | 4.936 | 4.7339 | 4.7911 | 6.1091 | 5.8282 | 5.5473 | 5.2663 | 5.0017 | 4.7996 | 4.5186 | 4.2377 | 3.9568 | 3.6758 | 3.3949 | 3.1302 | 2.9281 | 2.6472 | 2.7044 | 4.0224 | 3.7414 | 3.4605 | 3.1958 | 4.2627 | 9.096 | 8.8151 | 8.5341 | 8.2532 | 7.9722 | 7.7076 | 7.5055 | 7.2246 | 6.9436 | 7.0008 | 8.3188 | 8.0379 | 7.7732 | 7.5711 | 7.2902 | 7.0093 | 6.7283 | 6.4474 | 6.1664 | 5.9018 | 5.6997 | 5.4188 | 5.1378 | 4.8569 | 4.914 | 6.232 | 5.9674
|  | EXS10 | Holland on Sea desalination (seawater) 26 Ml/d | Net Present Cost (NPC) | [9 empty] | 1.147 | 4.1523 | 8.7169 | 11.7533 | 16.4164 | 19.8695 | 18.8613 | 17.8986 | 16.9793 | 16.1126 | 15.3293 | 14.5306 | 13.7683 | 13.041 | 12.3472 | 11.6853 | 11.0632 | 10.678 | 10.9597 | 10.4481 | 9.9585 | 9.4901 | 9.042 | 8.6205 | 8.2436 | 7.85 | 7.4735 | 7.1136 | 6.7695 | 6.4405 | 7.1248 | 6.8388 | 6.6612 | 6.9496 | 6.6473 | 6.3568 | 6.0775 | 5.8144 | 5.5813 | 5.3326 | 5.0937 | 4.8641 | 4.6436 | 4.4319 | 4.2328 | 4.0576 | 3.8694 | 3.7705 | 3.9704 | 3.7907 | 3.618 | 3.4558 | 3.5778 | 4.4532 | 4.2682 | 4.0902 | 3.919 | 3.7542 | 3.5986 | 3.4595 | 3.3124 | 3.171 | 3.0875 | 3.1964 | 3.0621 | 2.9353 | 2.8219 | 2.7021 | 2.5869 | 2.476 | 2.3695 | 2.267 | 2.1704 | 2.0845 | 1.9932 | 2.7581 | 2.6488 | 2.5925 | 2.7167 | 2.6137
|  | EXS10 | Holland on Sea desalination (seawater) 26 Ml/d | Opex | [9 empty] | 0 | 0 | 0 | 1.0832 | 7.5215 | 12.8765 | 12.8765 | 12.8765 | 12.8765 | 12.8765 | 12.8765 | 12.8765 | 12.8765 | 12.8765 | 12.8765 | 12.8765 | 12.8765 | 12.8765 | 12.8765 | 12.8765 | 12.8765 | 12.8765 | 12.8765 | 12.8765 | 12.8765 | 12.8765 | 12.8765 | 12.8765 | 12.8765 | 12.8765 | 12.8765 | 12.8765 | 12.8765 | 12.8765 | 12.8765 | 12.8765 | 12.8765 | 12.8765 | 12.8765 | 12.8765 | 12.8765 | 12.8765 | 12.8765 | 12.8765 | 12.8765 | 12.8765 | 12.8765 | 12.8765 | 12.8765 | 12.8765 | 12.8765 | 12.8765 | 12.8765 | 12.8765 | 12.8765 | 12.8765 | 12.8765 | 12.8765 | 12.8765 | 12.8765 | 12.8765 | 12.8765 | 12.8765 | 12.8765 | 12.8765 | 12.8765 | 12.8765 | 12.8765 | 12.8765 | 12.8765 | 12.8765 | 12.8765 | 12.8765 | 12.8765 | 12.8765 | 12.8765 | 12.8765 | 12.8765 | 12.8765 | 12.8765
|  | EXS10 | Holland on Sea desalination (seawater) 26 Ml/d | Total NPC |  |  | Total | 2019-20: 534.6295
|  | EXS11 | Holland on Sea desalination (seawater) 50 Ml/d | Capex |  |  |  | 0 | 0 | 0 | 0 | 0 | 0 | 42.8057 | 117.5287 | 187.6662 | 105.9193 | 0 | 0 | 0 | 0 | 0 | 0.59628 | 2.8914 | 0 | 0 | 0 | 0 | 0 | 0.59628 | 15.1749 | 57.9552 | 0 | 0 | 0 | 0 | 0.59628 | 2.8914 | 0 | 0 | 0 | 0 | 0 | 0.59628 | 2.8914 | 12.3833 | 57.9552 | 0 | 0 | 0 | 0.59628 | 2.8914 | 0 | 0 | 0 | 0 | 0 | 0.59628 | 2.8914 | 0 | 12.3833 | 57.9552 | 0 | 0 | 0.59628 | 51.1925 | 193.2042 | 0 | 0 | 0 | 0 | 0.59628 | 2.8914 | 0 | 0 | 12.3833 | 57.9552 | 0 | 0.59628 | 2.8914 | 0 | 0 | 0 | 0 | 0 | 0.59628 | 2.8914 | 0 | 0 | 0 | 12.3833 | 57.9552 | 0.59628
|  | EXS11 | Holland on Sea desalination (seawater) 50 Ml/d | Capex | Optimism Bias |  |  | 0 | 0 | 0 | 0 | 0 | 0 | 21.0846 | 57.8904 | 92.4375 | 52.172 | 0 | 0 | 0 | 0 | 0 | 0.2937 | 1.4242 | 0 | 0 | 0 | 0 | 0 | 0.2937 | 7.4746 | 28.5466 | 0 | 0 | 0 | 0 | 0.2937 | 1.4242 | 0 | 0 | 0 | 0 | 0 | 0.2937 | 1.4242 | 6.0996 | 28.5466 | 0 | 0 | 0 | 0.2937 | 1.4242 | 0 | 0 | 0 | 0 | 0 | 0.2937 | 1.4242 | 0 | 6.0996 | 28.5466 | 0 | 0 | 0.2937 | 25.2155 | 95.1654 | 0 | 0 | 0 | 0 | 0.2937 | 1.4242 | 0 | 0 | 6.0996 | 28.5466 | 0 | 0.2937 | 1.4242 | 0 | 0 | 0 | 0 | 0 | 0.2937 | 1.4242 | 0 | 0 | 0 | 6.0996 | 28.5466 | 0.2937
|  | EXS11 | Holland on Sea desalination (seawater) 50 Ml/d | Discount Factor | [9 empty] | 0.96618 | 0.93351 | 0.90194 | 0.87144 | 0.84197 | 0.8135 | 0.78599 | 0.75941 | 0.73373 | 0.70892 | 0.68495 | 0.66178 | 0.6394 | 0.61778 | 0.59689 | 0.57671 | 0.5572 | 0.53836 | 0.52016 | 0.50257 | 0.48557 | 0.46915 | 0.45329 | 0.43796 | 0.42315 | 0.40884 | 0.39501 | 0.38165 | 0.36875 | 0.35628 | 0.39999 | 0.38834 | 0.37703 | 0.36604 | 0.35538 | 0.34503 | 0.33498 | 0.32523 | 0.31575 | 0.30656 | 0.29763 | 0.28896 | 0.28054 | 0.27237 | 0.26444 | 0.25674 | 0.24926 | 0.242 | 0.23495 | 0.22811 | 0.22146 | 0.21501 | 0.20875 | 0.20267 | 0.19677 | 0.19104 | 0.18547 | 0.18007 | 0.17483 | 0.16973 | 0.16479 | 0.15999 | 0.15533 | 0.15081 | 0.14641 | 0.14215 | 0.13801 | 0.13399 | 0.13009 | 0.1263 | 0.12262 | 0.11905 | 0.11558 | 0.11221 | 0.10895 | 0.1531 | 0.14937 | 0.14573 | 0.14217 | 0.1387
|  | EXS11 | Holland on Sea desalination (seawater) 50 Ml/d | Discount Rate | [9 empty] | 0.035 | 0.035 | 0.035 | 0.035 | 0.035 | 0.035 | 0.035 | 0.035 | 0.035 | 0.035 | 0.035 | 0.035 | 0.035 | 0.035 | 0.035 | 0.035 | 0.035 | 0.035 | 0.035 | 0.035 | 0.035 | 0.035 | 0.035 | 0.035 | 0.035 | 0.035 | 0.035 | 0.035 | 0.035 | 0.035 | 0.03 | 0.03 | 0.03 | 0.03 | 0.03 | 0.03 | 0.03 | 0.03 | 0.03 | 0.03 | 0.03 | 0.03 | 0.03 | 0.03 | 0.03 | 0.03 | 0.03 | 0.03 | 0.03 | 0.03 | 0.03 | 0.03 | 0.03 | 0.03 | 0.03 | 0.03 | 0.03 | 0.03 | 0.03 | 0.03 | 0.03 | 0.03 | 0.03 | 0.03 | 0.03 | 0.03 | 0.03 | 0.03 | 0.03 | 0.03 | 0.03 | 0.03 | 0.03 | 0.03 | 0.03 | 0.025 | 0.025 | 0.025 | 0.025 | 0.025
|  | EXS11 | Holland on Sea desalination (seawater) 50 Ml/d | Financing Cost | [9 empty] | 2.0434 | 7.654 | 16.6127 | 21.2962 | 20.5506 | 19.8051 | 19.0596 | 18.314 | 17.5685 | 16.8494 | 16.2437 | 15.5057 | 14.7677 | 14.0297 | 13.2917 | 12.5537 | 11.8442 | 11.8116 | 13.9451 | 13.4528 | 12.9606 | 12.4684 | 11.9761 | 11.5123 | 11.1579 | 10.6651 | 10.1724 | 9.6796 | 9.1868 | 8.694 | 8.2297 | 7.875 | 7.9736 | 10.2489 | 9.756 | 9.2632 | 8.7703 | 8.3059 | 7.9512 | 7.4583 | 6.9655 | 6.4726 | 5.9798 | 5.4869 | 5.0226 | 4.6678 | 4.175 | 4.2736 | 6.5488 | 6.0559 | 5.5631 | 5.0987 | 7.0278 | 15.7397 | 15.2469 | 14.754 | 14.2612 | 13.7683 | 13.304 | 12.9492 | 12.4564 | 11.9635 | 12.0621 | 14.3373 | 13.8445 | 13.3801 | 13.0254 | 12.5325 | 12.0397 | 11.5468 | 11.054 | 10.5611 | 10.0967 | 9.742 | 9.2491 | 8.7563 | 8.2634 | 8.362 | 10.6372 | 10.1729
|  | EXS11 | Holland on Sea desalination (seawater) 50 Ml/d | Net Present Cost (NPC) | [9 empty] | 1.9743 | 7.1451 | 14.9837 | 20.3665 | 29.3882 | 36.0886 | 34.2822 | 32.5568 | 30.9088 | 29.3538 | 27.9463 | 26.5128 | 25.1444 | 23.8382 | 22.5916 | 21.402 | 20.2829 | 19.5794 | 20.0271 | 19.1025 | 18.2175 | 17.3705 | 16.56 | 15.7968 | 15.1127 | 14.4002 | 13.7185 | 13.0666 | 12.443 | 11.8466 | 13.1143 | 12.5946 | 12.2649 | 12.7405 | 12.1943 | 11.6691 | 11.1641 | 10.6879 | 10.2646 | 9.8145 | 9.382 | 8.9663 | 8.5669 | 8.1831 | 7.822 | 7.5031 | 7.1617 | 6.977 | 7.3083 | 6.983 | 6.6705 | 6.3764 | 6.5934 | 8.167 | 7.8321 | 7.5098 | 7.1997 | 6.9012 | 6.6191 | 6.3661 | 6.0994 | 5.8429 | 5.688 | 5.8655 | 5.6225 | 5.3927 | 5.1867 | 4.9696 | 4.7607 | 4.5598 | 4.3666 | 4.1807 | 4.0053 | 3.8488 | 3.683 | 5.1004 | 4.9024 | 4.7972 | 5.0036 | 4.8172
|  | EXS11 | Holland on Sea desalination (seawater) 50 Ml/d | Opex | [9 empty] | 0 | 0 | 0 | 2.0748 | 14.3533 | 24.557 | 24.557 | 24.557 | 24.557 | 24.557 | 24.557 | 24.557 | 24.557 | 24.557 | 24.557 | 24.557 | 24.557 | 24.557 | 24.557 | 24.557 | 24.557 | 24.557 | 24.557 | 24.557 | 24.557 | 24.557 | 24.557 | 24.557 | 24.557 | 24.557 | 24.557 | 24.557 | 24.557 | 24.557 | 24.557 | 24.557 | 24.557 | 24.557 | 24.557 | 24.557 | 24.557 | 24.557 | 24.557 | 24.557 | 24.557 | 24.557 | 24.557 | 24.557 | 24.557 | 24.557 | 24.557 | 24.557 | 24.557 | 24.557 | 24.557 | 24.557 | 24.557 | 24.557 | 24.557 | 24.557 | 24.557 | 24.557 | 24.557 | 24.557 | 24.557 | 24.557 | 24.557 | 24.557 | 24.557 | 24.557 | 24.557 | 24.557 | 24.557 | 24.557 | 24.557 | 24.557 | 24.557 | 24.557 | 24.557 | 24.557
|  | EXS11 | Holland on Sea desalination (seawater) 50 Ml/d | Total NPC |  |  | Total | 2019-20: 976.2977
|  | EXS12 | Colchester WRC direct to Ardleigh Reservoir (with additional treatment) | Capex |  |  |  | 0 | 0 | 0 | 0 | 0 | 0 | 69.3201 | 190.4109 | 304.6039 | 172.4378 | 0 | 0 | 0 | 0 | 0 | 0.97865 | 4.7518 | 0 | 0 | 0 | 0 | 0 | 0.97865 | 24.6327 | 94.0127 | 0 | 0 | 0 | 0 | 0.97865 | 4.7518 | 0 | 0 | 0 | 0 | 0 | 0.97865 | 4.7518 | 20.0392 | 94.0127 | 0 | 0 | 0 | 0.97865 | 4.7518 | 0 | 0 | 0 | 0 | 0 | 0.97865 | 4.7518 | 0 | 20.0392 | 94.0127 | 0 | 0 | 0.97865 | 85.4918 | 322.96 | 0 | 0 | 0 | 0 | 0.97865 | 4.7518 | 0 | 0 | 20.0392 | 94.0127 | 0 | 0.97865 | 4.7518 | 0 | 0 | 0 | 0 | 0 | 0.97865 | 4.7518 | 0 | 0 | 0 | 20.0392 | 94.0127 | 0.97865
|  | EXS12 | Colchester WRC direct to Ardleigh Reservoir (with additional treatment) | Capex | Optimism Bias |  |  | 0 | 0 | 0 | 0 | 0 | 0 | 34.8223 | 95.651 | 153.0148 | 86.6224 | 0 | 0 | 0 | 0 | 0 | 0.49161 | 2.387 | 0 | 0 | 0 | 0 | 0 | 0.49161 | 12.374 | 47.2263 | 0 | 0 | 0 | 0 | 0.49161 | 2.387 | 0 | 0 | 0 | 0 | 0 | 0.49161 | 2.387 | 10.0665 | 47.2263 | 0 | 0 | 0 | 0.49161 | 2.387 | 0 | 0 | 0 | 0 | 0 | 0.49161 | 2.387 | 0 | 10.0665 | 47.2263 | 0 | 0 | 0.49161 | 42.946 | 162.2358 | 0 | 0 | 0 | 0 | 0.49161 | 2.387 | 0 | 0 | 10.0665 | 47.2263 | 0 | 0.49161 | 2.387 | 0 | 0 | 0 | 0 | 0 | 0.49161 | 2.387 | 0 | 0 | 0 | 10.0665 | 47.2263 | 0.49161
|  | EXS12 | Colchester WRC direct to Ardleigh Reservoir (with additional treatment) | Discount Factor | [9 empty] | 0.96618 | 0.93351 | 0.90194 | 0.87144 | 0.84197 | 0.8135 | 0.78599 | 0.75941 | 0.73373 | 0.70892 | 0.68495 | 0.66178 | 0.6394 | 0.61778 | 0.59689 | 0.57671 | 0.5572 | 0.53836 | 0.52016 | 0.50257 | 0.48557 | 0.46915 | 0.45329 | 0.43796 | 0.42315 | 0.40884 | 0.39501 | 0.38165 | 0.36875 | 0.35628 | 0.39999 | 0.38834 | 0.37703 | 0.36604 | 0.35538 | 0.34503 | 0.33498 | 0.32523 | 0.31575 | 0.30656 | 0.29763 | 0.28896 | 0.28054 | 0.27237 | 0.26444 | 0.25674 | 0.24926 | 0.242 | 0.23495 | 0.22811 | 0.22146 | 0.21501 | 0.20875 | 0.20267 | 0.19677 | 0.19104 | 0.18547 | 0.18007 | 0.17483 | 0.16973 | 0.16479 | 0.15999 | 0.15533 | 0.15081 | 0.14641 | 0.14215 | 0.13801 | 0.13399 | 0.13009 | 0.1263 | 0.12262 | 0.11905 | 0.11558 | 0.11221 | 0.10895 | 0.1531 | 0.14937 | 0.14573 | 0.14217 | 0.1387
|  | EXS12 | Colchester WRC direct to Ardleigh Reservoir (with additional treatment) | Discount Rate | [9 empty] | 0.035 | 0.035 | 0.035 | 0.035 | 0.035 | 0.035 | 0.035 | 0.035 | 0.035 | 0.035 | 0.035 | 0.035 | 0.035 | 0.035 | 0.035 | 0.035 | 0.035 | 0.035 | 0.035 | 0.035 | 0.035 | 0.035 | 0.035 | 0.035 | 0.035 | 0.035 | 0.035 | 0.035 | 0.035 | 0.035 | 0.03 | 0.03 | 0.03 | 0.03 | 0.03 | 0.03 | 0.03 | 0.03 | 0.03 | 0.03 | 0.03 | 0.03 | 0.03 | 0.03 | 0.03 | 0.03 | 0.03 | 0.03 | 0.03 | 0.03 | 0.03 | 0.03 | 0.03 | 0.03 | 0.03 | 0.03 | 0.03 | 0.03 | 0.03 | 0.03 | 0.03 | 0.03 | 0.03 | 0.03 | 0.03 | 0.03 | 0.03 | 0.03 | 0.03 | 0.03 | 0.03 | 0.03 | 0.03 | 0.03 | 0.03 | 0.025 | 0.025 | 0.025 | 0.025 | 0.025
|  | EXS12 | Colchester WRC direct to Ardleigh Reservoir (with additional treatment) | Financing Cost | [9 empty] | 3.3315 | 12.4826 | 27.1218 | 34.7963 | 33.5707 | 32.3451 | 31.1195 | 29.8939 | 28.6682 | 27.4863 | 26.4921 | 25.279 | 24.0659 | 22.8529 | 21.6398 | 20.4267 | 19.2607 | 19.2003 | 22.6753 | 21.8624 | 21.0494 | 20.2365 | 19.4236 | 18.6577 | 18.0728 | 17.2591 | 16.4453 | 15.6315 | 14.8177 | 14.0039 | 13.2372 | 12.6519 | 12.8014 | 16.5072 | 15.6933 | 14.8794 | 14.0655 | 13.2987 | 12.7133 | 11.8994 | 11.0855 | 10.2716 | 9.4577 | 8.6438 | 7.877 | 7.2916 | 6.4777 | 6.6272 | 10.3329 | 9.5191 | 8.7052 | 7.9383 | 11.1957 | 25.8692 | 25.0553 | 24.2415 | 23.4276 | 22.6137 | 21.8468 | 21.2614 | 20.4475 | 19.6336 | 19.7831 | 23.4889 | 22.675 | 21.9082 | 21.3227 | 20.5089 | 19.695 | 18.8811 | 18.0672 | 17.2533 | 16.4865 | 15.901 | 15.0872 | 14.2733 | 13.4594 | 13.6089 | 17.3147 | 16.5478
|  | EXS12 | Colchester WRC direct to Ardleigh Reservoir (with additional treatment) | Net Present Cost (NPC) | [9 empty] | 3.2189 | 11.6527 | 24.4623 | 32.2361 | 40.984 | 47.3174 | 44.754 | 42.3098 | 39.9798 | 37.7899 | 35.831 | 33.8165 | 31.8973 | 30.0693 | 28.3284 | 26.6708 | 25.1192 | 24.2372 | 25.2252 | 23.9636 | 22.7585 | 21.6075 | 20.5083 | 19.4794 | 18.5732 | 17.6124 | 16.6953 | 15.8202 | 14.9851 | 14.1885 | 15.6224 | 14.9401 | 14.5613 | 15.4937 | 14.7532 | 14.0427 | 13.361 | 12.7225 | 12.1671 | 11.5632 | 10.9841 | 10.429 | 9.8969 | 9.387 | 8.9108 | 8.501 | 8.0505 | 7.8522 | 8.4942 | 8.0611 | 7.6461 | 7.2585 | 7.7271 | 10.4759 | 10.0106 | 9.5636 | 9.1341 | 8.7215 | 8.3334 | 7.9913 | 7.6244 | 7.2721 | 7.0835 | 7.4361 | 7.1003 | 6.7845 | 6.5061 | 6.2076 | 5.9209 | 5.6456 | 5.3814 | 5.1278 | 4.8898 | 4.6817 | 4.4567 | 6.1385 | 5.8672 | 5.7458 | 6.1326 | 5.8766
|  | EXS12 | Colchester WRC direct to Ardleigh Reservoir (with additional treatment) | Opex | [9 empty] | 0 | 0 | 0 | 2.1954 | 15.1054 | 25.8201 | 25.8201 | 25.8201 | 25.8201 | 25.8201 | 25.8201 | 25.8201 | 25.8201 | 25.8201 | 25.8201 | 25.8201 | 25.8201 | 25.8201 | 25.8201 | 25.8201 | 25.8201 | 25.8201 | 25.8201 | 25.8201 | 25.8201 | 25.8201 | 25.8201 | 25.8201 | 25.8201 | 25.8201 | 25.8201 | 25.8201 | 25.8201 | 25.8201 | 25.8201 | 25.8201 | 25.8201 | 25.8201 | 25.8201 | 25.8201 | 25.8201 | 25.8201 | 25.8201 | 25.8201 | 25.8201 | 25.8201 | 25.8201 | 25.8201 | 25.8201 | 25.8201 | 25.8201 | 25.8201 | 25.8201 | 25.8201 | 25.8201 | 25.8201 | 25.8201 | 25.8201 | 25.8201 | 25.8201 | 25.8201 | 25.8201 | 25.8201 | 25.8201 | 25.8201 | 25.8201 | 25.8201 | 25.8201 | 25.8201 | 25.8201 | 25.8201 | 25.8201 | 25.8201 | 25.8201 | 25.8201 | 25.8201 | 25.8201 | 25.8201 | 25.8201 | 25.8201
|  | EXS12 | Colchester WRC direct to Ardleigh Reservoir (with additional treatment) | Total NPC |  |  | Total | 2019-20: 1230.627
|  | EXS16 | Colchester WRC direct to Ardleigh Reservoir (with additional treatment) | Capex |  |  |  | 0 | 0 | 0 | 0 | 0 | 0 | 2.7974 | 7.5572 | 11.2376 | 5.5767 | 0 | 0 | 0 | 0 | 0 | 0.0088084 | 0.022745 | 0 | 0 | 0 | 0 | 0 | 0.0088084 | 0.42673 | 1.144 | 0 | 0 | 0 | 0 | 0.0088084 | 0.022745 | 0 | 0 | 0 | 0 | 0 | 0.0088084 | 0.022745 | 0.41171 | 1.144 | 0 | 0 | 0 | 0.0088084 | 0.022745 | 0 | 0 | 0 | 0 | 0 | 0.0088084 | 0.022745 | 0 | 0.41171 | 1.144 | 0 | 0 | 0.0088084 | 0.16659 | 0.57538 | 0 | 0 | 0 | 0 | 0.0088084 | 0.022745 | 0 | 0 | 0.41171 | 1.144 | 0 | 0.0088084 | 0.022745 | 0 | 0 | 0 | 0 | 0 | 0.0088084 | 0.022745 | 0 | 0 | 0 | 0.41171 | 1.144 | 0.0088084
|  | EXS16 | Colchester WRC direct to Ardleigh Reservoir (with additional treatment) | Capex | Optimism Bias |  |  | 0 | 0 | 0 | 0 | 0 | 0 | 0.51473 | 1.3905 | 2.0677 | 1.0261 | 0 | 0 | 0 | 0 | 0 | 0.0016207 | 0.004185 | 0 | 0 | 0 | 0 | 0 | 0.0016207 | 0.078518 | 0.21049 | 0 | 0 | 0 | 0 | 0.0016207 | 0.004185 | 0 | 0 | 0 | 0 | 0 | 0.0016207 | 0.004185 | 0.075755 | 0.21049 | 0 | 0 | 0 | 0.0016207 | 0.004185 | 0 | 0 | 0 | 0 | 0 | 0.0016207 | 0.004185 | 0 | 0.075755 | 0.21049 | 0 | 0 | 0.0016207 | 0.030653 | 0.10587 | 0 | 0 | 0 | 0 | 0.0016207 | 0.004185 | 0 | 0 | 0.075755 | 0.21049 | 0 | 0.0016207 | 0.004185 | 0 | 0 | 0 | 0 | 0 | 0.0016207 | 0.004185 | 0 | 0 | 0 | 0.075755 | 0.21049 | 0.0016207
|  | EXS16 | Colchester WRC direct to Ardleigh Reservoir (with additional treatment) | Discount Factor | [9 empty] | 0.96618 | 0.93351 | 0.90194 | 0.87144 | 0.84197 | 0.8135 | 0.78599 | 0.75941 | 0.73373 | 0.70892 | 0.68495 | 0.66178 | 0.6394 | 0.61778 | 0.59689 | 0.57671 | 0.5572 | 0.53836 | 0.52016 | 0.50257 | 0.48557 | 0.46915 | 0.45329 | 0.43796 | 0.42315 | 0.40884 | 0.39501 | 0.38165 | 0.36875 | 0.35628 | 0.39999 | 0.38834 | 0.37703 | 0.36604 | 0.35538 | 0.34503 | 0.33498 | 0.32523 | 0.31575 | 0.30656 | 0.29763 | 0.28896 | 0.28054 | 0.27237 | 0.26444 | 0.25674 | 0.24926 | 0.242 | 0.23495 | 0.22811 | 0.22146 | 0.21501 | 0.20875 | 0.20267 | 0.19677 | 0.19104 | 0.18547 | 0.18007 | 0.17483 | 0.16973 | 0.16479 | 0.15999 | 0.15533 | 0.15081 | 0.14641 | 0.14215 | 0.13801 | 0.13399 | 0.13009 | 0.1263 | 0.12262 | 0.11905 | 0.11558 | 0.11221 | 0.10895 | 0.1531 | 0.14937 | 0.14573 | 0.14217 | 0.1387
|  | EXS16 | Colchester WRC direct to Ardleigh Reservoir (with additional treatment) | Discount Rate | [9 empty] | 0.035 | 0.035 | 0.035 | 0.035 | 0.035 | 0.035 | 0.035 | 0.035 | 0.035 | 0.035 | 0.035 | 0.035 | 0.035 | 0.035 | 0.035 | 0.035 | 0.035 | 0.035 | 0.035 | 0.035 | 0.035 | 0.035 | 0.035 | 0.035 | 0.035 | 0.035 | 0.035 | 0.035 | 0.035 | 0.035 | 0.03 | 0.03 | 0.03 | 0.03 | 0.03 | 0.03 | 0.03 | 0.03 | 0.03 | 0.03 | 0.03 | 0.03 | 0.03 | 0.03 | 0.03 | 0.03 | 0.03 | 0.03 | 0.03 | 0.03 | 0.03 | 0.03 | 0.03 | 0.03 | 0.03 | 0.03 | 0.03 | 0.03 | 0.03 | 0.03 | 0.03 | 0.03 | 0.03 | 0.03 | 0.03 | 0.03 | 0.03 | 0.03 | 0.03 | 0.03 | 0.03 | 0.03 | 0.03 | 0.03 | 0.03 | 0.025 | 0.025 | 0.025 | 0.025 | 0.025
|  | EXS16 | Colchester WRC direct to Ardleigh Reservoir (with additional treatment) | Financing Cost | [9 empty] | 0.10599 | 0.39232 | 0.81808 | 1.0239 | 1.013 | 1.0021 | 0.99114 | 0.98022 | 0.9693 | 0.95869 | 0.94858 | 0.93762 | 0.92666 | 0.9157 | 0.90474 | 0.89378 | 0.88315 | 0.88786 | 0.92063 | 0.91144 | 0.90225 | 0.89307 | 0.88388 | 0.87503 | 0.86668 | 0.85746 | 0.84823 | 0.83901 | 0.82979 | 0.82056 | 0.81167 | 0.80331 | 0.80968 | 0.8438 | 0.83457 | 0.82535 | 0.81612 | 0.80723 | 0.79886 | 0.78964 | 0.78041 | 0.77118 | 0.76196 | 0.75273 | 0.74384 | 0.73547 | 0.72625 | 0.73262 | 0.76674 | 0.75751 | 0.74828 | 0.73939 | 0.73642 | 0.74894 | 0.73971 | 0.73049 | 0.72126 | 0.71203 | 0.70314 | 0.69478 | 0.68555 | 0.67632 | 0.6827 | 0.71681 | 0.70759 | 0.69869 | 0.69033 | 0.6811 | 0.67188 | 0.66265 | 0.65342 | 0.6442 | 0.6353 | 0.62694 | 0.61771 | 0.60849 | 0.59926 | 0.60563 | 0.63975 | 0.63086
|  | EXS16 | Colchester WRC direct to Ardleigh Reservoir (with additional treatment) | Net Present Cost (NPC) | [9 empty] | 0.1024 | 0.36623 | 0.73787 | 0.90386 | 0.90887 | 0.90168 | 0.86261 | 0.82514 | 0.78922 | 0.75501 | 0.72256 | 0.69087 | 0.6605 | 0.63139 | 0.6035 | 0.57677 | 0.55134 | 0.53523 | 0.53418 | 0.5115 | 0.48974 | 0.46887 | 0.44885 | 0.42979 | 0.41173 | 0.39403 | 0.37706 | 0.36079 | 0.34519 | 0.33023 | 0.36719 | 0.35325 | 0.34536 | 0.34779 | 0.33438 | 0.32146 | 0.30901 | 0.29711 | 0.28582 | 0.27466 | 0.26392 | 0.25357 | 0.24359 | 0.23398 | 0.22482 | 0.21612 | 0.20753 | 0.20302 | 0.20513 | 0.19705 | 0.18927 | 0.18184 | 0.17592 | 0.17334 | 0.16647 | 0.15986 | 0.15349 | 0.14736 | 0.14152 | 0.13597 | 0.13049 | 0.12522 | 0.12256 | 0.12413 | 0.11917 | 0.11443 | 0.10995 | 0.10551 | 0.10123 | 0.09712 | 0.09316 | 0.089348 | 0.085718 | 0.082283 | 0.078881 | 0.10944 | 0.10539 | 0.10375 | 0.10607 | 0.10225
|  | EXS16 | Colchester WRC direct to Ardleigh Reservoir (with additional treatment) | Opex | [9 empty] | 0 | 0 | 0 | 0.013291 | 0.066457 | 0.10633 | 0.10633 | 0.10633 | 0.10633 | 0.10633 | 0.10633 | 0.10633 | 0.10633 | 0.10633 | 0.10633 | 0.10633 | 0.10633 | 0.10633 | 0.10633 | 0.10633 | 0.10633 | 0.10633 | 0.10633 | 0.10633 | 0.10633 | 0.10633 | 0.10633 | 0.10633 | 0.10633 | 0.10633 | 0.10633 | 0.10633 | 0.10633 | 0.10633 | 0.10633 | 0.10633 | 0.10633 | 0.10633 | 0.10633 | 0.10633 | 0.10633 | 0.10633 | 0.10633 | 0.10633 | 0.10633 | 0.10633 | 0.10633 | 0.10633 | 0.10633 | 0.10633 | 0.10633 | 0.10633 | 0.10633 | 0.10633 | 0.10633 | 0.10633 | 0.10633 | 0.10633 | 0.10633 | 0.10633 | 0.10633 | 0.10633 | 0.10633 | 0.10633 | 0.10633 | 0.10633 | 0.10633 | 0.10633 | 0.10633 | 0.10633 | 0.10633 | 0.10633 | 0.10633 | 0.10633 | 0.10633 | 0.10633 | 0.10633 | 0.10633 | 0.10633 | 0.10633
|  | EXS16 | Colchester WRC direct to Ardleigh Reservoir (with additional treatment) | Total NPC |  |  | Total | 2019-20: 26.4429
|  | EXS17 | Colchester WRC direct to Ardleigh Reservoir (with additional treatment) | Capex |  |  |  | 0 | 0 | 0 | 0 | 0 | 0 | 4.5 | 12.1568 | 18.0771 | 8.9709 | 0 | 0 | 0 | 0 | 0 | 0.0092868 | 0.024006 | 0 | 0 | 0 | 0 | 0 | 0.0092868 | 0.65664 | 1.8161 | 0 | 0 | 0 | 0 | 0.0092868 | 0.024006 | 0 | 0 | 0 | 0 | 0 | 0.0092868 | 0.024006 | 0.64113 | 1.8161 | 0 | 0 | 0 | 0.0092868 | 0.024006 | 0 | 0 | 0 | 0 | 0 | 0.0092868 | 0.024006 | 0 | 0.64113 | 1.8161 | 0 | 0 | 0.0092868 | 0.29433 | 1.0813 | 0 | 0 | 0 | 0 | 0.0092868 | 0.024006 | 0 | 0 | 0.64113 | 1.8161 | 0 | 0.0092868 | 0.024006 | 0 | 0 | 0 | 0 | 0 | 0.0092868 | 0.024006 | 0 | 0 | 0 | 0.64113 | 1.8161 | 0.0092868
|  | EXS17 | Colchester WRC direct to Ardleigh Reservoir (with additional treatment) | Capex | Optimism Bias |  |  | 0 | 0 | 0 | 0 | 0 | 0 | 0.828 | 2.2368 | 3.3262 | 1.6506 | 0 | 0 | 0 | 0 | 0 | 0.0017088 | 0.004417 | 0 | 0 | 0 | 0 | 0 | 0.0017088 | 0.12082 | 0.33417 | 0 | 0 | 0 | 0 | 0.0017088 | 0.004417 | 0 | 0 | 0 | 0 | 0 | 0.0017088 | 0.004417 | 0.11797 | 0.33417 | 0 | 0 | 0 | 0.0017088 | 0.004417 | 0 | 0 | 0 | 0 | 0 | 0.0017088 | 0.004417 | 0 | 0.11797 | 0.33417 | 0 | 0 | 0.0017088 | 0.054156 | 0.19896 | 0 | 0 | 0 | 0 | 0.0017088 | 0.004417 | 0 | 0 | 0.11797 | 0.33417 | 0 | 0.0017088 | 0.004417 | 0 | 0 | 0 | 0 | 0 | 0.0017088 | 0.004417 | 0 | 0 | 0 | 0.11797 | 0.33417 | 0.0017088
|  | EXS17 | Colchester WRC direct to Ardleigh Reservoir (with additional treatment) | Discount Factor | [9 empty] | 0.96618 | 0.93351 | 0.90194 | 0.87144 | 0.84197 | 0.8135 | 0.78599 | 0.75941 | 0.73373 | 0.70892 | 0.68495 | 0.66178 | 0.6394 | 0.61778 | 0.59689 | 0.57671 | 0.5572 | 0.53836 | 0.52016 | 0.50257 | 0.48557 | 0.46915 | 0.45329 | 0.43796 | 0.42315 | 0.40884 | 0.39501 | 0.38165 | 0.36875 | 0.35628 | 0.39999 | 0.38834 | 0.37703 | 0.36604 | 0.35538 | 0.34503 | 0.33498 | 0.32523 | 0.31575 | 0.30656 | 0.29763 | 0.28896 | 0.28054 | 0.27237 | 0.26444 | 0.25674 | 0.24926 | 0.242 | 0.23495 | 0.22811 | 0.22146 | 0.21501 | 0.20875 | 0.20267 | 0.19677 | 0.19104 | 0.18547 | 0.18007 | 0.17483 | 0.16973 | 0.16479 | 0.15999 | 0.15533 | 0.15081 | 0.14641 | 0.14215 | 0.13801 | 0.13399 | 0.13009 | 0.1263 | 0.12262 | 0.11905 | 0.11558 | 0.11221 | 0.10895 | 0.1531 | 0.14937 | 0.14573 | 0.14217 | 0.1387
|  | EXS17 | Colchester WRC direct to Ardleigh Reservoir (with additional treatment) | Discount Rate | [9 empty] | 0.035 | 0.035 | 0.035 | 0.035 | 0.035 | 0.035 | 0.035 | 0.035 | 0.035 | 0.035 | 0.035 | 0.035 | 0.035 | 0.035 | 0.035 | 0.035 | 0.035 | 0.035 | 0.035 | 0.035 | 0.035 | 0.035 | 0.035 | 0.035 | 0.035 | 0.035 | 0.035 | 0.035 | 0.035 | 0.035 | 0.03 | 0.03 | 0.03 | 0.03 | 0.03 | 0.03 | 0.03 | 0.03 | 0.03 | 0.03 | 0.03 | 0.03 | 0.03 | 0.03 | 0.03 | 0.03 | 0.03 | 0.03 | 0.03 | 0.03 | 0.03 | 0.03 | 0.03 | 0.03 | 0.03 | 0.03 | 0.03 | 0.03 | 0.03 | 0.03 | 0.03 | 0.03 | 0.03 | 0.03 | 0.03 | 0.03 | 0.03 | 0.03 | 0.03 | 0.03 | 0.03 | 0.03 | 0.03 | 0.03 | 0.03 | 0.025 | 0.025 | 0.025 | 0.025 | 0.025
|  | EXS17 | Colchester WRC direct to Ardleigh Reservoir (with additional treatment) | Financing Cost | [9 empty] | 0.1705 | 0.63109 | 1.316 | 1.6471 | 1.6294 | 1.6118 | 1.5942 | 1.5765 | 1.5589 | 1.5416 | 1.5248 | 1.5071 | 1.4895 | 1.4718 | 1.4541 | 1.4365 | 1.4191 | 1.4255 | 1.4774 | 1.4627 | 1.448 | 1.4333 | 1.4186 | 1.4042 | 1.3904 | 1.3757 | 1.3609 | 1.3462 | 1.3314 | 1.3167 | 1.3023 | 1.2885 | 1.298 | 1.3521 | 1.3374 | 1.3226 | 1.3079 | 1.2935 | 1.2796 | 1.2649 | 1.2501 | 1.2354 | 1.2207 | 1.2059 | 1.1915 | 1.1777 | 1.1629 | 1.1725 | 1.2266 | 1.2118 | 1.1971 | 1.1827 | 1.179 | 1.2051 | 1.1904 | 1.1756 | 1.1609 | 1.1461 | 1.1317 | 1.1179 | 1.1032 | 1.0884 | 1.098 | 1.152 | 1.1373 | 1.1229 | 1.109 | 1.0943 | 1.0796 | 1.0648 | 1.0501 | 1.0353 | 1.0209 | 1.0071 | 0.99235 | 0.97761 | 0.96287 | 0.97241 | 1.0265 | 1.0121
|  | EXS17 | Colchester WRC direct to Ardleigh Reservoir (with additional treatment) | Net Present Cost (NPC) | [9 empty] | 0.16473 | 0.58913 | 1.187 | 1.4567 | 1.4754 | 1.4711 | 1.4075 | 1.3465 | 1.288 | 1.2322 | 1.1791 | 1.1275 | 1.0781 | 1.0307 | 0.98529 | 0.94178 | 0.90028 | 0.87329 | 0.87072 | 0.83389 | 0.79855 | 0.76465 | 0.73213 | 0.70108 | 0.67153 | 0.6428 | 0.61523 | 0.5888 | 0.56346 | 0.53915 | 0.59954 | 0.5767 | 0.56351 | 0.56688 | 0.54513 | 0.52417 | 0.50396 | 0.4846 | 0.46612 | 0.44802 | 0.43059 | 0.41378 | 0.3976 | 0.382 | 0.36707 | 0.35282 | 0.33887 | 0.33131 | 0.33437 | 0.32126 | 0.30864 | 0.29656 | 0.28715 | 0.28408 | 0.2729 | 0.26214 | 0.25177 | 0.24178 | 0.23222 | 0.22311 | 0.21418 | 0.20558 | 0.20108 | 0.20338 | 0.19529 | 0.18756 | 0.18019 | 0.17296 | 0.16601 | 0.15931 | 0.15286 | 0.14665 | 0.14072 | 0.13507 | 0.12953 | 0.17977 | 0.17319 | 0.17035 | 0.17388 | 0.16765
|  | EXS17 | Colchester WRC direct to Ardleigh Reservoir (with additional treatment) | Opex | [9 empty] | 0 | 0 | 0 | 0.024572 | 0.12286 | 0.19657 | 0.19657 | 0.19657 | 0.19657 | 0.19657 | 0.19657 | 0.19657 | 0.19657 | 0.19657 | 0.19657 | 0.19657 | 0.19657 | 0.19657 | 0.19657 | 0.19657 | 0.19657 | 0.19657 | 0.19657 | 0.19657 | 0.19657 | 0.19657 | 0.19657 | 0.19657 | 0.19657 | 0.19657 | 0.19657 | 0.19657 | 0.19657 | 0.19657 | 0.19657 | 0.19657 | 0.19657 | 0.19657 | 0.19657 | 0.19657 | 0.19657 | 0.19657 | 0.19657 | 0.19657 | 0.19657 | 0.19657 | 0.19657 | 0.19657 | 0.19657 | 0.19657 | 0.19657 | 0.19657 | 0.19657 | 0.19657 | 0.19657 | 0.19657 | 0.19657 | 0.19657 | 0.19657 | 0.19657 | 0.19657 | 0.19657 | 0.19657 | 0.19657 | 0.19657 | 0.19657 | 0.19657 | 0.19657 | 0.19657 | 0.19657 | 0.19657 | 0.19657 | 0.19657 | 0.19657 | 0.19657 | 0.19657 | 0.19657 | 0.19657 | 0.19657 | 0.19657
|  | EXS17 | Colchester WRC direct to Ardleigh Reservoir (with additional treatment) | Total NPC |  |  | Total | 2019-20: 43.1201
|  | EXS18 | Colchester WRC direct to Ardleigh Reservoir (with additional treatment) | Capex |  |  |  | 0 | 0 | 0 | 0 | 0 | 0 | 1.0428 | 2.4331 | 6.9518 | 13.9037 | 10.4278 | 0 | 0 | 0 | 0 | 0 | 0 | 0.22364 | 0 | 0 | 0 | 0 | 0 | 0 | 0.22364 | 0.87208 | 0 | 0 | 0 | 0 | 0 | 0.22364 | 0 | 0 | 0 | 0 | 0 | 0 | 0.22364 | 0 | 0.87208 | 0 | 0 | 0 | 0 | 0.22364 | 0 | 0 | 0 | 0 | 0 | 0 | 0.22364 | 0 | 0 | 0.87208 | 0 | 0 | 0.77037 | 3.3051 | 0 | 0 | 0 | 0 | 0 | 0 | 0.22364 | 0 | 0 | 0 | 0.87208 | 0 | 0 | 0.22364 | 0 | 0 | 0 | 0 | 0 | 0 | 0.22364 | 0 | 0 | 0 | 0 | 0.87208
|  | EXS18 | Colchester WRC direct to Ardleigh Reservoir (with additional treatment) | Capex | Optimism Bias |  |  | 0 | 0 | 0 | 0 | 0 | 0 | 0.19187 | 0.4477 | 1.2791 | 2.5583 | 1.9187 | 0 | 0 | 0 | 0 | 0 | 0 | 0.041149 | 0 | 0 | 0 | 0 | 0 | 0 | 0.041149 | 0.16046 | 0 | 0 | 0 | 0 | 0 | 0.041149 | 0 | 0 | 0 | 0 | 0 | 0 | 0.041149 | 0 | 0.16046 | 0 | 0 | 0 | 0 | 0.041149 | 0 | 0 | 0 | 0 | 0 | 0 | 0.041149 | 0 | 0 | 0.16046 | 0 | 0 | 0.14175 | 0.60814 | 0 | 0 | 0 | 0 | 0 | 0 | 0.041149 | 0 | 0 | 0 | 0.16046 | 0 | 0 | 0.041149 | 0 | 0 | 0 | 0 | 0 | 0 | 0.041149 | 0 | 0 | 0 | 0 | 0.16046
|  | EXS18 | Colchester WRC direct to Ardleigh Reservoir (with additional treatment) | Discount Factor | [9 empty] | 0.96618 | 0.93351 | 0.90194 | 0.87144 | 0.84197 | 0.8135 | 0.78599 | 0.75941 | 0.73373 | 0.70892 | 0.68495 | 0.66178 | 0.6394 | 0.61778 | 0.59689 | 0.57671 | 0.5572 | 0.53836 | 0.52016 | 0.50257 | 0.48557 | 0.46915 | 0.45329 | 0.43796 | 0.42315 | 0.40884 | 0.39501 | 0.38165 | 0.36875 | 0.35628 | 0.39999 | 0.38834 | 0.37703 | 0.36604 | 0.35538 | 0.34503 | 0.33498 | 0.32523 | 0.31575 | 0.30656 | 0.29763 | 0.28896 | 0.28054 | 0.27237 | 0.26444 | 0.25674 | 0.24926 | 0.242 | 0.23495 | 0.22811 | 0.22146 | 0.21501 | 0.20875 | 0.20267 | 0.19677 | 0.19104 | 0.18547 | 0.18007 | 0.17483 | 0.16973 | 0.16479 | 0.15999 | 0.15533 | 0.15081 | 0.14641 | 0.14215 | 0.13801 | 0.13399 | 0.13009 | 0.1263 | 0.12262 | 0.11905 | 0.11558 | 0.11221 | 0.10895 | 0.1531 | 0.14937 | 0.14573 | 0.14217 | 0.1387
|  | EXS18 | Colchester WRC direct to Ardleigh Reservoir (with additional treatment) | Discount Rate | [9 empty] | 0.035 | 0.035 | 0.035 | 0.035 | 0.035 | 0.035 | 0.035 | 0.035 | 0.035 | 0.035 | 0.035 | 0.035 | 0.035 | 0.035 | 0.035 | 0.035 | 0.035 | 0.035 | 0.035 | 0.035 | 0.035 | 0.035 | 0.035 | 0.035 | 0.035 | 0.035 | 0.035 | 0.035 | 0.035 | 0.035 | 0.03 | 0.03 | 0.03 | 0.03 | 0.03 | 0.03 | 0.03 | 0.03 | 0.03 | 0.03 | 0.03 | 0.03 | 0.03 | 0.03 | 0.03 | 0.03 | 0.03 | 0.03 | 0.03 | 0.03 | 0.03 | 0.03 | 0.03 | 0.03 | 0.03 | 0.03 | 0.03 | 0.03 | 0.03 | 0.03 | 0.03 | 0.03 | 0.03 | 0.03 | 0.03 | 0.03 | 0.03 | 0.03 | 0.03 | 0.03 | 0.03 | 0.03 | 0.03 | 0.03 | 0.03 | 0.025 | 0.025 | 0.025 | 0.025 | 0.025
|  | EXS18 | Colchester WRC direct to Ardleigh Reservoir (with additional treatment) | Financing Cost | [9 empty] | 0.039509 | 0.1317 | 0.39509 | 0.91753 | 1.3021 | 1.2897 | 1.2773 | 1.2649 | 1.2525 | 1.2401 | 1.2281 | 1.2245 | 1.212 | 1.1995 | 1.1871 | 1.1746 | 1.1621 | 1.1496 | 1.1466 | 1.1683 | 1.1564 | 1.1445 | 1.1325 | 1.1206 | 1.1086 | 1.1052 | 1.0932 | 1.0813 | 1.0693 | 1.0574 | 1.0455 | 1.0335 | 1.03 | 1.0181 | 1.0392 | 1.0273 | 1.0153 | 1.0034 | 0.99144 | 0.98797 | 0.97602 | 0.96408 | 0.95214 | 0.9402 | 0.92826 | 0.91632 | 0.91285 | 0.90091 | 0.88896 | 0.91006 | 0.89812 | 0.88618 | 0.90313 | 1.0157 | 1.0033 | 0.99136 | 0.97942 | 0.96748 | 0.95554 | 0.9436 | 0.94013 | 0.92819 | 0.91624 | 0.9043 | 0.9254 | 0.91346 | 0.90152 | 0.89805 | 0.88611 | 0.87417 | 0.86222 | 0.85028 | 0.83834 | 0.8264 | 0.82293 | 0.81099 | 0.79905 | 0.7871 | 0.77516 | 0.79626
|  | EXS18 | Colchester WRC direct to Ardleigh Reservoir (with additional treatment) | Net Present Cost (NPC) | [9 empty] | 0.038173 | 0.12294 | 0.35635 | 0.79958 | 1.0963 | 1.0824 | 1.0681 | 1.0226 | 0.9789 | 0.93701 | 0.8971 | 0.8644 | 0.82718 | 0.7915 | 0.75728 | 0.72447 | 0.69301 | 0.66286 | 0.63885 | 0.6282 | 0.60116 | 0.57523 | 0.55036 | 0.52652 | 0.50366 | 0.48521 | 0.46409 | 0.44384 | 0.42442 | 0.40582 | 0.45083 | 0.43306 | 0.41914 | 0.40256 | 0.39833 | 0.38261 | 0.36746 | 0.35288 | 0.33883 | 0.3279 | 0.31479 | 0.30217 | 0.29002 | 0.27832 | 0.26706 | 0.25621 | 0.24789 | 0.23778 | 0.22804 | 0.22622 | 0.21698 | 0.20809 | 0.20557 | 0.2224 | 0.21348 | 0.20498 | 0.1968 | 0.18892 | 0.18133 | 0.17402 | 0.16838 | 0.16156 | 0.155 | 0.14869 | 0.14745 | 0.14145 | 0.13568 | 0.13127 | 0.12589 | 0.12072 | 0.11574 | 0.11094 | 0.10633 | 0.10189 | 0.098549 | 0.13667 | 0.13155 | 0.1266 | 0.12181 | 0.12177
|  | EXS18 | Colchester WRC direct to Ardleigh Reservoir (with additional treatment) | Opex | [9 empty] | 0 | 0 | 0 | 0 | 0 | 0.040822 | 0.081644 | 0.081644 | 0.081644 | 0.081644 | 0.081644 | 0.081644 | 0.081644 | 0.081644 | 0.081644 | 0.081644 | 0.081644 | 0.081644 | 0.081644 | 0.081644 | 0.081644 | 0.081644 | 0.081644 | 0.081644 | 0.081644 | 0.081644 | 0.081644 | 0.081644 | 0.081644 | 0.081644 | 0.081644 | 0.081644 | 0.081644 | 0.081644 | 0.081644 | 0.081644 | 0.081644 | 0.081644 | 0.081644 | 0.081644 | 0.081644 | 0.081644 | 0.081644 | 0.081644 | 0.081644 | 0.081644 | 0.081644 | 0.081644 | 0.081644 | 0.081644 | 0.081644 | 0.081644 | 0.081644 | 0.081644 | 0.081644 | 0.081644 | 0.081644 | 0.081644 | 0.081644 | 0.081644 | 0.081644 | 0.081644 | 0.081644 | 0.081644 | 0.081644 | 0.081644 | 0.081644 | 0.081644 | 0.081644 | 0.081644 | 0.081644 | 0.081644 | 0.081644 | 0.081644 | 0.081644 | 0.081644 | 0.081644 | 0.081644 | 0.081644 | 0.081644
|  | EXS18 | Colchester WRC direct to Ardleigh Reservoir (with additional treatment) | Total NPC |  |  | Total | 2019-20: 31.1101
|  | EXS19 | Colchester WRC direct to Ardleigh Reservoir (with additional treatment) | Capex |  |  |  | 0 | 0 | 0 | 0 | 0 | 0 | 8.7233 | 23.8364 | 39.7175 | 26.8587 | 4.2489 | 0 | 0 | 0 | 0 | 0.073768 | 0.36047 | 0.052034 | 0 | 0 | 0 | 0 | 0.073768 | 3.2536 | 14.3015 | 0.96216 | 0 | 0 | 0 | 0.073768 | 0.36047 | 0.052034 | 0 | 0 | 0 | 0 | 0.073768 | 0.36047 | 2.9603 | 14.2495 | 0.96216 | 0 | 0 | 0.073768 | 0.36047 | 0.052034 | 0 | 0 | 0 | 0 | 0.073768 | 0.36047 | 0.052034 | 2.9083 | 14.2495 | 0.96216 | 0 | 0.073768 | 9.3837 | 36.1451 | 0 | 0 | 0 | 0 | 0.073768 | 0.36047 | 0.052034 | 0 | 2.9083 | 14.2495 | 0.96216 | 0.073768 | 0.36047 | 0.052034 | 0 | 0 | 0 | 0 | 0.073768 | 0.36047 | 0.052034 | 0 | 0 | 2.9083 | 14.2495 | 1.0359
|  | EXS19 | Colchester WRC direct to Ardleigh Reservoir (with additional treatment) | Capex | Optimism Bias |  |  | 0 | 0 | 0 | 0 | 0 | 0 | 3.0047 | 8.2103 | 13.6804 | 9.2513 | 1.4635 | 0 | 0 | 0 | 0 | 0.025409 | 0.12416 | 0.017923 | 0 | 0 | 0 | 0 | 0.025409 | 1.1207 | 4.9261 | 0.33141 | 0 | 0 | 0 | 0.025409 | 0.12416 | 0.017923 | 0 | 0 | 0 | 0 | 0.025409 | 0.12416 | 1.0197 | 4.9082 | 0.33141 | 0 | 0 | 0.025409 | 0.12416 | 0.017923 | 0 | 0 | 0 | 0 | 0.025409 | 0.12416 | 0.017923 | 1.0017 | 4.9082 | 0.33141 | 0 | 0.025409 | 3.2322 | 12.4499 | 0 | 0 | 0 | 0 | 0.025409 | 0.12416 | 0.017923 | 0 | 1.0017 | 4.9082 | 0.33141 | 0.025409 | 0.12416 | 0.017923 | 0 | 0 | 0 | 0 | 0.025409 | 0.12416 | 0.017923 | 0 | 0 | 1.0017 | 4.9082 | 0.35682
|  | EXS19 | Colchester WRC direct to Ardleigh Reservoir (with additional treatment) | Discount Factor | [9 empty] | 0.96618 | 0.93351 | 0.90194 | 0.87144 | 0.84197 | 0.8135 | 0.78599 | 0.75941 | 0.73373 | 0.70892 | 0.68495 | 0.66178 | 0.6394 | 0.61778 | 0.59689 | 0.57671 | 0.5572 | 0.53836 | 0.52016 | 0.50257 | 0.48557 | 0.46915 | 0.45329 | 0.43796 | 0.42315 | 0.40884 | 0.39501 | 0.38165 | 0.36875 | 0.35628 | 0.39999 | 0.38834 | 0.37703 | 0.36604 | 0.35538 | 0.34503 | 0.33498 | 0.32523 | 0.31575 | 0.30656 | 0.29763 | 0.28896 | 0.28054 | 0.27237 | 0.26444 | 0.25674 | 0.24926 | 0.242 | 0.23495 | 0.22811 | 0.22146 | 0.21501 | 0.20875 | 0.20267 | 0.19677 | 0.19104 | 0.18547 | 0.18007 | 0.17483 | 0.16973 | 0.16479 | 0.15999 | 0.15533 | 0.15081 | 0.14641 | 0.14215 | 0.13801 | 0.13399 | 0.13009 | 0.1263 | 0.12262 | 0.11905 | 0.11558 | 0.11221 | 0.10895 | 0.1531 | 0.14937 | 0.14573 | 0.14217 | 0.1387
|  | EXS19 | Colchester WRC direct to Ardleigh Reservoir (with additional treatment) | Discount Rate | [9 empty] | 0.035 | 0.035 | 0.035 | 0.035 | 0.035 | 0.035 | 0.035 | 0.035 | 0.035 | 0.035 | 0.035 | 0.035 | 0.035 | 0.035 | 0.035 | 0.035 | 0.035 | 0.035 | 0.035 | 0.035 | 0.035 | 0.035 | 0.035 | 0.035 | 0.035 | 0.035 | 0.035 | 0.035 | 0.035 | 0.035 | 0.03 | 0.03 | 0.03 | 0.03 | 0.03 | 0.03 | 0.03 | 0.03 | 0.03 | 0.03 | 0.03 | 0.03 | 0.03 | 0.03 | 0.03 | 0.03 | 0.03 | 0.03 | 0.03 | 0.03 | 0.03 | 0.03 | 0.03 | 0.03 | 0.03 | 0.03 | 0.03 | 0.03 | 0.03 | 0.03 | 0.03 | 0.03 | 0.03 | 0.03 | 0.03 | 0.03 | 0.03 | 0.03 | 0.03 | 0.03 | 0.03 | 0.03 | 0.03 | 0.03 | 0.03 | 0.025 | 0.025 | 0.025 | 0.025 | 0.025
|  | EXS19 | Colchester WRC direct to Ardleigh Reservoir (with additional treatment) | Financing Cost | [9 empty] | 0.3753 | 1.4008 | 3.1095 | 4.1945 | 4.2352 | 4.092 | 3.9487 | 3.8055 | 3.6623 | 3.522 | 3.3945 | 3.2543 | 3.1118 | 2.9693 | 2.8268 | 2.6843 | 2.5449 | 2.5382 | 3.0295 | 2.9728 | 2.8738 | 2.7749 | 2.676 | 2.5802 | 2.4967 | 2.3999 | 2.3009 | 2.2019 | 2.1029 | 2.0039 | 1.908 | 1.8245 | 1.8529 | 2.3669 | 2.3093 | 2.2102 | 2.1112 | 2.0154 | 1.9319 | 1.8351 | 1.736 | 1.637 | 1.538 | 1.439 | 1.3431 | 1.2596 | 1.1628 | 1.1889 | 1.7029 | 1.6453 | 1.5463 | 1.4504 | 1.7512 | 3.2032 | 3.1041 | 3.005 | 2.906 | 2.807 | 2.7111 | 2.6276 | 2.5308 | 2.4318 | 2.4579 | 2.9719 | 2.9143 | 2.8185 | 2.7349 | 2.6382 | 2.5391 | 2.4401 | 2.3411 | 2.2421 | 2.1462 | 2.0627 | 1.9659 | 1.8669 | 1.7679 | 1.794 | 2.308 | 2.2535
|  | EXS19 | Colchester WRC direct to Ardleigh Reservoir (with additional treatment) | Net Present Cost (NPC) | [9 empty] | 0.3626 | 1.3077 | 2.8046 | 4.1141 | 6.6689 | 8.8055 | 8.721 | 8.3173 | 7.931 | 7.5633 | 7.2202 | 6.8833 | 6.5594 | 6.2495 | 5.9531 | 5.6696 | 5.4003 | 5.2141 | 5.2933 | 5.0858 | 4.8657 | 4.6548 | 4.4525 | 4.26 | 4.0806 | 3.9031 | 3.732 | 3.568 | 3.4108 | 3.2602 | 3.6218 | 3.4839 | 3.3931 | 3.4824 | 3.3605 | 3.2285 | 3.1013 | 2.9798 | 2.8666 | 2.7535 | 2.6438 | 2.5382 | 2.4365 | 2.3385 | 2.2451 | 2.1582 | 2.0712 | 2.0172 | 2.0792 | 2.0055 | 1.9252 | 1.8485 | 1.8575 | 2.0976 | 2.017 | 1.9394 | 1.8645 | 1.7924 | 1.7234 | 1.659 | 1.5948 | 1.5325 | 1.4919 | 1.526 | 1.4731 | 1.4165 | 1.3638 | 1.3111 | 1.26 | 1.2108 | 1.1634 | 1.1177 | 1.0741 | 1.0334 | 0.99279 | 0.32613 | 0.30339 | 0.29979 | 0.36556 | 0.34909
|  | EXS19 | Colchester WRC direct to Ardleigh Reservoir (with additional treatment) | Opex | [9 empty] | 0 | 0 | 0 | 0.52648 | 3.6853 | 6.7322 | 7.1468 | 7.1468 | 7.1468 | 7.1468 | 7.1468 | 7.1468 | 7.1468 | 7.1468 | 7.1468 | 7.1468 | 7.1468 | 7.1468 | 7.1468 | 7.1468 | 7.1468 | 7.1468 | 7.1468 | 7.1468 | 7.1468 | 7.1468 | 7.1468 | 7.1468 | 7.1468 | 7.1468 | 7.1468 | 7.1468 | 7.1468 | 7.1468 | 7.1468 | 7.1468 | 7.1468 | 7.1468 | 7.1468 | 7.1468 | 7.1468 | 7.1468 | 7.1468 | 7.1468 | 7.1468 | 7.1468 | 7.1468 | 7.1468 | 7.1468 | 7.1468 | 7.1468 | 7.1468 | 7.1468 | 7.1468 | 7.1468 | 7.1468 | 7.1468 | 7.1468 | 7.1468 | 7.1468 | 7.1468 | 7.1468 | 7.1468 | 7.1468 | 7.1468 | 7.1468 | 7.1468 | 7.1468 | 7.1468 | 7.1468 | 7.1468 | 7.1468 | 7.1468 | 7.1468 | 7.1468 | 0.26325 | 0.26325 | 0.26325 | 0.26325 | 0.26325
|  | EXS19 | Colchester WRC direct to Ardleigh Reservoir (with additional treatment) | Total NPC |  |  | Total | 2019-20: 256.0661
|  | EXS2 | Colchester WRC direct to Ardleigh Reservoir (with additional treatment) | Capex |  |  |  | 0 | 0 | 0 | 0 | 0 | 0 | 8.8537 | 24.2105 | 40.2172 | 26.8038 | 3.889 | 0 | 0 | 0 | 0 | 0.07503 | 0.36663 | 0.047626 | 0 | 0 | 0 | 0 | 0.07503 | 3.0917 | 13.4738 | 0.88065 | 0 | 0 | 0 | 0.07503 | 0.36663 | 0.047626 | 0 | 0 | 0 | 0 | 0.07503 | 0.36663 | 2.7878 | 13.4262 | 0.88065 | 0 | 0 | 0.07503 | 0.36663 | 0.047626 | 0 | 0 | 0 | 0 | 0.07503 | 0.36663 | 0.047626 | 2.7402 | 13.4262 | 0.88065 | 0 | 0.07503 | 9.5462 | 36.7658 | 0 | 0 | 0 | 0 | 0.07503 | 0.36663 | 0.047626 | 0 | 2.7402 | 13.4262 | 0.88065 | 0.07503 | 0.36663 | 0.047626 | 0 | 0 | 0 | 0 | 0.07503 | 0.36663 | 0.047626 | 0 | 0 | 2.7402 | 13.4262 | 0.95568
|  | EXS2 | Colchester WRC direct to Ardleigh Reservoir (with additional treatment) | Capex | Optimism Bias |  |  | 0 | 0 | 0 | 0 | 0 | 0 | 4.1513 | 11.3517 | 18.8568 | 12.5676 | 1.8234 | 0 | 0 | 0 | 0 | 0.035179 | 0.1719 | 0.022331 | 0 | 0 | 0 | 0 | 0.035179 | 1.4496 | 6.3175 | 0.41291 | 0 | 0 | 0 | 0.035179 | 0.1719 | 0.022331 | 0 | 0 | 0 | 0 | 0.035179 | 0.1719 | 1.3071 | 6.2952 | 0.41291 | 0 | 0 | 0.035179 | 0.1719 | 0.022331 | 0 | 0 | 0 | 0 | 0.035179 | 0.1719 | 0.022331 | 1.2848 | 6.2952 | 0.41291 | 0 | 0.035179 | 4.476 | 17.2385 | 0 | 0 | 0 | 0 | 0.035179 | 0.1719 | 0.022331 | 0 | 1.2848 | 6.2952 | 0.41291 | 0.035179 | 0.1719 | 0.022331 | 0 | 0 | 0 | 0 | 0.035179 | 0.1719 | 0.022331 | 0 | 0 | 1.2848 | 6.2952 | 0.44809
|  | EXS2 | Colchester WRC direct to Ardleigh Reservoir (with additional treatment) | Discount Factor | [9 empty] | 0.96618 | 0.93351 | 0.90194 | 0.87144 | 0.84197 | 0.8135 | 0.78599 | 0.75941 | 0.73373 | 0.70892 | 0.68495 | 0.66178 | 0.6394 | 0.61778 | 0.59689 | 0.57671 | 0.5572 | 0.53836 | 0.52016 | 0.50257 | 0.48557 | 0.46915 | 0.45329 | 0.43796 | 0.42315 | 0.40884 | 0.39501 | 0.38165 | 0.36875 | 0.35628 | 0.39999 | 0.38834 | 0.37703 | 0.36604 | 0.35538 | 0.34503 | 0.33498 | 0.32523 | 0.31575 | 0.30656 | 0.29763 | 0.28896 | 0.28054 | 0.27237 | 0.26444 | 0.25674 | 0.24926 | 0.242 | 0.23495 | 0.22811 | 0.22146 | 0.21501 | 0.20875 | 0.20267 | 0.19677 | 0.19104 | 0.18547 | 0.18007 | 0.17483 | 0.16973 | 0.16479 | 0.15999 | 0.15533 | 0.15081 | 0.14641 | 0.14215 | 0.13801 | 0.13399 | 0.13009 | 0.1263 | 0.12262 | 0.11905 | 0.11558 | 0.11221 | 0.10895 | 0.1531 | 0.14937 | 0.14573 | 0.14217 | 0.1387
|  | EXS2 | Colchester WRC direct to Ardleigh Reservoir (with additional treatment) | Discount Rate | [9 empty] | 0.035 | 0.035 | 0.035 | 0.035 | 0.035 | 0.035 | 0.035 | 0.035 | 0.035 | 0.035 | 0.035 | 0.035 | 0.035 | 0.035 | 0.035 | 0.035 | 0.035 | 0.035 | 0.035 | 0.035 | 0.035 | 0.035 | 0.035 | 0.035 | 0.035 | 0.035 | 0.035 | 0.035 | 0.035 | 0.035 | 0.03 | 0.03 | 0.03 | 0.03 | 0.03 | 0.03 | 0.03 | 0.03 | 0.03 | 0.03 | 0.03 | 0.03 | 0.03 | 0.03 | 0.03 | 0.03 | 0.03 | 0.03 | 0.03 | 0.03 | 0.03 | 0.03 | 0.03 | 0.03 | 0.03 | 0.03 | 0.03 | 0.03 | 0.03 | 0.03 | 0.03 | 0.03 | 0.03 | 0.03 | 0.03 | 0.03 | 0.03 | 0.03 | 0.03 | 0.03 | 0.03 | 0.03 | 0.03 | 0.03 | 0.03 | 0.025 | 0.025 | 0.025 | 0.025 | 0.025
|  | EXS2 | Colchester WRC direct to Ardleigh Reservoir (with additional treatment) | Financing Cost | [9 empty] | 0.41616 | 1.5541 | 3.4445 | 4.6251 | 4.648 | 4.4871 | 4.3262 | 4.1653 | 4.0043 | 3.8467 | 3.7033 | 3.5455 | 3.3854 | 3.2253 | 3.0651 | 2.905 | 2.7484 | 2.7294 | 3.2266 | 3.1637 | 3.0586 | 2.9534 | 2.8483 | 2.7467 | 2.6587 | 2.5557 | 2.4505 | 2.3453 | 2.2401 | 2.1348 | 2.0331 | 1.9451 | 1.971 | 2.4968 | 2.433 | 2.3277 | 2.2225 | 2.1208 | 2.0328 | 1.9298 | 1.8246 | 1.7193 | 1.6141 | 1.5089 | 1.4071 | 1.3191 | 1.2161 | 1.2397 | 1.7656 | 1.7017 | 1.5965 | 1.4948 | 1.8339 | 3.4524 | 3.347 | 3.2418 | 3.1365 | 3.0313 | 2.9296 | 2.8416 | 2.7386 | 2.6334 | 2.6569 | 3.1828 | 3.1189 | 3.0172 | 2.9292 | 2.8262 | 2.721 | 2.6158 | 2.5105 | 2.4053 | 2.3036 | 2.2156 | 2.1126 | 2.0073 | 1.9021 | 1.9257 | 2.4515 | 2.3912
|  | EXS2 | Colchester WRC direct to Ardleigh Reservoir (with additional treatment) | Net Present Cost (NPC) | [9 empty] | 0.40209 | 1.4508 | 3.1068 | 4.5713 | 7.5716 | 10.2006 | 10.204 | 9.7367 | 9.2894 | 8.8635 | 8.4655 | 8.0748 | 7.6994 | 7.3401 | 6.9963 | 6.6674 | 6.3547 | 6.1295 | 6.1809 | 5.9403 | 5.6883 | 5.4466 | 5.2148 | 4.9939 | 4.7879 | 4.5838 | 4.3873 | 4.1987 | 4.018 | 3.8446 | 4.2756 | 4.1169 | 4.0067 | 4.0825 | 3.9409 | 3.7898 | 3.6442 | 3.5049 | 3.3751 | 3.2452 | 3.1193 | 2.9981 | 2.8812 | 2.7687 | 2.6611 | 2.561 | 2.4608 | 2.3948 | 2.4486 | 2.3627 | 2.2706 | 2.1826 | 2.1898 | 2.454 | 2.3618 | 2.2729 | 2.1872 | 2.1046 | 2.0255 | 1.9515 | 1.8777 | 1.8062 | 1.7573 | 1.7854 | 1.724 | 1.6594 | 1.5989 | 1.5385 | 1.48 | 1.4236 | 1.3692 | 1.3168 | 1.2667 | 1.22 | 1.1732 | 0.57591 | 0.54615 | 0.53626 | 0.59794 | 0.57499
|  | EXS2 | Colchester WRC direct to Ardleigh Reservoir (with additional treatment) | Opex | [9 empty] | 0 | 0 | 0 | 0.62066 | 4.3446 | 8.052 | 8.6561 | 8.6561 | 8.6561 | 8.6561 | 8.6561 | 8.6561 | 8.6561 | 8.6561 | 8.6561 | 8.6561 | 8.6561 | 8.6561 | 8.6561 | 8.6561 | 8.6561 | 8.6561 | 8.6561 | 8.6561 | 8.6561 | 8.6561 | 8.6561 | 8.6561 | 8.6561 | 8.6561 | 8.6561 | 8.6561 | 8.6561 | 8.6561 | 8.6561 | 8.6561 | 8.6561 | 8.6561 | 8.6561 | 8.6561 | 8.6561 | 8.6561 | 8.6561 | 8.6561 | 8.6561 | 8.6561 | 8.6561 | 8.6561 | 8.6561 | 8.6561 | 8.6561 | 8.6561 | 8.6561 | 8.6561 | 8.6561 | 8.6561 | 8.6561 | 8.6561 | 8.6561 | 8.6561 | 8.6561 | 8.6561 | 8.6561 | 8.6561 | 8.6561 | 8.6561 | 8.6561 | 8.6561 | 8.6561 | 8.6561 | 8.6561 | 8.6561 | 8.6561 | 8.6561 | 8.6561 | 1.7542 | 1.7542 | 1.7542 | 1.7542 | 1.7542
|  | EXS2 | Colchester WRC direct to Ardleigh Reservoir (with additional treatment) | Total NPC |  |  | Total | 2019-20: 299.9082
|  | EXS3 | Clacton-Holland Haven to Ardleigh Reservoir with additional treatment at Ardleigh) | Capex |  |  |  | 0 | 0 | 0 | 0 | 0 | 0 | 10.9767 | 30.1123 | 47.9091 | 26.8801 | 0 | 0 | 0 | 0 | 0 | 0.2676 | 1.2625 | 0 | 0 | 0 | 0 | 0 | 0.2676 | 6.299 | 24.2068 | 0 | 0 | 0 | 0 | 0.2676 | 1.2625 | 0 | 0 | 0 | 0 | 0 | 0.2676 | 1.2625 | 5.0888 | 24.2068 | 0 | 0 | 0 | 0.2676 | 1.2625 | 0 | 0 | 0 | 0 | 0 | 0.2676 | 1.2625 | 0 | 5.0888 | 24.2068 | 0 | 0 | 0.2676 | 12.2039 | 43.7656 | 0 | 0 | 0 | 0 | 0.2676 | 1.2625 | 0 | 0 | 5.0888 | 24.2068 | 0 | 0.2676 | 1.2625 | 0 | 0 | 0 | 0 | 0 | 0.2676 | 1.2625 | 0 | 0 | 0 | 5.0888 | 24.2068 | 0.2676
|  | EXS3 | Clacton-Holland Haven to Ardleigh Reservoir with additional treatment at Ardleigh) | Capex | Optimism Bias |  |  | 0 | 0 | 0 | 0 | 0 | 0 | 0.3024 | 0.82957 | 1.3199 | 0.74052 | 0 | 0 | 0 | 0 | 0 | 0.0073722 | 0.034782 | 0 | 0 | 0 | 0 | 0 | 0.0073722 | 0.17353 | 0.66688 | 0 | 0 | 0 | 0 | 0.0073722 | 0.034782 | 0 | 0 | 0 | 0 | 0 | 0.0073722 | 0.034782 | 0.14019 | 0.66688 | 0 | 0 | 0 | 0.0073722 | 0.034782 | 0 | 0 | 0 | 0 | 0 | 0.0073722 | 0.034782 | 0 | 0.14019 | 0.66688 | 0 | 0 | 0.0073722 | 0.33621 | 1.2057 | 0 | 0 | 0 | 0 | 0.0073722 | 0.034782 | 0 | 0 | 0.14019 | 0.66688 | 0 | 0.0073722 | 0.034782 | 0 | 0 | 0 | 0 | 0 | 0.0073722 | 0.034782 | 0 | 0 | 0 | 0.14019 | 0.66688 | 0.0073722
|  | EXS3 | Clacton-Holland Haven to Ardleigh Reservoir with additional treatment at Ardleigh) | Discount Factor | [9 empty] | 0.96618 | 0.93351 | 0.90194 | 0.87144 | 0.84197 | 0.8135 | 0.78599 | 0.75941 | 0.73373 | 0.70892 | 0.68495 | 0.66178 | 0.6394 | 0.61778 | 0.59689 | 0.57671 | 0.5572 | 0.53836 | 0.52016 | 0.50257 | 0.48557 | 0.46915 | 0.45329 | 0.43796 | 0.42315 | 0.40884 | 0.39501 | 0.38165 | 0.36875 | 0.35628 | 0.39999 | 0.38834 | 0.37703 | 0.36604 | 0.35538 | 0.34503 | 0.33498 | 0.32523 | 0.31575 | 0.30656 | 0.29763 | 0.28896 | 0.28054 | 0.27237 | 0.26444 | 0.25674 | 0.24926 | 0.242 | 0.23495 | 0.22811 | 0.22146 | 0.21501 | 0.20875 | 0.20267 | 0.19677 | 0.19104 | 0.18547 | 0.18007 | 0.17483 | 0.16973 | 0.16479 | 0.15999 | 0.15533 | 0.15081 | 0.14641 | 0.14215 | 0.13801 | 0.13399 | 0.13009 | 0.1263 | 0.12262 | 0.11905 | 0.11558 | 0.11221 | 0.10895 | 0.1531 | 0.14937 | 0.14573 | 0.14217 | 0.1387
|  | EXS3 | Clacton-Holland Haven to Ardleigh Reservoir with additional treatment at Ardleigh) | Discount Rate | [9 empty] | 0.035 | 0.035 | 0.035 | 0.035 | 0.035 | 0.035 | 0.035 | 0.035 | 0.035 | 0.035 | 0.035 | 0.035 | 0.035 | 0.035 | 0.035 | 0.035 | 0.035 | 0.035 | 0.035 | 0.035 | 0.035 | 0.035 | 0.035 | 0.035 | 0.035 | 0.035 | 0.035 | 0.035 | 0.035 | 0.035 | 0.03 | 0.03 | 0.03 | 0.03 | 0.03 | 0.03 | 0.03 | 0.03 | 0.03 | 0.03 | 0.03 | 0.03 | 0.03 | 0.03 | 0.03 | 0.03 | 0.03 | 0.03 | 0.03 | 0.03 | 0.03 | 0.03 | 0.03 | 0.03 | 0.03 | 0.03 | 0.03 | 0.03 | 0.03 | 0.03 | 0.03 | 0.03 | 0.03 | 0.03 | 0.03 | 0.03 | 0.03 | 0.03 | 0.03 | 0.03 | 0.03 | 0.03 | 0.03 | 0.03 | 0.03 | 0.025 | 0.025 | 0.025 | 0.025 | 0.025
|  | EXS3 | Clacton-Holland Haven to Ardleigh Reservoir with additional treatment at Ardleigh) | Financing Cost | [9 empty] | 0.36093 | 1.3511 | 2.9264 | 3.7418 | 3.6047 | 3.4677 | 3.3307 | 3.1937 | 3.0567 | 2.9279 | 2.8328 | 2.698 | 2.5632 | 2.4283 | 2.2935 | 2.1587 | 2.0326 | 2.0994 | 2.7674 | 2.6571 | 2.5468 | 2.4366 | 2.3263 | 2.2249 | 2.156 | 2.0456 | 1.9352 | 1.8247 | 1.7143 | 1.6038 | 1.5022 | 1.4333 | 1.4902 | 2.1757 | 2.0652 | 1.9547 | 1.8443 | 1.7426 | 1.6736 | 1.5632 | 1.4527 | 1.3422 | 1.2318 | 1.1213 | 1.0196 | 0.95066 | 0.84019 | 0.89705 | 1.5825 | 1.4721 | 1.3616 | 1.2599 | 1.5471 | 2.8722 | 2.7617 | 2.6512 | 2.5408 | 2.4303 | 2.3286 | 2.2597 | 2.1492 | 2.0387 | 2.0956 | 2.7811 | 2.6706 | 2.5689 | 2.5 | 2.3895 | 2.279 | 2.1686 | 2.0581 | 1.9476 | 1.846 | 1.777 | 1.6665 | 1.5561 | 1.4456 | 1.5025 | 2.1879 | 2.0863
|  | EXS3 | Clacton-Holland Haven to Ardleigh Reservoir with additional treatment at Ardleigh) | Net Present Cost (NPC) | [9 empty] | 0.34873 | 1.2612 | 2.6394 | 3.5924 | 5.1006 | 6.193 | 5.8759 | 5.5732 | 5.2842 | 5.0141 | 4.7795 | 4.5286 | 4.2893 | 4.0609 | 3.8431 | 3.6354 | 3.4422 | 3.3618 | 3.5955 | 3.4185 | 3.2494 | 3.0878 | 2.9334 | 2.7897 | 2.6663 | 2.531 | 2.4018 | 2.2784 | 2.1606 | 2.0482 | 2.2588 | 2.1663 | 2.1246 | 2.3137 | 2.207 | 2.1046 | 2.0063 | 1.9148 | 1.8373 | 1.7499 | 1.666 | 1.5856 | 1.5084 | 1.4344 | 1.3657 | 1.3083 | 1.2426 | 1.2202 | 1.3457 | 1.2813 | 1.2195 | 1.1621 | 1.1882 | 1.4222 | 1.359 | 1.2983 | 1.24 | 1.184 | 1.1318 | 1.0871 | 1.0372 | 0.98934 | 0.96936 | 1.0445 | 0.9979 | 0.95439 | 0.91707 | 0.87556 | 0.83569 | 0.79739 | 0.76062 | 0.72532 | 0.69244 | 0.66454 | 0.63315 | 0.27602 | 0.25279 | 0.25491 | 0.34615 | 0.3236
|  | EXS3 | Clacton-Holland Haven to Ardleigh Reservoir with additional treatment at Ardleigh) | Opex | [9 empty] | 0 | 0 | 0 | 0.38066 | 2.4532 | 4.1451 | 4.1451 | 4.1451 | 4.1451 | 4.1451 | 4.1451 | 4.1451 | 4.1451 | 4.1451 | 4.1451 | 4.1451 | 4.1451 | 4.1451 | 4.1451 | 4.1451 | 4.1451 | 4.1451 | 4.1451 | 4.1451 | 4.1451 | 4.1451 | 4.1451 | 4.1451 | 4.1451 | 4.1451 | 4.1451 | 4.1451 | 4.1451 | 4.1451 | 4.1451 | 4.1451 | 4.1451 | 4.1451 | 4.1451 | 4.1451 | 4.1451 | 4.1451 | 4.1451 | 4.1451 | 4.1451 | 4.1451 | 4.1451 | 4.1451 | 4.1451 | 4.1451 | 4.1451 | 4.1451 | 4.1451 | 4.1451 | 4.1451 | 4.1451 | 4.1451 | 4.1451 | 4.1451 | 4.1451 | 4.1451 | 4.1451 | 4.1451 | 4.1451 | 4.1451 | 4.1451 | 4.1451 | 4.1451 | 4.1451 | 4.1451 | 4.1451 | 4.1451 | 4.1451 | 4.1451 | 4.1451 | 0.24676 | 0.24676 | 0.24676 | 0.24676 | 0.24676
|  | EXS3 | Clacton-Holland Haven to Ardleigh Reservoir with additional treatment at Ardleigh) | Total NPC |  |  | Total | 2019-20: 170.1084
|  | EXS4 | Clacton-Holland Haven to Ardleigh Reservoir (no additional treatment at Ardleigh) | Capex |  |  |  | 0 | 0 | 0 | 0 | 0 | 0 | 4.8711 | 13.6843 | 24.0781 | 16.7053 | 0 | 0 | 0 | 0 | 0 | 0.0067677 | 0.39782 | 0 | 0 | 0 | 0 | 0 | 0.0067677 | 0.56026 | 11.5774 | 0 | 0 | 0 | 0 | 0.0067677 | 0.39782 | 0 | 0 | 0 | 0 | 0 | 0.0067677 | 0.39782 | 0.16244 | 11.5774 | 0 | 0 | 0 | 0.0067677 | 0.39782 | 0 | 0 | 0 | 0 | 0 | 0.0067677 | 0.39782 | 0 | 0.16244 | 11.5774 | 0 | 0 | 0.0067677 | 5.5797 | 20.7277 | 0 | 0 | 0 | 0 | 0.0067677 | 0.39782 | 0 | 0 | 0.16244 | 11.5774 | 0 | 0.0067677 | 0.39782 | 0 | 0 | 0 | 0 | 0 | 0.0067677 | 0.39782 | 0 | 0 | 0 | 0.16244 | 11.5774 | 0.0067677
|  | EXS4 | Clacton-Holland Haven to Ardleigh Reservoir (no additional treatment at Ardleigh) | Capex | Optimism Bias |  |  | 0 | 0 | 0 | 0 | 0 | 0 | 2.2325 | 6.2716 | 11.0352 | 7.6562 | 0 | 0 | 0 | 0 | 0 | 0.0031017 | 0.18232 | 0 | 0 | 0 | 0 | 0 | 0.0031017 | 0.25677 | 5.306 | 0 | 0 | 0 | 0 | 0.0031017 | 0.18232 | 0 | 0 | 0 | 0 | 0 | 0.0031017 | 0.18232 | 0.074449 | 5.306 | 0 | 0 | 0 | 0.0031017 | 0.18232 | 0 | 0 | 0 | 0 | 0 | 0.0031017 | 0.18232 | 0 | 0.074449 | 5.306 | 0 | 0 | 0.0031017 | 2.5572 | 9.4997 | 0 | 0 | 0 | 0 | 0.0031017 | 0.18232 | 0 | 0 | 0.074449 | 5.306 | 0 | 0.0031017 | 0.18232 | 0 | 0 | 0 | 0 | 0 | 0.0031017 | 0.18232 | 0 | 0 | 0 | 0.074449 | 5.306 | 0.0031017
|  | EXS4 | Clacton-Holland Haven to Ardleigh Reservoir (no additional treatment at Ardleigh) | Discount Factor | [9 empty] | 0.96618 | 0.93351 | 0.90194 | 0.87144 | 0.84197 | 0.8135 | 0.78599 | 0.75941 | 0.73373 | 0.70892 | 0.68495 | 0.66178 | 0.6394 | 0.61778 | 0.59689 | 0.57671 | 0.5572 | 0.53836 | 0.52016 | 0.50257 | 0.48557 | 0.46915 | 0.45329 | 0.43796 | 0.42315 | 0.40884 | 0.39501 | 0.38165 | 0.36875 | 0.35628 | 0.39999 | 0.38834 | 0.37703 | 0.36604 | 0.35538 | 0.34503 | 0.33498 | 0.32523 | 0.31575 | 0.30656 | 0.29763 | 0.28896 | 0.28054 | 0.27237 | 0.26444 | 0.25674 | 0.24926 | 0.242 | 0.23495 | 0.22811 | 0.22146 | 0.21501 | 0.20875 | 0.20267 | 0.19677 | 0.19104 | 0.18547 | 0.18007 | 0.17483 | 0.16973 | 0.16479 | 0.15999 | 0.15533 | 0.15081 | 0.14641 | 0.14215 | 0.13801 | 0.13399 | 0.13009 | 0.1263 | 0.12262 | 0.11905 | 0.11558 | 0.11221 | 0.10895 | 0.1531 | 0.14937 | 0.14573 | 0.14217 | 0.1387
|  | EXS4 | Clacton-Holland Haven to Ardleigh Reservoir (no additional treatment at Ardleigh) | Discount Rate | [9 empty] | 0.035 | 0.035 | 0.035 | 0.035 | 0.035 | 0.035 | 0.035 | 0.035 | 0.035 | 0.035 | 0.035 | 0.035 | 0.035 | 0.035 | 0.035 | 0.035 | 0.035 | 0.035 | 0.035 | 0.035 | 0.035 | 0.035 | 0.035 | 0.035 | 0.035 | 0.035 | 0.035 | 0.035 | 0.035 | 0.035 | 0.03 | 0.03 | 0.03 | 0.03 | 0.03 | 0.03 | 0.03 | 0.03 | 0.03 | 0.03 | 0.03 | 0.03 | 0.03 | 0.03 | 0.03 | 0.03 | 0.03 | 0.03 | 0.03 | 0.03 | 0.03 | 0.03 | 0.03 | 0.03 | 0.03 | 0.03 | 0.03 | 0.03 | 0.03 | 0.03 | 0.03 | 0.03 | 0.03 | 0.03 | 0.03 | 0.03 | 0.03 | 0.03 | 0.03 | 0.03 | 0.03 | 0.03 | 0.03 | 0.03 | 0.03 | 0.025 | 0.025 | 0.025 | 0.025 | 0.025
|  | EXS4 | Clacton-Holland Haven to Ardleigh Reservoir (no additional treatment at Ardleigh) | Financing Cost | [9 empty] | 0.22731 | 0.8659 | 1.9895 | 2.7183 | 2.6167 | 2.515 | 2.4134 | 2.3118 | 2.2101 | 2.1088 | 2.0261 | 1.9251 | 1.8242 | 1.7232 | 1.6222 | 1.5213 | 1.4207 | 1.3456 | 1.8023 | 1.7366 | 1.6709 | 1.6052 | 1.5395 | 1.4741 | 1.427 | 1.3613 | 1.2956 | 1.2299 | 1.1642 | 1.0985 | 1.0331 | 0.98593 | 0.92781 | 1.4024 | 1.3367 | 1.271 | 1.2053 | 1.1399 | 1.0928 | 1.027 | 0.96135 | 0.89565 | 0.82995 | 0.76424 | 0.69886 | 0.65172 | 0.58602 | 0.5279 | 1.0025 | 0.93677 | 0.87107 | 0.80568 | 0.99794 | 1.8971 | 1.8314 | 1.7657 | 1.7 | 1.6343 | 1.5689 | 1.5218 | 1.4561 | 1.3904 | 1.3322 | 1.8068 | 1.7411 | 1.6757 | 1.6286 | 1.5629 | 1.4972 | 1.4315 | 1.3658 | 1.3001 | 1.2347 | 1.1876 | 1.1219 | 1.0562 | 0.99046 | 0.93234 | 1.4069 | 1.3415
|  | EXS4 | Clacton-Holland Haven to Ardleigh Reservoir (no additional treatment at Ardleigh) | Net Present Cost (NPC) | [9 empty] | 0.21963 | 0.80833 | 1.7944 | 2.451 | 4.0371 | 5.4365 | 5.1728 | 4.9207 | 4.6797 | 4.4496 | 4.2425 | 4.0322 | 3.8313 | 3.6394 | 3.456 | 3.2809 | 3.1139 | 2.9682 | 3.1054 | 2.9673 | 2.8351 | 2.7084 | 2.587 | 2.4709 | 2.3674 | 2.2605 | 2.1581 | 2.06 | 1.9661 | 1.8762 | 2.0803 | 2.0014 | 1.9212 | 2.0389 | 1.9562 | 1.8766 | 1.7999 | 1.7262 | 1.661 | 1.5925 | 1.5266 | 1.4631 | 1.4021 | 1.3433 | 1.2869 | 1.2373 | 1.1849 | 1.1364 | 1.2148 | 1.1644 | 1.1159 | 1.0694 | 1.0783 | 1.2292 | 1.1804 | 1.1335 | 1.0883 | 1.0448 | 1.0029 | 0.96571 | 0.92675 | 0.88925 | 0.85432 | 0.90101 | 0.86514 | 0.83065 | 0.79995 | 0.76785 | 0.73694 | 0.70718 | 0.67852 | 0.65094 | 0.62442 | 0.60094 | 0.57628 | 0.20216 | 0.18741 | 0.17437 | 0.23759 | 0.22273
|  | EXS4 | Clacton-Holland Haven to Ardleigh Reservoir (no additional treatment at Ardleigh) | Opex | [9 empty] | 0 | 0 | 0 | 0.094308 | 2.1782 | 4.1678 | 4.1678 | 4.1678 | 4.1678 | 4.1678 | 4.1678 | 4.1678 | 4.1678 | 4.1678 | 4.1678 | 4.1678 | 4.1678 | 4.1678 | 4.1678 | 4.1678 | 4.1678 | 4.1678 | 4.1678 | 4.1678 | 4.1678 | 4.1678 | 4.1678 | 4.1678 | 4.1678 | 4.1678 | 4.1678 | 4.1678 | 4.1678 | 4.1678 | 4.1678 | 4.1678 | 4.1678 | 4.1678 | 4.1678 | 4.1678 | 4.1678 | 4.1678 | 4.1678 | 4.1678 | 4.1678 | 4.1678 | 4.1678 | 4.1678 | 4.1678 | 4.1678 | 4.1678 | 4.1678 | 4.1678 | 4.1678 | 4.1678 | 4.1678 | 4.1678 | 4.1678 | 4.1678 | 4.1678 | 4.1678 | 4.1678 | 4.1678 | 4.1678 | 4.1678 | 4.1678 | 4.1678 | 4.1678 | 4.1678 | 4.1678 | 4.1678 | 4.1678 | 4.1678 | 4.1678 | 4.1678 | 0.26423 | 0.26423 | 0.26423 | 0.26423 | 0.26423
|  | EXS4 | Clacton-Holland Haven to Ardleigh Reservoir (no additional treatment at Ardleigh) | Total NPC |  |  | Total | 2019-20: 149.6995
|  | EXS7 | Essex South WTW Backwash water recovery | Capex |  |  |  | 0 | 0 | 0 | 0 | 0 | 0 | 0.23081 | 0 | 0 | 0 | 0 | 0 | 0 | 0 | 0 | 0 | 0 | 0 | 0 | 0 | 0 | 0.19186 | 0 | 0 | 0 | 0 | 0 | 0 | 0 | 0 | 0 | 0 | 0 | 0 | 0 | 0 | 0.19186 | 0 | 0 | 0 | 0 | 0 | 0 | 0 | 0 | 0 | 0 | 0 | 0 | 0 | 0 | 0.19186 | 0 | 0 | 0 | 0 | 0 | 0 | 0 | 0 | 0 | 0 | 0 | 0 | 0 | 0 | 0.19186 | 0 | 0 | 0 | 0 | 0 | 0 | 0 | 0 | 0 | 0 | 0 | 0 | 0 | 0 | 0.19186 | 0 | 0 | 0 | 0
|  | EXS7 | Essex South WTW Backwash water recovery | Capex | Optimism Bias |  |  | 0 | 0 | 0 | 0 | 0 | 0 | 0.046855 | 0 | 0 | 0 | 0 | 0 | 0 | 0 | 0 | 0 | 0 | 0 | 0 | 0 | 0 | 0.038948 | 0 | 0 | 0 | 0 | 0 | 0 | 0 | 0 | 0 | 0 | 0 | 0 | 0 | 0 | 0.038948 | 0 | 0 | 0 | 0 | 0 | 0 | 0 | 0 | 0 | 0 | 0 | 0 | 0 | 0 | 0.038948 | 0 | 0 | 0 | 0 | 0 | 0 | 0 | 0 | 0 | 0 | 0 | 0 | 0 | 0 | 0.038948 | 0 | 0 | 0 | 0 | 0 | 0 | 0 | 0 | 0 | 0 | 0 | 0 | 0 | 0 | 0.038948 | 0 | 0 | 0 | 0
|  | EXS7 | Essex South WTW Backwash water recovery | Discount Factor | [9 empty] | 0.96618 | 0.93351 | 0.90194 | 0.87144 | 0.84197 | 0.8135 | 0.78599 | 0.75941 | 0.73373 | 0.70892 | 0.68495 | 0.66178 | 0.6394 | 0.61778 | 0.59689 | 0.57671 | 0.5572 | 0.53836 | 0.52016 | 0.50257 | 0.48557 | 0.46915 | 0.45329 | 0.43796 | 0.42315 | 0.40884 | 0.39501 | 0.38165 | 0.36875 | 0.35628 | 0.39999 | 0.38834 | 0.37703 | 0.36604 | 0.35538 | 0.34503 | 0.33498 | 0.32523 | 0.31575 | 0.30656 | 0.29763 | 0.28896 | 0.28054 | 0.27237 | 0.26444 | 0.25674 | 0.24926 | 0.242 | 0.23495 | 0.22811 | 0.22146 | 0.21501 | 0.20875 | 0.20267 | 0.19677 | 0.19104 | 0.18547 | 0.18007 | 0.17483 | 0.16973 | 0.16479 | 0.15999 | 0.15533 | 0.15081 | 0.14641 | 0.14215 | 0.13801 | 0.13399 | 0.13009 | 0.1263 | 0.12262 | 0.11905 | 0.11558 | 0.11221 | 0.10895 | 0.1531 | 0.14937 | 0.14573 | 0.14217 | 0.1387
|  | EXS7 | Essex South WTW Backwash water recovery | Discount Rate | [9 empty] | 0.035 | 0.035 | 0.035 | 0.035 | 0.035 | 0.035 | 0.035 | 0.035 | 0.035 | 0.035 | 0.035 | 0.035 | 0.035 | 0.035 | 0.035 | 0.035 | 0.035 | 0.035 | 0.035 | 0.035 | 0.035 | 0.035 | 0.035 | 0.035 | 0.035 | 0.035 | 0.035 | 0.035 | 0.035 | 0.035 | 0.03 | 0.03 | 0.03 | 0.03 | 0.03 | 0.03 | 0.03 | 0.03 | 0.03 | 0.03 | 0.03 | 0.03 | 0.03 | 0.03 | 0.03 | 0.03 | 0.03 | 0.03 | 0.03 | 0.03 | 0.03 | 0.03 | 0.03 | 0.03 | 0.03 | 0.03 | 0.03 | 0.03 | 0.03 | 0.03 | 0.03 | 0.03 | 0.03 | 0.03 | 0.03 | 0.03 | 0.03 | 0.03 | 0.03 | 0.03 | 0.03 | 0.03 | 0.03 | 0.03 | 0.03 | 0.025 | 0.025 | 0.025 | 0.025 | 0.025
|  | EXS7 | Essex South WTW Backwash water recovery | Financing Cost | [9 empty] | 0.0088853 | 0.0088853 | 0.0088853 | 0.0085891 | 0.0079968 | 0.0074044 | 0.006812 | 0.0062197 | 0.0056273 | 0.005035 | 0.0044426 | 0.0038503 | 0.0032579 | 0.0026656 | 0.0020732 | 0.0086206 | 0.0075359 | 0.0064511 | 0.0056626 | 0.0051702 | 0.0046778 | 0.0041854 | 0.003693 | 0.0032006 | 0.0027082 | 0.0022158 | 0.0017234 | 0.001231 | 0.00073859 | 0.0002462 | 0.0071397 | 0.0066473 | 0.0061549 | 0.0056626 | 0.0051702 | 0.0046778 | 0.0041854 | 0.003693 | 0.0032006 | 0.0027082 | 0.0022158 | 0.0017234 | 0.001231 | 0.00073859 | 0.0002462 | 0.0071397 | 0.0066473 | 0.0061549 | 0.0056626 | 0.0051702 | 0.0046778 | 0.0041854 | 0.003693 | 0.0032006 | 0.0027082 | 0.0022158 | 0.0017234 | 0.001231 | 0.00073859 | 0.0002462 | 0.0071397 | 0.0066473 | 0.0061549 | 0.0056626 | 0.0051702 | 0.0046778 | 0.0041854 | 0.003693 | 0.0032006 | 0.0027082 | 0.0022158 | 0.0017234 | 0.001231 | 0.00073859 | 0.0002462 | 0.0071397 | 0.0066473 | 0.0061549 | 0.0056626 | 0.0051702
|  | EXS7 | Essex South WTW Backwash water recovery | Net Present Cost (NPC) | [9 empty] | 0.0085848 | 0.0082945 | 0.008014 | 0.0074849 | 0.0067331 | 0.0060235 | 0.0053542 | 0.0047233 | 0.004129 | 0.0035694 | 0.003043 | 0.0025481 | 0.0020831 | 0.0016467 | 0.0012375 | 0.0049716 | 0.004199 | 0.003473 | 0.0029454 | 0.0025983 | 0.0022714 | 0.0019636 | 0.001674 | 0.0014017 | 0.001146 | 0.00090589 | 0.00068076 | 0.00046981 | 0.00027236 | 8.7715e-05 | 0.0028558 | 0.0025814 | 0.0023206 | 0.0020727 | 0.0018374 | 0.001614 | 0.001402 | 0.001201 | 0.0010106 | 0.00083021 | 0.00065948 | 0.00049799 | 0.00034535 | 0.00020117 | 6.5104e-05 | 0.001833 | 0.0016569 | 0.0014895 | 0.0013304 | 0.0011793 | 0.001036 | 0.00089991 | 0.00077091 | 0.00064866 | 0.00053288 | 0.00042329 | 0.00031964 | 0.00022166 | 0.00012912 | 4.1788e-05 | 0.0011766 | 0.0010635 | 0.00095605 | 0.00085394 | 0.00075698 | 0.00066494 | 0.00057762 | 0.00049482 | 0.00041635 | 0.00034204 | 0.0002717 | 0.00020516 | 0.00014228 | 8.288e-05 | 2.6822e-05 | 0.0010931 | 0.00099291 | 0.00089694 | 0.00080506 | 0.00071712
|  | EXS7 | Essex South WTW Backwash water recovery | Opex | [9 empty] | 0 | 0 | 0 | 0 | 0 | 0 | 0 | 0 | 0 | 0 | 0 | 0 | 0 | 0 | 0 | 0 | 0 | 0 | 0 | 0 | 0 | 0 | 0 | 0 | 0 | 0 | 0 | 0 | 0 | 0 | 0 | 0 | 0 | 0 | 0 | 0 | 0 | 0 | 0 | 0 | 0 | 0 | 0 | 0 | 0 | 0 | 0 | 0 | 0 | 0 | 0 | 0 | 0 | 0 | 0 | 0 | 0 | 0 | 0 | 0 | 0 | 0 | 0 | 0 | 0 | 0 | 0 | 0 | 0 | 0 | 0 | 0 | 0 | 0 | 0 | 0 | 0 | 0 | 0 | 0
|  | EXS7 | Essex South WTW Backwash water recovery | Total NPC |  |  | Total | 2019-20: 0.14707
|  | EXS8 | Harwich Sea Tankering | Capex |  |  |  | 0 | 0 | 0 | 0 | 0 | 0 | 7.3956 | 20.1749 | 31.3372 | 16.8767 | 0 | 0 | 0 | 0 | 0 | 0.13075 | 0.61509 | 0 | 0 | 0 | 0 | 0 | 0.13075 | 1.89 | 4.7078 | 0 | 0 | 0 | 0 | 0.13075 | 0.61509 | 0 | 0 | 0 | 0 | 0 | 0.13075 | 0.61509 | 1.2947 | 4.7078 | 0 | 0 | 0 | 0.13075 | 0.61509 | 0 | 0 | 0 | 0 | 0 | 0.13075 | 0.61509 | 0 | 1.2947 | 4.7078 | 0 | 0 | 0.13075 | 8.2073 | 30.3687 | 0 | 0 | 0 | 0 | 0.13075 | 0.61509 | 0 | 0 | 1.2947 | 4.7078 | 0 | 0.13075 | 0.61509 | 0 | 0 | 0 | 0 | 0 | 0.13075 | 0.61509 | 0 | 0 | 0 | 1.2947 | 4.7078 | 0.13075
|  | EXS8 | Harwich Sea Tankering | Capex | Optimism Bias |  |  | 0 | 0 | 0 | 0 | 0 | 0 | 0.56923 | 1.5528 | 2.412 | 1.299 | 0 | 0 | 0 | 0 | 0 | 0.010064 | 0.047343 | 0 | 0 | 0 | 0 | 0 | 0.010064 | 0.14547 | 0.36235 | 0 | 0 | 0 | 0 | 0.010064 | 0.047343 | 0 | 0 | 0 | 0 | 0 | 0.010064 | 0.047343 | 0.099648 | 0.36235 | 0 | 0 | 0 | 0.010064 | 0.047343 | 0 | 0 | 0 | 0 | 0 | 0.010064 | 0.047343 | 0 | 0.099648 | 0.36235 | 0 | 0 | 0.010064 | 0.6317 | 2.3374 | 0 | 0 | 0 | 0 | 0.010064 | 0.047343 | 0 | 0 | 0.099648 | 0.36235 | 0 | 0.010064 | 0.047343 | 0 | 0 | 0 | 0 | 0 | 0.010064 | 0.047343 | 0 | 0 | 0 | 0.099648 | 0.36235 | 0.010064
|  | EXS8 | Harwich Sea Tankering | Discount Factor | [9 empty] | 0.96618 | 0.93351 | 0.90194 | 0.87144 | 0.84197 | 0.8135 | 0.78599 | 0.75941 | 0.73373 | 0.70892 | 0.68495 | 0.66178 | 0.6394 | 0.61778 | 0.59689 | 0.57671 | 0.5572 | 0.53836 | 0.52016 | 0.50257 | 0.48557 | 0.46915 | 0.45329 | 0.43796 | 0.42315 | 0.40884 | 0.39501 | 0.38165 | 0.36875 | 0.35628 | 0.39999 | 0.38834 | 0.37703 | 0.36604 | 0.35538 | 0.34503 | 0.33498 | 0.32523 | 0.31575 | 0.30656 | 0.29763 | 0.28896 | 0.28054 | 0.27237 | 0.26444 | 0.25674 | 0.24926 | 0.242 | 0.23495 | 0.22811 | 0.22146 | 0.21501 | 0.20875 | 0.20267 | 0.19677 | 0.19104 | 0.18547 | 0.18007 | 0.17483 | 0.16973 | 0.16479 | 0.15999 | 0.15533 | 0.15081 | 0.14641 | 0.14215 | 0.13801 | 0.13399 | 0.13009 | 0.1263 | 0.12262 | 0.11905 | 0.11558 | 0.11221 | 0.10895 | 0.1531 | 0.14937 | 0.14573 | 0.14217 | 0.1387
|  | EXS8 | Harwich Sea Tankering | Discount Rate | [9 empty] | 0.035 | 0.035 | 0.035 | 0.035 | 0.035 | 0.035 | 0.035 | 0.035 | 0.035 | 0.035 | 0.035 | 0.035 | 0.035 | 0.035 | 0.035 | 0.035 | 0.035 | 0.035 | 0.035 | 0.035 | 0.035 | 0.035 | 0.035 | 0.035 | 0.035 | 0.035 | 0.035 | 0.035 | 0.035 | 0.035 | 0.03 | 0.03 | 0.03 | 0.03 | 0.03 | 0.03 | 0.03 | 0.03 | 0.03 | 0.03 | 0.03 | 0.03 | 0.03 | 0.03 | 0.03 | 0.03 | 0.03 | 0.03 | 0.03 | 0.03 | 0.03 | 0.03 | 0.03 | 0.03 | 0.03 | 0.03 | 0.03 | 0.03 | 0.03 | 0.03 | 0.03 | 0.03 | 0.03 | 0.03 | 0.03 | 0.03 | 0.03 | 0.03 | 0.03 | 0.03 | 0.03 | 0.03 | 0.03 | 0.03 | 0.03 | 0.025 | 0.025 | 0.025 | 0.025 | 0.025
|  | EXS8 | Harwich Sea Tankering | Financing Cost | [9 empty] | 0.25487 | 0.95016 | 2.0301 | 2.5844 | 2.5298 | 2.4752 | 2.4206 | 2.366 | 2.3114 | 2.261 | 2.2276 | 2.1739 | 2.1201 | 2.0663 | 2.0125 | 1.9588 | 1.9095 | 1.9194 | 2.0291 | 1.9806 | 1.9321 | 1.8836 | 1.8351 | 1.7912 | 1.7638 | 1.7153 | 1.6668 | 1.6182 | 1.5697 | 1.5211 | 1.4771 | 1.4497 | 1.4458 | 1.5595 | 1.5109 | 1.4623 | 1.4138 | 1.3697 | 1.3424 | 1.2938 | 1.2452 | 1.1967 | 1.1481 | 1.0995 | 1.0555 | 1.0281 | 0.97956 | 0.97562 | 1.0893 | 1.0407 | 0.99218 | 0.94812 | 1.1798 | 2.1752 | 2.1266 | 2.0781 | 2.0295 | 1.981 | 1.9369 | 1.9095 | 1.861 | 1.8124 | 1.8085 | 1.9222 | 1.8736 | 1.8295 | 1.8022 | 1.7536 | 1.705 | 1.6565 | 1.6079 | 1.5594 | 1.5153 | 1.4879 | 1.4394 | 1.3908 | 1.3423 | 1.3383 | 1.452 | 1.4079
|  | EXS8 | Harwich Sea Tankering | Net Present Cost (NPC) | [9 empty] | 0.24625 | 0.88699 | 1.8311 | 4.8381 | 19.5706 | 30.8872 | 29.7998 | 28.7506 | 27.7383 | 26.7645 | 25.8366 | 24.9273 | 24.05 | 23.2035 | 22.3867 | 21.5987 | 20.8408 | 20.1414 | 19.5173 | 18.833 | 18.1726 | 17.5353 | 16.9203 | 16.3289 | 15.7652 | 15.2122 | 14.6786 | 14.1637 | 13.6668 | 13.1874 | 14.7876 | 14.3463 | 13.9269 | 13.5629 | 13.1506 | 12.7508 | 12.3632 | 11.9887 | 11.6309 | 11.2773 | 10.9343 | 10.6018 | 10.2794 | 9.9668 | 9.6648 | 9.3763 | 9.0911 | 8.8254 | 8.595 | 8.3336 | 8.0801 | 7.8353 | 7.6555 | 7.6342 | 7.4023 | 7.1774 | 6.9594 | 6.7479 | 6.5437 | 6.3485 | 6.1556 | 5.9685 | 5.794 | 5.6424 | 5.471 | 5.3054 | 5.1471 | 4.9906 | 4.839 | 4.6919 | 4.5493 | 4.411 | 4.2774 | 4.1498 | 4.0236 | 5.6471 | 5.5021 | 5.3673 | 5.2526 | 5.1183
|  | EXS8 | Harwich Sea Tankering | Opex | [9 empty] | 0 | 0 | 0 | 2.9673 | 20.7139 | 35.4931 | 35.4931 | 35.4931 | 35.4931 | 35.4931 | 35.4931 | 35.4931 | 35.4931 | 35.4931 | 35.4931 | 35.4931 | 35.4931 | 35.4931 | 35.4931 | 35.4931 | 35.4931 | 35.4931 | 35.4931 | 35.4931 | 35.4931 | 35.4931 | 35.4931 | 35.4931 | 35.4931 | 35.4931 | 35.4931 | 35.4931 | 35.4931 | 35.4931 | 35.4931 | 35.4931 | 35.4931 | 35.4931 | 35.4931 | 35.4931 | 35.4931 | 35.4931 | 35.4931 | 35.4931 | 35.4931 | 35.4931 | 35.4931 | 35.4931 | 35.4931 | 35.4931 | 35.4931 | 35.4931 | 35.4931 | 35.4931 | 35.4931 | 35.4931 | 35.4931 | 35.4931 | 35.4931 | 35.4931 | 35.4931 | 35.4931 | 35.4931 | 35.4931 | 35.4931 | 35.4931 | 35.4931 | 35.4931 | 35.4931 | 35.4931 | 35.4931 | 35.4931 | 35.4931 | 35.4931 | 35.4931 | 35.4931 | 35.4931 | 35.4931 | 35.4931 | 35.4931
|  | EXS8 | Harwich Sea Tankering | Total NPC |  |  | Total | 2019-20: 948.4219
|  | EXS9 | Essex South to Essex Central potable transfer (10 Ml/d) | Capex |  |  |  | 0 | 0 | 0 | 0 | 0 | 0 | 0.8277 | 2.236 | 3.325 | 1.65 | 0 | 0 | 0 | 0 | 0 | 0.0087431 | 0.022573 | 0 | 0 | 0 | 0 | 0 | 0.0087431 | 0.39413 | 1.0522 | 0 | 0 | 0 | 0 | 0.0087431 | 0.022573 | 0 | 0 | 0 | 0 | 0 | 0.0087431 | 0.022573 | 0.37916 | 1.0522 | 0 | 0 | 0 | 0.0087431 | 0.022573 | 0 | 0 | 0 | 0 | 0 | 0.0087431 | 0.022573 | 0 | 0.37916 | 1.0522 | 0 | 0 | 0.0087431 | 0.15225 | 0.51872 | 0 | 0 | 0 | 0 | 0.0087431 | 0.022573 | 0 | 0 | 0.37916 | 1.0522 | 0 | 0.0087431 | 0.022573 | 0 | 0 | 0 | 0 | 0 | 0.0087431 | 0.022573 | 0 | 0 | 0 | 0.37916 | 1.0522 | 0.0087431
|  | EXS9 | Essex South to Essex Central potable transfer (10 Ml/d) | Capex | Optimism Bias |  |  | 0 | 0 | 0 | 0 | 0 | 0 | 0.1523 | 0.41143 | 0.61179 | 0.30361 | 0 | 0 | 0 | 0 | 0 | 0.0016087 | 0.0041534 | 0 | 0 | 0 | 0 | 0 | 0.0016087 | 0.07252 | 0.19361 | 0 | 0 | 0 | 0 | 0.0016087 | 0.0041534 | 0 | 0 | 0 | 0 | 0 | 0.0016087 | 0.0041534 | 0.069766 | 0.19361 | 0 | 0 | 0 | 0.0016087 | 0.0041534 | 0 | 0 | 0 | 0 | 0 | 0.0016087 | 0.0041534 | 0 | 0.069766 | 0.19361 | 0 | 0 | 0.0016087 | 0.028015 | 0.095445 | 0 | 0 | 0 | 0 | 0.0016087 | 0.0041534 | 0 | 0 | 0.069766 | 0.19361 | 0 | 0.0016087 | 0.0041534 | 0 | 0 | 0 | 0 | 0 | 0.0016087 | 0.0041534 | 0 | 0 | 0 | 0.069766 | 0.19361 | 0.0016087
|  | EXS9 | Essex South to Essex Central potable transfer (10 Ml/d) | Discount Factor | [9 empty] | 0.96618 | 0.93351 | 0.90194 | 0.87144 | 0.84197 | 0.8135 | 0.78599 | 0.75941 | 0.73373 | 0.70892 | 0.68495 | 0.66178 | 0.6394 | 0.61778 | 0.59689 | 0.57671 | 0.5572 | 0.53836 | 0.52016 | 0.50257 | 0.48557 | 0.46915 | 0.45329 | 0.43796 | 0.42315 | 0.40884 | 0.39501 | 0.38165 | 0.36875 | 0.35628 | 0.39999 | 0.38834 | 0.37703 | 0.36604 | 0.35538 | 0.34503 | 0.33498 | 0.32523 | 0.31575 | 0.30656 | 0.29763 | 0.28896 | 0.28054 | 0.27237 | 0.26444 | 0.25674 | 0.24926 | 0.242 | 0.23495 | 0.22811 | 0.22146 | 0.21501 | 0.20875 | 0.20267 | 0.19677 | 0.19104 | 0.18547 | 0.18007 | 0.17483 | 0.16973 | 0.16479 | 0.15999 | 0.15533 | 0.15081 | 0.14641 | 0.14215 | 0.13801 | 0.13399 | 0.13009 | 0.1263 | 0.12262 | 0.11905 | 0.11558 | 0.11221 | 0.10895 | 0.1531 | 0.14937 | 0.14573 | 0.14217 | 0.1387
|  | EXS9 | Essex South to Essex Central potable transfer (10 Ml/d) | Discount Rate | [9 empty] | 0.035 | 0.035 | 0.035 | 0.035 | 0.035 | 0.035 | 0.035 | 0.035 | 0.035 | 0.035 | 0.035 | 0.035 | 0.035 | 0.035 | 0.035 | 0.035 | 0.035 | 0.035 | 0.035 | 0.035 | 0.035 | 0.035 | 0.035 | 0.035 | 0.035 | 0.035 | 0.035 | 0.035 | 0.035 | 0.035 | 0.03 | 0.03 | 0.03 | 0.03 | 0.03 | 0.03 | 0.03 | 0.03 | 0.03 | 0.03 | 0.03 | 0.03 | 0.03 | 0.03 | 0.03 | 0.03 | 0.03 | 0.03 | 0.03 | 0.03 | 0.03 | 0.03 | 0.03 | 0.03 | 0.03 | 0.03 | 0.03 | 0.03 | 0.03 | 0.03 | 0.03 | 0.03 | 0.03 | 0.03 | 0.03 | 0.03 | 0.03 | 0.03 | 0.03 | 0.03 | 0.03 | 0.03 | 0.03 | 0.03 | 0.03 | 0.025 | 0.025 | 0.025 | 0.025 | 0.025
|  | EXS9 | Essex South to Essex Central potable transfer (10 Ml/d) | Financing Cost | [9 empty] | 0.03136 | 0.11608 | 0.24205 | 0.3012 | 0.29446 | 0.28772 | 0.28098 | 0.27424 | 0.2675 | 0.26107 | 0.25514 | 0.24836 | 0.24158 | 0.2348 | 0.22802 | 0.22124 | 0.21479 | 0.22249 | 0.25588 | 0.25063 | 0.24538 | 0.24013 | 0.23487 | 0.22996 | 0.22554 | 0.22026 | 0.21497 | 0.20968 | 0.2044 | 0.19911 | 0.19416 | 0.18973 | 0.1988 | 0.23338 | 0.22809 | 0.2228 | 0.21752 | 0.21256 | 0.20812 | 0.20283 | 0.19755 | 0.19226 | 0.18697 | 0.18168 | 0.17672 | 0.17229 | 0.167 | 0.17608 | 0.21065 | 0.20537 | 0.20008 | 0.19512 | 0.19555 | 0.20987 | 0.20458 | 0.19929 | 0.194 | 0.18871 | 0.18375 | 0.17932 | 0.17403 | 0.16874 | 0.17782 | 0.2124 | 0.20711 | 0.20215 | 0.19772 | 0.19243 | 0.18714 | 0.18185 | 0.17656 | 0.17127 | 0.16631 | 0.16188 | 0.15659 | 0.1513 | 0.14601 | 0.15509 | 0.18967 | 0.18471
|  | EXS9 | Essex South to Essex Central potable transfer (10 Ml/d) | Net Present Cost (NPC) | [9 empty] | 0.030299 | 0.10836 | 0.21832 | 0.27215 | 0.29467 | 0.30631 | 0.29066 | 0.27571 | 0.26144 | 0.24804 | 0.23559 | 0.22314 | 0.21126 | 0.19992 | 0.18912 | 0.17881 | 0.16917 | 0.16759 | 0.17929 | 0.17059 | 0.16227 | 0.15432 | 0.14672 | 0.13961 | 0.13302 | 0.12636 | 0.12 | 0.11392 | 0.10812 | 0.10258 | 0.11319 | 0.10817 | 0.10844 | 0.11794 | 0.11262 | 0.10752 | 0.10262 | 0.098015 | 0.09376 | 0.089408 | 0.08523 | 0.081219 | 0.07737 | 0.073676 | 0.070219 | 0.067035 | 0.063764 | 0.064104 | 0.070361 | 0.067105 | 0.063979 | 0.06105 | 0.059362 | 0.060534 | 0.05773 | 0.055038 | 0.052454 | 0.049974 | 0.047652 | 0.045511 | 0.043314 | 0.041207 | 0.041416 | 0.045425 | 0.043327 | 0.04136 | 0.039544 | 0.037684 | 0.035898 | 0.034184 | 0.03254 | 0.030963 | 0.029488 | 0.028132 | 0.026736 | 0.036763 | 0.035077 | 0.035544 | 0.039593 | 0.03794
|  | EXS9 | Essex South to Essex Central potable transfer (10 Ml/d) | Opex | [9 empty] | 0 | 0 | 0 | 0.011102 | 0.05551 | 0.088817 | 0.088817 | 0.088817 | 0.088817 | 0.088817 | 0.088817 | 0.088817 | 0.088817 | 0.088817 | 0.088817 | 0.088817 | 0.088817 | 0.088817 | 0.088817 | 0.088817 | 0.088817 | 0.088817 | 0.088817 | 0.088817 | 0.088817 | 0.088817 | 0.088817 | 0.088817 | 0.088817 | 0.088817 | 0.088817 | 0.088817 | 0.088817 | 0.088817 | 0.088817 | 0.088817 | 0.088817 | 0.088817 | 0.088817 | 0.088817 | 0.088817 | 0.088817 | 0.088817 | 0.088817 | 0.088817 | 0.088817 | 0.088817 | 0.088817 | 0.088817 | 0.088817 | 0.088817 | 0.088817 | 0.088817 | 0.088817 | 0.088817 | 0.088817 | 0.088817 | 0.088817 | 0.088817 | 0.088817 | 0.088817 | 0.088817 | 0.088817 | 0.088817 | 0.088817 | 0.088817 | 0.088817 | 0.088817 | 0.088817 | 0.088817 | 0.088817 | 0.088817 | 0.088817 | 0.088817 | 0.088817 | 0.088817 | 0.088817 | 0.088817 | 0.088817 | 0.088817
|  | EXS9 | Essex South to Essex Central potable transfer (10 Ml/d) | Total NPC |  |  | Total | 2019-20: 8.5985
|  | FND1 | Essex South to Essex Central potable transfer (10 Ml/d) | Capex |  |  |  | 0 | 0 | 0 | 0 | 0 | 0 | 15.0927 | 41.3643 | 65.5473 | 36.5317 | 0 | 0 | 0 | 0 | 0 | 0.32294 | 1.5391 | 0 | 0 | 0 | 0 | 0 | 0.32294 | 5.8208 | 20.5591 | 0 | 0 | 0 | 0 | 0.32294 | 1.5391 | 0 | 0 | 0 | 0 | 0 | 0.32294 | 1.5391 | 4.3361 | 20.5591 | 0 | 0 | 0 | 0.32294 | 1.5391 | 0 | 0 | 0 | 0 | 0 | 0.32294 | 1.5391 | 0 | 4.3361 | 20.5591 | 0 | 0 | 0.32294 | 15.5576 | 56.0739 | 0 | 0 | 0 | 0 | 0.32294 | 1.5391 | 0 | 0 | 4.3361 | 20.5591 | 0 | 0.32294 | 1.5391 | 0 | 0 | 0 | 0 | 0 | 0.32294 | 1.5391 | 0 | 0 | 0 | 4.3361 | 20.5591 | 0.32294
|  | FND1 | Essex South to Essex Central potable transfer (10 Ml/d) | Capex | Optimism Bias |  |  | 0 | 0 | 0 | 0 | 0 | 0 | 6.5097 | 17.841 | 28.2714 | 15.7566 | 0 | 0 | 0 | 0 | 0 | 0.13929 | 0.66384 | 0 | 0 | 0 | 0 | 0 | 0.13929 | 2.5106 | 8.8674 | 0 | 0 | 0 | 0 | 0.13929 | 0.66384 | 0 | 0 | 0 | 0 | 0 | 0.13929 | 0.66384 | 1.8702 | 8.8674 | 0 | 0 | 0 | 0.13929 | 0.66384 | 0 | 0 | 0 | 0 | 0 | 0.13929 | 0.66384 | 0 | 1.8702 | 8.8674 | 0 | 0 | 0.13929 | 6.7102 | 24.1854 | 0 | 0 | 0 | 0 | 0.13929 | 0.66384 | 0 | 0 | 1.8702 | 8.8674 | 0 | 0.13929 | 0.66384 | 0 | 0 | 0 | 0 | 0 | 0.13929 | 0.66384 | 0 | 0 | 0 | 1.8702 | 8.8674 | 0.13929
|  | FND1 | Essex South to Essex Central potable transfer (10 Ml/d) | Discount Factor | [9 empty] | 0.96618 | 0.93351 | 0.90194 | 0.87144 | 0.84197 | 0.8135 | 0.78599 | 0.75941 | 0.73373 | 0.70892 | 0.68495 | 0.66178 | 0.6394 | 0.61778 | 0.59689 | 0.57671 | 0.5572 | 0.53836 | 0.52016 | 0.50257 | 0.48557 | 0.46915 | 0.45329 | 0.43796 | 0.42315 | 0.40884 | 0.39501 | 0.38165 | 0.36875 | 0.35628 | 0.39999 | 0.38834 | 0.37703 | 0.36604 | 0.35538 | 0.34503 | 0.33498 | 0.32523 | 0.31575 | 0.30656 | 0.29763 | 0.28896 | 0.28054 | 0.27237 | 0.26444 | 0.25674 | 0.24926 | 0.242 | 0.23495 | 0.22811 | 0.22146 | 0.21501 | 0.20875 | 0.20267 | 0.19677 | 0.19104 | 0.18547 | 0.18007 | 0.17483 | 0.16973 | 0.16479 | 0.15999 | 0.15533 | 0.15081 | 0.14641 | 0.14215 | 0.13801 | 0.13399 | 0.13009 | 0.1263 | 0.12262 | 0.11905 | 0.11558 | 0.11221 | 0.10895 | 0.1531 | 0.14937 | 0.14573 | 0.14217 | 0.1387
|  | FND1 | Essex South to Essex Central potable transfer (10 Ml/d) | Discount Rate | [9 empty] | 0.035 | 0.035 | 0.035 | 0.035 | 0.035 | 0.035 | 0.035 | 0.035 | 0.035 | 0.035 | 0.035 | 0.035 | 0.035 | 0.035 | 0.035 | 0.035 | 0.035 | 0.035 | 0.035 | 0.035 | 0.035 | 0.035 | 0.035 | 0.035 | 0.035 | 0.035 | 0.035 | 0.035 | 0.035 | 0.035 | 0.03 | 0.03 | 0.03 | 0.03 | 0.03 | 0.03 | 0.03 | 0.03 | 0.03 | 0.03 | 0.03 | 0.03 | 0.03 | 0.03 | 0.03 | 0.03 | 0.03 | 0.03 | 0.03 | 0.03 | 0.03 | 0.03 | 0.03 | 0.03 | 0.03 | 0.03 | 0.03 | 0.03 | 0.03 | 0.03 | 0.03 | 0.03 | 0.03 | 0.03 | 0.03 | 0.03 | 0.03 | 0.03 | 0.03 | 0.03 | 0.03 | 0.03 | 0.03 | 0.03 | 0.03 | 0.025 | 0.025 | 0.025 | 0.025 | 0.025
|  | FND1 | Essex South to Essex Central potable transfer (10 Ml/d) | Financing Cost | [9 empty] | 0.69128 | 2.5858 | 5.588 | 7.1389 | 6.8941 | 6.6493 | 6.4045 | 6.1597 | 5.9149 | 5.6839 | 5.5104 | 5.2693 | 5.0283 | 4.7873 | 4.5462 | 4.3052 | 4.0789 | 4.098 | 4.8327 | 4.6727 | 4.5126 | 4.3526 | 4.1925 | 4.0473 | 3.9576 | 3.7973 | 3.637 | 3.4767 | 3.3163 | 3.156 | 3.0105 | 2.9207 | 2.959 | 3.7403 | 3.5799 | 3.4196 | 3.2592 | 3.1136 | 3.0238 | 2.8634 | 2.7031 | 2.5427 | 2.3824 | 2.222 | 2.0765 | 1.9866 | 1.8263 | 1.8645 | 2.6458 | 2.4855 | 2.3251 | 2.1795 | 2.7253 | 5.1269 | 4.9665 | 4.8062 | 4.6458 | 4.4855 | 4.3399 | 4.25 | 4.0897 | 3.9293 | 3.9676 | 4.7489 | 4.5885 | 4.443 | 4.3531 | 4.1928 | 4.0324 | 3.8721 | 3.7117 | 3.5514 | 3.4058 | 3.3159 | 3.1556 | 2.9952 | 2.8349 | 2.8731 | 3.6544 | 3.5089
|  | FND1 | Essex South to Essex Central potable transfer (10 Ml/d) | Net Present Cost (NPC) | [9 empty] | 0.6679 | 2.4139 | 5.0401 | 6.6965 | 8.6465 | 10.0133 | 9.4823 | 8.9757 | 8.4926 | 8.0416 | 7.6508 | 7.2326 | 6.8339 | 6.4539 | 6.0917 | 5.7467 | 5.4263 | 5.2531 | 5.4576 | 5.1926 | 4.9393 | 4.6972 | 4.4658 | 4.2512 | 4.0695 | 3.8663 | 3.6722 | 3.4869 | 3.3099 | 3.1408 | 3.4679 | 3.332 | 3.2494 | 3.4408 | 3.2836 | 3.1326 | 2.9876 | 2.8533 | 2.7418 | 2.6128 | 2.489 | 2.3701 | 2.2561 | 2.1467 | 2.0457 | 1.9631 | 1.8659 | 1.8208 | 1.9514 | 1.8579 | 1.7683 | 1.6855 | 1.7504 | 2.1861 | 2.0909 | 1.9993 | 1.9114 | 1.8268 | 1.7482 | 1.682 | 1.6066 | 1.5341 | 1.4954 | 1.5697 | 1.5005 | 1.4361 | 1.3818 | 1.3201 | 1.2608 | 1.2038 | 1.1491 | 1.0965 | 1.0478 | 1.0072 | 0.96037 | 0.52275 | 0.48605 | 0.47977 | 0.57915 | 0.54483
|  | FND1 | Essex South to Essex Central potable transfer (10 Ml/d) | Opex | [9 empty] | 0 | 0 | 0 | 0.54552 | 3.3753 | 5.6596 | 5.6596 | 5.6596 | 5.6596 | 5.6596 | 5.6596 | 5.6596 | 5.6596 | 5.6596 | 5.6596 | 5.6596 | 5.6596 | 5.6596 | 5.6596 | 5.6596 | 5.6596 | 5.6596 | 5.6596 | 5.6596 | 5.6596 | 5.6596 | 5.6596 | 5.6596 | 5.6596 | 5.6596 | 5.6596 | 5.6596 | 5.6596 | 5.6596 | 5.6596 | 5.6596 | 5.6596 | 5.6596 | 5.6596 | 5.6596 | 5.6596 | 5.6596 | 5.6596 | 5.6596 | 5.6596 | 5.6596 | 5.6596 | 5.6596 | 5.6596 | 5.6596 | 5.6596 | 5.6596 | 5.6596 | 5.6596 | 5.6596 | 5.6596 | 5.6596 | 5.6596 | 5.6596 | 5.6596 | 5.6596 | 5.6596 | 5.6596 | 5.6596 | 5.6596 | 5.6596 | 5.6596 | 5.6596 | 5.6596 | 5.6596 | 5.6596 | 5.6596 | 5.6596 | 5.6596 | 5.6596 | 0.41913 | 0.41913 | 0.41913 | 0.41913 | 0.41913
|  | FND1 | Essex South to Essex Central potable transfer (10 Ml/d) | Total NPC |  |  | Total | 2019-20: 266.2291
|  | FND10 | Norfolk Bradenham to Fenland potable transfer (5 Ml/d) | Capex |  |  |  | 0 | 0 | 0 | 0 | 0 | 0 | 2.5779 | 6.9642 | 10.3559 | 5.1392 | 0 | 0 | 0 | 0 | 0 | 0 | 0 | 0 | 0 | 0 | 0 | 0 | 0 | 0 | 0 | 0 | 0 | 0 | 0 | 0 | 0 | 0 | 0 | 0 | 0 | 0 | 0 | 0 | 0 | 0 | 0 | 0 | 0 | 0 | 0 | 0 | 0 | 0 | 0 | 0 | 0 | 0 | 0 | 0 | 0 | 0 | 0 | 0 | 0 | 0 | 0 | 0 | 0 | 0 | 0 | 0 | 0 | 0 | 0 | 0 | 0 | 0 | 0 | 0 | 0 | 0 | 0 | 0 | 0 | 0 | 0 | 0 | 0 | 0 | 0 | 0
|  | FND10 | Norfolk Bradenham to Fenland potable transfer (5 Ml/d) | Capex | Optimism Bias |  |  | 0 | 0 | 0 | 0 | 0 | 0 | 0.47434 | 1.2814 | 1.9055 | 0.94561 | 0 | 0 | 0 | 0 | 0 | 0 | 0 | 0 | 0 | 0 | 0 | 0 | 0 | 0 | 0 | 0 | 0 | 0 | 0 | 0 | 0 | 0 | 0 | 0 | 0 | 0 | 0 | 0 | 0 | 0 | 0 | 0 | 0 | 0 | 0 | 0 | 0 | 0 | 0 | 0 | 0 | 0 | 0 | 0 | 0 | 0 | 0 | 0 | 0 | 0 | 0 | 0 | 0 | 0 | 0 | 0 | 0 | 0 | 0 | 0 | 0 | 0 | 0 | 0 | 0 | 0 | 0 | 0 | 0 | 0 | 0 | 0 | 0 | 0 | 0 | 0
|  | FND10 | Norfolk Bradenham to Fenland potable transfer (5 Ml/d) | Discount Factor | [9 empty] | 0.96618 | 0.93351 | 0.90194 | 0.87144 | 0.84197 | 0.8135 | 0.78599 | 0.75941 | 0.73373 | 0.70892 | 0.68495 | 0.66178 | 0.6394 | 0.61778 | 0.59689 | 0.57671 | 0.5572 | 0.53836 | 0.52016 | 0.50257 | 0.48557 | 0.46915 | 0.45329 | 0.43796 | 0.42315 | 0.40884 | 0.39501 | 0.38165 | 0.36875 | 0.35628 | 0.39999 | 0.38834 | 0.37703 | 0.36604 | 0.35538 | 0.34503 | 0.33498 | 0.32523 | 0.31575 | 0.30656 | 0.29763 | 0.28896 | 0.28054 | 0.27237 | 0.26444 | 0.25674 | 0.24926 | 0.242 | 0.23495 | 0.22811 | 0.22146 | 0.21501 | 0.20875 | 0.20267 | 0.19677 | 0.19104 | 0.18547 | 0.18007 | 0.17483 | 0.16973 | 0.16479 | 0.15999 | 0.15533 | 0.15081 | 0.14641 | 0.14215 | 0.13801 | 0.13399 | 0.13009 | 0.1263 | 0.12262 | 0.11905 | 0.11558 | 0.11221 | 0.10895 | 0.1531 | 0.14937 | 0.14573 | 0.14217 | 0.1387
|  | FND10 | Norfolk Bradenham to Fenland potable transfer (5 Ml/d) | Discount Rate | [9 empty] | 0.035 | 0.035 | 0.035 | 0.035 | 0.035 | 0.035 | 0.035 | 0.035 | 0.035 | 0.035 | 0.035 | 0.035 | 0.035 | 0.035 | 0.035 | 0.035 | 0.035 | 0.035 | 0.035 | 0.035 | 0.035 | 0.035 | 0.035 | 0.035 | 0.035 | 0.035 | 0.035 | 0.035 | 0.035 | 0.035 | 0.03 | 0.03 | 0.03 | 0.03 | 0.03 | 0.03 | 0.03 | 0.03 | 0.03 | 0.03 | 0.03 | 0.03 | 0.03 | 0.03 | 0.03 | 0.03 | 0.03 | 0.03 | 0.03 | 0.03 | 0.03 | 0.03 | 0.03 | 0.03 | 0.03 | 0.03 | 0.03 | 0.03 | 0.03 | 0.03 | 0.03 | 0.03 | 0.03 | 0.03 | 0.03 | 0.03 | 0.03 | 0.03 | 0.03 | 0.03 | 0.03 | 0.03 | 0.03 | 0.03 | 0.03 | 0.025 | 0.025 | 0.025 | 0.025 | 0.025
|  | FND10 | Norfolk Bradenham to Fenland potable transfer (5 Ml/d) | Financing Cost | [9 empty] | 0.097673 | 0.36153 | 0.7539 | 0.94624 | 0.94149 | 0.93675 | 0.93201 | 0.92727 | 0.92252 | 0.91778 | 0.91304 | 0.90829 | 0.90355 | 0.89881 | 0.89406 | 0.88932 | 0.88458 | 0.87983 | 0.87509 | 0.87035 | 0.86561 | 0.86086 | 0.85612 | 0.85138 | 0.84663 | 0.84189 | 0.83715 | 0.8324 | 0.82766 | 0.82292 | 0.81818 | 0.81343 | 0.80869 | 0.80395 | 0.7992 | 0.79446 | 0.78972 | 0.78497 | 0.78023 | 0.77549 | 0.77074 | 0.766 | 0.76126 | 0.75652 | 0.75177 | 0.74703 | 0.74229 | 0.73754 | 0.7328 | 0.72806 | 0.72331 | 0.71857 | 0.71383 | 0.70909 | 0.70434 | 0.6996 | 0.69486 | 0.69011 | 0.68537 | 0.68063 | 0.67588 | 0.67114 | 0.6664 | 0.66165 | 0.65691 | 0.65217 | 0.64743 | 0.64268 | 0.63794 | 0.6332 | 0.62845 | 0.62371 | 0.61897 | 0.61422 | 0.60948 | 0.60474 | 0.6 | 0.59525 | 0.59051 | 0.58577
|  | FND10 | Norfolk Bradenham to Fenland potable transfer (5 Ml/d) | Net Present Cost (NPC) | [9 empty] | 0.09437 | 0.3375 | 0.67997 | 0.82519 | 0.79562 | 0.76655 | 0.7369 | 0.70838 | 0.68094 | 0.65455 | 0.62917 | 0.60475 | 0.58127 | 0.55868 | 0.53696 | 0.51607 | 0.49597 | 0.47665 | 0.45806 | 0.44019 | 0.423 | 0.40647 | 0.39057 | 0.37529 | 0.36059 | 0.34646 | 0.33287 | 0.3198 | 0.30724 | 0.29516 | 0.32947 | 0.31803 | 0.30698 | 0.29631 | 0.28599 | 0.27602 | 0.2664 | 0.25709 | 0.24811 | 0.23943 | 0.23104 | 0.22294 | 0.21512 | 0.20756 | 0.20026 | 0.19321 | 0.1864 | 0.17982 | 0.17347 | 0.16734 | 0.16141 | 0.15569 | 0.15017 | 0.14483 | 0.13968 | 0.13471 | 0.1299 | 0.12526 | 0.12079 | 0.11646 | 0.11229 | 0.10826 | 0.10437 | 0.10062 | 0.096991 | 0.093492 | 0.090114 | 0.086854 | 0.083707 | 0.08067 | 0.077739 | 0.07491 | 0.07218 | 0.069545 | 0.067003 | 0.093435 | 0.090448 | 0.08755 | 0.084741 | 0.082016
|  | FND10 | Norfolk Bradenham to Fenland potable transfer (5 Ml/d) | Opex | [9 empty] | 0 | 0 | 0 | 0.00069165 | 0.0034583 | 0.0055332 | 0.0055332 | 0.0055332 | 0.0055332 | 0.0055332 | 0.0055332 | 0.0055332 | 0.0055332 | 0.0055332 | 0.0055332 | 0.0055332 | 0.0055332 | 0.0055332 | 0.0055332 | 0.0055332 | 0.0055332 | 0.0055332 | 0.0055332 | 0.0055332 | 0.0055332 | 0.0055332 | 0.0055332 | 0.0055332 | 0.0055332 | 0.0055332 | 0.0055332 | 0.0055332 | 0.0055332 | 0.0055332 | 0.0055332 | 0.0055332 | 0.0055332 | 0.0055332 | 0.0055332 | 0.0055332 | 0.0055332 | 0.0055332 | 0.0055332 | 0.0055332 | 0.0055332 | 0.0055332 | 0.0055332 | 0.0055332 | 0.0055332 | 0.0055332 | 0.0055332 | 0.0055332 | 0.0055332 | 0.0055332 | 0.0055332 | 0.0055332 | 0.0055332 | 0.0055332 | 0.0055332 | 0.0055332 | 0.0055332 | 0.0055332 | 0.0055332 | 0.0055332 | 0.0055332 | 0.0055332 | 0.0055332 | 0.0055332 | 0.0055332 | 0.0055332 | 0.0055332 | 0.0055332 | 0.0055332 | 0.0055332 | 0.0055332 | 0.0055332 | 0.0055332 | 0.0055332 | 0.0055332 | 0.0055332
|  | FND10 | Norfolk Bradenham to Fenland potable transfer (5 Ml/d) | Total NPC |  |  | Total | 2019-20: 23.0721
|  | FND11 | Norfolk Bradenham to Fenland potable transfer (10 Ml/d) | Capex |  |  |  | 0 | 0 | 0 | 0 | 0 | 0 | 2.9362 | 7.932 | 11.7949 | 5.8533 | 0 | 0 | 0 | 0 | 0 | 0 | 0 | 0 | 0 | 0 | 0 | 0 | 0 | 0 | 0 | 0 | 0 | 0 | 0 | 0 | 0 | 0 | 0 | 0 | 0 | 0 | 0 | 0 | 0 | 0 | 0 | 0 | 0 | 0 | 0 | 0 | 0 | 0 | 0 | 0 | 0 | 0 | 0 | 0 | 0 | 0 | 0 | 0 | 0 | 0 | 0 | 0 | 0 | 0 | 0 | 0 | 0 | 0 | 0 | 0 | 0 | 0 | 0 | 0 | 0 | 0 | 0 | 0 | 0 | 0 | 0 | 0 | 0 | 0 | 0 | 0
|  | FND11 | Norfolk Bradenham to Fenland potable transfer (10 Ml/d) | Capex | Optimism Bias |  |  | 0 | 0 | 0 | 0 | 0 | 0 | 0.54025 | 1.4595 | 2.1703 | 1.077 | 0 | 0 | 0 | 0 | 0 | 0 | 0 | 0 | 0 | 0 | 0 | 0 | 0 | 0 | 0 | 0 | 0 | 0 | 0 | 0 | 0 | 0 | 0 | 0 | 0 | 0 | 0 | 0 | 0 | 0 | 0 | 0 | 0 | 0 | 0 | 0 | 0 | 0 | 0 | 0 | 0 | 0 | 0 | 0 | 0 | 0 | 0 | 0 | 0 | 0 | 0 | 0 | 0 | 0 | 0 | 0 | 0 | 0 | 0 | 0 | 0 | 0 | 0 | 0 | 0 | 0 | 0 | 0 | 0 | 0 | 0 | 0 | 0 | 0 | 0 | 0
|  | FND11 | Norfolk Bradenham to Fenland potable transfer (10 Ml/d) | Discount Factor | [9 empty] | 0.96618 | 0.93351 | 0.90194 | 0.87144 | 0.84197 | 0.8135 | 0.78599 | 0.75941 | 0.73373 | 0.70892 | 0.68495 | 0.66178 | 0.6394 | 0.61778 | 0.59689 | 0.57671 | 0.5572 | 0.53836 | 0.52016 | 0.50257 | 0.48557 | 0.46915 | 0.45329 | 0.43796 | 0.42315 | 0.40884 | 0.39501 | 0.38165 | 0.36875 | 0.35628 | 0.39999 | 0.38834 | 0.37703 | 0.36604 | 0.35538 | 0.34503 | 0.33498 | 0.32523 | 0.31575 | 0.30656 | 0.29763 | 0.28896 | 0.28054 | 0.27237 | 0.26444 | 0.25674 | 0.24926 | 0.242 | 0.23495 | 0.22811 | 0.22146 | 0.21501 | 0.20875 | 0.20267 | 0.19677 | 0.19104 | 0.18547 | 0.18007 | 0.17483 | 0.16973 | 0.16479 | 0.15999 | 0.15533 | 0.15081 | 0.14641 | 0.14215 | 0.13801 | 0.13399 | 0.13009 | 0.1263 | 0.12262 | 0.11905 | 0.11558 | 0.11221 | 0.10895 | 0.1531 | 0.14937 | 0.14573 | 0.14217 | 0.1387
|  | FND11 | Norfolk Bradenham to Fenland potable transfer (10 Ml/d) | Discount Rate | [9 empty] | 0.035 | 0.035 | 0.035 | 0.035 | 0.035 | 0.035 | 0.035 | 0.035 | 0.035 | 0.035 | 0.035 | 0.035 | 0.035 | 0.035 | 0.035 | 0.035 | 0.035 | 0.035 | 0.035 | 0.035 | 0.035 | 0.035 | 0.035 | 0.035 | 0.035 | 0.035 | 0.035 | 0.035 | 0.035 | 0.035 | 0.03 | 0.03 | 0.03 | 0.03 | 0.03 | 0.03 | 0.03 | 0.03 | 0.03 | 0.03 | 0.03 | 0.03 | 0.03 | 0.03 | 0.03 | 0.03 | 0.03 | 0.03 | 0.03 | 0.03 | 0.03 | 0.03 | 0.03 | 0.03 | 0.03 | 0.03 | 0.03 | 0.03 | 0.03 | 0.03 | 0.03 | 0.03 | 0.03 | 0.03 | 0.03 | 0.03 | 0.03 | 0.03 | 0.03 | 0.03 | 0.03 | 0.03 | 0.03 | 0.03 | 0.03 | 0.025 | 0.025 | 0.025 | 0.025 | 0.025
|  | FND11 | Norfolk Bradenham to Fenland potable transfer (10 Ml/d) | Financing Cost | [9 empty] | 0.11125 | 0.41177 | 0.85866 | 1.0777 | 1.0723 | 1.0669 | 1.0615 | 1.0561 | 1.0507 | 1.0453 | 1.0399 | 1.0345 | 1.0291 | 1.0237 | 1.0183 | 1.0129 | 1.0075 | 1.0021 | 0.9967 | 0.99129 | 0.98589 | 0.98049 | 0.97509 | 0.96969 | 0.96428 | 0.95888 | 0.95348 | 0.94808 | 0.94268 | 0.93727 | 0.93187 | 0.92647 | 0.92107 | 0.91566 | 0.91026 | 0.90486 | 0.89946 | 0.89406 | 0.88865 | 0.88325 | 0.87785 | 0.87245 | 0.86705 | 0.86164 | 0.85624 | 0.85084 | 0.84544 | 0.84003 | 0.83463 | 0.82923 | 0.82383 | 0.81843 | 0.81302 | 0.80762 | 0.80222 | 0.79682 | 0.79141 | 0.78601 | 0.78061 | 0.77521 | 0.76981 | 0.7644 | 0.759 | 0.7536 | 0.7482 | 0.7428 | 0.73739 | 0.73199 | 0.72659 | 0.72119 | 0.71578 | 0.71038 | 0.70498 | 0.69958 | 0.69418 | 0.68877 | 0.68337 | 0.67797 | 0.67257 | 0.66717
|  | FND11 | Norfolk Bradenham to Fenland potable transfer (10 Ml/d) | Net Present Cost (NPC) | [9 empty] | 0.10748 | 0.38439 | 0.77446 | 0.93986 | 0.90619 | 0.87307 | 0.8393 | 0.80682 | 0.77557 | 0.74551 | 0.7166 | 0.68879 | 0.66205 | 0.63632 | 0.61158 | 0.58778 | 0.56489 | 0.54288 | 0.52172 | 0.50136 | 0.48178 | 0.46295 | 0.44485 | 0.42744 | 0.4107 | 0.3946 | 0.37913 | 0.36424 | 0.34993 | 0.33618 | 0.37526 | 0.36223 | 0.34964 | 0.33748 | 0.32573 | 0.31438 | 0.30341 | 0.29282 | 0.28259 | 0.2727 | 0.26315 | 0.25392 | 0.24501 | 0.2364 | 0.22809 | 0.22006 | 0.2123 | 0.20481 | 0.19758 | 0.19059 | 0.18384 | 0.17733 | 0.17103 | 0.16496 | 0.15909 | 0.15342 | 0.14795 | 0.14267 | 0.13757 | 0.13265 | 0.12789 | 0.12331 | 0.11887 | 0.1146 | 0.11047 | 0.10648 | 0.10264 | 0.098923 | 0.095339 | 0.09188 | 0.088541 | 0.085319 | 0.08221 | 0.079209 | 0.076314 | 0.10642 | 0.10302 | 0.099717 | 0.096516 | 0.093413
|  | FND11 | Norfolk Bradenham to Fenland potable transfer (10 Ml/d) | Opex | [9 empty] | 0 | 0 | 0 | 0.00078776 | 0.0039388 | 0.0063021 | 0.0063021 | 0.0063021 | 0.0063021 | 0.0063021 | 0.0063021 | 0.0063021 | 0.0063021 | 0.0063021 | 0.0063021 | 0.0063021 | 0.0063021 | 0.0063021 | 0.0063021 | 0.0063021 | 0.0063021 | 0.0063021 | 0.0063021 | 0.0063021 | 0.0063021 | 0.0063021 | 0.0063021 | 0.0063021 | 0.0063021 | 0.0063021 | 0.0063021 | 0.0063021 | 0.0063021 | 0.0063021 | 0.0063021 | 0.0063021 | 0.0063021 | 0.0063021 | 0.0063021 | 0.0063021 | 0.0063021 | 0.0063021 | 0.0063021 | 0.0063021 | 0.0063021 | 0.0063021 | 0.0063021 | 0.0063021 | 0.0063021 | 0.0063021 | 0.0063021 | 0.0063021 | 0.0063021 | 0.0063021 | 0.0063021 | 0.0063021 | 0.0063021 | 0.0063021 | 0.0063021 | 0.0063021 | 0.0063021 | 0.0063021 | 0.0063021 | 0.0063021 | 0.0063021 | 0.0063021 | 0.0063021 | 0.0063021 | 0.0063021 | 0.0063021 | 0.0063021 | 0.0063021 | 0.0063021 | 0.0063021 | 0.0063021 | 0.0063021 | 0.0063021 | 0.0063021 | 0.0063021 | 0.0063021
|  | FND11 | Norfolk Bradenham to Fenland potable transfer (10 Ml/d) | Total NPC |  |  | Total | 2019-20: 26.2782
|  | FND12 | Norfolk Bradenham to Fenland potable transfer (20 Ml/d) | Capex |  |  |  | 0 | 0 | 0 | 0 | 0 | 0 | 4.8244 | 13.0332 | 19.3804 | 9.6176 | 0 | 0 | 0 | 0 | 0 | 0 | 0 | 0 | 0 | 0 | 0 | 0 | 0 | 0.035101 | 0.093462 | 0 | 0 | 0 | 0 | 0 | 0 | 0 | 0 | 0 | 0 | 0 | 0 | 0 | 0.035101 | 0.093462 | 0 | 0 | 0 | 0 | 0 | 0 | 0 | 0 | 0 | 0 | 0 | 0 | 0 | 0.035101 | 0.093462 | 0 | 0 | 0 | 0.040295 | 0.16118 | 0 | 0 | 0 | 0 | 0 | 0 | 0 | 0 | 0.035101 | 0.093462 | 0 | 0 | 0 | 0 | 0 | 0 | 0 | 0 | 0 | 0 | 0 | 0 | 0 | 0.035101 | 0.093462 | 0
|  | FND12 | Norfolk Bradenham to Fenland potable transfer (20 Ml/d) | Capex | Optimism Bias |  |  | 0 | 0 | 0 | 0 | 0 | 0 | 0.8877 | 2.3981 | 3.566 | 1.7696 | 0 | 0 | 0 | 0 | 0 | 0 | 0 | 0 | 0 | 0 | 0 | 0 | 0 | 0.0064586 | 0.017197 | 0 | 0 | 0 | 0 | 0 | 0 | 0 | 0 | 0 | 0 | 0 | 0 | 0 | 0.0064586 | 0.017197 | 0 | 0 | 0 | 0 | 0 | 0 | 0 | 0 | 0 | 0 | 0 | 0 | 0 | 0.0064586 | 0.017197 | 0 | 0 | 0 | 0.0074143 | 0.029657 | 0 | 0 | 0 | 0 | 0 | 0 | 0 | 0 | 0.0064586 | 0.017197 | 0 | 0 | 0 | 0 | 0 | 0 | 0 | 0 | 0 | 0 | 0 | 0 | 0 | 0.0064586 | 0.017197 | 0
|  | FND12 | Norfolk Bradenham to Fenland potable transfer (20 Ml/d) | Discount Factor | [9 empty] | 0.96618 | 0.93351 | 0.90194 | 0.87144 | 0.84197 | 0.8135 | 0.78599 | 0.75941 | 0.73373 | 0.70892 | 0.68495 | 0.66178 | 0.6394 | 0.61778 | 0.59689 | 0.57671 | 0.5572 | 0.53836 | 0.52016 | 0.50257 | 0.48557 | 0.46915 | 0.45329 | 0.43796 | 0.42315 | 0.40884 | 0.39501 | 0.38165 | 0.36875 | 0.35628 | 0.39999 | 0.38834 | 0.37703 | 0.36604 | 0.35538 | 0.34503 | 0.33498 | 0.32523 | 0.31575 | 0.30656 | 0.29763 | 0.28896 | 0.28054 | 0.27237 | 0.26444 | 0.25674 | 0.24926 | 0.242 | 0.23495 | 0.22811 | 0.22146 | 0.21501 | 0.20875 | 0.20267 | 0.19677 | 0.19104 | 0.18547 | 0.18007 | 0.17483 | 0.16973 | 0.16479 | 0.15999 | 0.15533 | 0.15081 | 0.14641 | 0.14215 | 0.13801 | 0.13399 | 0.13009 | 0.1263 | 0.12262 | 0.11905 | 0.11558 | 0.11221 | 0.10895 | 0.1531 | 0.14937 | 0.14573 | 0.14217 | 0.1387
|  | FND12 | Norfolk Bradenham to Fenland potable transfer (20 Ml/d) | Discount Rate | [9 empty] | 0.035 | 0.035 | 0.035 | 0.035 | 0.035 | 0.035 | 0.035 | 0.035 | 0.035 | 0.035 | 0.035 | 0.035 | 0.035 | 0.035 | 0.035 | 0.035 | 0.035 | 0.035 | 0.035 | 0.035 | 0.035 | 0.035 | 0.035 | 0.035 | 0.035 | 0.035 | 0.035 | 0.035 | 0.035 | 0.035 | 0.03 | 0.03 | 0.03 | 0.03 | 0.03 | 0.03 | 0.03 | 0.03 | 0.03 | 0.03 | 0.03 | 0.03 | 0.03 | 0.03 | 0.03 | 0.03 | 0.03 | 0.03 | 0.03 | 0.03 | 0.03 | 0.03 | 0.03 | 0.03 | 0.03 | 0.03 | 0.03 | 0.03 | 0.03 | 0.03 | 0.03 | 0.03 | 0.03 | 0.03 | 0.03 | 0.03 | 0.03 | 0.03 | 0.03 | 0.03 | 0.03 | 0.03 | 0.03 | 0.03 | 0.03 | 0.025 | 0.025 | 0.025 | 0.025 | 0.025
|  | FND12 | Norfolk Bradenham to Fenland potable transfer (20 Ml/d) | Financing Cost | [9 empty] | 0.18279 | 0.67659 | 1.4109 | 1.7706 | 1.7613 | 1.7521 | 1.7428 | 1.7335 | 1.7242 | 1.715 | 1.7057 | 1.6964 | 1.6871 | 1.6778 | 1.6686 | 1.6593 | 1.65 | 1.642 | 1.6362 | 1.6269 | 1.6176 | 1.6084 | 1.5991 | 1.5898 | 1.5805 | 1.5712 | 1.5619 | 1.5526 | 1.5433 | 1.534 | 1.5247 | 1.5154 | 1.5075 | 1.5017 | 1.4924 | 1.4831 | 1.4738 | 1.4645 | 1.4553 | 1.446 | 1.4367 | 1.4274 | 1.4181 | 1.4088 | 1.3995 | 1.3902 | 1.3809 | 1.373 | 1.3672 | 1.3579 | 1.3486 | 1.3393 | 1.3315 | 1.3283 | 1.3191 | 1.3098 | 1.3005 | 1.2912 | 1.2819 | 1.2726 | 1.2633 | 1.254 | 1.246 | 1.2403 | 1.231 | 1.2217 | 1.2124 | 1.2031 | 1.1938 | 1.1845 | 1.1752 | 1.166 | 1.1567 | 1.1474 | 1.1381 | 1.1288 | 1.1195 | 1.1115 | 1.1058 | 1.0965
|  | FND12 | Norfolk Bradenham to Fenland potable transfer (20 Ml/d) | Net Present Cost (NPC) | [9 empty] | 0.17661 | 0.6316 | 1.2725 | 1.5441 | 1.4885 | 1.4337 | 1.378 | 1.3243 | 1.2727 | 1.2231 | 1.1754 | 1.1295 | 1.0854 | 1.0429 | 1.0021 | 0.96289 | 0.92516 | 0.88957 | 0.85648 | 0.82285 | 0.79051 | 0.75942 | 0.72953 | 0.70079 | 0.67316 | 0.64659 | 0.62106 | 0.59651 | 0.57291 | 0.55023 | 0.61401 | 0.59252 | 0.57226 | 0.55349 | 0.53406 | 0.5153 | 0.49718 | 0.47968 | 0.46277 | 0.44644 | 0.43068 | 0.41545 | 0.40074 | 0.38654 | 0.37282 | 0.35958 | 0.34679 | 0.33476 | 0.32366 | 0.31211 | 0.30096 | 0.2902 | 0.28012 | 0.27131 | 0.26158 | 0.25219 | 0.24312 | 0.23437 | 0.22592 | 0.21776 | 0.20988 | 0.20229 | 0.19516 | 0.1886 | 0.18175 | 0.17514 | 0.16875 | 0.16259 | 0.15665 | 0.15091 | 0.14538 | 0.14004 | 0.13488 | 0.12991 | 0.12512 | 0.17441 | 0.16877 | 0.16349 | 0.15868 | 0.15352
|  | FND12 | Norfolk Bradenham to Fenland potable transfer (20 Ml/d) | Opex | [9 empty] | 0 | 0 | 0 | 0.0012944 | 0.0064719 | 0.010355 | 0.010355 | 0.010355 | 0.010355 | 0.010355 | 0.010355 | 0.010355 | 0.010355 | 0.010355 | 0.010355 | 0.010355 | 0.010355 | 0.010355 | 0.010355 | 0.010355 | 0.010355 | 0.010355 | 0.010355 | 0.010355 | 0.010355 | 0.010355 | 0.010355 | 0.010355 | 0.010355 | 0.010355 | 0.010355 | 0.010355 | 0.010355 | 0.010355 | 0.010355 | 0.010355 | 0.010355 | 0.010355 | 0.010355 | 0.010355 | 0.010355 | 0.010355 | 0.010355 | 0.010355 | 0.010355 | 0.010355 | 0.010355 | 0.010355 | 0.010355 | 0.010355 | 0.010355 | 0.010355 | 0.010355 | 0.010355 | 0.010355 | 0.010355 | 0.010355 | 0.010355 | 0.010355 | 0.010355 | 0.010355 | 0.010355 | 0.010355 | 0.010355 | 0.010355 | 0.010355 | 0.010355 | 0.010355 | 0.010355 | 0.010355 | 0.010355 | 0.010355 | 0.010355 | 0.010355 | 0.010355 | 0.010355 | 0.010355 | 0.010355 | 0.010355 | 0.010355
|  | FND12 | Norfolk Bradenham to Fenland potable transfer (20 Ml/d) | Total NPC |  |  | Total | 2019-20: 43.0924
|  | FND14 | Cambs and West Suffolk to Fenland potable transfer (10 Ml/d) | Capex |  |  |  | 0 | 0 | 0 | 0 | 0 | 0 | 5.8426 | 15.7837 | 23.4705 | 11.6474 | 0 | 0 | 0 | 0 | 0 | 0 | 0 | 0 | 0 | 0 | 0 | 0 | 0 | 0 | 0 | 0 | 0 | 0 | 0 | 0 | 0 | 0 | 0 | 0 | 0 | 0 | 0 | 0 | 0 | 0 | 0 | 0 | 0 | 0 | 0 | 0 | 0 | 0 | 0 | 0 | 0 | 0 | 0 | 0 | 0 | 0 | 0 | 0 | 0 | 0 | 0 | 0 | 0 | 0 | 0 | 0 | 0 | 0 | 0 | 0 | 0 | 0 | 0 | 0 | 0 | 0 | 0 | 0 | 0 | 0 | 0 | 0 | 0 | 0 | 0 | 0
|  | FND14 | Cambs and West Suffolk to Fenland potable transfer (10 Ml/d) | Capex | Optimism Bias |  |  | 0 | 0 | 0 | 0 | 0 | 0 | 1.075 | 2.9042 | 4.3186 | 2.1431 | 0 | 0 | 0 | 0 | 0 | 0 | 0 | 0 | 0 | 0 | 0 | 0 | 0 | 0 | 0 | 0 | 0 | 0 | 0 | 0 | 0 | 0 | 0 | 0 | 0 | 0 | 0 | 0 | 0 | 0 | 0 | 0 | 0 | 0 | 0 | 0 | 0 | 0 | 0 | 0 | 0 | 0 | 0 | 0 | 0 | 0 | 0 | 0 | 0 | 0 | 0 | 0 | 0 | 0 | 0 | 0 | 0 | 0 | 0 | 0 | 0 | 0 | 0 | 0 | 0 | 0 | 0 | 0 | 0 | 0 | 0 | 0 | 0 | 0 | 0 | 0
|  | FND14 | Cambs and West Suffolk to Fenland potable transfer (10 Ml/d) | Discount Factor | [9 empty] | 0.96618 | 0.93351 | 0.90194 | 0.87144 | 0.84197 | 0.8135 | 0.78599 | 0.75941 | 0.73373 | 0.70892 | 0.68495 | 0.66178 | 0.6394 | 0.61778 | 0.59689 | 0.57671 | 0.5572 | 0.53836 | 0.52016 | 0.50257 | 0.48557 | 0.46915 | 0.45329 | 0.43796 | 0.42315 | 0.40884 | 0.39501 | 0.38165 | 0.36875 | 0.35628 | 0.39999 | 0.38834 | 0.37703 | 0.36604 | 0.35538 | 0.34503 | 0.33498 | 0.32523 | 0.31575 | 0.30656 | 0.29763 | 0.28896 | 0.28054 | 0.27237 | 0.26444 | 0.25674 | 0.24926 | 0.242 | 0.23495 | 0.22811 | 0.22146 | 0.21501 | 0.20875 | 0.20267 | 0.19677 | 0.19104 | 0.18547 | 0.18007 | 0.17483 | 0.16973 | 0.16479 | 0.15999 | 0.15533 | 0.15081 | 0.14641 | 0.14215 | 0.13801 | 0.13399 | 0.13009 | 0.1263 | 0.12262 | 0.11905 | 0.11558 | 0.11221 | 0.10895 | 0.1531 | 0.14937 | 0.14573 | 0.14217 | 0.1387
|  | FND14 | Cambs and West Suffolk to Fenland potable transfer (10 Ml/d) | Discount Rate | [9 empty] | 0.035 | 0.035 | 0.035 | 0.035 | 0.035 | 0.035 | 0.035 | 0.035 | 0.035 | 0.035 | 0.035 | 0.035 | 0.035 | 0.035 | 0.035 | 0.035 | 0.035 | 0.035 | 0.035 | 0.035 | 0.035 | 0.035 | 0.035 | 0.035 | 0.035 | 0.035 | 0.035 | 0.035 | 0.035 | 0.035 | 0.03 | 0.03 | 0.03 | 0.03 | 0.03 | 0.03 | 0.03 | 0.03 | 0.03 | 0.03 | 0.03 | 0.03 | 0.03 | 0.03 | 0.03 | 0.03 | 0.03 | 0.03 | 0.03 | 0.03 | 0.03 | 0.03 | 0.03 | 0.03 | 0.03 | 0.03 | 0.03 | 0.03 | 0.03 | 0.03 | 0.03 | 0.03 | 0.03 | 0.03 | 0.03 | 0.03 | 0.03 | 0.03 | 0.03 | 0.03 | 0.03 | 0.03 | 0.03 | 0.03 | 0.03 | 0.025 | 0.025 | 0.025 | 0.025 | 0.025
|  | FND14 | Cambs and West Suffolk to Fenland potable transfer (10 Ml/d) | Financing Cost | [9 empty] | 0.22136 | 0.81938 | 1.7086 | 2.1445 | 2.1338 | 2.123 | 2.1123 | 2.1015 | 2.0908 | 2.0801 | 2.0693 | 2.0586 | 2.0478 | 2.0371 | 2.0263 | 2.0156 | 2.0048 | 1.9941 | 1.9833 | 1.9726 | 1.9618 | 1.9511 | 1.9403 | 1.9296 | 1.9188 | 1.9081 | 1.8973 | 1.8866 | 1.8758 | 1.8651 | 1.8543 | 1.8436 | 1.8328 | 1.8221 | 1.8113 | 1.8006 | 1.7898 | 1.7791 | 1.7683 | 1.7576 | 1.7468 | 1.7361 | 1.7253 | 1.7146 | 1.7038 | 1.6931 | 1.6823 | 1.6716 | 1.6608 | 1.6501 | 1.6393 | 1.6286 | 1.6178 | 1.6071 | 1.5963 | 1.5856 | 1.5748 | 1.5641 | 1.5533 | 1.5426 | 1.5318 | 1.5211 | 1.5103 | 1.4996 | 1.4888 | 1.4781 | 1.4673 | 1.4566 | 1.4458 | 1.4351 | 1.4243 | 1.4136 | 1.4028 | 1.3921 | 1.3813 | 1.3706 | 1.3598 | 1.3491 | 1.3383 | 1.3276
|  | FND14 | Cambs and West Suffolk to Fenland potable transfer (10 Ml/d) | Net Present Cost (NPC) | [9 empty] | 0.21388 | 0.7649 | 1.5411 | 1.8702 | 1.8032 | 1.7373 | 1.6701 | 1.6055 | 1.5433 | 1.4835 | 1.4259 | 1.3706 | 1.3174 | 1.2662 | 1.217 | 1.1696 | 1.1241 | 1.0803 | 1.0381 | 0.99764 | 0.95868 | 0.92122 | 0.8852 | 0.85056 | 0.81724 | 0.78521 | 0.75441 | 0.7248 | 0.69632 | 0.66895 | 0.74672 | 0.72079 | 0.69575 | 0.67155 | 0.64817 | 0.62558 | 0.60376 | 0.58268 | 0.56231 | 0.54264 | 0.52363 | 0.50528 | 0.48754 | 0.47041 | 0.45387 | 0.43789 | 0.42246 | 0.40755 | 0.39316 | 0.37925 | 0.36583 | 0.35286 | 0.34034 | 0.32825 | 0.31657 | 0.3053 | 0.29441 | 0.2839 | 0.27375 | 0.26395 | 0.25449 | 0.24536 | 0.23655 | 0.22804 | 0.21982 | 0.21189 | 0.20423 | 0.19684 | 0.18971 | 0.18283 | 0.17619 | 0.16978 | 0.16359 | 0.15762 | 0.15186 | 0.21176 | 0.20499 | 0.19842 | 0.19206 | 0.18588
|  | FND14 | Cambs and West Suffolk to Fenland potable transfer (10 Ml/d) | Opex | [9 empty] | 0 | 0 | 0 | 0.0015676 | 0.0078378 | 0.01254 | 0.01254 | 0.01254 | 0.01254 | 0.01254 | 0.01254 | 0.01254 | 0.01254 | 0.01254 | 0.01254 | 0.01254 | 0.01254 | 0.01254 | 0.01254 | 0.01254 | 0.01254 | 0.01254 | 0.01254 | 0.01254 | 0.01254 | 0.01254 | 0.01254 | 0.01254 | 0.01254 | 0.01254 | 0.01254 | 0.01254 | 0.01254 | 0.01254 | 0.01254 | 0.01254 | 0.01254 | 0.01254 | 0.01254 | 0.01254 | 0.01254 | 0.01254 | 0.01254 | 0.01254 | 0.01254 | 0.01254 | 0.01254 | 0.01254 | 0.01254 | 0.01254 | 0.01254 | 0.01254 | 0.01254 | 0.01254 | 0.01254 | 0.01254 | 0.01254 | 0.01254 | 0.01254 | 0.01254 | 0.01254 | 0.01254 | 0.01254 | 0.01254 | 0.01254 | 0.01254 | 0.01254 | 0.01254 | 0.01254 | 0.01254 | 0.01254 | 0.01254 | 0.01254 | 0.01254 | 0.01254 | 0.01254 | 0.01254 | 0.01254 | 0.01254 | 0.01254
|  | FND14 | Cambs and West Suffolk to Fenland potable transfer (10 Ml/d) | Total NPC |  |  | Total | 2019-20: 52.2904
|  | FND15 | Cambs and West Suffolk to Fenland potable transfer (20 Ml/d) | Capex |  |  |  | 0 | 0 | 0 | 0 | 0 | 0 | 8.8783 | 23.9846 | 35.6652 | 17.6991 | 0 | 0 | 0 | 0 | 0 | 0 | 0 | 0 | 0 | 0 | 0 | 0 | 0 | 0.047284 | 0.12662 | 0 | 0 | 0 | 0 | 0 | 0 | 0 | 0 | 0 | 0 | 0 | 0 | 0 | 0.047284 | 0.12662 | 0 | 0 | 0 | 0 | 0 | 0 | 0 | 0 | 0 | 0 | 0 | 0 | 0 | 0.047284 | 0.12662 | 0 | 0 | 0 | 0.059111 | 0.23644 | 0 | 0 | 0 | 0 | 0 | 0 | 0 | 0 | 0.047284 | 0.12662 | 0 | 0 | 0 | 0 | 0 | 0 | 0 | 0 | 0 | 0 | 0 | 0 | 0 | 0.047284 | 0.12662 | 0
|  | FND15 | Cambs and West Suffolk to Fenland potable transfer (20 Ml/d) | Capex | Optimism Bias |  |  | 0 | 0 | 0 | 0 | 0 | 0 | 1.6336 | 4.4132 | 6.5624 | 3.2566 | 0 | 0 | 0 | 0 | 0 | 0 | 0 | 0 | 0 | 0 | 0 | 0 | 0 | 0.0087003 | 0.023298 | 0 | 0 | 0 | 0 | 0 | 0 | 0 | 0 | 0 | 0 | 0 | 0 | 0 | 0.0087003 | 0.023298 | 0 | 0 | 0 | 0 | 0 | 0 | 0 | 0 | 0 | 0 | 0 | 0 | 0 | 0.0087003 | 0.023298 | 0 | 0 | 0 | 0.010876 | 0.043506 | 0 | 0 | 0 | 0 | 0 | 0 | 0 | 0 | 0.0087003 | 0.023298 | 0 | 0 | 0 | 0 | 0 | 0 | 0 | 0 | 0 | 0 | 0 | 0 | 0 | 0.0087003 | 0.023298 | 0
|  | FND15 | Cambs and West Suffolk to Fenland potable transfer (20 Ml/d) | Discount Factor | [9 empty] | 0.96618 | 0.93351 | 0.90194 | 0.87144 | 0.84197 | 0.8135 | 0.78599 | 0.75941 | 0.73373 | 0.70892 | 0.68495 | 0.66178 | 0.6394 | 0.61778 | 0.59689 | 0.57671 | 0.5572 | 0.53836 | 0.52016 | 0.50257 | 0.48557 | 0.46915 | 0.45329 | 0.43796 | 0.42315 | 0.40884 | 0.39501 | 0.38165 | 0.36875 | 0.35628 | 0.39999 | 0.38834 | 0.37703 | 0.36604 | 0.35538 | 0.34503 | 0.33498 | 0.32523 | 0.31575 | 0.30656 | 0.29763 | 0.28896 | 0.28054 | 0.27237 | 0.26444 | 0.25674 | 0.24926 | 0.242 | 0.23495 | 0.22811 | 0.22146 | 0.21501 | 0.20875 | 0.20267 | 0.19677 | 0.19104 | 0.18547 | 0.18007 | 0.17483 | 0.16973 | 0.16479 | 0.15999 | 0.15533 | 0.15081 | 0.14641 | 0.14215 | 0.13801 | 0.13399 | 0.13009 | 0.1263 | 0.12262 | 0.11905 | 0.11558 | 0.11221 | 0.10895 | 0.1531 | 0.14937 | 0.14573 | 0.14217 | 0.1387
|  | FND15 | Cambs and West Suffolk to Fenland potable transfer (20 Ml/d) | Discount Rate | [9 empty] | 0.035 | 0.035 | 0.035 | 0.035 | 0.035 | 0.035 | 0.035 | 0.035 | 0.035 | 0.035 | 0.035 | 0.035 | 0.035 | 0.035 | 0.035 | 0.035 | 0.035 | 0.035 | 0.035 | 0.035 | 0.035 | 0.035 | 0.035 | 0.035 | 0.035 | 0.035 | 0.035 | 0.035 | 0.035 | 0.035 | 0.03 | 0.03 | 0.03 | 0.03 | 0.03 | 0.03 | 0.03 | 0.03 | 0.03 | 0.03 | 0.03 | 0.03 | 0.03 | 0.03 | 0.03 | 0.03 | 0.03 | 0.03 | 0.03 | 0.03 | 0.03 | 0.03 | 0.03 | 0.03 | 0.03 | 0.03 | 0.03 | 0.03 | 0.03 | 0.03 | 0.03 | 0.03 | 0.03 | 0.03 | 0.03 | 0.03 | 0.03 | 0.03 | 0.03 | 0.03 | 0.03 | 0.03 | 0.03 | 0.03 | 0.03 | 0.025 | 0.025 | 0.025 | 0.025 | 0.025
|  | FND15 | Cambs and West Suffolk to Fenland potable transfer (20 Ml/d) | Financing Cost | [9 empty] | 0.33638 | 1.2451 | 2.5964 | 3.2585 | 3.2416 | 3.2247 | 3.2077 | 3.1908 | 3.1739 | 3.157 | 3.14 | 3.1231 | 3.1062 | 3.0893 | 3.0723 | 3.0554 | 3.0385 | 3.0233 | 3.0111 | 2.9942 | 2.9773 | 2.9604 | 2.9435 | 2.9266 | 2.9097 | 2.8928 | 2.8759 | 2.859 | 2.842 | 2.8251 | 2.8082 | 2.7913 | 2.7762 | 2.7641 | 2.7472 | 2.7303 | 2.7134 | 2.6965 | 2.6796 | 2.6627 | 2.6457 | 2.6288 | 2.6119 | 2.595 | 2.5781 | 2.5612 | 2.5443 | 2.5292 | 2.5171 | 2.5002 | 2.4833 | 2.4663 | 2.4517 | 2.4437 | 2.4268 | 2.4099 | 2.393 | 2.376 | 2.3591 | 2.3422 | 2.3253 | 2.3084 | 2.2933 | 2.2812 | 2.2643 | 2.2474 | 2.2305 | 2.2136 | 2.1967 | 2.1797 | 2.1628 | 2.1459 | 2.129 | 2.1121 | 2.0952 | 2.0783 | 2.0614 | 2.0463 | 2.0342 | 2.0173
|  | FND15 | Cambs and West Suffolk to Fenland potable transfer (20 Ml/d) | Net Present Cost (NPC) | [9 empty] | 0.32501 | 1.1623 | 2.3418 | 2.8417 | 2.7394 | 2.6388 | 2.5362 | 2.4376 | 2.3428 | 2.2515 | 2.1638 | 2.0794 | 1.9983 | 1.9203 | 1.8452 | 1.7731 | 1.7037 | 1.6379 | 1.5762 | 1.5144 | 1.4549 | 1.3978 | 1.3429 | 1.2901 | 1.2393 | 1.1905 | 1.1435 | 1.0984 | 1.055 | 1.0133 | 1.1309 | 1.0914 | 1.0539 | 1.0188 | 0.98308 | 0.94861 | 0.91532 | 0.88316 | 0.8521 | 0.8221 | 0.79312 | 0.76513 | 0.7381 | 0.712 | 0.68679 | 0.66245 | 0.63894 | 0.61667 | 0.59586 | 0.57465 | 0.55417 | 0.53439 | 0.51576 | 0.49912 | 0.48126 | 0.46401 | 0.44736 | 0.43129 | 0.41577 | 0.40079 | 0.38633 | 0.37237 | 0.35918 | 0.34689 | 0.33431 | 0.32217 | 0.31045 | 0.29915 | 0.28823 | 0.2777 | 0.26754 | 0.25774 | 0.24827 | 0.23915 | 0.23034 | 0.32111 | 0.31076 | 0.30097 | 0.29191 | 0.28245
|  | FND15 | Cambs and West Suffolk to Fenland potable transfer (20 Ml/d) | Opex | [9 empty] | 0 | 0 | 0 | 0.002382 | 0.01191 | 0.019056 | 0.019056 | 0.019056 | 0.019056 | 0.019056 | 0.019056 | 0.019056 | 0.019056 | 0.019056 | 0.019056 | 0.019056 | 0.019056 | 0.019056 | 0.019056 | 0.019056 | 0.019056 | 0.019056 | 0.019056 | 0.019056 | 0.019056 | 0.019056 | 0.019056 | 0.019056 | 0.019056 | 0.019056 | 0.019056 | 0.019056 | 0.019056 | 0.019056 | 0.019056 | 0.019056 | 0.019056 | 0.019056 | 0.019056 | 0.019056 | 0.019056 | 0.019056 | 0.019056 | 0.019056 | 0.019056 | 0.019056 | 0.019056 | 0.019056 | 0.019056 | 0.019056 | 0.019056 | 0.019056 | 0.019056 | 0.019056 | 0.019056 | 0.019056 | 0.019056 | 0.019056 | 0.019056 | 0.019056 | 0.019056 | 0.019056 | 0.019056 | 0.019056 | 0.019056 | 0.019056 | 0.019056 | 0.019056 | 0.019056 | 0.019056 | 0.019056 | 0.019056 | 0.019056 | 0.019056 | 0.019056 | 0.019056 | 0.019056 | 0.019056 | 0.019056 | 0.019056
|  | FND15 | Cambs and West Suffolk to Fenland potable transfer (20 Ml/d) | Total NPC |  |  | Total | 2019-20: 79.329
|  | FND16 | Ruthamford South to Fenland potable transfer (20 Ml/d) | Capex |  |  |  | 0 | 0 | 0 | 0 | 0 | 0 | 10.6134 | 28.6719 | 42.6353 | 21.158 | 0 | 0 | 0 | 0 | 0 | 0.0092618 | 0.02394 | 0 | 0 | 0 | 0 | 0 | 0.0092618 | 0.6612 | 1.8302 | 0 | 0 | 0 | 0 | 0.0092618 | 0.02394 | 0 | 0 | 0 | 0 | 0 | 0.0092618 | 0.02394 | 0.64575 | 1.8302 | 0 | 0 | 0 | 0.0092618 | 0.02394 | 0 | 0 | 0 | 0 | 0 | 0.0092618 | 0.02394 | 0 | 0.64575 | 1.8302 | 0 | 0 | 0.0092618 | 0.33182 | 1.2315 | 0 | 0 | 0 | 0 | 0.0092618 | 0.02394 | 0 | 0 | 0.64575 | 1.8302 | 0 | 0.0092618 | 0.02394 | 0 | 0 | 0 | 0 | 0 | 0.0092618 | 0.02394 | 0 | 0 | 0 | 0.64575 | 1.8302 | 0.0092618
|  | FND16 | Ruthamford South to Fenland potable transfer (20 Ml/d) | Capex | Optimism Bias |  |  | 0 | 0 | 0 | 0 | 0 | 0 | 1.9529 | 5.2756 | 7.8449 | 3.8931 | 0 | 0 | 0 | 0 | 0 | 0.0017042 | 0.0044049 | 0 | 0 | 0 | 0 | 0 | 0.0017042 | 0.12166 | 0.33676 | 0 | 0 | 0 | 0 | 0.0017042 | 0.0044049 | 0 | 0 | 0 | 0 | 0 | 0.0017042 | 0.0044049 | 0.11882 | 0.33676 | 0 | 0 | 0 | 0.0017042 | 0.0044049 | 0 | 0 | 0 | 0 | 0 | 0.0017042 | 0.0044049 | 0 | 0.11882 | 0.33676 | 0 | 0 | 0.0017042 | 0.061055 | 0.2266 | 0 | 0 | 0 | 0 | 0.0017042 | 0.0044049 | 0 | 0 | 0.11882 | 0.33676 | 0 | 0.0017042 | 0.0044049 | 0 | 0 | 0 | 0 | 0 | 0.0017042 | 0.0044049 | 0 | 0 | 0 | 0.11882 | 0.33676 | 0.0017042
|  | FND16 | Ruthamford South to Fenland potable transfer (20 Ml/d) | Discount Factor | [9 empty] | 0.96618 | 0.93351 | 0.90194 | 0.87144 | 0.84197 | 0.8135 | 0.78599 | 0.75941 | 0.73373 | 0.70892 | 0.68495 | 0.66178 | 0.6394 | 0.61778 | 0.59689 | 0.57671 | 0.5572 | 0.53836 | 0.52016 | 0.50257 | 0.48557 | 0.46915 | 0.45329 | 0.43796 | 0.42315 | 0.40884 | 0.39501 | 0.38165 | 0.36875 | 0.35628 | 0.39999 | 0.38834 | 0.37703 | 0.36604 | 0.35538 | 0.34503 | 0.33498 | 0.32523 | 0.31575 | 0.30656 | 0.29763 | 0.28896 | 0.28054 | 0.27237 | 0.26444 | 0.25674 | 0.24926 | 0.242 | 0.23495 | 0.22811 | 0.22146 | 0.21501 | 0.20875 | 0.20267 | 0.19677 | 0.19104 | 0.18547 | 0.18007 | 0.17483 | 0.16973 | 0.16479 | 0.15999 | 0.15533 | 0.15081 | 0.14641 | 0.14215 | 0.13801 | 0.13399 | 0.13009 | 0.1263 | 0.12262 | 0.11905 | 0.11558 | 0.11221 | 0.10895 | 0.1531 | 0.14937 | 0.14573 | 0.14217 | 0.1387
|  | FND16 | Ruthamford South to Fenland potable transfer (20 Ml/d) | Discount Rate | [9 empty] | 0.035 | 0.035 | 0.035 | 0.035 | 0.035 | 0.035 | 0.035 | 0.035 | 0.035 | 0.035 | 0.035 | 0.035 | 0.035 | 0.035 | 0.035 | 0.035 | 0.035 | 0.035 | 0.035 | 0.035 | 0.035 | 0.035 | 0.035 | 0.035 | 0.035 | 0.035 | 0.035 | 0.035 | 0.035 | 0.035 | 0.03 | 0.03 | 0.03 | 0.03 | 0.03 | 0.03 | 0.03 | 0.03 | 0.03 | 0.03 | 0.03 | 0.03 | 0.03 | 0.03 | 0.03 | 0.03 | 0.03 | 0.03 | 0.03 | 0.03 | 0.03 | 0.03 | 0.03 | 0.03 | 0.03 | 0.03 | 0.03 | 0.03 | 0.03 | 0.03 | 0.03 | 0.03 | 0.03 | 0.03 | 0.03 | 0.03 | 0.03 | 0.03 | 0.03 | 0.03 | 0.03 | 0.03 | 0.03 | 0.03 | 0.03 | 0.025 | 0.025 | 0.025 | 0.025 | 0.025
|  | FND16 | Ruthamford South to Fenland potable transfer (20 Ml/d) | Financing Cost | [9 empty] | 0.40212 | 1.4884 | 3.1038 | 3.8907 | 3.8613 | 3.8319 | 3.8025 | 3.7731 | 3.7436 | 3.7145 | 3.686 | 3.6565 | 3.6271 | 3.5976 | 3.5682 | 3.5387 | 3.5096 | 3.5044 | 3.5452 | 3.5191 | 3.4931 | 3.467 | 3.4409 | 3.4152 | 3.39 | 3.3639 | 3.3378 | 3.3117 | 3.2856 | 3.2595 | 3.2337 | 3.2085 | 3.2069 | 3.2501 | 3.224 | 3.1979 | 3.1718 | 3.146 | 3.1208 | 3.0947 | 3.0686 | 3.0425 | 3.0164 | 2.9903 | 2.9645 | 2.9393 | 2.9132 | 2.9116 | 2.9548 | 2.9287 | 2.9026 | 2.8768 | 2.8632 | 2.8836 | 2.8575 | 2.8314 | 2.8053 | 2.7791 | 2.7534 | 2.7282 | 2.7021 | 2.676 | 2.6743 | 2.7175 | 2.6914 | 2.6657 | 2.6405 | 2.6144 | 2.5882 | 2.5621 | 2.536 | 2.5099 | 2.4842 | 2.4589 | 2.4328 | 2.4067 | 2.3806 | 2.379 | 2.4222 | 2.3964
|  | FND16 | Ruthamford South to Fenland potable transfer (20 Ml/d) | Net Present Cost (NPC) | [9 empty] | 0.38852 | 1.3895 | 2.7995 | 3.4129 | 3.3593 | 3.2845 | 3.1503 | 3.0214 | 2.8977 | 2.779 | 2.6655 | 2.5559 | 2.4506 | 2.3495 | 2.2525 | 2.1594 | 2.0701 | 1.9973 | 1.951 | 1.8719 | 1.796 | 1.723 | 1.6529 | 1.5858 | 1.5215 | 1.4593 | 1.3997 | 1.3424 | 1.2874 | 1.2345 | 1.3757 | 1.3258 | 1.2866 | 1.2649 | 1.2188 | 1.1743 | 1.1314 | 1.09 | 1.0503 | 1.0117 | 0.97449 | 0.93856 | 0.9039 | 0.87046 | 0.83829 | 0.80741 | 0.77738 | 0.75434 | 0.74253 | 0.71494 | 0.68834 | 0.66275 | 0.6406 | 0.62608 | 0.60271 | 0.58016 | 0.55842 | 0.53746 | 0.5173 | 0.49795 | 0.47915 | 0.46101 | 0.44733 | 0.44082 | 0.42416 | 0.40814 | 0.39278 | 0.37784 | 0.36344 | 0.34955 | 0.33617 | 0.32327 | 0.31088 | 0.299 | 0.28744 | 0.39995 | 0.3863 | 0.37664 | 0.3736 | 0.36091
|  | FND16 | Ruthamford South to Fenland potable transfer (20 Ml/d) | Opex | [9 empty] | 0 | 0 | 0 | 0.025697 | 0.12848 | 0.20557 | 0.20557 | 0.20557 | 0.20557 | 0.20557 | 0.20557 | 0.20557 | 0.20557 | 0.20557 | 0.20557 | 0.20557 | 0.20557 | 0.20557 | 0.20557 | 0.20557 | 0.20557 | 0.20557 | 0.20557 | 0.20557 | 0.20557 | 0.20557 | 0.20557 | 0.20557 | 0.20557 | 0.20557 | 0.20557 | 0.20557 | 0.20557 | 0.20557 | 0.20557 | 0.20557 | 0.20557 | 0.20557 | 0.20557 | 0.20557 | 0.20557 | 0.20557 | 0.20557 | 0.20557 | 0.20557 | 0.20557 | 0.20557 | 0.20557 | 0.20557 | 0.20557 | 0.20557 | 0.20557 | 0.20557 | 0.20557 | 0.20557 | 0.20557 | 0.20557 | 0.20557 | 0.20557 | 0.20557 | 0.20557 | 0.20557 | 0.20557 | 0.20557 | 0.20557 | 0.20557 | 0.20557 | 0.20557 | 0.20557 | 0.20557 | 0.20557 | 0.20557 | 0.20557 | 0.20557 | 0.20557 | 0.20557 | 0.20557 | 0.20557 | 0.20557 | 0.20557
|  | FND16 | Ruthamford South to Fenland potable transfer (20 Ml/d) | Total NPC |  |  | Total | 2019-20: 97.5708
|  | FND17 | Cambs and West Suffolk to Fenland potable transfer (50 Ml/d) | Capex |  |  |  | 0 | 0 | 0 | 0 | 0 | 0 | 12.7096 | 34.3349 | 51.0561 | 25.3369 | 0 | 0 | 0 | 0 | 0 | 0 | 0 | 0 | 0 | 0 | 0 | 0 | 0 | 0 | 0 | 0 | 0 | 0 | 0 | 0 | 0 | 0 | 0 | 0 | 0 | 0 | 0 | 0 | 0 | 0 | 0 | 0 | 0 | 0 | 0 | 0 | 0 | 0 | 0 | 0 | 0 | 0 | 0 | 0 | 0 | 0 | 0 | 0 | 0 | 0 | 0 | 0 | 0 | 0 | 0 | 0 | 0 | 0 | 0 | 0 | 0 | 0 | 0 | 0 | 0 | 0 | 0 | 0 | 0 | 0 | 0 | 0 | 0 | 0 | 0 | 0
|  | FND17 | Cambs and West Suffolk to Fenland potable transfer (50 Ml/d) | Capex | Optimism Bias |  |  | 0 | 0 | 0 | 0 | 0 | 0 | 2.3386 | 6.3176 | 9.3943 | 4.662 | 0 | 0 | 0 | 0 | 0 | 0 | 0 | 0 | 0 | 0 | 0 | 0 | 0 | 0 | 0 | 0 | 0 | 0 | 0 | 0 | 0 | 0 | 0 | 0 | 0 | 0 | 0 | 0 | 0 | 0 | 0 | 0 | 0 | 0 | 0 | 0 | 0 | 0 | 0 | 0 | 0 | 0 | 0 | 0 | 0 | 0 | 0 | 0 | 0 | 0 | 0 | 0 | 0 | 0 | 0 | 0 | 0 | 0 | 0 | 0 | 0 | 0 | 0 | 0 | 0 | 0 | 0 | 0 | 0 | 0 | 0 | 0 | 0 | 0 | 0 | 0
|  | FND17 | Cambs and West Suffolk to Fenland potable transfer (50 Ml/d) | Discount Factor | [9 empty] | 0.96618 | 0.93351 | 0.90194 | 0.87144 | 0.84197 | 0.8135 | 0.78599 | 0.75941 | 0.73373 | 0.70892 | 0.68495 | 0.66178 | 0.6394 | 0.61778 | 0.59689 | 0.57671 | 0.5572 | 0.53836 | 0.52016 | 0.50257 | 0.48557 | 0.46915 | 0.45329 | 0.43796 | 0.42315 | 0.40884 | 0.39501 | 0.38165 | 0.36875 | 0.35628 | 0.39999 | 0.38834 | 0.37703 | 0.36604 | 0.35538 | 0.34503 | 0.33498 | 0.32523 | 0.31575 | 0.30656 | 0.29763 | 0.28896 | 0.28054 | 0.27237 | 0.26444 | 0.25674 | 0.24926 | 0.242 | 0.23495 | 0.22811 | 0.22146 | 0.21501 | 0.20875 | 0.20267 | 0.19677 | 0.19104 | 0.18547 | 0.18007 | 0.17483 | 0.16973 | 0.16479 | 0.15999 | 0.15533 | 0.15081 | 0.14641 | 0.14215 | 0.13801 | 0.13399 | 0.13009 | 0.1263 | 0.12262 | 0.11905 | 0.11558 | 0.11221 | 0.10895 | 0.1531 | 0.14937 | 0.14573 | 0.14217 | 0.1387
|  | FND17 | Cambs and West Suffolk to Fenland potable transfer (50 Ml/d) | Discount Rate | [9 empty] | 0.035 | 0.035 | 0.035 | 0.035 | 0.035 | 0.035 | 0.035 | 0.035 | 0.035 | 0.035 | 0.035 | 0.035 | 0.035 | 0.035 | 0.035 | 0.035 | 0.035 | 0.035 | 0.035 | 0.035 | 0.035 | 0.035 | 0.035 | 0.035 | 0.035 | 0.035 | 0.035 | 0.035 | 0.035 | 0.035 | 0.03 | 0.03 | 0.03 | 0.03 | 0.03 | 0.03 | 0.03 | 0.03 | 0.03 | 0.03 | 0.03 | 0.03 | 0.03 | 0.03 | 0.03 | 0.03 | 0.03 | 0.03 | 0.03 | 0.03 | 0.03 | 0.03 | 0.03 | 0.03 | 0.03 | 0.03 | 0.03 | 0.03 | 0.03 | 0.03 | 0.03 | 0.03 | 0.03 | 0.03 | 0.03 | 0.03 | 0.03 | 0.03 | 0.03 | 0.03 | 0.03 | 0.03 | 0.03 | 0.03 | 0.03 | 0.025 | 0.025 | 0.025 | 0.025 | 0.025
|  | FND17 | Cambs and West Suffolk to Fenland potable transfer (50 Ml/d) | Financing Cost | [9 empty] | 0.48154 | 1.7824 | 3.7168 | 4.6651 | 4.6417 | 4.6183 | 4.595 | 4.5716 | 4.5482 | 4.5248 | 4.5014 | 4.478 | 4.4547 | 4.4313 | 4.4079 | 4.3845 | 4.3611 | 4.3377 | 4.3144 | 4.291 | 4.2676 | 4.2442 | 4.2208 | 4.1974 | 4.174 | 4.1507 | 4.1273 | 4.1039 | 4.0805 | 4.0571 | 4.0337 | 4.0104 | 3.987 | 3.9636 | 3.9402 | 3.9168 | 3.8934 | 3.8701 | 3.8467 | 3.8233 | 3.7999 | 3.7765 | 3.7531 | 3.7298 | 3.7064 | 3.683 | 3.6596 | 3.6362 | 3.6128 | 3.5894 | 3.5661 | 3.5427 | 3.5193 | 3.4959 | 3.4725 | 3.4491 | 3.4258 | 3.4024 | 3.379 | 3.3556 | 3.3322 | 3.3088 | 3.2855 | 3.2621 | 3.2387 | 3.2153 | 3.1919 | 3.1685 | 3.1452 | 3.1218 | 3.0984 | 3.075 | 3.0516 | 3.0282 | 3.0048 | 2.9815 | 2.9581 | 2.9347 | 2.9113 | 2.8879
|  | FND17 | Cambs and West Suffolk to Fenland potable transfer (50 Ml/d) | Net Present Cost (NPC) | [9 empty] | 0.46526 | 1.6639 | 3.3524 | 4.0683 | 3.9226 | 3.7792 | 3.633 | 3.4924 | 3.3572 | 3.2271 | 3.1019 | 2.9815 | 2.8658 | 2.7544 | 2.6473 | 2.5443 | 2.4452 | 2.35 | 2.2583 | 2.1702 | 2.0855 | 2.004 | 1.9256 | 1.8502 | 1.7778 | 1.7081 | 1.6411 | 1.5767 | 1.5147 | 1.4552 | 1.6244 | 1.568 | 1.5135 | 1.4608 | 1.41 | 1.3608 | 1.3134 | 1.2675 | 1.2232 | 1.1804 | 1.1391 | 1.0991 | 1.0606 | 1.0233 | 0.98732 | 0.95256 | 0.91899 | 0.88656 | 0.85524 | 0.825 | 0.79579 | 0.76759 | 0.74035 | 0.71405 | 0.68865 | 0.66412 | 0.64044 | 0.61758 | 0.5955 | 0.57419 | 0.55361 | 0.53374 | 0.51457 | 0.49605 | 0.47818 | 0.46093 | 0.44428 | 0.4282 | 0.41269 | 0.39772 | 0.38326 | 0.36932 | 0.35586 | 0.34287 | 0.33034 | 0.46065 | 0.44592 | 0.43164 | 0.41779 | 0.40435
|  | FND17 | Cambs and West Suffolk to Fenland potable transfer (50 Ml/d) | Opex | [9 empty] | 0 | 0 | 0 | 0.00341 | 0.01705 | 0.02728 | 0.02728 | 0.02728 | 0.02728 | 0.02728 | 0.02728 | 0.02728 | 0.02728 | 0.02728 | 0.02728 | 0.02728 | 0.02728 | 0.02728 | 0.02728 | 0.02728 | 0.02728 | 0.02728 | 0.02728 | 0.02728 | 0.02728 | 0.02728 | 0.02728 | 0.02728 | 0.02728 | 0.02728 | 0.02728 | 0.02728 | 0.02728 | 0.02728 | 0.02728 | 0.02728 | 0.02728 | 0.02728 | 0.02728 | 0.02728 | 0.02728 | 0.02728 | 0.02728 | 0.02728 | 0.02728 | 0.02728 | 0.02728 | 0.02728 | 0.02728 | 0.02728 | 0.02728 | 0.02728 | 0.02728 | 0.02728 | 0.02728 | 0.02728 | 0.02728 | 0.02728 | 0.02728 | 0.02728 | 0.02728 | 0.02728 | 0.02728 | 0.02728 | 0.02728 | 0.02728 | 0.02728 | 0.02728 | 0.02728 | 0.02728 | 0.02728 | 0.02728 | 0.02728 | 0.02728 | 0.02728 | 0.02728 | 0.02728 | 0.02728 | 0.02728 | 0.02728
|  | FND17 | Cambs and West Suffolk to Fenland potable transfer (50 Ml/d) | Total NPC |  |  | Total | 2019-20: 113.7491
|  | FND18 | Norfolk Bradenham to Fenland potable transfer (50 Ml/d) | Capex |  |  |  | 0 | 0 | 0 | 0 | 0 | 0 | 6.294 | 17.0033 | 25.2839 | 12.5473 | 0 | 0 | 0 | 0 | 0 | 0 | 0 | 0 | 0 | 0 | 0 | 0 | 0 | 0.035101 | 0.093462 | 0 | 0 | 0 | 0 | 0 | 0 | 0 | 0 | 0 | 0 | 0 | 0 | 0 | 0.035101 | 0.093462 | 0 | 0 | 0 | 0 | 0 | 0 | 0 | 0 | 0 | 0 | 0 | 0 | 0 | 0.035101 | 0.093462 | 0 | 0 | 0 | 0.040295 | 0.16118 | 0 | 0 | 0 | 0 | 0 | 0 | 0 | 0 | 0.035101 | 0.093462 | 0 | 0 | 0 | 0 | 0 | 0 | 0 | 0 | 0 | 0 | 0 | 0 | 0 | 0.035101 | 0.093462 | 0
|  | FND18 | Norfolk Bradenham to Fenland potable transfer (50 Ml/d) | Capex | Optimism Bias |  |  | 0 | 0 | 0 | 0 | 0 | 0 | 1.1581 | 3.1286 | 4.6522 | 2.3087 | 0 | 0 | 0 | 0 | 0 | 0 | 0 | 0 | 0 | 0 | 0 | 0 | 0 | 0.0064586 | 0.017197 | 0 | 0 | 0 | 0 | 0 | 0 | 0 | 0 | 0 | 0 | 0 | 0 | 0 | 0.0064586 | 0.017197 | 0 | 0 | 0 | 0 | 0 | 0 | 0 | 0 | 0 | 0 | 0 | 0 | 0 | 0.0064586 | 0.017197 | 0 | 0 | 0 | 0.0074143 | 0.029657 | 0 | 0 | 0 | 0 | 0 | 0 | 0 | 0 | 0.0064586 | 0.017197 | 0 | 0 | 0 | 0 | 0 | 0 | 0 | 0 | 0 | 0 | 0 | 0 | 0 | 0.0064586 | 0.017197 | 0
|  | FND18 | Norfolk Bradenham to Fenland potable transfer (50 Ml/d) | Discount Factor | [9 empty] | 0.96618 | 0.93351 | 0.90194 | 0.87144 | 0.84197 | 0.8135 | 0.78599 | 0.75941 | 0.73373 | 0.70892 | 0.68495 | 0.66178 | 0.6394 | 0.61778 | 0.59689 | 0.57671 | 0.5572 | 0.53836 | 0.52016 | 0.50257 | 0.48557 | 0.46915 | 0.45329 | 0.43796 | 0.42315 | 0.40884 | 0.39501 | 0.38165 | 0.36875 | 0.35628 | 0.39999 | 0.38834 | 0.37703 | 0.36604 | 0.35538 | 0.34503 | 0.33498 | 0.32523 | 0.31575 | 0.30656 | 0.29763 | 0.28896 | 0.28054 | 0.27237 | 0.26444 | 0.25674 | 0.24926 | 0.242 | 0.23495 | 0.22811 | 0.22146 | 0.21501 | 0.20875 | 0.20267 | 0.19677 | 0.19104 | 0.18547 | 0.18007 | 0.17483 | 0.16973 | 0.16479 | 0.15999 | 0.15533 | 0.15081 | 0.14641 | 0.14215 | 0.13801 | 0.13399 | 0.13009 | 0.1263 | 0.12262 | 0.11905 | 0.11558 | 0.11221 | 0.10895 | 0.1531 | 0.14937 | 0.14573 | 0.14217 | 0.1387
|  | FND18 | Norfolk Bradenham to Fenland potable transfer (50 Ml/d) | Discount Rate | [9 empty] | 0.035 | 0.035 | 0.035 | 0.035 | 0.035 | 0.035 | 0.035 | 0.035 | 0.035 | 0.035 | 0.035 | 0.035 | 0.035 | 0.035 | 0.035 | 0.035 | 0.035 | 0.035 | 0.035 | 0.035 | 0.035 | 0.035 | 0.035 | 0.035 | 0.035 | 0.035 | 0.035 | 0.035 | 0.035 | 0.035 | 0.03 | 0.03 | 0.03 | 0.03 | 0.03 | 0.03 | 0.03 | 0.03 | 0.03 | 0.03 | 0.03 | 0.03 | 0.03 | 0.03 | 0.03 | 0.03 | 0.03 | 0.03 | 0.03 | 0.03 | 0.03 | 0.03 | 0.03 | 0.03 | 0.03 | 0.03 | 0.03 | 0.03 | 0.03 | 0.03 | 0.03 | 0.03 | 0.03 | 0.03 | 0.03 | 0.03 | 0.03 | 0.03 | 0.03 | 0.03 | 0.03 | 0.03 | 0.03 | 0.03 | 0.03 | 0.025 | 0.025 | 0.025 | 0.025 | 0.025
|  | FND18 | Norfolk Bradenham to Fenland potable transfer (50 Ml/d) | Financing Cost | [9 empty] | 0.23847 | 0.88269 | 1.8406 | 2.31 | 2.2981 | 2.2861 | 2.2741 | 2.2621 | 2.2501 | 2.2382 | 2.2262 | 2.2142 | 2.2022 | 2.1902 | 2.1782 | 2.1663 | 2.1543 | 2.1436 | 2.1351 | 2.1231 | 2.1111 | 2.0991 | 2.0871 | 2.0751 | 2.0631 | 2.0511 | 2.0391 | 2.0271 | 2.0151 | 2.0031 | 1.9911 | 1.9791 | 1.9685 | 1.96 | 1.948 | 1.936 | 1.924 | 1.912 | 1.9 | 1.888 | 1.876 | 1.8641 | 1.8521 | 1.8401 | 1.8281 | 1.8161 | 1.8041 | 1.7934 | 1.7849 | 1.773 | 1.761 | 1.749 | 1.7385 | 1.7326 | 1.7206 | 1.7086 | 1.6966 | 1.6846 | 1.6726 | 1.6606 | 1.6486 | 1.6366 | 1.6259 | 1.6175 | 1.6055 | 1.5935 | 1.5815 | 1.5695 | 1.5575 | 1.5455 | 1.5335 | 1.5215 | 1.5095 | 1.4975 | 1.4855 | 1.4735 | 1.4615 | 1.4509 | 1.4424 | 1.4304
|  | FND18 | Norfolk Bradenham to Fenland potable transfer (50 Ml/d) | Net Present Cost (NPC) | [9 empty] | 0.2304 | 0.824 | 1.6602 | 2.0145 | 1.942 | 1.8707 | 1.798 | 1.7281 | 1.6609 | 1.5962 | 1.5341 | 1.4743 | 1.4167 | 1.3614 | 1.3082 | 1.2571 | 1.2079 | 1.1613 | 1.1176 | 1.0738 | 1.0316 | 0.99113 | 0.95218 | 0.91473 | 0.87872 | 0.8441 | 0.81081 | 0.77882 | 0.74806 | 0.71849 | 0.80183 | 0.77382 | 0.74726 | 0.7224 | 0.6971 | 0.67265 | 0.64904 | 0.62624 | 0.60421 | 0.58293 | 0.56238 | 0.54254 | 0.52337 | 0.50486 | 0.48698 | 0.46972 | 0.45305 | 0.43727 | 0.42255 | 0.4075 | 0.39298 | 0.37895 | 0.36573 | 0.35388 | 0.34121 | 0.32898 | 0.31717 | 0.30578 | 0.29477 | 0.28415 | 0.2739 | 0.264 | 0.25465 | 0.24596 | 0.23704 | 0.22843 | 0.22012 | 0.21211 | 0.20437 | 0.1969 | 0.18969 | 0.18274 | 0.17603 | 0.16956 | 0.16331 | 0.22767 | 0.22033 | 0.2134 | 0.20699 | 0.20028
|  | FND18 | Norfolk Bradenham to Fenland potable transfer (50 Ml/d) | Opex | [9 empty] | 0 | 0 | 0 | 0.0016887 | 0.0084434 | 0.013509 | 0.013509 | 0.013509 | 0.013509 | 0.013509 | 0.013509 | 0.013509 | 0.013509 | 0.013509 | 0.013509 | 0.013509 | 0.013509 | 0.013509 | 0.013509 | 0.013509 | 0.013509 | 0.013509 | 0.013509 | 0.013509 | 0.013509 | 0.013509 | 0.013509 | 0.013509 | 0.013509 | 0.013509 | 0.013509 | 0.013509 | 0.013509 | 0.013509 | 0.013509 | 0.013509 | 0.013509 | 0.013509 | 0.013509 | 0.013509 | 0.013509 | 0.013509 | 0.013509 | 0.013509 | 0.013509 | 0.013509 | 0.013509 | 0.013509 | 0.013509 | 0.013509 | 0.013509 | 0.013509 | 0.013509 | 0.013509 | 0.013509 | 0.013509 | 0.013509 | 0.013509 | 0.013509 | 0.013509 | 0.013509 | 0.013509 | 0.013509 | 0.013509 | 0.013509 | 0.013509 | 0.013509 | 0.013509 | 0.013509 | 0.013509 | 0.013509 | 0.013509 | 0.013509 | 0.013509 | 0.013509 | 0.013509 | 0.013509 | 0.013509 | 0.013509 | 0.013509
|  | FND18 | Norfolk Bradenham to Fenland potable transfer (50 Ml/d) | Total NPC |  |  | Total | 2019-20: 56.245
|  | FND20 | Norfolk Bradenham to Fenland potable transfer (100 Ml/d) | Capex |  |  |  | 0 | 0 | 0 | 0 | 0 | 0 | 7.7084 | 20.8242 | 30.9657 | 15.3669 | 0 | 0 | 0 | 0 | 0 | 0 | 0 | 0 | 0 | 0 | 0 | 0 | 0 | 0 | 0 | 0 | 0 | 0 | 0 | 0 | 0 | 0 | 0 | 0 | 0 | 0 | 0 | 0 | 0 | 0 | 0 | 0 | 0 | 0 | 0 | 0 | 0 | 0 | 0 | 0 | 0 | 0 | 0 | 0 | 0 | 0 | 0 | 0 | 0 | 0 | 0 | 0 | 0 | 0 | 0 | 0 | 0 | 0 | 0 | 0 | 0 | 0 | 0 | 0 | 0 | 0 | 0 | 0 | 0 | 0 | 0 | 0 | 0 | 0 | 0 | 0
|  | FND20 | Norfolk Bradenham to Fenland potable transfer (100 Ml/d) | Capex | Optimism Bias |  |  | 0 | 0 | 0 | 0 | 0 | 0 | 1.4184 | 3.8317 | 5.6977 | 2.8275 | 0 | 0 | 0 | 0 | 0 | 0 | 0 | 0 | 0 | 0 | 0 | 0 | 0 | 0 | 0 | 0 | 0 | 0 | 0 | 0 | 0 | 0 | 0 | 0 | 0 | 0 | 0 | 0 | 0 | 0 | 0 | 0 | 0 | 0 | 0 | 0 | 0 | 0 | 0 | 0 | 0 | 0 | 0 | 0 | 0 | 0 | 0 | 0 | 0 | 0 | 0 | 0 | 0 | 0 | 0 | 0 | 0 | 0 | 0 | 0 | 0 | 0 | 0 | 0 | 0 | 0 | 0 | 0 | 0 | 0 | 0 | 0 | 0 | 0 | 0 | 0
|  | FND20 | Norfolk Bradenham to Fenland potable transfer (100 Ml/d) | Discount Factor | [9 empty] | 0.96618 | 0.93351 | 0.90194 | 0.87144 | 0.84197 | 0.8135 | 0.78599 | 0.75941 | 0.73373 | 0.70892 | 0.68495 | 0.66178 | 0.6394 | 0.61778 | 0.59689 | 0.57671 | 0.5572 | 0.53836 | 0.52016 | 0.50257 | 0.48557 | 0.46915 | 0.45329 | 0.43796 | 0.42315 | 0.40884 | 0.39501 | 0.38165 | 0.36875 | 0.35628 | 0.39999 | 0.38834 | 0.37703 | 0.36604 | 0.35538 | 0.34503 | 0.33498 | 0.32523 | 0.31575 | 0.30656 | 0.29763 | 0.28896 | 0.28054 | 0.27237 | 0.26444 | 0.25674 | 0.24926 | 0.242 | 0.23495 | 0.22811 | 0.22146 | 0.21501 | 0.20875 | 0.20267 | 0.19677 | 0.19104 | 0.18547 | 0.18007 | 0.17483 | 0.16973 | 0.16479 | 0.15999 | 0.15533 | 0.15081 | 0.14641 | 0.14215 | 0.13801 | 0.13399 | 0.13009 | 0.1263 | 0.12262 | 0.11905 | 0.11558 | 0.11221 | 0.10895 | 0.1531 | 0.14937 | 0.14573 | 0.14217 | 0.1387
|  | FND20 | Norfolk Bradenham to Fenland potable transfer (100 Ml/d) | Discount Rate | [9 empty] | 0.035 | 0.035 | 0.035 | 0.035 | 0.035 | 0.035 | 0.035 | 0.035 | 0.035 | 0.035 | 0.035 | 0.035 | 0.035 | 0.035 | 0.035 | 0.035 | 0.035 | 0.035 | 0.035 | 0.035 | 0.035 | 0.035 | 0.035 | 0.035 | 0.035 | 0.035 | 0.035 | 0.035 | 0.035 | 0.035 | 0.03 | 0.03 | 0.03 | 0.03 | 0.03 | 0.03 | 0.03 | 0.03 | 0.03 | 0.03 | 0.03 | 0.03 | 0.03 | 0.03 | 0.03 | 0.03 | 0.03 | 0.03 | 0.03 | 0.03 | 0.03 | 0.03 | 0.03 | 0.03 | 0.03 | 0.03 | 0.03 | 0.03 | 0.03 | 0.03 | 0.03 | 0.03 | 0.03 | 0.03 | 0.03 | 0.03 | 0.03 | 0.03 | 0.03 | 0.03 | 0.03 | 0.03 | 0.03 | 0.03 | 0.03 | 0.025 | 0.025 | 0.025 | 0.025 | 0.025
|  | FND20 | Norfolk Bradenham to Fenland potable transfer (100 Ml/d) | Financing Cost | [9 empty] | 0.29206 | 1.081 | 2.2543 | 2.8294 | 2.8152 | 2.801 | 2.7869 | 2.7727 | 2.7585 | 2.7443 | 2.7301 | 2.7159 | 2.7018 | 2.6876 | 2.6734 | 2.6592 | 2.645 | 2.6309 | 2.6167 | 2.6025 | 2.5883 | 2.5741 | 2.5599 | 2.5458 | 2.5316 | 2.5174 | 2.5032 | 2.489 | 2.4748 | 2.4607 | 2.4465 | 2.4323 | 2.4181 | 2.4039 | 2.3897 | 2.3756 | 2.3614 | 2.3472 | 2.333 | 2.3188 | 2.3047 | 2.2905 | 2.2763 | 2.2621 | 2.2479 | 2.2337 | 2.2196 | 2.2054 | 2.1912 | 2.177 | 2.1628 | 2.1486 | 2.1345 | 2.1203 | 2.1061 | 2.0919 | 2.0777 | 2.0636 | 2.0494 | 2.0352 | 2.021 | 2.0068 | 1.9926 | 1.9785 | 1.9643 | 1.9501 | 1.9359 | 1.9217 | 1.9075 | 1.8934 | 1.8792 | 1.865 | 1.8508 | 1.8366 | 1.8224 | 1.8083 | 1.7941 | 1.7799 | 1.7657 | 1.7515
|  | FND20 | Norfolk Bradenham to Fenland potable transfer (100 Ml/d) | Net Present Cost (NPC) | [9 empty] | 0.28218 | 1.0092 | 2.0332 | 2.4675 | 2.379 | 2.2921 | 2.2034 | 2.1182 | 2.0361 | 1.9572 | 1.8813 | 1.8083 | 1.7381 | 1.6706 | 1.6056 | 1.5431 | 1.483 | 1.4253 | 1.3697 | 1.3162 | 1.2648 | 1.2154 | 1.1679 | 1.1222 | 1.0782 | 1.036 | 0.99533 | 0.95626 | 0.91869 | 0.88258 | 0.98518 | 0.95098 | 0.91793 | 0.886 | 0.85516 | 0.82536 | 0.79657 | 0.76875 | 0.74188 | 0.71593 | 0.69085 | 0.66663 | 0.64324 | 0.62064 | 0.59881 | 0.57773 | 0.55737 | 0.5377 | 0.51871 | 0.50037 | 0.48265 | 0.46554 | 0.44902 | 0.43307 | 0.41767 | 0.40279 | 0.38843 | 0.37456 | 0.36117 | 0.34825 | 0.33577 | 0.32372 | 0.31209 | 0.30086 | 0.29002 | 0.27956 | 0.26946 | 0.25971 | 0.2503 | 0.24122 | 0.23245 | 0.22399 | 0.21583 | 0.20795 | 0.20035 | 0.27939 | 0.27045 | 0.26179 | 0.25339 | 0.24524
|  | FND20 | Norfolk Bradenham to Fenland potable transfer (100 Ml/d) | Opex | [9 empty] | 0 | 0 | 0 | 0.0020682 | 0.010341 | 0.016545 | 0.016545 | 0.016545 | 0.016545 | 0.016545 | 0.016545 | 0.016545 | 0.016545 | 0.016545 | 0.016545 | 0.016545 | 0.016545 | 0.016545 | 0.016545 | 0.016545 | 0.016545 | 0.016545 | 0.016545 | 0.016545 | 0.016545 | 0.016545 | 0.016545 | 0.016545 | 0.016545 | 0.016545 | 0.016545 | 0.016545 | 0.016545 | 0.016545 | 0.016545 | 0.016545 | 0.016545 | 0.016545 | 0.016545 | 0.016545 | 0.016545 | 0.016545 | 0.016545 | 0.016545 | 0.016545 | 0.016545 | 0.016545 | 0.016545 | 0.016545 | 0.016545 | 0.016545 | 0.016545 | 0.016545 | 0.016545 | 0.016545 | 0.016545 | 0.016545 | 0.016545 | 0.016545 | 0.016545 | 0.016545 | 0.016545 | 0.016545 | 0.016545 | 0.016545 | 0.016545 | 0.016545 | 0.016545 | 0.016545 | 0.016545 | 0.016545 | 0.016545 | 0.016545 | 0.016545 | 0.016545 | 0.016545 | 0.016545 | 0.016545 | 0.016545 | 0.016545
|  | FND20 | Norfolk Bradenham to Fenland potable transfer (100 Ml/d) | Total NPC |  |  | Total | 2019-20: 68.9892
|  | FND22 | Marham abstraction relocation | Capex |  |  |  | 0 | 0 | 0 | 0 | 0 | 0 | 1.2605 | 2.9412 | 8.4034 | 16.8068 | 12.6051 | 0 | 0 | 0 | 0 | 0 | 0 | 0.9743 | 0 | 0 | 0 | 0 | 0 | 0 | 0.9743 | 6.5507 | 0 | 0 | 0 | 0 | 0 | 0.9743 | 0 | 0 | 0 | 0 | 0 | 0 | 0.9743 | 0 | 6.5507 | 0 | 0 | 0 | 0 | 0.9743 | 0 | 0 | 0 | 0 | 0 | 0 | 0.9743 | 0 | 0 | 6.5507 | 0 | 0 | 3.5307 | 15.0972 | 0 | 0 | 0 | 0 | 0 | 0 | 0.9743 | 0 | 0 | 0 | 6.5507 | 0 | 0 | 0.9743 | 0 | 0 | 0 | 0 | 0 | 0 | 0.9743 | 0 | 0 | 0 | 0 | 6.5507
|  | FND22 | Marham abstraction relocation | Capex | Optimism Bias |  |  | 0 | 0 | 0 | 0 | 0 | 0 | 1.281e-11 | 2.989e-11 | 8.5398e-11 | 1.708e-10 | 1.281e-10 | 0 | 0 | 0 | 0 | 0 | 0 | 9.9013e-12 | 0 | 0 | 0 | 0 | 0 | 0 | 9.9013e-12 | 6.6571e-11 | 0 | 0 | 0 | 0 | 0 | 9.9013e-12 | 0 | 0 | 0 | 0 | 0 | 0 | 9.9013e-12 | 0 | 6.6571e-11 | 0 | 0 | 0 | 0 | 9.9013e-12 | 0 | 0 | 0 | 0 | 0 | 0 | 9.9013e-12 | 0 | 0 | 6.6571e-11 | 0 | 0 | 3.5881e-11 | 1.5342e-10 | 0 | 0 | 0 | 0 | 0 | 0 | 9.9013e-12 | 0 | 0 | 0 | 6.6571e-11 | 0 | 0 | 9.9013e-12 | 0 | 0 | 0 | 0 | 0 | 0 | 9.9013e-12 | 0 | 0 | 0 | 0 | 6.6571e-11
|  | FND22 | Marham abstraction relocation | Discount Factor | [9 empty] | 0.96618 | 0.93351 | 0.90194 | 0.87144 | 0.84197 | 0.8135 | 0.78599 | 0.75941 | 0.73373 | 0.70892 | 0.68495 | 0.66178 | 0.6394 | 0.61778 | 0.59689 | 0.57671 | 0.5572 | 0.53836 | 0.52016 | 0.50257 | 0.48557 | 0.46915 | 0.45329 | 0.43796 | 0.42315 | 0.40884 | 0.39501 | 0.38165 | 0.36875 | 0.35628 | 0.39999 | 0.38834 | 0.37703 | 0.36604 | 0.35538 | 0.34503 | 0.33498 | 0.32523 | 0.31575 | 0.30656 | 0.29763 | 0.28896 | 0.28054 | 0.27237 | 0.26444 | 0.25674 | 0.24926 | 0.242 | 0.23495 | 0.22811 | 0.22146 | 0.21501 | 0.20875 | 0.20267 | 0.19677 | 0.19104 | 0.18547 | 0.18007 | 0.17483 | 0.16973 | 0.16479 | 0.15999 | 0.15533 | 0.15081 | 0.14641 | 0.14215 | 0.13801 | 0.13399 | 0.13009 | 0.1263 | 0.12262 | 0.11905 | 0.11558 | 0.11221 | 0.10895 | 0.1531 | 0.14937 | 0.14573 | 0.14217 | 0.1387
|  | FND22 | Marham abstraction relocation | Discount Rate | [9 empty] | 0.035 | 0.035 | 0.035 | 0.035 | 0.035 | 0.035 | 0.035 | 0.035 | 0.035 | 0.035 | 0.035 | 0.035 | 0.035 | 0.035 | 0.035 | 0.035 | 0.035 | 0.035 | 0.035 | 0.035 | 0.035 | 0.035 | 0.035 | 0.035 | 0.035 | 0.035 | 0.035 | 0.035 | 0.035 | 0.035 | 0.03 | 0.03 | 0.03 | 0.03 | 0.03 | 0.03 | 0.03 | 0.03 | 0.03 | 0.03 | 0.03 | 0.03 | 0.03 | 0.03 | 0.03 | 0.03 | 0.03 | 0.03 | 0.03 | 0.03 | 0.03 | 0.03 | 0.03 | 0.03 | 0.03 | 0.03 | 0.03 | 0.03 | 0.03 | 0.03 | 0.03 | 0.03 | 0.03 | 0.03 | 0.03 | 0.03 | 0.03 | 0.03 | 0.03 | 0.03 | 0.03 | 0.03 | 0.03 | 0.03 | 0.03 | 0.025 | 0.025 | 0.025 | 0.025 | 0.025
|  | FND22 | Marham abstraction relocation | Financing Cost | [9 empty] | 0.040336 | 0.13445 | 0.40336 | 0.92786 | 1.2989 | 1.2608 | 1.2227 | 1.1846 | 1.1466 | 1.1085 | 1.0725 | 1.0684 | 1.0318 | 0.99514 | 0.95852 | 0.9219 | 0.88528 | 0.84866 | 0.84972 | 1.0315 | 0.99949 | 0.96747 | 0.93544 | 0.90341 | 0.87139 | 0.87054 | 0.83851 | 0.80649 | 0.77446 | 0.74244 | 0.71041 | 0.67839 | 0.67754 | 0.64551 | 0.82311 | 0.79108 | 0.75906 | 0.72703 | 0.695 | 0.69416 | 0.66213 | 0.6301 | 0.59808 | 0.56605 | 0.53403 | 0.502 | 0.50115 | 0.46913 | 0.4371 | 0.6147 | 0.58267 | 0.55065 | 0.63047 | 1.0787 | 1.045 | 1.013 | 0.98096 | 0.94894 | 0.91691 | 0.88489 | 0.88404 | 0.85201 | 0.81999 | 0.78796 | 0.96556 | 0.93353 | 0.90151 | 0.90066 | 0.86863 | 0.83661 | 0.80458 | 0.77255 | 0.74053 | 0.7085 | 0.70765 | 0.67563 | 0.6436 | 0.61158 | 0.57955 | 0.75715
|  | FND22 | Marham abstraction relocation | Net Present Cost (NPC) | [9 empty] | 0.038972 | 0.12551 | 0.36381 | 0.80857 | 1.0936 | 1.1626 | 1.2257 | 1.1553 | 1.0883 | 1.0245 | 0.96524 | 0.92988 | 0.87502 | 0.82281 | 0.77313 | 0.72586 | 0.68091 | 0.63817 | 0.61714 | 0.68764 | 0.64883 | 0.61187 | 0.57666 | 0.54313 | 0.51121 | 0.49358 | 0.46424 | 0.43632 | 0.40975 | 0.38449 | 0.41885 | 0.39421 | 0.38241 | 0.35955 | 0.41219 | 0.38913 | 0.36707 | 0.34596 | 0.32578 | 0.31603 | 0.29729 | 0.27938 | 0.26226 | 0.24589 | 0.23026 | 0.21533 | 0.20885 | 0.19502 | 0.18181 | 0.21703 | 0.20362 | 0.1908 | 0.20191 | 0.28687 | 0.27188 | 0.25785 | 0.2444 | 0.23151 | 0.21917 | 0.20735 | 0.20117 | 0.19019 | 0.17967 | 0.16961 | 0.19067 | 0.18057 | 0.17089 | 0.1658 | 0.1568 | 0.14819 | 0.13995 | 0.13206 | 0.12451 | 0.11729 | 0.11378 | 0.155 | 0.14643 | 0.13819 | 0.13027 | 0.15173
|  | FND22 | Marham abstraction relocation | Opex | [9 empty] | 0 | 0 | 0 | 0 | 0 | 0.16837 | 0.33674 | 0.33674 | 0.33674 | 0.33674 | 0.33674 | 0.33674 | 0.33674 | 0.33674 | 0.33674 | 0.33674 | 0.33674 | 0.33674 | 0.33674 | 0.33674 | 0.33674 | 0.33674 | 0.33674 | 0.33674 | 0.33674 | 0.33674 | 0.33674 | 0.33674 | 0.33674 | 0.33674 | 0.33674 | 0.33674 | 0.33674 | 0.33674 | 0.33674 | 0.33674 | 0.33674 | 0.33674 | 0.33674 | 0.33674 | 0.33674 | 0.33674 | 0.33674 | 0.33674 | 0.33674 | 0.33674 | 0.33674 | 0.33674 | 0.33674 | 0.33674 | 0.33674 | 0.33674 | 0.33674 | 0.33674 | 0.33674 | 0.33674 | 0.33674 | 0.33674 | 0.33674 | 0.33674 | 0.33674 | 0.33674 | 0.33674 | 0.33674 | 0.33674 | 0.33674 | 0.33674 | 0.33674 | 0.33674 | 0.33674 | 0.33674 | 0.33674 | 0.33674 | 0.33674 | 0.33674 | 0.33674 | 0.33674 | 0.33674 | 0.33674 | 0.33674
|  | FND22 | Marham abstraction relocation | Total NPC |  |  | Total | 2019-20: 32.3453
|  | FND26 | Fenland WTW Backwash water recovery | Capex |  |  |  | 0 | 0 | 0 | 0 | 0 | 0 | 0.096591 | 0 | 0 | 0 | 0 | 0 | 0 | 0 | 0 | 0 | 0 | 0 | 0 | 0 | 0 | 0.096591 | 0 | 0 | 0 | 0 | 0 | 0 | 0 | 0 | 0 | 0 | 0 | 0 | 0 | 0 | 0.096591 | 0 | 0 | 0 | 0 | 0 | 0 | 0 | 0 | 0 | 0 | 0 | 0 | 0 | 0 | 0.096591 | 0 | 0 | 0 | 0 | 0 | 0 | 0 | 0 | 0 | 0 | 0 | 0 | 0 | 0 | 0.096591 | 0 | 0 | 0 | 0 | 0 | 0 | 0 | 0 | 0 | 0 | 0 | 0 | 0 | 0 | 0.096591 | 0 | 0 | 0 | 0
|  | FND26 | Fenland WTW Backwash water recovery | Capex | Optimism Bias |  |  | 0 | 0 | 0 | 0 | 0 | 0 | 2e-12 | 0 | 0 | 0 | 0 | 0 | 0 | 0 | 0 | 0 | 0 | 0 | 0 | 0 | 0 | 2e-12 | 0 | 0 | 0 | 0 | 0 | 0 | 0 | 0 | 0 | 0 | 0 | 0 | 0 | 0 | 2e-12 | 0 | 0 | 0 | 0 | 0 | 0 | 0 | 0 | 0 | 0 | 0 | 0 | 0 | 0 | 2e-12 | 0 | 0 | 0 | 0 | 0 | 0 | 0 | 0 | 0 | 0 | 0 | 0 | 0 | 0 | 2e-12 | 0 | 0 | 0 | 0 | 0 | 0 | 0 | 0 | 0 | 0 | 0 | 0 | 0 | 0 | 2e-12 | 0 | 0 | 0 | 0
|  | FND26 | Fenland WTW Backwash water recovery | Discount Factor | [9 empty] | 0.96618 | 0.93351 | 0.90194 | 0.87144 | 0.84197 | 0.8135 | 0.78599 | 0.75941 | 0.73373 | 0.70892 | 0.68495 | 0.66178 | 0.6394 | 0.61778 | 0.59689 | 0.57671 | 0.5572 | 0.53836 | 0.52016 | 0.50257 | 0.48557 | 0.46915 | 0.45329 | 0.43796 | 0.42315 | 0.40884 | 0.39501 | 0.38165 | 0.36875 | 0.35628 | 0.39999 | 0.38834 | 0.37703 | 0.36604 | 0.35538 | 0.34503 | 0.33498 | 0.32523 | 0.31575 | 0.30656 | 0.29763 | 0.28896 | 0.28054 | 0.27237 | 0.26444 | 0.25674 | 0.24926 | 0.242 | 0.23495 | 0.22811 | 0.22146 | 0.21501 | 0.20875 | 0.20267 | 0.19677 | 0.19104 | 0.18547 | 0.18007 | 0.17483 | 0.16973 | 0.16479 | 0.15999 | 0.15533 | 0.15081 | 0.14641 | 0.14215 | 0.13801 | 0.13399 | 0.13009 | 0.1263 | 0.12262 | 0.11905 | 0.11558 | 0.11221 | 0.10895 | 0.1531 | 0.14937 | 0.14573 | 0.14217 | 0.1387
|  | FND26 | Fenland WTW Backwash water recovery | Discount Rate | [9 empty] | 0.035 | 0.035 | 0.035 | 0.035 | 0.035 | 0.035 | 0.035 | 0.035 | 0.035 | 0.035 | 0.035 | 0.035 | 0.035 | 0.035 | 0.035 | 0.035 | 0.035 | 0.035 | 0.035 | 0.035 | 0.035 | 0.035 | 0.035 | 0.035 | 0.035 | 0.035 | 0.035 | 0.035 | 0.035 | 0.035 | 0.03 | 0.03 | 0.03 | 0.03 | 0.03 | 0.03 | 0.03 | 0.03 | 0.03 | 0.03 | 0.03 | 0.03 | 0.03 | 0.03 | 0.03 | 0.03 | 0.03 | 0.03 | 0.03 | 0.03 | 0.03 | 0.03 | 0.03 | 0.03 | 0.03 | 0.03 | 0.03 | 0.03 | 0.03 | 0.03 | 0.03 | 0.03 | 0.03 | 0.03 | 0.03 | 0.03 | 0.03 | 0.03 | 0.03 | 0.03 | 0.03 | 0.03 | 0.03 | 0.03 | 0.03 | 0.025 | 0.025 | 0.025 | 0.025 | 0.025
|  | FND26 | Fenland WTW Backwash water recovery | Financing Cost | [9 empty] | 0.0030909 | 0.0030909 | 0.0030909 | 0.0029879 | 0.0027818 | 0.0025758 | 0.0023697 | 0.0021636 | 0.0019576 | 0.0017515 | 0.0015455 | 0.0013394 | 0.0011333 | 0.00092727 | 0.00072121 | 0.003503 | 0.0030909 | 0.0026788 | 0.0023697 | 0.0021636 | 0.0019576 | 0.0017515 | 0.0015455 | 0.0013394 | 0.0011333 | 0.00092727 | 0.00072121 | 0.00051515 | 0.00030909 | 0.00010303 | 0.0029879 | 0.0027818 | 0.0025758 | 0.0023697 | 0.0021636 | 0.0019576 | 0.0017515 | 0.0015455 | 0.0013394 | 0.0011333 | 0.00092727 | 0.00072121 | 0.00051515 | 0.00030909 | 0.00010303 | 0.0029879 | 0.0027818 | 0.0025758 | 0.0023697 | 0.0021636 | 0.0019576 | 0.0017515 | 0.0015455 | 0.0013394 | 0.0011333 | 0.00092727 | 0.00072121 | 0.00051515 | 0.00030909 | 0.00010303 | 0.0029879 | 0.0027818 | 0.0025758 | 0.0023697 | 0.0021636 | 0.0019576 | 0.0017515 | 0.0015455 | 0.0013394 | 0.0011333 | 0.00092727 | 0.00072121 | 0.00051515 | 0.00030909 | 0.00010303 | 0.0029879 | 0.0027818 | 0.0025758 | 0.0023697 | 0.0021636
|  | FND26 | Fenland WTW Backwash water recovery | Net Present Cost (NPC) | [9 empty] | 0.0029864 | 0.0028854 | 0.0027878 | 0.0026038 | 0.0023422 | 0.0020954 | 0.0018626 | 0.0016431 | 0.0014363 | 0.0012417 | 0.0010586 | 0.00088639 | 0.00072466 | 0.00057285 | 0.00043048 | 0.0020202 | 0.0017223 | 0.0014422 | 0.0012326 | 0.0010874 | 0.00095054 | 0.00082172 | 0.00070053 | 0.0005866 | 0.00047957 | 0.0003791 | 0.00028489 | 0.00019661 | 0.00011398 | 3.6707e-05 | 0.0011951 | 0.0010803 | 0.00097113 | 0.00086742 | 0.00076892 | 0.00067543 | 0.00058673 | 0.00050262 | 0.00042292 | 0.00034743 | 0.00027598 | 0.0002084 | 0.00014452 | 8.4188e-05 | 2.7245e-05 | 0.0007671 | 0.00069339 | 0.00062333 | 0.00055676 | 0.00049354 | 0.00043353 | 0.0003766 | 0.00032261 | 0.00027146 | 0.000223 | 0.00017714 | 0.00013376 | 9.2763e-05 | 5.4037e-05 | 1.7488e-05 | 0.00049237 | 0.00044506 | 0.00040009 | 0.00035736 | 0.00031679 | 0.00027827 | 0.00024172 | 0.00020707 | 0.00017424 | 0.00014314 | 0.0001137 | 8.5858e-05 | 5.9541e-05 | 3.4684e-05 | 1.1225e-05 | 0.00045746 | 0.00041552 | 0.00037536 | 0.0003369 | 0.00030011
|  | FND26 | Fenland WTW Backwash water recovery | Opex | [9 empty] | 0 | 0 | 0 | 0 | 0 | 0 | 0 | 0 | 0 | 0 | 0 | 0 | 0 | 0 | 0 | 0 | 0 | 0 | 0 | 0 | 0 | 0 | 0 | 0 | 0 | 0 | 0 | 0 | 0 | 0 | 0 | 0 | 0 | 0 | 0 | 0 | 0 | 0 | 0 | 0 | 0 | 0 | 0 | 0 | 0 | 0 | 0 | 0 | 0 | 0 | 0 | 0 | 0 | 0 | 0 | 0 | 0 | 0 | 0 | 0 | 0 | 0 | 0 | 0 | 0 | 0 | 0 | 0 | 0 | 0 | 0 | 0 | 0 | 0 | 0 | 0 | 0 | 0 | 0 | 0
|  | FND26 | Fenland WTW Backwash water recovery | Total NPC |  |  | Total | 2019-20: 0.056254
|  | FND3 | Kings Lynn to Stoke Ferry via river Wissey (no extra treatment at Stoke Ferry WTW) | Capex |  |  |  | 0 | 0 | 0 | 0 | 0 | 0 | 20.08 | 55.0458 | 87.3152 | 48.7453 | 0 | 0 | 0 | 0 | 0 | 0.45293 | 2.1133 | 0 | 0 | 0 | 0 | 0 | 0.45293 | 8.5723 | 30.3336 | 0 | 0 | 0 | 0 | 0.45293 | 2.1133 | 0 | 0 | 0 | 0 | 0 | 0.45293 | 2.1133 | 6.5429 | 30.3336 | 0 | 0 | 0 | 0.45293 | 2.1133 | 0 | 0 | 0 | 0 | 0 | 0.45293 | 2.1133 | 0 | 6.5429 | 30.3336 | 0 | 0 | 0.45293 | 21.0353 | 75.6879 | 0 | 0 | 0 | 0 | 0.45293 | 2.1133 | 0 | 0 | 6.5429 | 30.3336 | 0 | 0.45293 | 2.1133 | 0 | 0 | 0 | 0 | 0 | 0.45293 | 2.1133 | 0 | 0 | 0 | 6.5429 | 30.3336 | 0.45293
|  | FND3 | Kings Lynn to Stoke Ferry via river Wissey (no extra treatment at Stoke Ferry WTW) | Capex | Optimism Bias |  |  | 0 | 0 | 0 | 0 | 0 | 0 | 8.7529 | 23.9946 | 38.0609 | 21.2482 | 0 | 0 | 0 | 0 | 0 | 0.19743 | 0.9212 | 0 | 0 | 0 | 0 | 0 | 0.19743 | 3.7367 | 13.2225 | 0 | 0 | 0 | 0 | 0.19743 | 0.9212 | 0 | 0 | 0 | 0 | 0 | 0.19743 | 0.9212 | 2.8521 | 13.2225 | 0 | 0 | 0 | 0.19743 | 0.9212 | 0 | 0 | 0 | 0 | 0 | 0.19743 | 0.9212 | 0 | 2.8521 | 13.2225 | 0 | 0 | 0.19743 | 9.1693 | 32.9925 | 0 | 0 | 0 | 0 | 0.19743 | 0.9212 | 0 | 0 | 2.8521 | 13.2225 | 0 | 0.19743 | 0.9212 | 0 | 0 | 0 | 0 | 0 | 0.19743 | 0.9212 | 0 | 0 | 0 | 2.8521 | 13.2225 | 0.19743
|  | FND3 | Kings Lynn to Stoke Ferry via river Wissey (no extra treatment at Stoke Ferry WTW) | Discount Factor | [9 empty] | 0.96618 | 0.93351 | 0.90194 | 0.87144 | 0.84197 | 0.8135 | 0.78599 | 0.75941 | 0.73373 | 0.70892 | 0.68495 | 0.66178 | 0.6394 | 0.61778 | 0.59689 | 0.57671 | 0.5572 | 0.53836 | 0.52016 | 0.50257 | 0.48557 | 0.46915 | 0.45329 | 0.43796 | 0.42315 | 0.40884 | 0.39501 | 0.38165 | 0.36875 | 0.35628 | 0.39999 | 0.38834 | 0.37703 | 0.36604 | 0.35538 | 0.34503 | 0.33498 | 0.32523 | 0.31575 | 0.30656 | 0.29763 | 0.28896 | 0.28054 | 0.27237 | 0.26444 | 0.25674 | 0.24926 | 0.242 | 0.23495 | 0.22811 | 0.22146 | 0.21501 | 0.20875 | 0.20267 | 0.19677 | 0.19104 | 0.18547 | 0.18007 | 0.17483 | 0.16973 | 0.16479 | 0.15999 | 0.15533 | 0.15081 | 0.14641 | 0.14215 | 0.13801 | 0.13399 | 0.13009 | 0.1263 | 0.12262 | 0.11905 | 0.11558 | 0.11221 | 0.10895 | 0.1531 | 0.14937 | 0.14573 | 0.14217 | 0.1387
|  | FND3 | Kings Lynn to Stoke Ferry via river Wissey (no extra treatment at Stoke Ferry WTW) | Discount Rate | [9 empty] | 0.035 | 0.035 | 0.035 | 0.035 | 0.035 | 0.035 | 0.035 | 0.035 | 0.035 | 0.035 | 0.035 | 0.035 | 0.035 | 0.035 | 0.035 | 0.035 | 0.035 | 0.035 | 0.035 | 0.035 | 0.035 | 0.035 | 0.035 | 0.035 | 0.035 | 0.035 | 0.035 | 0.035 | 0.035 | 0.035 | 0.03 | 0.03 | 0.03 | 0.03 | 0.03 | 0.03 | 0.03 | 0.03 | 0.03 | 0.03 | 0.03 | 0.03 | 0.03 | 0.03 | 0.03 | 0.03 | 0.03 | 0.03 | 0.03 | 0.03 | 0.03 | 0.03 | 0.03 | 0.03 | 0.03 | 0.03 | 0.03 | 0.03 | 0.03 | 0.03 | 0.03 | 0.03 | 0.03 | 0.03 | 0.03 | 0.03 | 0.03 | 0.03 | 0.03 | 0.03 | 0.03 | 0.03 | 0.03 | 0.03 | 0.03 | 0.025 | 0.025 | 0.025 | 0.025 | 0.025
|  | FND3 | Kings Lynn to Stoke Ferry via river Wissey (no extra treatment at Stoke Ferry WTW) | Financing Cost | [9 empty] | 0.92265 | 3.4519 | 7.464 | 9.5297 | 9.1815 | 8.8334 | 8.4852 | 8.137 | 7.7889 | 7.46 | 7.2101 | 6.867 | 6.524 | 6.1809 | 5.8379 | 5.4949 | 5.1726 | 5.2137 | 6.3137 | 6.0887 | 5.8637 | 5.6387 | 5.4137 | 5.2095 | 5.0814 | 4.856 | 4.6306 | 4.4052 | 4.1798 | 3.9543 | 3.7497 | 3.6214 | 3.6966 | 4.8649 | 4.6395 | 4.414 | 4.1885 | 3.9839 | 3.8555 | 3.63 | 3.4045 | 3.1791 | 2.9536 | 2.7281 | 2.5234 | 2.3951 | 2.1696 | 2.2448 | 3.4131 | 3.1876 | 2.9621 | 2.7575 | 3.4898 | 6.7334 | 6.508 | 6.2825 | 6.057 | 5.8315 | 5.6269 | 5.4985 | 5.273 | 5.0475 | 5.1227 | 6.291 | 6.0655 | 5.8609 | 5.7325 | 5.507 | 5.2816 | 5.0561 | 4.8306 | 4.6051 | 4.4005 | 4.2721 | 4.0466 | 3.8211 | 3.5957 | 3.6708 | 4.8391 | 4.6345
|  | FND3 | Kings Lynn to Stoke Ferry via river Wissey (no extra treatment at Stoke Ferry WTW) | Net Present Cost (NPC) | [9 empty] | 0.89145 | 3.2224 | 6.7321 | 9.0495 | 12.173 | 14.3795 | 13.6195 | 12.8946 | 12.2031 | 11.5573 | 10.9952 | 10.3964 | 9.8255 | 9.2813 | 8.7627 | 8.2685 | 7.8094 | 7.5674 | 7.8837 | 7.504 | 7.141 | 6.7939 | 6.4622 | 6.1543 | 5.8919 | 5.6005 | 5.3221 | 5.0561 | 4.802 | 4.5593 | 5.0368 | 4.8403 | 4.7276 | 5.0176 | 4.7913 | 4.574 | 4.3652 | 4.1715 | 4.0095 | 3.8236 | 3.6451 | 3.4738 | 3.3093 | 3.1515 | 3.0056 | 2.8851 | 2.7449 | 2.6831 | 2.8795 | 2.7442 | 2.6143 | 2.4942 | 2.5744 | 3.1568 | 3.0205 | 2.8894 | 2.7635 | 2.6424 | 2.5296 | 2.4342 | 2.3261 | 2.2223 | 2.1692 | 2.2822 | 2.1828 | 2.0901 | 2.0115 | 1.9227 | 1.8374 | 1.7554 | 1.6766 | 1.6009 | 1.5306 | 1.4717 | 1.4042 | 0.76749 | 0.7151 | 0.70861 | 0.85743 | 0.80813
|  | FND3 | Kings Lynn to Stoke Ferry via river Wissey (no extra treatment at Stoke Ferry WTW) | Opex | [9 empty] | 0 | 0 | 0 | 0.85485 | 5.2762 | 8.8427 | 8.8427 | 8.8427 | 8.8427 | 8.8427 | 8.8427 | 8.8427 | 8.8427 | 8.8427 | 8.8427 | 8.8427 | 8.8427 | 8.8427 | 8.8427 | 8.8427 | 8.8427 | 8.8427 | 8.8427 | 8.8427 | 8.8427 | 8.8427 | 8.8427 | 8.8427 | 8.8427 | 8.8427 | 8.8427 | 8.8427 | 8.8427 | 8.8427 | 8.8427 | 8.8427 | 8.8427 | 8.8427 | 8.8427 | 8.8427 | 8.8427 | 8.8427 | 8.8427 | 8.8427 | 8.8427 | 8.8427 | 8.8427 | 8.8427 | 8.8427 | 8.8427 | 8.8427 | 8.8427 | 8.8427 | 8.8427 | 8.8427 | 8.8427 | 8.8427 | 8.8427 | 8.8427 | 8.8427 | 8.8427 | 8.8427 | 8.8427 | 8.8427 | 8.8427 | 8.8427 | 8.8427 | 8.8427 | 8.8427 | 8.8427 | 8.8427 | 8.8427 | 8.8427 | 8.8427 | 8.8427 | 1.1918 | 1.1918 | 1.1918 | 1.1918 | 1.1918
|  | FND3 | Kings Lynn to Stoke Ferry via river Wissey (no extra treatment at Stoke Ferry WTW) | Total NPC |  |  | Total | 2019-20: 383.7173
|  | FND5 | Kings Lynn (brackish) 10 Ml/d | Capex |  |  |  | 0 | 0 | 0 | 0 | 0 | 0 | 10.4142 | 28.5946 | 45.6663 | 25.7809 | 0 | 0 | 0 | 0 | 0 | 0.27526 | 1.3069 | 0 | 0 | 0 | 0 | 0 | 0.27526 | 3.9102 | 11.835 | 0 | 0 | 0 | 0 | 0.27526 | 1.3069 | 0 | 0 | 0 | 0 | 0 | 0.27526 | 1.3069 | 2.6458 | 11.835 | 0 | 0 | 0 | 0.27526 | 1.3069 | 0 | 0 | 0 | 0 | 0 | 0.27526 | 1.3069 | 0 | 2.6458 | 11.835 | 0 | 0 | 0.27526 | 10.0664 | 35.038 | 0 | 0 | 0 | 0 | 0.27526 | 1.3069 | 0 | 0 | 2.6458 | 11.835 | 0 | 0.27526 | 1.3069 | 0 | 0 | 0 | 0 | 0 | 0.27526 | 1.3069 | 0 | 0 | 0 | 2.6458 | 11.835 | 0.27526
|  | FND5 | Kings Lynn (brackish) 10 Ml/d | Capex | Optimism Bias |  |  | 0 | 0 | 0 | 0 | 0 | 0 | 5.1384 | 14.1086 | 22.5318 | 12.7203 | 0 | 0 | 0 | 0 | 0 | 0.13581 | 0.64485 | 0 | 0 | 0 | 0 | 0 | 0.13581 | 1.9293 | 5.8394 | 0 | 0 | 0 | 0 | 0.13581 | 0.64485 | 0 | 0 | 0 | 0 | 0 | 0.13581 | 0.64485 | 1.3054 | 5.8394 | 0 | 0 | 0 | 0.13581 | 0.64485 | 0 | 0 | 0 | 0 | 0 | 0.13581 | 0.64485 | 0 | 1.3054 | 5.8394 | 0 | 0 | 0.13581 | 4.9668 | 17.2878 | 0 | 0 | 0 | 0 | 0.13581 | 0.64485 | 0 | 0 | 1.3054 | 5.8394 | 0 | 0.13581 | 0.64485 | 0 | 0 | 0 | 0 | 0 | 0.13581 | 0.64485 | 0 | 0 | 0 | 1.3054 | 5.8394 | 0.13581
|  | FND5 | Kings Lynn (brackish) 10 Ml/d | Discount Factor | [9 empty] | 0.96618 | 0.93351 | 0.90194 | 0.87144 | 0.84197 | 0.8135 | 0.78599 | 0.75941 | 0.73373 | 0.70892 | 0.68495 | 0.66178 | 0.6394 | 0.61778 | 0.59689 | 0.57671 | 0.5572 | 0.53836 | 0.52016 | 0.50257 | 0.48557 | 0.46915 | 0.45329 | 0.43796 | 0.42315 | 0.40884 | 0.39501 | 0.38165 | 0.36875 | 0.35628 | 0.39999 | 0.38834 | 0.37703 | 0.36604 | 0.35538 | 0.34503 | 0.33498 | 0.32523 | 0.31575 | 0.30656 | 0.29763 | 0.28896 | 0.28054 | 0.27237 | 0.26444 | 0.25674 | 0.24926 | 0.242 | 0.23495 | 0.22811 | 0.22146 | 0.21501 | 0.20875 | 0.20267 | 0.19677 | 0.19104 | 0.18547 | 0.18007 | 0.17483 | 0.16973 | 0.16479 | 0.15999 | 0.15533 | 0.15081 | 0.14641 | 0.14215 | 0.13801 | 0.13399 | 0.13009 | 0.1263 | 0.12262 | 0.11905 | 0.11558 | 0.11221 | 0.10895 | 0.1531 | 0.14937 | 0.14573 | 0.14217 | 0.1387
|  | FND5 | Kings Lynn (brackish) 10 Ml/d | Discount Rate | [9 empty] | 0.035 | 0.035 | 0.035 | 0.035 | 0.035 | 0.035 | 0.035 | 0.035 | 0.035 | 0.035 | 0.035 | 0.035 | 0.035 | 0.035 | 0.035 | 0.035 | 0.035 | 0.035 | 0.035 | 0.035 | 0.035 | 0.035 | 0.035 | 0.035 | 0.035 | 0.035 | 0.035 | 0.035 | 0.035 | 0.035 | 0.03 | 0.03 | 0.03 | 0.03 | 0.03 | 0.03 | 0.03 | 0.03 | 0.03 | 0.03 | 0.03 | 0.03 | 0.03 | 0.03 | 0.03 | 0.03 | 0.03 | 0.03 | 0.03 | 0.03 | 0.03 | 0.03 | 0.03 | 0.03 | 0.03 | 0.03 | 0.03 | 0.03 | 0.03 | 0.03 | 0.03 | 0.03 | 0.03 | 0.03 | 0.03 | 0.03 | 0.03 | 0.03 | 0.03 | 0.03 | 0.03 | 0.03 | 0.03 | 0.03 | 0.03 | 0.025 | 0.025 | 0.025 | 0.025 | 0.025
|  | FND5 | Kings Lynn (brackish) 10 Ml/d | Financing Cost | [9 empty] | 0.49677 | 1.8608 | 4.039 | 5.1901 | 5.0329 | 4.8758 | 4.7186 | 4.5614 | 4.4042 | 4.2592 | 4.1651 | 4.0111 | 3.857 | 3.703 | 3.549 | 3.3949 | 3.2541 | 3.2828 | 3.7138 | 3.6068 | 3.4999 | 3.3929 | 3.2859 | 3.1921 | 3.1475 | 3.0403 | 2.9332 | 2.826 | 2.7188 | 2.6116 | 2.5176 | 2.4729 | 2.4921 | 2.9505 | 2.8433 | 2.736 | 2.6288 | 2.5348 | 2.49 | 2.3828 | 2.2756 | 2.1684 | 2.0611 | 1.9539 | 1.8599 | 1.8151 | 1.7079 | 1.7271 | 2.1855 | 2.0783 | 1.971 | 1.877 | 2.2466 | 3.8097 | 3.7025 | 3.5952 | 3.488 | 3.3808 | 3.2867 | 3.242 | 3.1348 | 3.0276 | 3.0468 | 3.5052 | 3.3979 | 3.3039 | 3.2591 | 3.1519 | 3.0447 | 2.9375 | 2.8303 | 2.723 | 2.629 | 2.5842 | 2.477 | 2.3698 | 2.2626 | 2.2818 | 2.7402 | 2.6461
|  | FND5 | Kings Lynn (brackish) 10 Ml/d | Net Present Cost (NPC) | [9 empty] | 0.47997 | 1.737 | 3.643 | 4.8371 | 6.3058 | 7.3762 | 7.0032 | 6.647 | 6.3069 | 5.9909 | 5.7238 | 5.4283 | 5.1463 | 4.8771 | 4.6202 | 4.3751 | 4.1487 | 4.0239 | 4.112 | 3.9192 | 3.7347 | 3.5582 | 3.3894 | 3.2337 | 3.1055 | 2.9566 | 2.8143 | 2.6782 | 2.5482 | 2.4238 | 2.6835 | 2.588 | 2.5199 | 2.6143 | 2.5 | 2.3902 | 2.2847 | 2.1876 | 2.1097 | 2.0154 | 1.9248 | 1.8377 | 1.7541 | 1.6738 | 1.6002 | 1.5421 | 1.4705 | 1.4323 | 1.4983 | 1.4302 | 1.3648 | 1.3048 | 1.344 | 1.6216 | 1.5533 | 1.4875 | 1.4243 | 1.3635 | 1.3074 | 1.2617 | 1.2073 | 1.155 | 1.1243 | 1.1607 | 1.1112 | 1.0655 | 1.0282 | 0.98393 | 0.94133 | 0.90037 | 0.861 | 0.82316 | 0.78831 | 0.76033 | 0.7265 | 1.0046 | 0.96404 | 0.94333 | 0.98549 | 0.94841
|  | FND5 | Kings Lynn (brackish) 10 Ml/d | Opex | [9 empty] | 0 | 0 | 0 | 0.3606 | 2.4563 | 4.1915 | 4.1915 | 4.1915 | 4.1915 | 4.1915 | 4.1915 | 4.1915 | 4.1915 | 4.1915 | 4.1915 | 4.1915 | 4.1915 | 4.1915 | 4.1915 | 4.1915 | 4.1915 | 4.1915 | 4.1915 | 4.1915 | 4.1915 | 4.1915 | 4.1915 | 4.1915 | 4.1915 | 4.1915 | 4.1915 | 4.1915 | 4.1915 | 4.1915 | 4.1915 | 4.1915 | 4.1915 | 4.1915 | 4.1915 | 4.1915 | 4.1915 | 4.1915 | 4.1915 | 4.1915 | 4.1915 | 4.1915 | 4.1915 | 4.1915 | 4.1915 | 4.1915 | 4.1915 | 4.1915 | 4.1915 | 4.1915 | 4.1915 | 4.1915 | 4.1915 | 4.1915 | 4.1915 | 4.1915 | 4.1915 | 4.1915 | 4.1915 | 4.1915 | 4.1915 | 4.1915 | 4.1915 | 4.1915 | 4.1915 | 4.1915 | 4.1915 | 4.1915 | 4.1915 | 4.1915 | 4.1915 | 4.1915 | 4.1915 | 4.1915 | 4.1915 | 4.1915
|  | FND5 | Kings Lynn (brackish) 10 Ml/d | Total NPC |  |  | Total | 2019-20: 200.7177
|  | FND6 | Kings Lynn (brackish) 25 Ml/d | Capex |  |  |  | 0 | 0 | 0 | 0 | 0 | 0 | 15.8674 | 43.5576 | 69.4951 | 39.1712 | 0 | 0 | 0 | 0 | 0 | 0.36749 | 1.7534 | 0 | 0 | 0 | 0 | 0 | 0.36749 | 5.4361 | 16.7524 | 0 | 0 | 0 | 0 | 0.36749 | 1.7534 | 0 | 0 | 0 | 0 | 0 | 0.36749 | 1.7534 | 3.738 | 16.7524 | 0 | 0 | 0 | 0.36749 | 1.7534 | 0 | 0 | 0 | 0 | 0 | 0.36749 | 1.7534 | 0 | 3.738 | 16.7524 | 0 | 0 | 0.36749 | 17.2434 | 61.9602 | 0 | 0 | 0 | 0 | 0.36749 | 1.7534 | 0 | 0 | 3.738 | 16.7524 | 0 | 0.36749 | 1.7534 | 0 | 0 | 0 | 0 | 0 | 0.36749 | 1.7534 | 0 | 0 | 0 | 3.738 | 16.7524 | 0.36749
|  | FND6 | Kings Lynn (brackish) 25 Ml/d | Capex | Optimism Bias |  |  | 0 | 0 | 0 | 0 | 0 | 0 | 7.7482 | 21.2695 | 33.935 | 19.1276 | 0 | 0 | 0 | 0 | 0 | 0.17945 | 0.85618 | 0 | 0 | 0 | 0 | 0 | 0.17945 | 2.6545 | 8.1803 | 0 | 0 | 0 | 0 | 0.17945 | 0.85618 | 0 | 0 | 0 | 0 | 0 | 0.17945 | 0.85618 | 1.8253 | 8.1803 | 0 | 0 | 0 | 0.17945 | 0.85618 | 0 | 0 | 0 | 0 | 0 | 0.17945 | 0.85618 | 0 | 1.8253 | 8.1803 | 0 | 0 | 0.17945 | 8.4201 | 30.2557 | 0 | 0 | 0 | 0 | 0.17945 | 0.85618 | 0 | 0 | 1.8253 | 8.1803 | 0 | 0.17945 | 0.85618 | 0 | 0 | 0 | 0 | 0 | 0.17945 | 0.85618 | 0 | 0 | 0 | 1.8253 | 8.1803 | 0.17945
|  | FND6 | Kings Lynn (brackish) 25 Ml/d | Discount Factor | [9 empty] | 0.96618 | 0.93351 | 0.90194 | 0.87144 | 0.84197 | 0.8135 | 0.78599 | 0.75941 | 0.73373 | 0.70892 | 0.68495 | 0.66178 | 0.6394 | 0.61778 | 0.59689 | 0.57671 | 0.5572 | 0.53836 | 0.52016 | 0.50257 | 0.48557 | 0.46915 | 0.45329 | 0.43796 | 0.42315 | 0.40884 | 0.39501 | 0.38165 | 0.36875 | 0.35628 | 0.39999 | 0.38834 | 0.37703 | 0.36604 | 0.35538 | 0.34503 | 0.33498 | 0.32523 | 0.31575 | 0.30656 | 0.29763 | 0.28896 | 0.28054 | 0.27237 | 0.26444 | 0.25674 | 0.24926 | 0.242 | 0.23495 | 0.22811 | 0.22146 | 0.21501 | 0.20875 | 0.20267 | 0.19677 | 0.19104 | 0.18547 | 0.18007 | 0.17483 | 0.16973 | 0.16479 | 0.15999 | 0.15533 | 0.15081 | 0.14641 | 0.14215 | 0.13801 | 0.13399 | 0.13009 | 0.1263 | 0.12262 | 0.11905 | 0.11558 | 0.11221 | 0.10895 | 0.1531 | 0.14937 | 0.14573 | 0.14217 | 0.1387
|  | FND6 | Kings Lynn (brackish) 25 Ml/d | Discount Rate | [9 empty] | 0.035 | 0.035 | 0.035 | 0.035 | 0.035 | 0.035 | 0.035 | 0.035 | 0.035 | 0.035 | 0.035 | 0.035 | 0.035 | 0.035 | 0.035 | 0.035 | 0.035 | 0.035 | 0.035 | 0.035 | 0.035 | 0.035 | 0.035 | 0.035 | 0.035 | 0.035 | 0.035 | 0.035 | 0.035 | 0.035 | 0.03 | 0.03 | 0.03 | 0.03 | 0.03 | 0.03 | 0.03 | 0.03 | 0.03 | 0.03 | 0.03 | 0.03 | 0.03 | 0.03 | 0.03 | 0.03 | 0.03 | 0.03 | 0.03 | 0.03 | 0.03 | 0.03 | 0.03 | 0.03 | 0.03 | 0.03 | 0.03 | 0.03 | 0.03 | 0.03 | 0.03 | 0.03 | 0.03 | 0.03 | 0.03 | 0.03 | 0.03 | 0.03 | 0.03 | 0.03 | 0.03 | 0.03 | 0.03 | 0.03 | 0.03 | 0.025 | 0.025 | 0.025 | 0.025 | 0.025
|  | FND6 | Kings Lynn (brackish) 25 Ml/d | Financing Cost | [9 empty] | 0.75479 | 2.8267 | 6.1325 | 7.8784 | 7.6438 | 7.4091 | 7.1745 | 6.9399 | 6.7053 | 6.4869 | 6.3367 | 6.1063 | 5.8759 | 5.6455 | 5.4152 | 5.1848 | 4.9719 | 4.9947 | 5.5896 | 5.4256 | 5.2616 | 5.0976 | 4.9337 | 4.7872 | 4.7066 | 4.5423 | 4.378 | 4.2138 | 4.0495 | 3.8852 | 3.7385 | 3.6577 | 3.6715 | 4.305 | 4.1407 | 3.9764 | 3.8121 | 3.6653 | 3.5845 | 3.4202 | 3.2559 | 3.0915 | 2.9272 | 2.7629 | 2.6161 | 2.5353 | 2.371 | 2.3847 | 3.0183 | 2.854 | 2.6897 | 2.5428 | 3.1924 | 5.9716 | 5.8073 | 5.643 | 5.4787 | 5.3144 | 5.1676 | 5.0868 | 4.9225 | 4.7582 | 4.7719 | 5.4054 | 5.2411 | 5.0943 | 5.0135 | 4.8492 | 4.6849 | 4.5206 | 4.3563 | 4.192 | 4.0452 | 3.9644 | 3.8 | 3.6357 | 3.4714 | 3.4851 | 4.1187 | 3.9719
|  | FND6 | Kings Lynn (brackish) 25 Ml/d | Net Present Cost (NPC) | [9 empty] | 0.72926 | 2.6388 | 5.5311 | 7.4936 | 10.5895 | 12.8812 | 12.2612 | 11.6683 | 11.1016 | 10.5714 | 10.111 | 9.6166 | 9.1441 | 8.6926 | 8.2611 | 7.8489 | 7.4649 | 7.2247 | 7.2898 | 6.9609 | 6.6459 | 6.3442 | 6.0553 | 5.7864 | 5.5566 | 5.3016 | 5.0574 | 4.8237 | 4.6 | 4.3859 | 4.8653 | 4.6922 | 4.5607 | 4.6598 | 4.4657 | 4.2789 | 4.0992 | 3.9321 | 3.7921 | 3.6312 | 3.4766 | 3.3278 | 3.1848 | 3.0473 | 2.9197 | 2.8139 | 2.691 | 2.616 | 2.6886 | 2.5728 | 2.4615 | 2.3582 | 2.4252 | 2.9178 | 2.8005 | 2.6875 | 2.5788 | 2.4741 | 2.3763 | 2.2934 | 2.1995 | 2.1092 | 2.0499 | 2.0857 | 2.0009 | 1.9218 | 1.8546 | 1.7786 | 1.7054 | 1.635 | 1.5672 | 1.502 | 1.4413 | 1.3903 | 1.3319 | 1.8466 | 1.777 | 1.7356 | 1.7834 | 1.7195
|  | FND6 | Kings Lynn (brackish) 25 Ml/d | Opex | [9 empty] | 0 | 0 | 0 | 0.7207 | 4.9332 | 8.4251 | 8.4251 | 8.4251 | 8.4251 | 8.4251 | 8.4251 | 8.4251 | 8.4251 | 8.4251 | 8.4251 | 8.4251 | 8.4251 | 8.4251 | 8.4251 | 8.4251 | 8.4251 | 8.4251 | 8.4251 | 8.4251 | 8.4251 | 8.4251 | 8.4251 | 8.4251 | 8.4251 | 8.4251 | 8.4251 | 8.4251 | 8.4251 | 8.4251 | 8.4251 | 8.4251 | 8.4251 | 8.4251 | 8.4251 | 8.4251 | 8.4251 | 8.4251 | 8.4251 | 8.4251 | 8.4251 | 8.4251 | 8.4251 | 8.4251 | 8.4251 | 8.4251 | 8.4251 | 8.4251 | 8.4251 | 8.4251 | 8.4251 | 8.4251 | 8.4251 | 8.4251 | 8.4251 | 8.4251 | 8.4251 | 8.4251 | 8.4251 | 8.4251 | 8.4251 | 8.4251 | 8.4251 | 8.4251 | 8.4251 | 8.4251 | 8.4251 | 8.4251 | 8.4251 | 8.4251 | 8.4251 | 8.4251 | 8.4251 | 8.4251 | 8.4251 | 8.4251
|  | FND6 | Kings Lynn (brackish) 25 Ml/d | Total NPC |  |  | Total | 2019-20: 355.7621
|  | FND7 | Kings Lynn (brackish) - power supply from power station (10 Ml/d) | Capex |  |  |  | 0 | 0 | 0 | 0 | 0 | 0 | 10.5704 | 29.0213 | 46.3326 | 26.1432 | 0 | 0 | 0 | 0 | 0 | 0.27715 | 1.3178 | 0 | 0 | 0 | 0 | 0 | 0.27715 | 3.8114 | 11.3416 | 0 | 0 | 0 | 0 | 0.27715 | 1.3178 | 0 | 0 | 0 | 0 | 0 | 0.27715 | 1.3178 | 2.5355 | 11.3416 | 0 | 0 | 0 | 0.27715 | 1.3178 | 0 | 0 | 0 | 0 | 0 | 0.27715 | 1.3178 | 0 | 2.5355 | 11.3416 | 0 | 0 | 0.27715 | 10.1561 | 35.3529 | 0 | 0 | 0 | 0 | 0.27715 | 1.3178 | 0 | 0 | 2.5355 | 11.3416 | 0 | 0.27715 | 1.3178 | 0 | 0 | 0 | 0 | 0 | 0.27715 | 1.3178 | 0 | 0 | 0 | 2.5355 | 11.3416 | 0.27715
|  | FND7 | Kings Lynn (brackish) - power supply from power station (10 Ml/d) | Capex | Optimism Bias |  |  | 0 | 0 | 0 | 0 | 0 | 0 | 5.9022 | 16.2047 | 25.8709 | 14.5976 | 0 | 0 | 0 | 0 | 0 | 0.15475 | 0.73584 | 0 | 0 | 0 | 0 | 0 | 0.15475 | 2.1282 | 6.3329 | 0 | 0 | 0 | 0 | 0.15475 | 0.73584 | 0 | 0 | 0 | 0 | 0 | 0.15475 | 0.73584 | 1.4157 | 6.3329 | 0 | 0 | 0 | 0.15475 | 0.73584 | 0 | 0 | 0 | 0 | 0 | 0.15475 | 0.73584 | 0 | 1.4157 | 6.3329 | 0 | 0 | 0.15475 | 5.6709 | 19.7401 | 0 | 0 | 0 | 0 | 0.15475 | 0.73584 | 0 | 0 | 1.4157 | 6.3329 | 0 | 0.15475 | 0.73584 | 0 | 0 | 0 | 0 | 0 | 0.15475 | 0.73584 | 0 | 0 | 0 | 1.4157 | 6.3329 | 0.15475
|  | FND7 | Kings Lynn (brackish) - power supply from power station (10 Ml/d) | Discount Factor | [9 empty] | 0.96618 | 0.93351 | 0.90194 | 0.87144 | 0.84197 | 0.8135 | 0.78599 | 0.75941 | 0.73373 | 0.70892 | 0.68495 | 0.66178 | 0.6394 | 0.61778 | 0.59689 | 0.57671 | 0.5572 | 0.53836 | 0.52016 | 0.50257 | 0.48557 | 0.46915 | 0.45329 | 0.43796 | 0.42315 | 0.40884 | 0.39501 | 0.38165 | 0.36875 | 0.35628 | 0.39999 | 0.38834 | 0.37703 | 0.36604 | 0.35538 | 0.34503 | 0.33498 | 0.32523 | 0.31575 | 0.30656 | 0.29763 | 0.28896 | 0.28054 | 0.27237 | 0.26444 | 0.25674 | 0.24926 | 0.242 | 0.23495 | 0.22811 | 0.22146 | 0.21501 | 0.20875 | 0.20267 | 0.19677 | 0.19104 | 0.18547 | 0.18007 | 0.17483 | 0.16973 | 0.16479 | 0.15999 | 0.15533 | 0.15081 | 0.14641 | 0.14215 | 0.13801 | 0.13399 | 0.13009 | 0.1263 | 0.12262 | 0.11905 | 0.11558 | 0.11221 | 0.10895 | 0.1531 | 0.14937 | 0.14573 | 0.14217 | 0.1387
|  | FND7 | Kings Lynn (brackish) - power supply from power station (10 Ml/d) | Discount Rate | [9 empty] | 0.035 | 0.035 | 0.035 | 0.035 | 0.035 | 0.035 | 0.035 | 0.035 | 0.035 | 0.035 | 0.035 | 0.035 | 0.035 | 0.035 | 0.035 | 0.035 | 0.035 | 0.035 | 0.035 | 0.035 | 0.035 | 0.035 | 0.035 | 0.035 | 0.035 | 0.035 | 0.035 | 0.035 | 0.035 | 0.035 | 0.03 | 0.03 | 0.03 | 0.03 | 0.03 | 0.03 | 0.03 | 0.03 | 0.03 | 0.03 | 0.03 | 0.03 | 0.03 | 0.03 | 0.03 | 0.03 | 0.03 | 0.03 | 0.03 | 0.03 | 0.03 | 0.03 | 0.03 | 0.03 | 0.03 | 0.03 | 0.03 | 0.03 | 0.03 | 0.03 | 0.03 | 0.03 | 0.03 | 0.03 | 0.03 | 0.03 | 0.03 | 0.03 | 0.03 | 0.03 | 0.03 | 0.03 | 0.03 | 0.03 | 0.03 | 0.025 | 0.025 | 0.025 | 0.025 | 0.025
|  | FND7 | Kings Lynn (brackish) - power supply from power station (10 Ml/d) | Financing Cost | [9 empty] | 0.52616 | 1.9707 | 4.277 | 5.4955 | 5.3301 | 5.1648 | 4.9994 | 4.834 | 4.6686 | 4.5161 | 4.4171 | 4.255 | 4.093 | 3.9309 | 3.7689 | 3.6068 | 3.4586 | 3.4826 | 3.9079 | 3.7975 | 3.6871 | 3.5768 | 3.4664 | 3.3699 | 3.3252 | 3.2146 | 3.104 | 2.9934 | 2.8828 | 2.7723 | 2.6755 | 2.6307 | 2.6465 | 3.1015 | 2.9909 | 2.8802 | 2.7696 | 2.6728 | 2.6279 | 2.5173 | 2.4067 | 2.2961 | 2.1855 | 2.0749 | 1.9781 | 1.9332 | 1.8226 | 1.8384 | 2.2934 | 2.1828 | 2.0722 | 1.9754 | 2.3668 | 4.0148 | 3.9042 | 3.7935 | 3.6829 | 3.5723 | 3.4755 | 3.4306 | 3.32 | 3.2094 | 3.2252 | 3.6802 | 3.5696 | 3.4728 | 3.4279 | 3.3173 | 3.2067 | 3.0961 | 2.9855 | 2.8748 | 2.7781 | 2.7332 | 2.6225 | 2.5119 | 2.4013 | 2.4172 | 2.8721 | 2.7753
|  | FND7 | Kings Lynn (brackish) - power supply from power station (10 Ml/d) | Net Present Cost (NPC) | [9 empty] | 0.50837 | 1.8397 | 3.8576 | 5.0923 | 6.482 | 7.4886 | 7.1054 | 6.7395 | 6.3903 | 6.066 | 5.7931 | 5.49 | 5.2007 | 4.9247 | 4.6615 | 4.4104 | 4.1786 | 4.0502 | 4.1345 | 3.9392 | 3.7524 | 3.5738 | 3.4029 | 3.2455 | 3.1168 | 2.9662 | 2.8222 | 2.6846 | 2.553 | 2.4273 | 2.6864 | 2.5907 | 2.5212 | 2.6144 | 2.4989 | 2.3879 | 2.2813 | 2.1834 | 2.1056 | 2.0104 | 1.9189 | 1.8311 | 1.7467 | 1.6657 | 1.5916 | 1.5337 | 1.4615 | 1.4227 | 1.4882 | 1.4196 | 1.3538 | 1.2935 | 1.3376 | 1.6326 | 1.5633 | 1.4966 | 1.4325 | 1.3709 | 1.314 | 1.2681 | 1.213 | 1.1599 | 1.1286 | 1.1644 | 1.1142 | 1.068 | 1.0307 | 0.98589 | 0.94278 | 0.90136 | 0.86154 | 0.82328 | 0.78811 | 0.76012 | 0.72593 | 1.0032 | 0.96224 | 0.94108 | 0.98281 | 0.94541
|  | FND7 | Kings Lynn (brackish) - power supply from power station (10 Ml/d) | Opex | [9 empty] | 0 | 0 | 0 | 0.34804 | 2.3684 | 4.0407 | 4.0407 | 4.0407 | 4.0407 | 4.0407 | 4.0407 | 4.0407 | 4.0407 | 4.0407 | 4.0407 | 4.0407 | 4.0407 | 4.0407 | 4.0407 | 4.0407 | 4.0407 | 4.0407 | 4.0407 | 4.0407 | 4.0407 | 4.0407 | 4.0407 | 4.0407 | 4.0407 | 4.0407 | 4.0407 | 4.0407 | 4.0407 | 4.0407 | 4.0407 | 4.0407 | 4.0407 | 4.0407 | 4.0407 | 4.0407 | 4.0407 | 4.0407 | 4.0407 | 4.0407 | 4.0407 | 4.0407 | 4.0407 | 4.0407 | 4.0407 | 4.0407 | 4.0407 | 4.0407 | 4.0407 | 4.0407 | 4.0407 | 4.0407 | 4.0407 | 4.0407 | 4.0407 | 4.0407 | 4.0407 | 4.0407 | 4.0407 | 4.0407 | 4.0407 | 4.0407 | 4.0407 | 4.0407 | 4.0407 | 4.0407 | 4.0407 | 4.0407 | 4.0407 | 4.0407 | 4.0407 | 4.0407 | 4.0407 | 4.0407 | 4.0407 | 4.0407
|  | FND7 | Kings Lynn (brackish) - power supply from power station (10 Ml/d) | Total NPC |  |  | Total | 2019-20: 202.4234
|  | FND8 | Kings Lynn (brackish) - power supply from RWE power station (25 Ml/d) | Capex |  |  |  | 0 | 0 | 0 | 0 | 0 | 0 | 14.726 | 40.4674 | 64.8537 | 36.8221 | 0 | 0 | 0 | 0 | 0 | 0.35361 | 1.7124 | 0 | 0 | 0 | 0 | 0 | 0.35361 | 4.9924 | 15.2179 | 0 | 0 | 0 | 0 | 0.35361 | 1.7124 | 0 | 0 | 0 | 0 | 0 | 0.35361 | 1.7124 | 3.3196 | 15.2179 | 0 | 0 | 0 | 0.35361 | 1.7124 | 0 | 0 | 0 | 0 | 0 | 0.35361 | 1.7124 | 0 | 3.3196 | 15.2179 | 0 | 0 | 0.35361 | 16.8814 | 60.6759 | 0 | 0 | 0 | 0 | 0.35361 | 1.7124 | 0 | 0 | 3.3196 | 15.2179 | 0 | 0.35361 | 1.7124 | 0 | 0 | 0 | 0 | 0 | 0.35361 | 1.7124 | 0 | 0 | 0 | 3.3196 | 15.2179 | 0.35361
|  | FND8 | Kings Lynn (brackish) - power supply from RWE power station (25 Ml/d) | Capex | Optimism Bias |  |  | 0 | 0 | 0 | 0 | 0 | 0 | 8.6045 | 23.6453 | 37.8944 | 21.5154 | 0 | 0 | 0 | 0 | 0 | 0.20662 | 1.0006 | 0 | 0 | 0 | 0 | 0 | 0.20662 | 2.9171 | 8.8919 | 0 | 0 | 0 | 0 | 0.20662 | 1.0006 | 0 | 0 | 0 | 0 | 0 | 0.20662 | 1.0006 | 1.9397 | 8.8919 | 0 | 0 | 0 | 0.20662 | 1.0006 | 0 | 0 | 0 | 0 | 0 | 0.20662 | 1.0006 | 0 | 1.9397 | 8.8919 | 0 | 0 | 0.20662 | 9.8639 | 35.4533 | 0 | 0 | 0 | 0 | 0.20662 | 1.0006 | 0 | 0 | 1.9397 | 8.8919 | 0 | 0.20662 | 1.0006 | 0 | 0 | 0 | 0 | 0 | 0.20662 | 1.0006 | 0 | 0 | 0 | 1.9397 | 8.8919 | 0.20662
|  | FND8 | Kings Lynn (brackish) - power supply from RWE power station (25 Ml/d) | Discount Factor | [9 empty] | 0.96618 | 0.93351 | 0.90194 | 0.87144 | 0.84197 | 0.8135 | 0.78599 | 0.75941 | 0.73373 | 0.70892 | 0.68495 | 0.66178 | 0.6394 | 0.61778 | 0.59689 | 0.57671 | 0.5572 | 0.53836 | 0.52016 | 0.50257 | 0.48557 | 0.46915 | 0.45329 | 0.43796 | 0.42315 | 0.40884 | 0.39501 | 0.38165 | 0.36875 | 0.35628 | 0.39999 | 0.38834 | 0.37703 | 0.36604 | 0.35538 | 0.34503 | 0.33498 | 0.32523 | 0.31575 | 0.30656 | 0.29763 | 0.28896 | 0.28054 | 0.27237 | 0.26444 | 0.25674 | 0.24926 | 0.242 | 0.23495 | 0.22811 | 0.22146 | 0.21501 | 0.20875 | 0.20267 | 0.19677 | 0.19104 | 0.18547 | 0.18007 | 0.17483 | 0.16973 | 0.16479 | 0.15999 | 0.15533 | 0.15081 | 0.14641 | 0.14215 | 0.13801 | 0.13399 | 0.13009 | 0.1263 | 0.12262 | 0.11905 | 0.11558 | 0.11221 | 0.10895 | 0.1531 | 0.14937 | 0.14573 | 0.14217 | 0.1387
|  | FND8 | Kings Lynn (brackish) - power supply from RWE power station (25 Ml/d) | Discount Rate | [9 empty] | 0.035 | 0.035 | 0.035 | 0.035 | 0.035 | 0.035 | 0.035 | 0.035 | 0.035 | 0.035 | 0.035 | 0.035 | 0.035 | 0.035 | 0.035 | 0.035 | 0.035 | 0.035 | 0.035 | 0.035 | 0.035 | 0.035 | 0.035 | 0.035 | 0.035 | 0.035 | 0.035 | 0.035 | 0.035 | 0.035 | 0.03 | 0.03 | 0.03 | 0.03 | 0.03 | 0.03 | 0.03 | 0.03 | 0.03 | 0.03 | 0.03 | 0.03 | 0.03 | 0.03 | 0.03 | 0.03 | 0.03 | 0.03 | 0.03 | 0.03 | 0.03 | 0.03 | 0.03 | 0.03 | 0.03 | 0.03 | 0.03 | 0.03 | 0.03 | 0.03 | 0.03 | 0.03 | 0.03 | 0.03 | 0.03 | 0.03 | 0.03 | 0.03 | 0.03 | 0.03 | 0.03 | 0.03 | 0.03 | 0.03 | 0.03 | 0.025 | 0.025 | 0.025 | 0.025 | 0.025
|  | FND8 | Kings Lynn (brackish) - power supply from RWE power station (25 Ml/d) | Financing Cost | [9 empty] | 0.74562 | 2.7946 | 6.0783 | 7.8239 | 7.5866 | 7.3493 | 7.112 | 6.8746 | 6.6373 | 6.4166 | 6.2671 | 6.0343 | 5.8015 | 5.5687 | 5.3358 | 5.103 | 4.8881 | 4.9029 | 5.4704 | 5.3062 | 5.1419 | 4.9777 | 4.8134 | 4.6671 | 4.5895 | 4.425 | 4.2606 | 4.0961 | 3.9316 | 3.7672 | 3.6206 | 3.543 | 3.5468 | 4.1538 | 3.9893 | 3.8248 | 3.6603 | 3.5137 | 3.436 | 3.2715 | 3.107 | 2.9425 | 2.778 | 2.6135 | 2.4669 | 2.3893 | 2.2247 | 2.2285 | 2.8356 | 2.671 | 2.5065 | 2.36 | 3.0436 | 5.9476 | 5.7831 | 5.6186 | 5.454 | 5.2895 | 5.143 | 5.0653 | 4.9008 | 4.7363 | 4.7401 | 5.3471 | 5.1826 | 5.036 | 4.9583 | 4.7938 | 4.6293 | 4.4648 | 4.3003 | 4.1358 | 3.9892 | 3.9115 | 3.747 | 3.5825 | 3.418 | 3.4218 | 4.0288 | 3.8822
|  | FND8 | Kings Lynn (brackish) - power supply from RWE power station (25 Ml/d) | Net Present Cost (NPC) | [9 empty] | 0.7204 | 2.6088 | 5.4822 | 7.4185 | 10.3546 | 12.5233 | 11.9133 | 11.3302 | 10.7729 | 10.2521 | 9.803 | 9.3175 | 8.8535 | 8.4103 | 7.9869 | 7.5826 | 7.2064 | 6.9707 | 7.0301 | 6.7099 | 6.4032 | 6.1096 | 5.8285 | 5.5673 | 5.3463 | 5.0982 | 4.8609 | 4.6337 | 4.4164 | 4.2084 | 4.6661 | 4.5001 | 4.3704 | 4.4653 | 4.2768 | 4.0955 | 3.9211 | 3.7592 | 3.6252 | 3.4692 | 3.3192 | 3.175 | 3.0363 | 2.9031 | 2.7798 | 2.6789 | 2.5598 | 2.4862 | 2.5564 | 2.4444 | 2.3368 | 2.2372 | 2.3148 | 2.8359 | 2.7209 | 2.6102 | 2.5037 | 2.4012 | 2.3056 | 2.2253 | 2.1333 | 2.0449 | 1.9859 | 2.0196 | 1.9367 | 1.8595 | 1.7946 | 1.7203 | 1.6488 | 1.58 | 1.5138 | 1.4501 | 1.3909 | 1.3417 | 1.2847 | 1.7802 | 1.7122 | 1.671 | 1.7166 | 1.6544
|  | FND8 | Kings Lynn (brackish) - power supply from RWE power station (25 Ml/d) | Opex | [9 empty] | 0 | 0 | 0 | 0.68893 | 4.7114 | 8.045 | 8.045 | 8.045 | 8.045 | 8.045 | 8.045 | 8.045 | 8.045 | 8.045 | 8.045 | 8.045 | 8.045 | 8.045 | 8.045 | 8.045 | 8.045 | 8.045 | 8.045 | 8.045 | 8.045 | 8.045 | 8.045 | 8.045 | 8.045 | 8.045 | 8.045 | 8.045 | 8.045 | 8.045 | 8.045 | 8.045 | 8.045 | 8.045 | 8.045 | 8.045 | 8.045 | 8.045 | 8.045 | 8.045 | 8.045 | 8.045 | 8.045 | 8.045 | 8.045 | 8.045 | 8.045 | 8.045 | 8.045 | 8.045 | 8.045 | 8.045 | 8.045 | 8.045 | 8.045 | 8.045 | 8.045 | 8.045 | 8.045 | 8.045 | 8.045 | 8.045 | 8.045 | 8.045 | 8.045 | 8.045 | 8.045 | 8.045 | 8.045 | 8.045 | 8.045 | 8.045 | 8.045 | 8.045 | 8.045 | 8.045
|  | FND8 | Kings Lynn (brackish) - power supply from RWE power station (25 Ml/d) | Total NPC |  |  | Total | 2019-20: 343.538
|  | FND9 | Ruthamford South to Fenland potable transfer (10 Ml/d) | Capex |  |  |  | 0 | 0 | 0 | 0 | 0 | 0 | 3.7187 | 10.0461 | 14.9386 | 7.4134 | 0 | 0 | 0 | 0 | 0 | 0.0037855 | 0.011357 | 0 | 0 | 0 | 0 | 0 | 0.0037855 | 0.34591 | 1.0037 | 0 | 0 | 0 | 0 | 0.0037855 | 0.011357 | 0 | 0 | 0 | 0 | 0 | 0.0037855 | 0.011357 | 0.33456 | 1.0037 | 0 | 0 | 0 | 0.0037855 | 0.011357 | 0 | 0 | 0 | 0 | 0 | 0.0037855 | 0.011357 | 0 | 0.33456 | 1.0037 | 0 | 0 | 0.0037855 | 0.14274 | 0.52553 | 0 | 0 | 0 | 0 | 0.0037855 | 0.011357 | 0 | 0 | 0.33456 | 1.0037 | 0 | 0.0037855 | 0.011357 | 0 | 0 | 0 | 0 | 0 | 0.0037855 | 0.011357 | 0 | 0 | 0 | 0.33456 | 1.0037 | 0.0037855
|  | FND9 | Ruthamford South to Fenland potable transfer (10 Ml/d) | Capex | Optimism Bias |  |  | 0 | 0 | 0 | 0 | 0 | 0 | 0.68425 | 1.8485 | 2.7487 | 1.3641 | 0 | 0 | 0 | 0 | 0 | 0.00069654 | 0.0020896 | 0 | 0 | 0 | 0 | 0 | 0.00069654 | 0.063648 | 0.18468 | 0 | 0 | 0 | 0 | 0.00069654 | 0.0020896 | 0 | 0 | 0 | 0 | 0 | 0.00069654 | 0.0020896 | 0.061559 | 0.18468 | 0 | 0 | 0 | 0.00069654 | 0.0020896 | 0 | 0 | 0 | 0 | 0 | 0.00069654 | 0.0020896 | 0 | 0.061559 | 0.18468 | 0 | 0 | 0.00069654 | 0.026264 | 0.096698 | 0 | 0 | 0 | 0 | 0.00069654 | 0.0020896 | 0 | 0 | 0.061559 | 0.18468 | 0 | 0.00069654 | 0.0020896 | 0 | 0 | 0 | 0 | 0 | 0.00069654 | 0.0020896 | 0 | 0 | 0 | 0.061559 | 0.18468 | 0.00069654
|  | FND9 | Ruthamford South to Fenland potable transfer (10 Ml/d) | Discount Factor | [9 empty] | 0.96618 | 0.93351 | 0.90194 | 0.87144 | 0.84197 | 0.8135 | 0.78599 | 0.75941 | 0.73373 | 0.70892 | 0.68495 | 0.66178 | 0.6394 | 0.61778 | 0.59689 | 0.57671 | 0.5572 | 0.53836 | 0.52016 | 0.50257 | 0.48557 | 0.46915 | 0.45329 | 0.43796 | 0.42315 | 0.40884 | 0.39501 | 0.38165 | 0.36875 | 0.35628 | 0.39999 | 0.38834 | 0.37703 | 0.36604 | 0.35538 | 0.34503 | 0.33498 | 0.32523 | 0.31575 | 0.30656 | 0.29763 | 0.28896 | 0.28054 | 0.27237 | 0.26444 | 0.25674 | 0.24926 | 0.242 | 0.23495 | 0.22811 | 0.22146 | 0.21501 | 0.20875 | 0.20267 | 0.19677 | 0.19104 | 0.18547 | 0.18007 | 0.17483 | 0.16973 | 0.16479 | 0.15999 | 0.15533 | 0.15081 | 0.14641 | 0.14215 | 0.13801 | 0.13399 | 0.13009 | 0.1263 | 0.12262 | 0.11905 | 0.11558 | 0.11221 | 0.10895 | 0.1531 | 0.14937 | 0.14573 | 0.14217 | 0.1387
|  | FND9 | Ruthamford South to Fenland potable transfer (10 Ml/d) | Discount Rate | [9 empty] | 0.035 | 0.035 | 0.035 | 0.035 | 0.035 | 0.035 | 0.035 | 0.035 | 0.035 | 0.035 | 0.035 | 0.035 | 0.035 | 0.035 | 0.035 | 0.035 | 0.035 | 0.035 | 0.035 | 0.035 | 0.035 | 0.035 | 0.035 | 0.035 | 0.035 | 0.035 | 0.035 | 0.035 | 0.035 | 0.035 | 0.03 | 0.03 | 0.03 | 0.03 | 0.03 | 0.03 | 0.03 | 0.03 | 0.03 | 0.03 | 0.03 | 0.03 | 0.03 | 0.03 | 0.03 | 0.03 | 0.03 | 0.03 | 0.03 | 0.03 | 0.03 | 0.03 | 0.03 | 0.03 | 0.03 | 0.03 | 0.03 | 0.03 | 0.03 | 0.03 | 0.03 | 0.03 | 0.03 | 0.03 | 0.03 | 0.03 | 0.03 | 0.03 | 0.03 | 0.03 | 0.03 | 0.03 | 0.03 | 0.03 | 0.03 | 0.025 | 0.025 | 0.025 | 0.025 | 0.025
|  | FND9 | Ruthamford South to Fenland potable transfer (10 Ml/d) | Financing Cost | [9 empty] | 0.1409 | 0.52152 | 1.0875 | 1.3623 | 1.3502 | 1.3381 | 1.326 | 1.3139 | 1.3018 | 1.2899 | 1.2782 | 1.2661 | 1.254 | 1.2419 | 1.2299 | 1.2178 | 1.2059 | 1.2065 | 1.2329 | 1.2226 | 1.2123 | 1.202 | 1.1917 | 1.1816 | 1.1717 | 1.1615 | 1.1512 | 1.1409 | 1.1306 | 1.1203 | 1.1102 | 1.1003 | 1.1027 | 1.1304 | 1.1202 | 1.1099 | 1.0996 | 1.0894 | 1.0796 | 1.0693 | 1.059 | 1.0487 | 1.0384 | 1.0282 | 1.018 | 1.0082 | 0.99788 | 1.0003 | 1.028 | 1.0177 | 1.0074 | 0.9973 | 0.99237 | 1.0019 | 0.99166 | 0.98137 | 0.97109 | 0.9608 | 0.95066 | 0.94081 | 0.93052 | 0.92023 | 0.92262 | 0.95037 | 0.94008 | 0.92994 | 0.92008 | 0.9098 | 0.89951 | 0.88922 | 0.87894 | 0.86865 | 0.85851 | 0.84866 | 0.83837 | 0.82808 | 0.8178 | 0.82019 | 0.84793 | 0.83779
|  | FND9 | Ruthamford South to Fenland potable transfer (10 Ml/d) | Net Present Cost (NPC) | [9 empty] | 0.13613 | 0.48685 | 0.98088 | 1.2019 | 1.2078 | 1.1983 | 1.1483 | 1.1002 | 1.0542 | 1.01 | 0.96787 | 0.92715 | 0.88807 | 0.85058 | 0.81461 | 0.78009 | 0.74706 | 0.72213 | 0.71145 | 0.68222 | 0.65416 | 0.62721 | 0.60134 | 0.57656 | 0.55289 | 0.52999 | 0.50801 | 0.4869 | 0.46664 | 0.4472 | 0.498 | 0.47967 | 0.4666 | 0.46317 | 0.44602 | 0.42948 | 0.41353 | 0.39818 | 0.38347 | 0.36915 | 0.35534 | 0.34202 | 0.32917 | 0.31678 | 0.30487 | 0.29346 | 0.28235 | 0.27471 | 0.27322 | 0.26292 | 0.25298 | 0.24343 | 0.23531 | 0.2304 | 0.22167 | 0.21325 | 0.20513 | 0.1973 | 0.18978 | 0.18258 | 0.17557 | 0.16881 | 0.16426 | 0.16366 | 0.15739 | 0.15136 | 0.14559 | 0.13998 | 0.13456 | 0.12934 | 0.12431 | 0.11947 | 0.11482 | 0.11037 | 0.10603 | 0.14743 | 0.1423 | 0.13918 | 0.13973 | 0.13491
|  | FND9 | Ruthamford South to Fenland potable transfer (10 Ml/d) | Opex | [9 empty] | 0 | 0 | 0 | 0.01686 | 0.0843 | 0.13488 | 0.13488 | 0.13488 | 0.13488 | 0.13488 | 0.13488 | 0.13488 | 0.13488 | 0.13488 | 0.13488 | 0.13488 | 0.13488 | 0.13488 | 0.13488 | 0.13488 | 0.13488 | 0.13488 | 0.13488 | 0.13488 | 0.13488 | 0.13488 | 0.13488 | 0.13488 | 0.13488 | 0.13488 | 0.13488 | 0.13488 | 0.13488 | 0.13488 | 0.13488 | 0.13488 | 0.13488 | 0.13488 | 0.13488 | 0.13488 | 0.13488 | 0.13488 | 0.13488 | 0.13488 | 0.13488 | 0.13488 | 0.13488 | 0.13488 | 0.13488 | 0.13488 | 0.13488 | 0.13488 | 0.13488 | 0.13488 | 0.13488 | 0.13488 | 0.13488 | 0.13488 | 0.13488 | 0.13488 | 0.13488 | 0.13488 | 0.13488 | 0.13488 | 0.13488 | 0.13488 | 0.13488 | 0.13488 | 0.13488 | 0.13488 | 0.13488 | 0.13488 | 0.13488 | 0.13488 | 0.13488 | 0.13488 | 0.13488 | 0.13488 | 0.13488 | 0.13488
|  | FND9 | Ruthamford South to Fenland potable transfer (10 Ml/d) | Total NPC |  |  | Total | 2019-20: 35.4297
|  | LNB1 | Ruthamford North to Bourne potable transfer (20 Ml/d) | Capex |  |  |  | 0 | 0 | 0 | 0 | 0 | 0 | 1.5255 | 4.1211 | 6.1281 | 3.0411 | 0 | 0 | 0 | 0 | 0 | 0.0039523 | 0.011857 | 0 | 0 | 0 | 0 | 0 | 0.0039523 | 0.45594 | 1.3323 | 0 | 0 | 0 | 0 | 0.0039523 | 0.011857 | 0 | 0 | 0 | 0 | 0 | 0.0039523 | 0.011857 | 0.44409 | 1.3323 | 0 | 0 | 0 | 0.0039523 | 0.011857 | 0 | 0 | 0 | 0 | 0 | 0.0039523 | 0.011857 | 0 | 0.44409 | 1.3323 | 0 | 0 | 0.0039523 | 0.19198 | 0.72048 | 0 | 0 | 0 | 0 | 0.0039523 | 0.011857 | 0 | 0 | 0.44409 | 1.3323 | 0 | 0.0039523 | 0.011857 | 0 | 0 | 0 | 0 | 0 | 0.0039523 | 0.011857 | 0 | 0 | 0 | 0.44409 | 1.3323 | 0.0039523
|  | LNB1 | Ruthamford North to Bourne potable transfer (20 Ml/d) | Capex | Optimism Bias |  |  | 0 | 0 | 0 | 0 | 0 | 0 | 0.28069 | 0.75829 | 1.1276 | 0.55957 | 0 | 0 | 0 | 0 | 0 | 0.00072722 | 0.0021817 | 0 | 0 | 0 | 0 | 0 | 0.00072722 | 0.083893 | 0.24514 | 0 | 0 | 0 | 0 | 0.00072722 | 0.0021817 | 0 | 0 | 0 | 0 | 0 | 0.00072722 | 0.0021817 | 0.081712 | 0.24514 | 0 | 0 | 0 | 0.00072722 | 0.0021817 | 0 | 0 | 0 | 0 | 0 | 0.00072722 | 0.0021817 | 0 | 0.081712 | 0.24514 | 0 | 0 | 0.00072722 | 0.035324 | 0.13257 | 0 | 0 | 0 | 0 | 0.00072722 | 0.0021817 | 0 | 0 | 0.081712 | 0.24514 | 0 | 0.00072722 | 0.0021817 | 0 | 0 | 0 | 0 | 0 | 0.00072722 | 0.0021817 | 0 | 0 | 0 | 0.081712 | 0.24514 | 0.00072722
|  | LNB1 | Ruthamford North to Bourne potable transfer (20 Ml/d) | Discount Factor | [9 empty] | 0.96618 | 0.93351 | 0.90194 | 0.87144 | 0.84197 | 0.8135 | 0.78599 | 0.75941 | 0.73373 | 0.70892 | 0.68495 | 0.66178 | 0.6394 | 0.61778 | 0.59689 | 0.57671 | 0.5572 | 0.53836 | 0.52016 | 0.50257 | 0.48557 | 0.46915 | 0.45329 | 0.43796 | 0.42315 | 0.40884 | 0.39501 | 0.38165 | 0.36875 | 0.35628 | 0.39999 | 0.38834 | 0.37703 | 0.36604 | 0.35538 | 0.34503 | 0.33498 | 0.32523 | 0.31575 | 0.30656 | 0.29763 | 0.28896 | 0.28054 | 0.27237 | 0.26444 | 0.25674 | 0.24926 | 0.242 | 0.23495 | 0.22811 | 0.22146 | 0.21501 | 0.20875 | 0.20267 | 0.19677 | 0.19104 | 0.18547 | 0.18007 | 0.17483 | 0.16973 | 0.16479 | 0.15999 | 0.15533 | 0.15081 | 0.14641 | 0.14215 | 0.13801 | 0.13399 | 0.13009 | 0.1263 | 0.12262 | 0.11905 | 0.11558 | 0.11221 | 0.10895 | 0.1531 | 0.14937 | 0.14573 | 0.14217 | 0.1387
|  | LNB1 | Ruthamford North to Bourne potable transfer (20 Ml/d) | Discount Rate | [9 empty] | 0.035 | 0.035 | 0.035 | 0.035 | 0.035 | 0.035 | 0.035 | 0.035 | 0.035 | 0.035 | 0.035 | 0.035 | 0.035 | 0.035 | 0.035 | 0.035 | 0.035 | 0.035 | 0.035 | 0.035 | 0.035 | 0.035 | 0.035 | 0.035 | 0.035 | 0.035 | 0.035 | 0.035 | 0.035 | 0.035 | 0.03 | 0.03 | 0.03 | 0.03 | 0.03 | 0.03 | 0.03 | 0.03 | 0.03 | 0.03 | 0.03 | 0.03 | 0.03 | 0.03 | 0.03 | 0.03 | 0.03 | 0.03 | 0.03 | 0.03 | 0.03 | 0.03 | 0.03 | 0.03 | 0.03 | 0.03 | 0.03 | 0.03 | 0.03 | 0.03 | 0.03 | 0.03 | 0.03 | 0.03 | 0.03 | 0.03 | 0.03 | 0.03 | 0.03 | 0.03 | 0.03 | 0.03 | 0.03 | 0.03 | 0.03 | 0.025 | 0.025 | 0.025 | 0.025 | 0.025
|  | LNB1 | Ruthamford North to Bourne potable transfer (20 Ml/d) | Financing Cost | [9 empty] | 0.057798 | 0.21394 | 0.44612 | 0.55646 | 0.54668 | 0.5369 | 0.52712 | 0.51735 | 0.50757 | 0.49793 | 0.4886 | 0.47885 | 0.4691 | 0.45935 | 0.4496 | 0.43984 | 0.43024 | 0.4372 | 0.47856 | 0.47118 | 0.46381 | 0.45644 | 0.44907 | 0.44185 | 0.43492 | 0.42755 | 0.42018 | 0.41281 | 0.40543 | 0.39806 | 0.39084 | 0.38392 | 0.39337 | 0.43648 | 0.4291 | 0.42173 | 0.41436 | 0.40714 | 0.40021 | 0.39284 | 0.38547 | 0.3781 | 0.37073 | 0.36335 | 0.35613 | 0.34921 | 0.34184 | 0.35129 | 0.39439 | 0.38702 | 0.37965 | 0.37243 | 0.37226 | 0.39212 | 0.38475 | 0.37738 | 0.37 | 0.36263 | 0.35541 | 0.34849 | 0.34111 | 0.33374 | 0.3432 | 0.3863 | 0.37893 | 0.37171 | 0.36478 | 0.35741 | 0.35004 | 0.34267 | 0.33529 | 0.32792 | 0.3207 | 0.31378 | 0.30641 | 0.29903 | 0.29166 | 0.30112 | 0.34422 | 0.337
|  | LNB1 | Ruthamford North to Bourne potable transfer (20 Ml/d) | Net Present Cost (NPC) | [9 empty] | 0.055844 | 0.19971 | 0.40238 | 0.50554 | 0.55989 | 0.59074 | 0.56308 | 0.53662 | 0.5113 | 0.48717 | 0.46431 | 0.44215 | 0.42097 | 0.40071 | 0.38134 | 0.36282 | 0.3452 | 0.33727 | 0.34738 | 0.33192 | 0.31712 | 0.30294 | 0.28935 | 0.2764 | 0.26413 | 0.25218 | 0.24074 | 0.22979 | 0.2193 | 0.20926 | 0.23204 | 0.22259 | 0.21967 | 0.22905 | 0.21976 | 0.21082 | 0.20221 | 0.19397 | 0.18613 | 0.17845 | 0.17106 | 0.16395 | 0.1571 | 0.15052 | 0.14423 | 0.13825 | 0.13238 | 0.13082 | 0.13713 | 0.13146 | 0.126 | 0.12077 | 0.11722 | 0.11783 | 0.11295 | 0.10825 | 0.10373 | 0.099381 | 0.095224 | 0.091276 | 0.087402 | 0.083677 | 0.082708 | 0.0868 | 0.083192 | 0.079743 | 0.076465 | 0.07325 | 0.070157 | 0.067183 | 0.064322 | 0.061571 | 0.058943 | 0.056449 | 0.054002 | 0.074762 | 0.071837 | 0.071463 | 0.075848 | 0.072996
|  | LNB1 | Ruthamford North to Bourne potable transfer (20 Ml/d) | Opex | [9 empty] | 0 | 0 | 0 | 0.023659 | 0.1183 | 0.18927 | 0.18927 | 0.18927 | 0.18927 | 0.18927 | 0.18927 | 0.18927 | 0.18927 | 0.18927 | 0.18927 | 0.18927 | 0.18927 | 0.18927 | 0.18927 | 0.18927 | 0.18927 | 0.18927 | 0.18927 | 0.18927 | 0.18927 | 0.18927 | 0.18927 | 0.18927 | 0.18927 | 0.18927 | 0.18927 | 0.18927 | 0.18927 | 0.18927 | 0.18927 | 0.18927 | 0.18927 | 0.18927 | 0.18927 | 0.18927 | 0.18927 | 0.18927 | 0.18927 | 0.18927 | 0.18927 | 0.18927 | 0.18927 | 0.18927 | 0.18927 | 0.18927 | 0.18927 | 0.18927 | 0.18927 | 0.18927 | 0.18927 | 0.18927 | 0.18927 | 0.18927 | 0.18927 | 0.18927 | 0.18927 | 0.18927 | 0.18927 | 0.18927 | 0.18927 | 0.18927 | 0.18927 | 0.18927 | 0.18927 | 0.18927 | 0.18927 | 0.18927 | 0.18927 | 0.18927 | 0.18927 | 0.18927 | 0.18927 | 0.18927 | 0.18927 | 0.18927
|  | LNB1 | Ruthamford North to Bourne potable transfer (20 Ml/d) | Total NPC |  |  | Total | 2019-20: 16.9445
|  | LNC10 | Extension /new reservoir at Hall - with new treatment | Capex |  |  |  | 0 | 0 | 0 | 0 | 0 | 0 | 5.2877 | 14.4032 | 22.2273 | 11.8332 | 0 | 0 | 0 | 0 | 0 | 0.30122 | 0.83797 | 0 | 0 | 0 | 0 | 0 | 0.30122 | 2.4825 | 5.9216 | 0 | 0 | 0 | 0 | 0.30122 | 0.83797 | 0 | 0 | 0 | 0 | 0 | 0.30122 | 0.83797 | 1.6911 | 5.9216 | 0 | 0 | 0 | 0.30122 | 0.83797 | 0 | 0 | 0 | 0 | 0 | 0.30122 | 0.83797 | 0 | 1.6911 | 5.9216 | 0 | 0 | 0.30122 | 8.0883 | 29.0015 | 0 | 0 | 0 | 0 | 0.30122 | 0.83797 | 0 | 0 | 1.6911 | 5.9216 | 0 | 0.30122 | 0.83797 | 0 | 0 | 0 | 0 | 0 | 0.30122 | 0.83797 | 0 | 0 | 0 | 1.6911 | 5.9216 | 0.30122
|  | LNC10 | Extension /new reservoir at Hall - with new treatment | Capex | Optimism Bias |  |  | 0 | 0 | 0 | 0 | 0 | 0 | 1.399 | 3.8107 | 5.8808 | 3.1308 | 0 | 0 | 0 | 0 | 0 | 0.079695 | 0.22171 | 0 | 0 | 0 | 0 | 0 | 0.079695 | 0.65681 | 1.5667 | 0 | 0 | 0 | 0 | 0.079695 | 0.22171 | 0 | 0 | 0 | 0 | 0 | 0.079695 | 0.22171 | 0.44743 | 1.5667 | 0 | 0 | 0 | 0.079695 | 0.22171 | 0 | 0 | 0 | 0 | 0 | 0.079695 | 0.22171 | 0 | 0.44743 | 1.5667 | 0 | 0 | 0.079695 | 2.14 | 7.6731 | 0 | 0 | 0 | 0 | 0.079695 | 0.22171 | 0 | 0 | 0.44743 | 1.5667 | 0 | 0.079695 | 0.22171 | 0 | 0 | 0 | 0 | 0 | 0.079695 | 0.22171 | 0 | 0 | 0 | 0.44743 | 1.5667 | 0.079695
|  | LNC10 | Extension /new reservoir at Hall - with new treatment | Discount Factor | [9 empty] | 0.96618 | 0.93351 | 0.90194 | 0.87144 | 0.84197 | 0.8135 | 0.78599 | 0.75941 | 0.73373 | 0.70892 | 0.68495 | 0.66178 | 0.6394 | 0.61778 | 0.59689 | 0.57671 | 0.5572 | 0.53836 | 0.52016 | 0.50257 | 0.48557 | 0.46915 | 0.45329 | 0.43796 | 0.42315 | 0.40884 | 0.39501 | 0.38165 | 0.36875 | 0.35628 | 0.39999 | 0.38834 | 0.37703 | 0.36604 | 0.35538 | 0.34503 | 0.33498 | 0.32523 | 0.31575 | 0.30656 | 0.29763 | 0.28896 | 0.28054 | 0.27237 | 0.26444 | 0.25674 | 0.24926 | 0.242 | 0.23495 | 0.22811 | 0.22146 | 0.21501 | 0.20875 | 0.20267 | 0.19677 | 0.19104 | 0.18547 | 0.18007 | 0.17483 | 0.16973 | 0.16479 | 0.15999 | 0.15533 | 0.15081 | 0.14641 | 0.14215 | 0.13801 | 0.13399 | 0.13009 | 0.1263 | 0.12262 | 0.11905 | 0.11558 | 0.11221 | 0.10895 | 0.1531 | 0.14937 | 0.14573 | 0.14217 | 0.1387
|  | LNC10 | Extension /new reservoir at Hall - with new treatment | Discount Rate | [9 empty] | 0.035 | 0.035 | 0.035 | 0.035 | 0.035 | 0.035 | 0.035 | 0.035 | 0.035 | 0.035 | 0.035 | 0.035 | 0.035 | 0.035 | 0.035 | 0.035 | 0.035 | 0.035 | 0.035 | 0.035 | 0.035 | 0.035 | 0.035 | 0.035 | 0.035 | 0.035 | 0.035 | 0.035 | 0.035 | 0.035 | 0.03 | 0.03 | 0.03 | 0.03 | 0.03 | 0.03 | 0.03 | 0.03 | 0.03 | 0.03 | 0.03 | 0.03 | 0.03 | 0.03 | 0.03 | 0.03 | 0.03 | 0.03 | 0.03 | 0.03 | 0.03 | 0.03 | 0.03 | 0.03 | 0.03 | 0.03 | 0.03 | 0.03 | 0.03 | 0.03 | 0.03 | 0.03 | 0.03 | 0.03 | 0.03 | 0.03 | 0.03 | 0.03 | 0.03 | 0.03 | 0.03 | 0.03 | 0.03 | 0.03 | 0.03 | 0.025 | 0.025 | 0.025 | 0.025 | 0.025
|  | LNC10 | Extension /new reservoir at Hall - with new treatment | Financing Cost | [9 empty] | 0.21397 | 0.79682 | 1.6963 | 2.1395 | 2.0682 | 1.9968 | 1.9255 | 1.8542 | 1.7829 | 1.7229 | 1.6854 | 1.6156 | 1.5458 | 1.476 | 1.4061 | 1.3363 | 1.2787 | 1.3072 | 1.4813 | 1.4243 | 1.3673 | 1.3103 | 1.2533 | 1.2085 | 1.1853 | 1.1281 | 1.0709 | 1.0136 | 0.95642 | 0.89921 | 0.85419 | 0.83088 | 0.84209 | 1.0245 | 0.96724 | 0.91001 | 0.85277 | 0.80772 | 0.78439 | 0.72716 | 0.66992 | 0.61268 | 0.55545 | 0.49821 | 0.45316 | 0.42984 | 0.3726 | 0.3838 | 0.56618 | 0.50895 | 0.45171 | 0.40666 | 0.6738 | 1.7872 | 1.73 | 1.6727 | 1.6155 | 1.5583 | 1.5132 | 1.4899 | 1.4327 | 1.3754 | 1.3866 | 1.569 | 1.5118 | 1.4667 | 1.4434 | 1.3862 | 1.3289 | 1.2717 | 1.2144 | 1.1572 | 1.1122 | 1.0888 | 1.0316 | 0.97436 | 0.91713 | 0.92832 | 1.1107 | 1.0657
|  | LNC10 | Extension /new reservoir at Hall - with new treatment | Net Present Cost (NPC) | [9 empty] | 0.20674 | 0.74384 | 1.5299 | 1.9597 | 2.2037 | 2.3399 | 2.2047 | 2.076 | 1.9535 | 1.8449 | 1.7568 | 1.6512 | 1.5507 | 1.4552 | 1.3643 | 1.2779 | 1.2026 | 1.1772 | 1.228 | 1.1578 | 1.091 | 1.0273 | 0.96676 | 0.91444 | 0.87371 | 0.82077 | 0.77041 | 0.72252 | 0.67699 | 0.63372 | 0.69345 | 0.6642 | 0.64909 | 0.69694 | 0.6563 | 0.61744 | 0.58028 | 0.54873 | 0.52538 | 0.49253 | 0.46115 | 0.43118 | 0.40256 | 0.37525 | 0.35241 | 0.33615 | 0.3121 | 0.30572 | 0.33966 | 0.31671 | 0.29481 | 0.27654 | 0.32425 | 0.54046 | 0.51346 | 0.48757 | 0.46275 | 0.43897 | 0.41831 | 0.40216 | 0.38102 | 0.36076 | 0.352 | 0.36925 | 0.35011 | 0.33351 | 0.32058 | 0.30357 | 0.28729 | 0.27169 | 0.25676 | 0.24247 | 0.2302 | 0.22087 | 0.20821 | 0.28383 | 0.26836 | 0.26345 | 0.28295 | 0.2698
|  | LNC10 | Extension /new reservoir at Hall - with new treatment | Opex | [9 empty] | 0 | 0 | 0 | 0.10939 | 0.54914 | 0.8795 | 0.8795 | 0.8795 | 0.8795 | 0.8795 | 0.8795 | 0.8795 | 0.8795 | 0.8795 | 0.8795 | 0.8795 | 0.8795 | 0.8795 | 0.8795 | 0.8795 | 0.8795 | 0.8795 | 0.8795 | 0.8795 | 0.8795 | 0.8795 | 0.8795 | 0.8795 | 0.8795 | 0.8795 | 0.8795 | 0.8795 | 0.8795 | 0.8795 | 0.8795 | 0.8795 | 0.8795 | 0.8795 | 0.8795 | 0.8795 | 0.8795 | 0.8795 | 0.8795 | 0.8795 | 0.8795 | 0.8795 | 0.8795 | 0.8795 | 0.8795 | 0.8795 | 0.8795 | 0.8795 | 0.8795 | 0.8795 | 0.8795 | 0.8795 | 0.8795 | 0.8795 | 0.8795 | 0.8795 | 0.8795 | 0.8795 | 0.8795 | 0.8795 | 0.8795 | 0.8795 | 0.8795 | 0.8795 | 0.8795 | 0.8795 | 0.8795 | 0.8795 | 0.8795 | 0.8795 | 0.8795 | 0.8795 | 0.8795 | 0.8795 | 0.8795 | 0.8795
|  | LNC10 | Extension /new reservoir at Hall - with new treatment | Total NPC |  |  | Total | 2019-20: 59.1555
|  | LNC11 | Trent trade with extension to existing treatment | Capex |  |  |  | 0 | 0 | 0 | 0 | 0 | 0 | 5.7048 | 15.705 | 25.3569 | 14.5696 | 0 | 0 | 0 | 0 | 0 | 0.30669 | 1.5001 | 0 | 0 | 0 | 0 | 0 | 0.30669 | 4.0736 | 12.7795 | 0 | 0 | 0 | 0 | 0.30669 | 1.5001 | 0 | 0 | 0 | 0 | 0 | 0.30669 | 1.5001 | 2.6086 | 12.7795 | 0 | 0 | 0 | 0.30669 | 1.5001 | 0 | 0 | 0 | 0 | 0 | 0.30669 | 1.5001 | 0 | 2.6086 | 12.7795 | 0 | 0 | 0.30669 | 8.5036 | 28.014 | 0 | 0 | 0 | 0 | 0.30669 | 1.5001 | 0 | 0 | 2.6086 | 12.7795 | 0 | 0.30669 | 1.5001 | 0 | 0 | 0 | 0 | 0 | 0.30669 | 1.5001 | 0 | 0 | 0 | 2.6086 | 12.7795 | 0.30669
|  | LNC11 | Trent trade with extension to existing treatment | Capex | Optimism Bias |  |  | 0 | 0 | 0 | 0 | 0 | 0 | 1.1581 | 3.1881 | 5.1474 | 2.9576 | 0 | 0 | 0 | 0 | 0 | 0.062258 | 0.30453 | 0 | 0 | 0 | 0 | 0 | 0.062258 | 0.82694 | 2.5942 | 0 | 0 | 0 | 0 | 0.062258 | 0.30453 | 0 | 0 | 0 | 0 | 0 | 0.062258 | 0.30453 | 0.52956 | 2.5942 | 0 | 0 | 0 | 0.062258 | 0.30453 | 0 | 0 | 0 | 0 | 0 | 0.062258 | 0.30453 | 0 | 0.52956 | 2.5942 | 0 | 0 | 0.062258 | 1.7262 | 5.6868 | 0 | 0 | 0 | 0 | 0.062258 | 0.30453 | 0 | 0 | 0.52956 | 2.5942 | 0 | 0.062258 | 0.30453 | 0 | 0 | 0 | 0 | 0 | 0.062258 | 0.30453 | 0 | 0 | 0 | 0.52956 | 2.5942 | 0.062258
|  | LNC11 | Trent trade with extension to existing treatment | Discount Factor | [9 empty] | 0.96618 | 0.93351 | 0.90194 | 0.87144 | 0.84197 | 0.8135 | 0.78599 | 0.75941 | 0.73373 | 0.70892 | 0.68495 | 0.66178 | 0.6394 | 0.61778 | 0.59689 | 0.57671 | 0.5572 | 0.53836 | 0.52016 | 0.50257 | 0.48557 | 0.46915 | 0.45329 | 0.43796 | 0.42315 | 0.40884 | 0.39501 | 0.38165 | 0.36875 | 0.35628 | 0.39999 | 0.38834 | 0.37703 | 0.36604 | 0.35538 | 0.34503 | 0.33498 | 0.32523 | 0.31575 | 0.30656 | 0.29763 | 0.28896 | 0.28054 | 0.27237 | 0.26444 | 0.25674 | 0.24926 | 0.242 | 0.23495 | 0.22811 | 0.22146 | 0.21501 | 0.20875 | 0.20267 | 0.19677 | 0.19104 | 0.18547 | 0.18007 | 0.17483 | 0.16973 | 0.16479 | 0.15999 | 0.15533 | 0.15081 | 0.14641 | 0.14215 | 0.13801 | 0.13399 | 0.13009 | 0.1263 | 0.12262 | 0.11905 | 0.11558 | 0.11221 | 0.10895 | 0.1531 | 0.14937 | 0.14573 | 0.14217 | 0.1387
|  | LNC11 | Trent trade with extension to existing treatment | Discount Rate | [9 empty] | 0.035 | 0.035 | 0.035 | 0.035 | 0.035 | 0.035 | 0.035 | 0.035 | 0.035 | 0.035 | 0.035 | 0.035 | 0.035 | 0.035 | 0.035 | 0.035 | 0.035 | 0.035 | 0.035 | 0.035 | 0.035 | 0.035 | 0.035 | 0.035 | 0.035 | 0.035 | 0.035 | 0.035 | 0.035 | 0.035 | 0.03 | 0.03 | 0.03 | 0.03 | 0.03 | 0.03 | 0.03 | 0.03 | 0.03 | 0.03 | 0.03 | 0.03 | 0.03 | 0.03 | 0.03 | 0.03 | 0.03 | 0.03 | 0.03 | 0.03 | 0.03 | 0.03 | 0.03 | 0.03 | 0.03 | 0.03 | 0.03 | 0.03 | 0.03 | 0.03 | 0.03 | 0.03 | 0.03 | 0.03 | 0.03 | 0.03 | 0.03 | 0.03 | 0.03 | 0.03 | 0.03 | 0.03 | 0.03 | 0.03 | 0.03 | 0.025 | 0.025 | 0.025 | 0.025 | 0.025
|  | LNC11 | Trent trade with extension to existing treatment | Financing Cost | [9 empty] | 0.21961 | 0.82419 | 1.8003 | 2.3122 | 2.2142 | 2.1161 | 2.0181 | 1.9201 | 1.822 | 1.735 | 1.6949 | 1.5988 | 1.5028 | 1.4068 | 1.3108 | 1.2148 | 1.1305 | 1.1881 | 1.5905 | 1.514 | 1.4376 | 1.3611 | 1.2847 | 1.22 | 1.2012 | 1.1246 | 1.048 | 0.97146 | 0.89487 | 0.81828 | 0.7535 | 0.73467 | 0.75849 | 1.1738 | 1.0972 | 1.0206 | 0.94396 | 0.87915 | 0.86028 | 0.78366 | 0.70704 | 0.63042 | 0.5538 | 0.47718 | 0.41237 | 0.3935 | 0.31688 | 0.34068 | 0.75602 | 0.6794 | 0.60278 | 0.53796 | 0.786 | 1.7851 | 1.7085 | 1.6319 | 1.5553 | 1.4786 | 1.4138 | 1.3949 | 1.3183 | 1.2417 | 1.2655 | 1.6808 | 1.6042 | 1.5394 | 1.5205 | 1.4439 | 1.3673 | 1.2907 | 1.2141 | 1.1374 | 1.0726 | 1.0538 | 0.97714 | 0.90052 | 0.8239 | 0.8477 | 1.263 | 1.1982
|  | LNC11 | Trent trade with extension to existing treatment | Net Present Cost (NPC) | [9 empty] | 0.21219 | 0.76939 | 1.6238 | 2.562 | 5.5639 | 7.8492 | 7.5067 | 7.1784 | 6.8638 | 6.5699 | 6.3203 | 6.043 | 5.7773 | 5.5226 | 5.2785 | 5.0446 | 4.8271 | 4.6949 | 4.7454 | 4.5465 | 4.3556 | 4.1725 | 3.9967 | 3.8332 | 3.6957 | 3.5394 | 3.3894 | 3.2456 | 3.1076 | 2.9752 | 3.3143 | 3.2105 | 3.1259 | 3.1869 | 3.0669 | 2.9511 | 2.8395 | 2.7357 | 2.6501 | 2.5494 | 2.4523 | 2.3588 | 2.2686 | 2.1816 | 2.1009 | 2.0349 | 1.9565 | 1.9053 | 1.9474 | 1.8732 | 1.8017 | 1.7353 | 1.7365 | 1.8884 | 1.8183 | 1.7507 | 1.6855 | 1.6226 | 1.5641 | 1.5153 | 1.4585 | 1.4038 | 1.3666 | 1.3894 | 1.3377 | 1.2896 | 1.2494 | 1.2028 | 1.1578 | 1.1144 | 1.0725 | 1.0321 | 0.99459 | 0.9635 | 0.92709 | 1.2911 | 1.2482 | 1.2212 | 1.2505 | 1.211
|  | LNC11 | Trent trade with extension to existing treatment | Opex | [9 empty] | 0 | 0 | 0 | 0.62771 | 4.394 | 7.5326 | 7.5326 | 7.5326 | 7.5326 | 7.5326 | 7.5326 | 7.5326 | 7.5326 | 7.5326 | 7.5326 | 7.5326 | 7.5326 | 7.5326 | 7.5326 | 7.5326 | 7.5326 | 7.5326 | 7.5326 | 7.5326 | 7.5326 | 7.5326 | 7.5326 | 7.5326 | 7.5326 | 7.5326 | 7.5326 | 7.5326 | 7.5326 | 7.5326 | 7.5326 | 7.5326 | 7.5326 | 7.5326 | 7.5326 | 7.5326 | 7.5326 | 7.5326 | 7.5326 | 7.5326 | 7.5326 | 7.5326 | 7.5326 | 7.5326 | 7.5326 | 7.5326 | 7.5326 | 7.5326 | 7.5326 | 7.5326 | 7.5326 | 7.5326 | 7.5326 | 7.5326 | 7.5326 | 7.5326 | 7.5326 | 7.5326 | 7.5326 | 7.5326 | 7.5326 | 7.5326 | 7.5326 | 7.5326 | 7.5326 | 7.5326 | 7.5326 | 7.5326 | 7.5326 | 7.5326 | 7.5326 | 7.5326 | 7.5326 | 7.5326 | 7.5326 | 7.5326
|  | LNC11 | Trent trade with extension to existing treatment | Total NPC |  |  | Total | 2019-20: 227.8209
|  | LNC14 | Sherwood Sandstone ASR | Capex |  |  |  | 0 | 0 | 0 | 0 | 0 | 0 | 15.7427 | 42.9427 | 66.6821 | 35.893 | 0 | 0 | 0 | 0 | 0 | 0.40061 | 1.6064 | 0 | 0 | 0 | 0 | 0 | 0.40061 | 8.4124 | 28.7655 | 0 | 0 | 0 | 0 | 0.40061 | 1.6064 | 0 | 0 | 0 | 0 | 0 | 0.40061 | 1.6064 | 6.8833 | 28.7655 | 0 | 0 | 0 | 0.40061 | 1.6064 | 0 | 0 | 0 | 0 | 0 | 0.40061 | 1.6064 | 0 | 6.8833 | 28.7655 | 0 | 0 | 0.40061 | 11.482 | 39.5023 | 0 | 0 | 0 | 0 | 0.40061 | 1.6064 | 0 | 0 | 6.8833 | 28.7655 | 0 | 0.40061 | 1.6064 | 0 | 0 | 0 | 0 | 0 | 0.40061 | 1.6064 | 0 | 0 | 0 | 6.8833 | 28.7655 | 0.40061
|  | LNC14 | Sherwood Sandstone ASR | Capex | Optimism Bias |  |  | 0 | 0 | 0 | 0 | 0 | 0 | 4.0025 | 10.918 | 16.9536 | 9.1256 | 0 | 0 | 0 | 0 | 0 | 0.10185 | 0.40843 | 0 | 0 | 0 | 0 | 0 | 0.10185 | 2.1388 | 7.3135 | 0 | 0 | 0 | 0 | 0.10185 | 0.40843 | 0 | 0 | 0 | 0 | 0 | 0.10185 | 0.40843 | 1.75 | 7.3135 | 0 | 0 | 0 | 0.10185 | 0.40843 | 0 | 0 | 0 | 0 | 0 | 0.10185 | 0.40843 | 0 | 1.75 | 7.3135 | 0 | 0 | 0.10185 | 2.9193 | 10.0433 | 0 | 0 | 0 | 0 | 0.10185 | 0.40843 | 0 | 0 | 1.75 | 7.3135 | 0 | 0.10185 | 0.40843 | 0 | 0 | 0 | 0 | 0 | 0.10185 | 0.40843 | 0 | 0 | 0 | 1.75 | 7.3135 | 0.10185
|  | LNC14 | Sherwood Sandstone ASR | Discount Factor | [9 empty] | 0.96618 | 0.93351 | 0.90194 | 0.87144 | 0.84197 | 0.8135 | 0.78599 | 0.75941 | 0.73373 | 0.70892 | 0.68495 | 0.66178 | 0.6394 | 0.61778 | 0.59689 | 0.57671 | 0.5572 | 0.53836 | 0.52016 | 0.50257 | 0.48557 | 0.46915 | 0.45329 | 0.43796 | 0.42315 | 0.40884 | 0.39501 | 0.38165 | 0.36875 | 0.35628 | 0.39999 | 0.38834 | 0.37703 | 0.36604 | 0.35538 | 0.34503 | 0.33498 | 0.32523 | 0.31575 | 0.30656 | 0.29763 | 0.28896 | 0.28054 | 0.27237 | 0.26444 | 0.25674 | 0.24926 | 0.242 | 0.23495 | 0.22811 | 0.22146 | 0.21501 | 0.20875 | 0.20267 | 0.19677 | 0.19104 | 0.18547 | 0.18007 | 0.17483 | 0.16973 | 0.16479 | 0.15999 | 0.15533 | 0.15081 | 0.14641 | 0.14215 | 0.13801 | 0.13399 | 0.13009 | 0.1263 | 0.12262 | 0.11905 | 0.11558 | 0.11221 | 0.10895 | 0.1531 | 0.14937 | 0.14573 | 0.14217 | 0.1387
|  | LNC14 | Sherwood Sandstone ASR | Discount Rate | [9 empty] | 0.035 | 0.035 | 0.035 | 0.035 | 0.035 | 0.035 | 0.035 | 0.035 | 0.035 | 0.035 | 0.035 | 0.035 | 0.035 | 0.035 | 0.035 | 0.035 | 0.035 | 0.035 | 0.035 | 0.035 | 0.035 | 0.035 | 0.035 | 0.035 | 0.035 | 0.035 | 0.035 | 0.035 | 0.035 | 0.035 | 0.03 | 0.03 | 0.03 | 0.03 | 0.03 | 0.03 | 0.03 | 0.03 | 0.03 | 0.03 | 0.03 | 0.03 | 0.03 | 0.03 | 0.03 | 0.03 | 0.03 | 0.03 | 0.03 | 0.03 | 0.03 | 0.03 | 0.03 | 0.03 | 0.03 | 0.03 | 0.03 | 0.03 | 0.03 | 0.03 | 0.03 | 0.03 | 0.03 | 0.03 | 0.03 | 0.03 | 0.03 | 0.03 | 0.03 | 0.03 | 0.03 | 0.03 | 0.03 | 0.03 | 0.03 | 0.025 | 0.025 | 0.025 | 0.025 | 0.025
|  | LNC14 | Sherwood Sandstone ASR | Financing Cost | [9 empty] | 0.63185 | 2.3554 | 5.0317 | 6.3578 | 6.1289 | 5.8999 | 5.6709 | 5.442 | 5.213 | 4.999 | 4.8349 | 4.609 | 4.3831 | 4.1572 | 3.9313 | 3.7054 | 3.4956 | 3.5983 | 4.5531 | 4.3974 | 4.2417 | 4.0861 | 3.9304 | 3.7908 | 3.6994 | 3.5433 | 3.3873 | 3.2312 | 3.0752 | 2.9191 | 2.7791 | 2.6876 | 2.8078 | 3.8062 | 3.6501 | 3.494 | 3.338 | 3.198 | 3.1063 | 2.9503 | 2.7942 | 2.6381 | 2.482 | 2.3259 | 2.1859 | 2.0943 | 1.9382 | 2.0584 | 3.0569 | 2.9008 | 2.7447 | 2.6047 | 2.9055 | 4.3309 | 4.1748 | 4.0187 | 3.8627 | 3.7066 | 3.5666 | 3.475 | 3.3189 | 3.1628 | 3.283 | 4.2814 | 4.1253 | 3.9853 | 3.8937 | 3.7376 | 3.5816 | 3.4255 | 3.2694 | 3.1133 | 2.9733 | 2.8817 | 2.7256 | 2.5695 | 2.4135 | 2.5336 | 3.5321 | 3.3921
|  | LNC14 | Sherwood Sandstone ASR | Net Present Cost (NPC) | [9 empty] | 0.61048 | 2.1988 | 4.5383 | 5.7524 | 6.5277 | 7.0462 | 6.6279 | 6.2299 | 5.8512 | 5.5016 | 5.2032 | 4.8777 | 4.5683 | 4.2743 | 3.9949 | 3.7296 | 3.4865 | 3.4239 | 3.8048 | 3.5979 | 3.4006 | 3.2126 | 3.0334 | 2.8697 | 2.734 | 2.5777 | 2.4289 | 2.2872 | 2.1523 | 2.0239 | 2.2162 | 2.1161 | 2.0998 | 2.4041 | 2.2786 | 2.1584 | 2.0433 | 1.9382 | 1.8528 | 1.751 | 1.6536 | 1.5603 | 1.4711 | 1.3857 | 1.3083 | 1.2467 | 1.1715 | 1.1664 | 1.3671 | 1.2916 | 1.2194 | 1.1538 | 1.183 | 1.4374 | 1.3649 | 1.2953 | 1.2286 | 1.1647 | 1.1063 | 1.0586 | 1.002 | 0.94784 | 0.9389 | 1.0621 | 1.0083 | 0.95907 | 0.91849 | 0.87083 | 0.82516 | 0.78141 | 0.73951 | 0.69939 | 0.66284 | 0.63326 | 0.59781 | 0.81622 | 0.773 | 0.77166 | 0.89479 | 0.85354
|  | LNC14 | Sherwood Sandstone ASR | Opex | [9 empty] | 0 | 0 | 0 | 0.24316 | 1.624 | 2.7616 | 2.7616 | 2.7616 | 2.7616 | 2.7616 | 2.7616 | 2.7616 | 2.7616 | 2.7616 | 2.7616 | 2.7616 | 2.7616 | 2.7616 | 2.7616 | 2.7616 | 2.7616 | 2.7616 | 2.7616 | 2.7616 | 2.7616 | 2.7616 | 2.7616 | 2.7616 | 2.7616 | 2.7616 | 2.7616 | 2.7616 | 2.7616 | 2.7616 | 2.7616 | 2.7616 | 2.7616 | 2.7616 | 2.7616 | 2.7616 | 2.7616 | 2.7616 | 2.7616 | 2.7616 | 2.7616 | 2.7616 | 2.7616 | 2.7616 | 2.7616 | 2.7616 | 2.7616 | 2.7616 | 2.7616 | 2.7616 | 2.7616 | 2.7616 | 2.7616 | 2.7616 | 2.7616 | 2.7616 | 2.7616 | 2.7616 | 2.7616 | 2.7616 | 2.7616 | 2.7616 | 2.7616 | 2.7616 | 2.7616 | 2.7616 | 2.7616 | 2.7616 | 2.7616 | 2.7616 | 2.7616 | 2.7616 | 2.7616 | 2.7616 | 2.7616 | 2.7616
|  | LNC14 | Sherwood Sandstone ASR | Total NPC |  |  | Total | 2019-20: 182.0149
|  | LNC15 | Ruthamford North to Lincolnshire Central potable transfer (10 Ml/d) | Capex |  |  |  | 0 | 0 | 0 | 0 | 0 | 0 | 8.3792 | 22.6364 | 33.6603 | 16.7042 | 0 | 0 | 0 | 0 | 0 | 0.0090143 | 0.023287 | 0 | 0 | 0 | 0 | 0 | 0.0090143 | 0.52281 | 1.4148 | 0 | 0 | 0 | 0 | 0.0090143 | 0.023287 | 0 | 0 | 0 | 0 | 0 | 0.0090143 | 0.023287 | 0.5076 | 1.4148 | 0 | 0 | 0 | 0.0090143 | 0.023287 | 0 | 0 | 0 | 0 | 0 | 0.0090143 | 0.023287 | 0 | 0.5076 | 1.4148 | 0 | 0 | 0.0090143 | 0.21126 | 0.75191 | 0 | 0 | 0 | 0 | 0.0090143 | 0.023287 | 0 | 0 | 0.5076 | 1.4148 | 0 | 0.0090143 | 0.023287 | 0 | 0 | 0 | 0 | 0 | 0.0090143 | 0.023287 | 0 | 0 | 0 | 0.5076 | 1.4148 | 0.0090143
|  | LNC15 | Ruthamford North to Lincolnshire Central potable transfer (10 Ml/d) | Capex | Optimism Bias |  |  | 0 | 0 | 0 | 0 | 0 | 0 | 1.5418 | 4.1651 | 6.1935 | 3.0736 | 0 | 0 | 0 | 0 | 0 | 0.0016586 | 0.0042848 | 0 | 0 | 0 | 0 | 0 | 0.0016586 | 0.096197 | 0.26032 | 0 | 0 | 0 | 0 | 0.0016586 | 0.0042848 | 0 | 0 | 0 | 0 | 0 | 0.0016586 | 0.0042848 | 0.093398 | 0.26032 | 0 | 0 | 0 | 0.0016586 | 0.0042848 | 0 | 0 | 0 | 0 | 0 | 0.0016586 | 0.0042848 | 0 | 0.093398 | 0.26032 | 0 | 0 | 0.0016586 | 0.038872 | 0.13835 | 0 | 0 | 0 | 0 | 0.0016586 | 0.0042848 | 0 | 0 | 0.093398 | 0.26032 | 0 | 0.0016586 | 0.0042848 | 0 | 0 | 0 | 0 | 0 | 0.0016586 | 0.0042848 | 0 | 0 | 0 | 0.093398 | 0.26032 | 0.0016586
|  | LNC15 | Ruthamford North to Lincolnshire Central potable transfer (10 Ml/d) | Discount Factor | [9 empty] | 0.96618 | 0.93351 | 0.90194 | 0.87144 | 0.84197 | 0.8135 | 0.78599 | 0.75941 | 0.73373 | 0.70892 | 0.68495 | 0.66178 | 0.6394 | 0.61778 | 0.59689 | 0.57671 | 0.5572 | 0.53836 | 0.52016 | 0.50257 | 0.48557 | 0.46915 | 0.45329 | 0.43796 | 0.42315 | 0.40884 | 0.39501 | 0.38165 | 0.36875 | 0.35628 | 0.39999 | 0.38834 | 0.37703 | 0.36604 | 0.35538 | 0.34503 | 0.33498 | 0.32523 | 0.31575 | 0.30656 | 0.29763 | 0.28896 | 0.28054 | 0.27237 | 0.26444 | 0.25674 | 0.24926 | 0.242 | 0.23495 | 0.22811 | 0.22146 | 0.21501 | 0.20875 | 0.20267 | 0.19677 | 0.19104 | 0.18547 | 0.18007 | 0.17483 | 0.16973 | 0.16479 | 0.15999 | 0.15533 | 0.15081 | 0.14641 | 0.14215 | 0.13801 | 0.13399 | 0.13009 | 0.1263 | 0.12262 | 0.11905 | 0.11558 | 0.11221 | 0.10895 | 0.1531 | 0.14937 | 0.14573 | 0.14217 | 0.1387
|  | LNC15 | Ruthamford North to Lincolnshire Central potable transfer (10 Ml/d) | Discount Rate | [9 empty] | 0.035 | 0.035 | 0.035 | 0.035 | 0.035 | 0.035 | 0.035 | 0.035 | 0.035 | 0.035 | 0.035 | 0.035 | 0.035 | 0.035 | 0.035 | 0.035 | 0.035 | 0.035 | 0.035 | 0.035 | 0.035 | 0.035 | 0.035 | 0.035 | 0.035 | 0.035 | 0.035 | 0.035 | 0.035 | 0.035 | 0.03 | 0.03 | 0.03 | 0.03 | 0.03 | 0.03 | 0.03 | 0.03 | 0.03 | 0.03 | 0.03 | 0.03 | 0.03 | 0.03 | 0.03 | 0.03 | 0.03 | 0.03 | 0.03 | 0.03 | 0.03 | 0.03 | 0.03 | 0.03 | 0.03 | 0.03 | 0.03 | 0.03 | 0.03 | 0.03 | 0.03 | 0.03 | 0.03 | 0.03 | 0.03 | 0.03 | 0.03 | 0.03 | 0.03 | 0.03 | 0.03 | 0.03 | 0.03 | 0.03 | 0.03 | 0.025 | 0.025 | 0.025 | 0.025 | 0.025
|  | LNC15 | Ruthamford North to Lincolnshire Central potable transfer (10 Ml/d) | Financing Cost | [9 empty] | 0.31747 | 1.1751 | 2.4504 | 3.0719 | 3.0489 | 3.026 | 3.0031 | 2.9801 | 2.9572 | 2.9346 | 2.9125 | 2.8895 | 2.8665 | 2.8436 | 2.8206 | 2.7976 | 2.775 | 2.7712 | 2.8025 | 2.7821 | 2.7618 | 2.7414 | 2.721 | 2.701 | 2.6814 | 2.661 | 2.6406 | 2.6202 | 2.5998 | 2.5794 | 2.5593 | 2.5397 | 2.5386 | 2.5717 | 2.5513 | 2.5309 | 2.5105 | 2.4904 | 2.4709 | 2.4504 | 2.43 | 2.4096 | 2.3892 | 2.3687 | 2.3487 | 2.3291 | 2.3087 | 2.3075 | 2.3407 | 2.3203 | 2.2999 | 2.2798 | 2.2673 | 2.2753 | 2.2549 | 2.2344 | 2.214 | 2.1936 | 2.1735 | 2.154 | 2.1336 | 2.1131 | 2.112 | 2.1451 | 2.1247 | 2.1046 | 2.0851 | 2.0647 | 2.0443 | 2.0238 | 2.0034 | 1.983 | 1.9629 | 1.9434 | 1.923 | 1.9025 | 1.8821 | 1.8809 | 1.9141 | 1.894
|  | LNC15 | Ruthamford North to Lincolnshire Central potable transfer (10 Ml/d) | Net Present Cost (NPC) | [9 empty] | 0.30674 | 1.097 | 2.2102 | 2.6941 | 2.6501 | 2.5899 | 2.4843 | 2.3829 | 2.2855 | 2.1922 | 2.1029 | 2.0166 | 1.9337 | 1.8541 | 1.7777 | 1.7044 | 1.6341 | 1.5768 | 1.5398 | 1.4775 | 1.4176 | 1.3601 | 1.3049 | 1.252 | 1.2014 | 1.1524 | 1.1054 | 1.0602 | 1.0168 | 0.97516 | 1.0868 | 1.0475 | 1.0166 | 0.9991 | 0.96274 | 0.92766 | 0.8938 | 0.86123 | 0.82998 | 0.79954 | 0.77018 | 0.74185 | 0.71451 | 0.68814 | 0.66278 | 0.63846 | 0.61478 | 0.59658 | 0.587 | 0.56525 | 0.54426 | 0.52409 | 0.50622 | 0.4931 | 0.47472 | 0.45699 | 0.43989 | 0.4234 | 0.40756 | 0.39237 | 0.37758 | 0.36331 | 0.35255 | 0.34728 | 0.33418 | 0.32159 | 0.30953 | 0.29778 | 0.28645 | 0.27552 | 0.26499 | 0.25484 | 0.2451 | 0.23577 | 0.22668 | 0.31543 | 0.30469 | 0.29708 | 0.29455 | 0.28458
|  | LNC15 | Ruthamford North to Lincolnshire Central potable transfer (10 Ml/d) | Opex | [9 empty] | 0 | 0 | 0 | 0.019714 | 0.09857 | 0.15771 | 0.15771 | 0.15771 | 0.15771 | 0.15771 | 0.15771 | 0.15771 | 0.15771 | 0.15771 | 0.15771 | 0.15771 | 0.15771 | 0.15771 | 0.15771 | 0.15771 | 0.15771 | 0.15771 | 0.15771 | 0.15771 | 0.15771 | 0.15771 | 0.15771 | 0.15771 | 0.15771 | 0.15771 | 0.15771 | 0.15771 | 0.15771 | 0.15771 | 0.15771 | 0.15771 | 0.15771 | 0.15771 | 0.15771 | 0.15771 | 0.15771 | 0.15771 | 0.15771 | 0.15771 | 0.15771 | 0.15771 | 0.15771 | 0.15771 | 0.15771 | 0.15771 | 0.15771 | 0.15771 | 0.15771 | 0.15771 | 0.15771 | 0.15771 | 0.15771 | 0.15771 | 0.15771 | 0.15771 | 0.15771 | 0.15771 | 0.15771 | 0.15771 | 0.15771 | 0.15771 | 0.15771 | 0.15771 | 0.15771 | 0.15771 | 0.15771 | 0.15771 | 0.15771 | 0.15771 | 0.15771 | 0.15771 | 0.15771 | 0.15771 | 0.15771 | 0.15771
|  | LNC15 | Ruthamford North to Lincolnshire Central potable transfer (10 Ml/d) | Total NPC |  |  | Total | 2019-20: 77.013
|  | LNC16 | Ruthamford North to Lincolnshire Central potable transfer (20 Ml/d) | Capex |  |  |  | 0 | 0 | 0 | 0 | 0 | 0 | 12.7956 | 34.5672 | 51.4015 | 25.5083 | 0 | 0 | 0 | 0 | 0 | 0.0099051 | 0.025637 | 0 | 0 | 0 | 0 | 0 | 0.0099051 | 0.9001 | 2.563 | 0 | 0 | 0 | 0 | 0.0099051 | 0.025637 | 0 | 0 | 0 | 0 | 0 | 0.0099051 | 0.025637 | 0.8837 | 2.563 | 0 | 0 | 0 | 0.0099051 | 0.025637 | 0 | 0 | 0 | 0 | 0 | 0.0099051 | 0.025637 | 0 | 0.8837 | 2.563 | 0 | 0 | 0.0099051 | 0.44603 | 1.6816 | 0 | 0 | 0 | 0 | 0.0099051 | 0.025637 | 0 | 0 | 0.8837 | 2.563 | 0 | 0.0099051 | 0.025637 | 0 | 0 | 0 | 0 | 0 | 0.0099051 | 0.025637 | 0 | 0 | 0 | 0.8837 | 2.563 | 0.0099051
|  | LNC16 | Ruthamford North to Lincolnshire Central potable transfer (20 Ml/d) | Capex | Optimism Bias |  |  | 0 | 0 | 0 | 0 | 0 | 0 | 2.3544 | 6.3604 | 9.4579 | 4.6935 | 0 | 0 | 0 | 0 | 0 | 0.0018225 | 0.0047172 | 0 | 0 | 0 | 0 | 0 | 0.0018225 | 0.16562 | 0.47159 | 0 | 0 | 0 | 0 | 0.0018225 | 0.0047172 | 0 | 0 | 0 | 0 | 0 | 0.0018225 | 0.0047172 | 0.1626 | 0.47159 | 0 | 0 | 0 | 0.0018225 | 0.0047172 | 0 | 0 | 0 | 0 | 0 | 0.0018225 | 0.0047172 | 0 | 0.1626 | 0.47159 | 0 | 0 | 0.0018225 | 0.082069 | 0.30941 | 0 | 0 | 0 | 0 | 0.0018225 | 0.0047172 | 0 | 0 | 0.1626 | 0.47159 | 0 | 0.0018225 | 0.0047172 | 0 | 0 | 0 | 0 | 0 | 0.0018225 | 0.0047172 | 0 | 0 | 0 | 0.1626 | 0.47159 | 0.0018225
|  | LNC16 | Ruthamford North to Lincolnshire Central potable transfer (20 Ml/d) | Discount Factor | [9 empty] | 0.96618 | 0.93351 | 0.90194 | 0.87144 | 0.84197 | 0.8135 | 0.78599 | 0.75941 | 0.73373 | 0.70892 | 0.68495 | 0.66178 | 0.6394 | 0.61778 | 0.59689 | 0.57671 | 0.5572 | 0.53836 | 0.52016 | 0.50257 | 0.48557 | 0.46915 | 0.45329 | 0.43796 | 0.42315 | 0.40884 | 0.39501 | 0.38165 | 0.36875 | 0.35628 | 0.39999 | 0.38834 | 0.37703 | 0.36604 | 0.35538 | 0.34503 | 0.33498 | 0.32523 | 0.31575 | 0.30656 | 0.29763 | 0.28896 | 0.28054 | 0.27237 | 0.26444 | 0.25674 | 0.24926 | 0.242 | 0.23495 | 0.22811 | 0.22146 | 0.21501 | 0.20875 | 0.20267 | 0.19677 | 0.19104 | 0.18547 | 0.18007 | 0.17483 | 0.16973 | 0.16479 | 0.15999 | 0.15533 | 0.15081 | 0.14641 | 0.14215 | 0.13801 | 0.13399 | 0.13009 | 0.1263 | 0.12262 | 0.11905 | 0.11558 | 0.11221 | 0.10895 | 0.1531 | 0.14937 | 0.14573 | 0.14217 | 0.1387
|  | LNC16 | Ruthamford North to Lincolnshire Central potable transfer (20 Ml/d) | Discount Rate | [9 empty] | 0.035 | 0.035 | 0.035 | 0.035 | 0.035 | 0.035 | 0.035 | 0.035 | 0.035 | 0.035 | 0.035 | 0.035 | 0.035 | 0.035 | 0.035 | 0.035 | 0.035 | 0.035 | 0.035 | 0.035 | 0.035 | 0.035 | 0.035 | 0.035 | 0.035 | 0.035 | 0.035 | 0.035 | 0.035 | 0.035 | 0.03 | 0.03 | 0.03 | 0.03 | 0.03 | 0.03 | 0.03 | 0.03 | 0.03 | 0.03 | 0.03 | 0.03 | 0.03 | 0.03 | 0.03 | 0.03 | 0.03 | 0.03 | 0.03 | 0.03 | 0.03 | 0.03 | 0.03 | 0.03 | 0.03 | 0.03 | 0.03 | 0.03 | 0.03 | 0.03 | 0.03 | 0.03 | 0.03 | 0.03 | 0.03 | 0.03 | 0.03 | 0.03 | 0.03 | 0.03 | 0.03 | 0.03 | 0.03 | 0.03 | 0.03 | 0.025 | 0.025 | 0.025 | 0.025 | 0.025
|  | LNC16 | Ruthamford North to Lincolnshire Central potable transfer (20 Ml/d) | Financing Cost | [9 empty] | 0.4848 | 1.7945 | 3.742 | 4.6898 | 4.6525 | 4.6151 | 4.5778 | 4.5405 | 4.5032 | 4.4662 | 4.4298 | 4.3925 | 4.3551 | 4.3178 | 4.2804 | 4.243 | 4.2061 | 4.2017 | 4.2628 | 4.2302 | 4.1976 | 4.1651 | 4.1325 | 4.1003 | 4.0687 | 4.036 | 4.0034 | 3.9708 | 3.9382 | 3.9056 | 3.8733 | 3.8417 | 3.8425 | 3.907 | 3.8744 | 3.8418 | 3.8091 | 3.7769 | 3.7452 | 3.7126 | 3.68 | 3.6474 | 3.6148 | 3.5821 | 3.5499 | 3.5182 | 3.4856 | 3.4865 | 3.551 | 3.5183 | 3.4857 | 3.4535 | 3.4376 | 3.4685 | 3.4359 | 3.4033 | 3.3707 | 3.338 | 3.3058 | 3.2741 | 3.2415 | 3.2089 | 3.2098 | 3.2742 | 3.2416 | 3.2094 | 3.1777 | 3.1451 | 3.1125 | 3.0799 | 3.0472 | 3.0146 | 2.9824 | 2.9507 | 2.9181 | 2.8855 | 2.8529 | 2.8537 | 2.9182 | 2.886
|  | LNC16 | Ruthamford North to Lincolnshire Central potable transfer (20 Ml/d) | Net Present Cost (NPC) | [9 empty] | 0.46841 | 1.6752 | 3.3751 | 4.1202 | 4.078 | 4.003 | 3.8383 | 3.6801 | 3.5283 | 3.3828 | 3.2435 | 3.1091 | 2.98 | 2.8562 | 2.7373 | 2.6232 | 2.5139 | 2.4265 | 2.3762 | 2.2795 | 2.1866 | 2.0974 | 2.0117 | 1.9296 | 1.8509 | 1.775 | 1.7021 | 1.6321 | 1.5649 | 1.5003 | 1.6715 | 1.6105 | 1.5639 | 1.542 | 1.4855 | 1.431 | 1.3784 | 1.3277 | 1.2791 | 1.2318 | 1.1862 | 1.1422 | 1.0998 | 1.0589 | 1.0195 | 0.98171 | 0.94498 | 0.91767 | 0.90609 | 0.87226 | 0.83963 | 0.80824 | 0.78138 | 0.76489 | 0.7362 | 0.70852 | 0.68183 | 0.6561 | 0.63135 | 0.60759 | 0.58452 | 0.56228 | 0.54603 | 0.53985 | 0.51935 | 0.49964 | 0.48072 | 0.46235 | 0.44464 | 0.42757 | 0.41112 | 0.39526 | 0.38002 | 0.3654 | 0.3512 | 0.48856 | 0.47177 | 0.46039 | 0.45833 | 0.44268
|  | LNC16 | Ruthamford North to Lincolnshire Central potable transfer (20 Ml/d) | Opex | [9 empty] | 0 | 0 | 0 | 0.038194 | 0.19097 | 0.30555 | 0.30555 | 0.30555 | 0.30555 | 0.30555 | 0.30555 | 0.30555 | 0.30555 | 0.30555 | 0.30555 | 0.30555 | 0.30555 | 0.30555 | 0.30555 | 0.30555 | 0.30555 | 0.30555 | 0.30555 | 0.30555 | 0.30555 | 0.30555 | 0.30555 | 0.30555 | 0.30555 | 0.30555 | 0.30555 | 0.30555 | 0.30555 | 0.30555 | 0.30555 | 0.30555 | 0.30555 | 0.30555 | 0.30555 | 0.30555 | 0.30555 | 0.30555 | 0.30555 | 0.30555 | 0.30555 | 0.30555 | 0.30555 | 0.30555 | 0.30555 | 0.30555 | 0.30555 | 0.30555 | 0.30555 | 0.30555 | 0.30555 | 0.30555 | 0.30555 | 0.30555 | 0.30555 | 0.30555 | 0.30555 | 0.30555 | 0.30555 | 0.30555 | 0.30555 | 0.30555 | 0.30555 | 0.30555 | 0.30555 | 0.30555 | 0.30555 | 0.30555 | 0.30555 | 0.30555 | 0.30555 | 0.30555 | 0.30555 | 0.30555 | 0.30555 | 0.30555
|  | LNC16 | Ruthamford North to Lincolnshire Central potable transfer (20 Ml/d) | Total NPC |  |  | Total | 2019-20: 118.7035
|  | LNC17 | Lincolnshire East to Lincolnshire Central potable transfer (100 Ml/d) | Capex |  |  |  | 0 | 0 | 0 | 0 | 0 | 0 | 19.6867 | 53.1833 | 79.0838 | 39.2458 | 0 | 0 | 0 | 0 | 0 | 0 | 0 | 0 | 0 | 0 | 0 | 0 | 0 | 0 | 0 | 0 | 0 | 0 | 0 | 0 | 0 | 0 | 0 | 0 | 0 | 0 | 0 | 0 | 0 | 0 | 0 | 0 | 0 | 0 | 0 | 0 | 0 | 0 | 0 | 0 | 0 | 0 | 0 | 0 | 0 | 0 | 0 | 0 | 0 | 0 | 0 | 0 | 0 | 0 | 0 | 0 | 0 | 0 | 0 | 0 | 0 | 0 | 0 | 0 | 0 | 0 | 0 | 0 | 0 | 0 | 0 | 0 | 0 | 0 | 0 | 0
|  | LNC17 | Lincolnshire East to Lincolnshire Central potable transfer (100 Ml/d) | Capex | Optimism Bias |  |  | 0 | 0 | 0 | 0 | 0 | 0 | 3.6223 | 9.7857 | 14.5514 | 7.2212 | 0 | 0 | 0 | 0 | 0 | 0 | 0 | 0 | 0 | 0 | 0 | 0 | 0 | 0 | 0 | 0 | 0 | 0 | 0 | 0 | 0 | 0 | 0 | 0 | 0 | 0 | 0 | 0 | 0 | 0 | 0 | 0 | 0 | 0 | 0 | 0 | 0 | 0 | 0 | 0 | 0 | 0 | 0 | 0 | 0 | 0 | 0 | 0 | 0 | 0 | 0 | 0 | 0 | 0 | 0 | 0 | 0 | 0 | 0 | 0 | 0 | 0 | 0 | 0 | 0 | 0 | 0 | 0 | 0 | 0 | 0 | 0 | 0 | 0 | 0 | 0
|  | LNC17 | Lincolnshire East to Lincolnshire Central potable transfer (100 Ml/d) | Discount Factor | [9 empty] | 0.96618 | 0.93351 | 0.90194 | 0.87144 | 0.84197 | 0.8135 | 0.78599 | 0.75941 | 0.73373 | 0.70892 | 0.68495 | 0.66178 | 0.6394 | 0.61778 | 0.59689 | 0.57671 | 0.5572 | 0.53836 | 0.52016 | 0.50257 | 0.48557 | 0.46915 | 0.45329 | 0.43796 | 0.42315 | 0.40884 | 0.39501 | 0.38165 | 0.36875 | 0.35628 | 0.39999 | 0.38834 | 0.37703 | 0.36604 | 0.35538 | 0.34503 | 0.33498 | 0.32523 | 0.31575 | 0.30656 | 0.29763 | 0.28896 | 0.28054 | 0.27237 | 0.26444 | 0.25674 | 0.24926 | 0.242 | 0.23495 | 0.22811 | 0.22146 | 0.21501 | 0.20875 | 0.20267 | 0.19677 | 0.19104 | 0.18547 | 0.18007 | 0.17483 | 0.16973 | 0.16479 | 0.15999 | 0.15533 | 0.15081 | 0.14641 | 0.14215 | 0.13801 | 0.13399 | 0.13009 | 0.1263 | 0.12262 | 0.11905 | 0.11558 | 0.11221 | 0.10895 | 0.1531 | 0.14937 | 0.14573 | 0.14217 | 0.1387
|  | LNC17 | Lincolnshire East to Lincolnshire Central potable transfer (100 Ml/d) | Discount Rate | [9 empty] | 0.035 | 0.035 | 0.035 | 0.035 | 0.035 | 0.035 | 0.035 | 0.035 | 0.035 | 0.035 | 0.035 | 0.035 | 0.035 | 0.035 | 0.035 | 0.035 | 0.035 | 0.035 | 0.035 | 0.035 | 0.035 | 0.035 | 0.035 | 0.035 | 0.035 | 0.035 | 0.035 | 0.035 | 0.035 | 0.035 | 0.03 | 0.03 | 0.03 | 0.03 | 0.03 | 0.03 | 0.03 | 0.03 | 0.03 | 0.03 | 0.03 | 0.03 | 0.03 | 0.03 | 0.03 | 0.03 | 0.03 | 0.03 | 0.03 | 0.03 | 0.03 | 0.03 | 0.03 | 0.03 | 0.03 | 0.03 | 0.03 | 0.03 | 0.03 | 0.03 | 0.03 | 0.03 | 0.03 | 0.03 | 0.03 | 0.03 | 0.03 | 0.03 | 0.03 | 0.03 | 0.03 | 0.03 | 0.03 | 0.03 | 0.03 | 0.025 | 0.025 | 0.025 | 0.025 | 0.025
|  | LNC17 | Lincolnshire East to Lincolnshire Central potable transfer (100 Ml/d) | Financing Cost | [9 empty] | 0.74589 | 2.7609 | 5.7572 | 7.2261 | 7.1898 | 7.1536 | 7.1174 | 7.0812 | 7.045 | 7.0087 | 6.9725 | 6.9363 | 6.9001 | 6.8639 | 6.8276 | 6.7914 | 6.7552 | 6.719 | 6.6827 | 6.6465 | 6.6103 | 6.5741 | 6.5379 | 6.5016 | 6.4654 | 6.4292 | 6.393 | 6.3568 | 6.3205 | 6.2843 | 6.2481 | 6.2119 | 6.1757 | 6.1394 | 6.1032 | 6.067 | 6.0308 | 5.9946 | 5.9583 | 5.9221 | 5.8859 | 5.8497 | 5.8134 | 5.7772 | 5.741 | 5.7048 | 5.6686 | 5.6323 | 5.5961 | 5.5599 | 5.5237 | 5.4875 | 5.4512 | 5.415 | 5.3788 | 5.3426 | 5.3064 | 5.2701 | 5.2339 | 5.1977 | 5.1615 | 5.1253 | 5.089 | 5.0528 | 5.0166 | 4.9804 | 4.9441 | 4.9079 | 4.8717 | 4.8355 | 4.7993 | 4.763 | 4.7268 | 4.6906 | 4.6544 | 4.6182 | 4.5819 | 4.5457 | 4.5095 | 4.4733
|  | LNC17 | Lincolnshire East to Lincolnshire Central potable transfer (100 Ml/d) | Net Present Cost (NPC) | [9 empty] | 0.72067 | 2.5773 | 5.1927 | 6.3017 | 6.0759 | 5.8538 | 5.6274 | 5.4096 | 5.2001 | 4.9986 | 4.8047 | 4.6183 | 4.439 | 4.2665 | 4.1006 | 3.941 | 3.7876 | 3.64 | 3.498 | 3.3616 | 3.2303 | 3.1041 | 2.9827 | 2.8659 | 2.7537 | 2.6458 | 2.542 | 2.4422 | 2.3463 | 2.254 | 2.5161 | 2.4287 | 2.3443 | 2.2628 | 2.184 | 2.1079 | 2.0344 | 1.9633 | 1.8947 | 1.8284 | 1.7644 | 1.7025 | 1.6428 | 1.5851 | 1.5293 | 1.4755 | 1.4235 | 1.3732 | 1.3247 | 1.2779 | 1.2326 | 1.189 | 1.1468 | 1.106 | 1.0667 | 1.0287 | 0.99202 | 0.9566 | 0.92241 | 0.88939 | 0.85752 | 0.82675 | 0.79704 | 0.76836 | 0.74068 | 0.71396 | 0.68817 | 0.66327 | 0.63924 | 0.61605 | 0.59366 | 0.57206 | 0.55121 | 0.53109 | 0.51168 | 0.71353 | 0.69071 | 0.66859 | 0.64713 | 0.62632
|  | LNC17 | Lincolnshire East to Lincolnshire Central potable transfer (100 Ml/d) | Opex | [9 empty] | 0 | 0 | 0 | 0.0052819 | 0.026409 | 0.042255 | 0.042255 | 0.042255 | 0.042255 | 0.042255 | 0.042255 | 0.042255 | 0.042255 | 0.042255 | 0.042255 | 0.042255 | 0.042255 | 0.042255 | 0.042255 | 0.042255 | 0.042255 | 0.042255 | 0.042255 | 0.042255 | 0.042255 | 0.042255 | 0.042255 | 0.042255 | 0.042255 | 0.042255 | 0.042255 | 0.042255 | 0.042255 | 0.042255 | 0.042255 | 0.042255 | 0.042255 | 0.042255 | 0.042255 | 0.042255 | 0.042255 | 0.042255 | 0.042255 | 0.042255 | 0.042255 | 0.042255 | 0.042255 | 0.042255 | 0.042255 | 0.042255 | 0.042255 | 0.042255 | 0.042255 | 0.042255 | 0.042255 | 0.042255 | 0.042255 | 0.042255 | 0.042255 | 0.042255 | 0.042255 | 0.042255 | 0.042255 | 0.042255 | 0.042255 | 0.042255 | 0.042255 | 0.042255 | 0.042255 | 0.042255 | 0.042255 | 0.042255 | 0.042255 | 0.042255 | 0.042255 | 0.042255 | 0.042255 | 0.042255 | 0.042255 | 0.042255
|  | LNC17 | Lincolnshire East to Lincolnshire Central potable transfer (100 Ml/d) | Total NPC |  |  | Total | 2019-20: 176.1926
|  | LNC18 | Lincolnshire East to Lincolnshire Central potable transfer (20 Ml/d) | Capex |  |  |  | 0 | 0 | 0 | 0 | 0 | 0 | 10.2287 | 27.6326 | 41.0898 | 20.3911 | 0 | 0 | 0 | 0 | 0 | 0 | 0 | 0 | 0 | 0 | 0 | 0 | 0 | 0 | 0 | 0 | 0 | 0 | 0 | 0 | 0 | 0 | 0 | 0 | 0 | 0 | 0 | 0 | 0 | 0 | 0 | 0 | 0 | 0 | 0 | 0 | 0 | 0 | 0 | 0 | 0 | 0 | 0 | 0 | 0 | 0 | 0 | 0 | 0 | 0 | 0 | 0 | 0 | 0 | 0 | 0 | 0 | 0 | 0 | 0 | 0 | 0 | 0 | 0 | 0 | 0 | 0 | 0 | 0 | 0 | 0 | 0 | 0 | 0 | 0 | 0
|  | LNC18 | Lincolnshire East to Lincolnshire Central potable transfer (20 Ml/d) | Capex | Optimism Bias |  |  | 0 | 0 | 0 | 0 | 0 | 0 | 1.8821 | 5.0844 | 7.5605 | 3.752 | 0 | 0 | 0 | 0 | 0 | 0 | 0 | 0 | 0 | 0 | 0 | 0 | 0 | 0 | 0 | 0 | 0 | 0 | 0 | 0 | 0 | 0 | 0 | 0 | 0 | 0 | 0 | 0 | 0 | 0 | 0 | 0 | 0 | 0 | 0 | 0 | 0 | 0 | 0 | 0 | 0 | 0 | 0 | 0 | 0 | 0 | 0 | 0 | 0 | 0 | 0 | 0 | 0 | 0 | 0 | 0 | 0 | 0 | 0 | 0 | 0 | 0 | 0 | 0 | 0 | 0 | 0 | 0 | 0 | 0 | 0 | 0 | 0 | 0 | 0 | 0
|  | LNC18 | Lincolnshire East to Lincolnshire Central potable transfer (20 Ml/d) | Discount Factor | [9 empty] | 0.96618 | 0.93351 | 0.90194 | 0.87144 | 0.84197 | 0.8135 | 0.78599 | 0.75941 | 0.73373 | 0.70892 | 0.68495 | 0.66178 | 0.6394 | 0.61778 | 0.59689 | 0.57671 | 0.5572 | 0.53836 | 0.52016 | 0.50257 | 0.48557 | 0.46915 | 0.45329 | 0.43796 | 0.42315 | 0.40884 | 0.39501 | 0.38165 | 0.36875 | 0.35628 | 0.39999 | 0.38834 | 0.37703 | 0.36604 | 0.35538 | 0.34503 | 0.33498 | 0.32523 | 0.31575 | 0.30656 | 0.29763 | 0.28896 | 0.28054 | 0.27237 | 0.26444 | 0.25674 | 0.24926 | 0.242 | 0.23495 | 0.22811 | 0.22146 | 0.21501 | 0.20875 | 0.20267 | 0.19677 | 0.19104 | 0.18547 | 0.18007 | 0.17483 | 0.16973 | 0.16479 | 0.15999 | 0.15533 | 0.15081 | 0.14641 | 0.14215 | 0.13801 | 0.13399 | 0.13009 | 0.1263 | 0.12262 | 0.11905 | 0.11558 | 0.11221 | 0.10895 | 0.1531 | 0.14937 | 0.14573 | 0.14217 | 0.1387
|  | LNC18 | Lincolnshire East to Lincolnshire Central potable transfer (20 Ml/d) | Discount Rate | [9 empty] | 0.035 | 0.035 | 0.035 | 0.035 | 0.035 | 0.035 | 0.035 | 0.035 | 0.035 | 0.035 | 0.035 | 0.035 | 0.035 | 0.035 | 0.035 | 0.035 | 0.035 | 0.035 | 0.035 | 0.035 | 0.035 | 0.035 | 0.035 | 0.035 | 0.035 | 0.035 | 0.035 | 0.035 | 0.035 | 0.035 | 0.03 | 0.03 | 0.03 | 0.03 | 0.03 | 0.03 | 0.03 | 0.03 | 0.03 | 0.03 | 0.03 | 0.03 | 0.03 | 0.03 | 0.03 | 0.03 | 0.03 | 0.03 | 0.03 | 0.03 | 0.03 | 0.03 | 0.03 | 0.03 | 0.03 | 0.03 | 0.03 | 0.03 | 0.03 | 0.03 | 0.03 | 0.03 | 0.03 | 0.03 | 0.03 | 0.03 | 0.03 | 0.03 | 0.03 | 0.03 | 0.03 | 0.03 | 0.03 | 0.03 | 0.03 | 0.025 | 0.025 | 0.025 | 0.025 | 0.025
|  | LNC18 | Lincolnshire East to Lincolnshire Central potable transfer (20 Ml/d) | Financing Cost | [9 empty] | 0.38754 | 1.4345 | 2.9913 | 3.7545 | 3.7356 | 3.7168 | 3.698 | 3.6792 | 3.6604 | 3.6415 | 3.6227 | 3.6039 | 3.5851 | 3.5663 | 3.5475 | 3.5286 | 3.5098 | 3.491 | 3.4722 | 3.4534 | 3.4345 | 3.4157 | 3.3969 | 3.3781 | 3.3593 | 3.3404 | 3.3216 | 3.3028 | 3.284 | 3.2652 | 3.2463 | 3.2275 | 3.2087 | 3.1899 | 3.1711 | 3.1522 | 3.1334 | 3.1146 | 3.0958 | 3.077 | 3.0581 | 3.0393 | 3.0205 | 3.0017 | 2.9829 | 2.9641 | 2.9452 | 2.9264 | 2.9076 | 2.8888 | 2.87 | 2.8511 | 2.8323 | 2.8135 | 2.7947 | 2.7759 | 2.757 | 2.7382 | 2.7194 | 2.7006 | 2.6818 | 2.6629 | 2.6441 | 2.6253 | 2.6065 | 2.5877 | 2.5688 | 2.55 | 2.5312 | 2.5124 | 2.4936 | 2.4747 | 2.4559 | 2.4371 | 2.4183 | 2.3995 | 2.3807 | 2.3618 | 2.343 | 2.3242
|  | LNC18 | Lincolnshire East to Lincolnshire Central potable transfer (20 Ml/d) | Net Present Cost (NPC) | [9 empty] | 0.37444 | 1.3391 | 2.698 | 3.2742 | 3.1569 | 3.0415 | 2.9239 | 2.8107 | 2.7018 | 2.5971 | 2.4964 | 2.3995 | 2.3064 | 2.2167 | 2.1305 | 2.0476 | 1.9679 | 1.8912 | 1.8175 | 1.7466 | 1.6784 | 1.6128 | 1.5497 | 1.4891 | 1.4308 | 1.3747 | 1.3208 | 1.2689 | 1.2191 | 1.1711 | 1.3073 | 1.2619 | 1.218 | 1.1757 | 1.1347 | 1.0952 | 1.057 | 1.0201 | 0.98444 | 0.95 | 0.91673 | 0.88459 | 0.85354 | 0.82356 | 0.79459 | 0.76662 | 0.7396 | 0.7135 | 0.6883 | 0.66396 | 0.64045 | 0.61775 | 0.59583 | 0.57466 | 0.55422 | 0.53448 | 0.51543 | 0.49702 | 0.47926 | 0.4621 | 0.44554 | 0.42956 | 0.41412 | 0.39922 | 0.38484 | 0.37095 | 0.35755 | 0.34462 | 0.33213 | 0.32008 | 0.30845 | 0.29723 | 0.28639 | 0.27594 | 0.26585 | 0.37073 | 0.35888 | 0.34738 | 0.33623 | 0.32542
|  | LNC18 | Lincolnshire East to Lincolnshire Central potable transfer (20 Ml/d) | Opex | [9 empty] | 0 | 0 | 0 | 0.0027443 | 0.013722 | 0.021955 | 0.021955 | 0.021955 | 0.021955 | 0.021955 | 0.021955 | 0.021955 | 0.021955 | 0.021955 | 0.021955 | 0.021955 | 0.021955 | 0.021955 | 0.021955 | 0.021955 | 0.021955 | 0.021955 | 0.021955 | 0.021955 | 0.021955 | 0.021955 | 0.021955 | 0.021955 | 0.021955 | 0.021955 | 0.021955 | 0.021955 | 0.021955 | 0.021955 | 0.021955 | 0.021955 | 0.021955 | 0.021955 | 0.021955 | 0.021955 | 0.021955 | 0.021955 | 0.021955 | 0.021955 | 0.021955 | 0.021955 | 0.021955 | 0.021955 | 0.021955 | 0.021955 | 0.021955 | 0.021955 | 0.021955 | 0.021955 | 0.021955 | 0.021955 | 0.021955 | 0.021955 | 0.021955 | 0.021955 | 0.021955 | 0.021955 | 0.021955 | 0.021955 | 0.021955 | 0.021955 | 0.021955 | 0.021955 | 0.021955 | 0.021955 | 0.021955 | 0.021955 | 0.021955 | 0.021955 | 0.021955 | 0.021955 | 0.021955 | 0.021955 | 0.021955 | 0.021955
|  | LNC18 | Lincolnshire East to Lincolnshire Central potable transfer (20 Ml/d) | Total NPC |  |  | Total | 2019-20: 91.5449
|  | LNC19 | Ruthamford North to Lincolnshire Central potable transfer (100 Ml/d) | Capex |  |  |  | 0 | 0 | 0 | 0 | 0 | 0 | 23.2916 | 62.9219 | 93.5652 | 46.4323 | 0 | 0 | 0 | 0 | 0 | 0.029495 | 0.078016 | 0 | 0 | 0 | 0 | 0 | 0.029495 | 2.8297 | 8.3114 | 0 | 0 | 0 | 0 | 0.029495 | 0.078016 | 0 | 0 | 0 | 0 | 0 | 0.029495 | 0.078016 | 2.7705 | 8.3114 | 0 | 0 | 0 | 0.029495 | 0.078016 | 0 | 0 | 0 | 0 | 0 | 0.029495 | 0.078016 | 0 | 2.7705 | 8.3114 | 0 | 0 | 0.029495 | 1.0645 | 3.9459 | 0 | 0 | 0 | 0 | 0.029495 | 0.078016 | 0 | 0 | 2.7705 | 8.3114 | 0 | 0.029495 | 0.078016 | 0 | 0 | 0 | 0 | 0 | 0.029495 | 0.078016 | 0 | 0 | 0 | 2.7705 | 8.3114 | 0.029495
|  | LNC19 | Ruthamford North to Lincolnshire Central potable transfer (100 Ml/d) | Capex | Optimism Bias |  |  | 0 | 0 | 0 | 0 | 0 | 0 | 4.2857 | 11.5776 | 17.216 | 8.5435 | 0 | 0 | 0 | 0 | 0 | 0.0054271 | 0.014355 | 0 | 0 | 0 | 0 | 0 | 0.0054271 | 0.52066 | 1.5293 | 0 | 0 | 0 | 0 | 0.0054271 | 0.014355 | 0 | 0 | 0 | 0 | 0 | 0.0054271 | 0.014355 | 0.50977 | 1.5293 | 0 | 0 | 0 | 0.0054271 | 0.014355 | 0 | 0 | 0 | 0 | 0 | 0.0054271 | 0.014355 | 0 | 0.50977 | 1.5293 | 0 | 0 | 0.0054271 | 0.19587 | 0.72605 | 0 | 0 | 0 | 0 | 0.0054271 | 0.014355 | 0 | 0 | 0.50977 | 1.5293 | 0 | 0.0054271 | 0.014355 | 0 | 0 | 0 | 0 | 0 | 0.0054271 | 0.014355 | 0 | 0 | 0 | 0.50977 | 1.5293 | 0.0054271
|  | LNC19 | Ruthamford North to Lincolnshire Central potable transfer (100 Ml/d) | Discount Factor | [9 empty] | 0.96618 | 0.93351 | 0.90194 | 0.87144 | 0.84197 | 0.8135 | 0.78599 | 0.75941 | 0.73373 | 0.70892 | 0.68495 | 0.66178 | 0.6394 | 0.61778 | 0.59689 | 0.57671 | 0.5572 | 0.53836 | 0.52016 | 0.50257 | 0.48557 | 0.46915 | 0.45329 | 0.43796 | 0.42315 | 0.40884 | 0.39501 | 0.38165 | 0.36875 | 0.35628 | 0.39999 | 0.38834 | 0.37703 | 0.36604 | 0.35538 | 0.34503 | 0.33498 | 0.32523 | 0.31575 | 0.30656 | 0.29763 | 0.28896 | 0.28054 | 0.27237 | 0.26444 | 0.25674 | 0.24926 | 0.242 | 0.23495 | 0.22811 | 0.22146 | 0.21501 | 0.20875 | 0.20267 | 0.19677 | 0.19104 | 0.18547 | 0.18007 | 0.17483 | 0.16973 | 0.16479 | 0.15999 | 0.15533 | 0.15081 | 0.14641 | 0.14215 | 0.13801 | 0.13399 | 0.13009 | 0.1263 | 0.12262 | 0.11905 | 0.11558 | 0.11221 | 0.10895 | 0.1531 | 0.14937 | 0.14573 | 0.14217 | 0.1387
|  | LNC19 | Ruthamford North to Lincolnshire Central potable transfer (100 Ml/d) | Discount Rate | [9 empty] | 0.035 | 0.035 | 0.035 | 0.035 | 0.035 | 0.035 | 0.035 | 0.035 | 0.035 | 0.035 | 0.035 | 0.035 | 0.035 | 0.035 | 0.035 | 0.035 | 0.035 | 0.035 | 0.035 | 0.035 | 0.035 | 0.035 | 0.035 | 0.035 | 0.035 | 0.035 | 0.035 | 0.035 | 0.035 | 0.035 | 0.03 | 0.03 | 0.03 | 0.03 | 0.03 | 0.03 | 0.03 | 0.03 | 0.03 | 0.03 | 0.03 | 0.03 | 0.03 | 0.03 | 0.03 | 0.03 | 0.03 | 0.03 | 0.03 | 0.03 | 0.03 | 0.03 | 0.03 | 0.03 | 0.03 | 0.03 | 0.03 | 0.03 | 0.03 | 0.03 | 0.03 | 0.03 | 0.03 | 0.03 | 0.03 | 0.03 | 0.03 | 0.03 | 0.03 | 0.03 | 0.03 | 0.03 | 0.03 | 0.03 | 0.03 | 0.025 | 0.025 | 0.025 | 0.025 | 0.025
|  | LNC19 | Ruthamford North to Lincolnshire Central potable transfer (100 Ml/d) | Financing Cost | [9 empty] | 0.88247 | 3.2665 | 6.8115 | 8.5274 | 8.4409 | 8.3544 | 8.2679 | 8.1814 | 8.0949 | 8.0094 | 7.9258 | 7.8393 | 7.7527 | 7.6662 | 7.5797 | 7.4931 | 7.4077 | 7.425 | 7.6577 | 7.5869 | 7.5161 | 7.4452 | 7.3744 | 7.3047 | 7.2367 | 7.1658 | 7.0948 | 7.0239 | 6.953 | 6.882 | 6.8122 | 6.7442 | 6.7782 | 7.0222 | 6.9512 | 6.8803 | 6.8094 | 6.7395 | 6.6716 | 6.6006 | 6.5297 | 6.4587 | 6.3878 | 6.3168 | 6.247 | 6.179 | 6.1081 | 6.1421 | 6.3861 | 6.3151 | 6.2442 | 6.1744 | 6.1434 | 6.2216 | 6.1506 | 6.0797 | 6.0087 | 5.9378 | 5.868 | 5.8 | 5.7291 | 5.6581 | 5.6921 | 5.9361 | 5.8652 | 5.7953 | 5.7273 | 5.6564 | 5.5855 | 5.5145 | 5.4436 | 5.3726 | 5.3028 | 5.2348 | 5.1639 | 5.0929 | 5.022 | 5.056 | 5.3 | 5.2302
|  | LNC19 | Ruthamford North to Lincolnshire Central potable transfer (100 Ml/d) | Net Present Cost (NPC) | [9 empty] | 0.85263 | 3.0493 | 6.1435 | 7.5346 | 7.6066 | 7.5686 | 7.2447 | 6.934 | 6.636 | 6.351 | 6.079 | 5.8161 | 5.5641 | 5.3225 | 5.0909 | 4.8688 | 4.6566 | 4.5084 | 4.477 | 4.29 | 4.1105 | 3.9383 | 3.773 | 3.6149 | 3.4639 | 3.3178 | 3.1775 | 3.043 | 2.914 | 2.7901 | 3.1045 | 2.9877 | 2.9135 | 2.9179 | 2.8077 | 2.7015 | 2.599 | 2.5006 | 2.4063 | 2.3145 | 2.226 | 2.1406 | 2.0584 | 1.9791 | 1.903 | 1.8301 | 1.7591 | 1.7161 | 1.7235 | 1.6571 | 1.5931 | 1.5317 | 1.4806 | 1.4533 | 1.397 | 1.3428 | 1.2905 | 1.2402 | 1.1918 | 1.1456 | 1.1005 | 1.0571 | 1.0316 | 1.0384 | 0.99773 | 0.95874 | 0.92144 | 0.88509 | 0.85009 | 0.81637 | 0.78389 | 0.75261 | 0.72262 | 0.69395 | 0.666 | 0.92509 | 0.89193 | 0.87514 | 0.88848 | 0.85712
|  | LNC19 | Ruthamford North to Lincolnshire Central potable transfer (100 Ml/d) | Opex | [9 empty] | 0 | 0 | 0 | 0.11867 | 0.59333 | 0.94933 | 0.94933 | 0.94933 | 0.94933 | 0.94933 | 0.94933 | 0.94933 | 0.94933 | 0.94933 | 0.94933 | 0.94933 | 0.94933 | 0.94933 | 0.94933 | 0.94933 | 0.94933 | 0.94933 | 0.94933 | 0.94933 | 0.94933 | 0.94933 | 0.94933 | 0.94933 | 0.94933 | 0.94933 | 0.94933 | 0.94933 | 0.94933 | 0.94933 | 0.94933 | 0.94933 | 0.94933 | 0.94933 | 0.94933 | 0.94933 | 0.94933 | 0.94933 | 0.94933 | 0.94933 | 0.94933 | 0.94933 | 0.94933 | 0.94933 | 0.94933 | 0.94933 | 0.94933 | 0.94933 | 0.94933 | 0.94933 | 0.94933 | 0.94933 | 0.94933 | 0.94933 | 0.94933 | 0.94933 | 0.94933 | 0.94933 | 0.94933 | 0.94933 | 0.94933 | 0.94933 | 0.94933 | 0.94933 | 0.94933 | 0.94933 | 0.94933 | 0.94933 | 0.94933 | 0.94933 | 0.94933 | 0.94933 | 0.94933 | 0.94933 | 0.94933 | 0.94933
|  | LNC19 | Ruthamford North to Lincolnshire Central potable transfer (100 Ml/d) | Total NPC |  |  | Total | 2019-20: 222.3643
|  | LNC20 | South Humber bank desalination (seawater) collocated with SHB Power Station (10 Ml/d) | Capex |  |  |  | 0 | 0 | 0 | 0 | 0 | 0 | 13.7375 | 37.7137 | 60.1905 | 33.9444 | 0 | 0 | 0 | 0 | 0 | 0.29953 | 1.4491 | 0 | 0 | 0 | 0 | 0 | 0.29953 | 5.4362 | 18.9375 | 0 | 0 | 0 | 0 | 0.29953 | 1.4491 | 0 | 0 | 0 | 0 | 0 | 0.29953 | 1.4491 | 4.0336 | 18.9375 | 0 | 0 | 0 | 0.29953 | 1.4491 | 0 | 0 | 0 | 0 | 0 | 0.29953 | 1.4491 | 0 | 4.0336 | 18.9375 | 0 | 0 | 0.29953 | 16.709 | 61.0396 | 0 | 0 | 0 | 0 | 0.29953 | 1.4491 | 0 | 0 | 4.0336 | 18.9375 | 0 | 0.29953 | 1.4491 | 0 | 0 | 0 | 0 | 0 | 0.29953 | 1.4491 | 0 | 0 | 0 | 4.0336 | 18.9375 | 0.29953
|  | LNC20 | South Humber bank desalination (seawater) collocated with SHB Power Station (10 Ml/d) | Capex | Optimism Bias |  |  | 0 | 0 | 0 | 0 | 0 | 0 | 7.6407 | 20.9762 | 33.4777 | 18.8797 | 0 | 0 | 0 | 0 | 0 | 0.1666 | 0.80601 | 0 | 0 | 0 | 0 | 0 | 0.1666 | 3.0236 | 10.5329 | 0 | 0 | 0 | 0 | 0.1666 | 0.80601 | 0 | 0 | 0 | 0 | 0 | 0.1666 | 0.80601 | 2.2435 | 10.5329 | 0 | 0 | 0 | 0.1666 | 0.80601 | 0 | 0 | 0 | 0 | 0 | 0.1666 | 0.80601 | 0 | 2.2435 | 10.5329 | 0 | 0 | 0.1666 | 9.2935 | 33.95 | 0 | 0 | 0 | 0 | 0.1666 | 0.80601 | 0 | 0 | 2.2435 | 10.5329 | 0 | 0.1666 | 0.80601 | 0 | 0 | 0 | 0 | 0 | 0.1666 | 0.80601 | 0 | 0 | 0 | 2.2435 | 10.5329 | 0.1666
|  | LNC20 | South Humber bank desalination (seawater) collocated with SHB Power Station (10 Ml/d) | Discount Factor | [9 empty] | 0.96618 | 0.93351 | 0.90194 | 0.87144 | 0.84197 | 0.8135 | 0.78599 | 0.75941 | 0.73373 | 0.70892 | 0.68495 | 0.66178 | 0.6394 | 0.61778 | 0.59689 | 0.57671 | 0.5572 | 0.53836 | 0.52016 | 0.50257 | 0.48557 | 0.46915 | 0.45329 | 0.43796 | 0.42315 | 0.40884 | 0.39501 | 0.38165 | 0.36875 | 0.35628 | 0.39999 | 0.38834 | 0.37703 | 0.36604 | 0.35538 | 0.34503 | 0.33498 | 0.32523 | 0.31575 | 0.30656 | 0.29763 | 0.28896 | 0.28054 | 0.27237 | 0.26444 | 0.25674 | 0.24926 | 0.242 | 0.23495 | 0.22811 | 0.22146 | 0.21501 | 0.20875 | 0.20267 | 0.19677 | 0.19104 | 0.18547 | 0.18007 | 0.17483 | 0.16973 | 0.16479 | 0.15999 | 0.15533 | 0.15081 | 0.14641 | 0.14215 | 0.13801 | 0.13399 | 0.13009 | 0.1263 | 0.12262 | 0.11905 | 0.11558 | 0.11221 | 0.10895 | 0.1531 | 0.14937 | 0.14573 | 0.14217 | 0.1387
|  | LNC20 | South Humber bank desalination (seawater) collocated with SHB Power Station (10 Ml/d) | Discount Rate | [9 empty] | 0.035 | 0.035 | 0.035 | 0.035 | 0.035 | 0.035 | 0.035 | 0.035 | 0.035 | 0.035 | 0.035 | 0.035 | 0.035 | 0.035 | 0.035 | 0.035 | 0.035 | 0.035 | 0.035 | 0.035 | 0.035 | 0.035 | 0.035 | 0.035 | 0.035 | 0.035 | 0.035 | 0.035 | 0.035 | 0.035 | 0.03 | 0.03 | 0.03 | 0.03 | 0.03 | 0.03 | 0.03 | 0.03 | 0.03 | 0.03 | 0.03 | 0.03 | 0.03 | 0.03 | 0.03 | 0.03 | 0.03 | 0.03 | 0.03 | 0.03 | 0.03 | 0.03 | 0.03 | 0.03 | 0.03 | 0.03 | 0.03 | 0.03 | 0.03 | 0.03 | 0.03 | 0.03 | 0.03 | 0.03 | 0.03 | 0.03 | 0.03 | 0.03 | 0.03 | 0.03 | 0.03 | 0.03 | 0.03 | 0.03 | 0.03 | 0.025 | 0.025 | 0.025 | 0.025 | 0.025
|  | LNC20 | South Humber bank desalination (seawater) collocated with SHB Power Station (10 Ml/d) | Financing Cost | [9 empty] | 0.68301 | 2.5581 | 5.5506 | 7.1069 | 6.8445 | 6.582 | 6.3196 | 6.0571 | 5.7947 | 5.5461 | 5.3566 | 5.0979 | 4.8391 | 4.5804 | 4.3217 | 4.0629 | 3.8191 | 3.8246 | 4.5474 | 4.3788 | 4.2103 | 4.0417 | 3.8731 | 3.7195 | 3.6229 | 3.4541 | 3.2853 | 3.1165 | 2.9476 | 2.7788 | 2.6249 | 2.5282 | 2.5603 | 3.3345 | 3.1656 | 2.9967 | 2.8279 | 2.6739 | 2.5772 | 2.4084 | 2.2395 | 2.0707 | 1.9018 | 1.7329 | 1.579 | 1.4823 | 1.3134 | 1.3454 | 2.1196 | 1.9508 | 1.7819 | 1.628 | 2.2836 | 5.1468 | 4.9779 | 4.8091 | 4.6402 | 4.4714 | 4.3174 | 4.2207 | 4.0519 | 3.883 | 3.915 | 4.6892 | 4.5203 | 4.3664 | 4.2697 | 4.1008 | 3.932 | 3.7631 | 3.5942 | 3.4254 | 3.2714 | 3.1747 | 3.0059 | 2.837 | 2.6682 | 2.7002 | 3.4744 | 3.3204
|  | LNC20 | South Humber bank desalination (seawater) collocated with SHB Power Station (10 Ml/d) | Net Present Cost (NPC) | [9 empty] | 0.65991 | 2.388 | 5.0063 | 6.5645 | 8.2422 | 9.4524 | 8.9265 | 8.4253 | 7.9478 | 7.5028 | 7.1193 | 6.7073 | 6.3151 | 5.9417 | 5.5863 | 5.2482 | 4.9349 | 4.7709 | 4.9856 | 4.7323 | 4.4904 | 4.2595 | 4.039 | 3.8351 | 3.6646 | 3.4716 | 3.2876 | 3.112 | 2.9445 | 2.7847 | 3.0648 | 2.938 | 2.8645 | 3.0645 | 2.9152 | 2.772 | 2.6347 | 2.5079 | 2.4043 | 2.2826 | 2.1658 | 2.0539 | 1.9467 | 1.844 | 1.7496 | 1.6738 | 1.583 | 1.5446 | 1.6815 | 1.594 | 1.5102 | 1.4331 | 1.5283 | 2.064 | 1.9707 | 1.881 | 1.7949 | 1.7122 | 1.6355 | 1.5714 | 1.4978 | 1.4272 | 1.3906 | 1.4668 | 1.3994 | 1.3367 | 1.2845 | 1.2244 | 1.1668 | 1.1115 | 1.0584 | 1.0075 | 0.96033 | 0.92151 | 0.87628 | 1.2056 | 1.151 | 1.1276 | 1.2101 | 1.1593
|  | LNC20 | South Humber bank desalination (seawater) collocated with SHB Power Station (10 Ml/d) | Opex | [9 empty] | 0 | 0 | 0 | 0.426 | 2.9447 | 5.0374 | 5.0374 | 5.0374 | 5.0374 | 5.0374 | 5.0374 | 5.0374 | 5.0374 | 5.0374 | 5.0374 | 5.0374 | 5.0374 | 5.0374 | 5.0374 | 5.0374 | 5.0374 | 5.0374 | 5.0374 | 5.0374 | 5.0374 | 5.0374 | 5.0374 | 5.0374 | 5.0374 | 5.0374 | 5.0374 | 5.0374 | 5.0374 | 5.0374 | 5.0374 | 5.0374 | 5.0374 | 5.0374 | 5.0374 | 5.0374 | 5.0374 | 5.0374 | 5.0374 | 5.0374 | 5.0374 | 5.0374 | 5.0374 | 5.0374 | 5.0374 | 5.0374 | 5.0374 | 5.0374 | 5.0374 | 5.0374 | 5.0374 | 5.0374 | 5.0374 | 5.0374 | 5.0374 | 5.0374 | 5.0374 | 5.0374 | 5.0374 | 5.0374 | 5.0374 | 5.0374 | 5.0374 | 5.0374 | 5.0374 | 5.0374 | 5.0374 | 5.0374 | 5.0374 | 5.0374 | 5.0374 | 5.0374 | 5.0374 | 5.0374 | 5.0374 | 5.0374
|  | LNC20 | South Humber bank desalination (seawater) collocated with SHB Power Station (10 Ml/d) | Total NPC |  |  | Total | 2019-20: 243.7167
|  | LNC21 | South Humber bank desalination (seawater) 10 Ml/d | Capex |  |  |  | 0 | 0 | 0 | 0 | 0 | 0 | 12.4777 | 34.2401 | 54.5462 | 30.6685 | 0 | 0 | 0 | 0 | 0 | 0.29909 | 1.4462 | 0 | 0 | 0 | 0 | 0 | 0.29909 | 5.6391 | 19.9075 | 0 | 0 | 0 | 0 | 0.29909 | 1.4462 | 0 | 0 | 0 | 0 | 0 | 0.29909 | 1.4462 | 4.2402 | 19.9075 | 0 | 0 | 0 | 0.29909 | 1.4462 | 0 | 0 | 0 | 0 | 0 | 0.29909 | 1.4462 | 0 | 4.2402 | 19.9075 | 0 | 0 | 0.29909 | 13.8407 | 49.5781 | 0 | 0 | 0 | 0 | 0.29909 | 1.4462 | 0 | 0 | 4.2402 | 19.9075 | 0 | 0.29909 | 1.4462 | 0 | 0 | 0 | 0 | 0 | 0.29909 | 1.4462 | 0 | 0 | 0 | 4.2402 | 19.9075 | 0.29909
|  | LNC21 | South Humber bank desalination (seawater) 10 Ml/d | Capex | Optimism Bias |  |  | 0 | 0 | 0 | 0 | 0 | 0 | 5.9939 | 16.4479 | 26.2023 | 14.7322 | 0 | 0 | 0 | 0 | 0 | 0.14367 | 0.69469 | 0 | 0 | 0 | 0 | 0 | 0.14367 | 2.7089 | 9.5629 | 0 | 0 | 0 | 0 | 0.14367 | 0.69469 | 0 | 0 | 0 | 0 | 0 | 0.14367 | 0.69469 | 2.0369 | 9.5629 | 0 | 0 | 0 | 0.14367 | 0.69469 | 0 | 0 | 0 | 0 | 0 | 0.14367 | 0.69469 | 0 | 2.0369 | 9.5629 | 0 | 0 | 0.14367 | 6.6486 | 23.8157 | 0 | 0 | 0 | 0 | 0.14367 | 0.69469 | 0 | 0 | 2.0369 | 9.5629 | 0 | 0.14367 | 0.69469 | 0 | 0 | 0 | 0 | 0 | 0.14367 | 0.69469 | 0 | 0 | 0 | 2.0369 | 9.5629 | 0.14367
|  | LNC21 | South Humber bank desalination (seawater) 10 Ml/d | Discount Factor | [9 empty] | 0.96618 | 0.93351 | 0.90194 | 0.87144 | 0.84197 | 0.8135 | 0.78599 | 0.75941 | 0.73373 | 0.70892 | 0.68495 | 0.66178 | 0.6394 | 0.61778 | 0.59689 | 0.57671 | 0.5572 | 0.53836 | 0.52016 | 0.50257 | 0.48557 | 0.46915 | 0.45329 | 0.43796 | 0.42315 | 0.40884 | 0.39501 | 0.38165 | 0.36875 | 0.35628 | 0.39999 | 0.38834 | 0.37703 | 0.36604 | 0.35538 | 0.34503 | 0.33498 | 0.32523 | 0.31575 | 0.30656 | 0.29763 | 0.28896 | 0.28054 | 0.27237 | 0.26444 | 0.25674 | 0.24926 | 0.242 | 0.23495 | 0.22811 | 0.22146 | 0.21501 | 0.20875 | 0.20267 | 0.19677 | 0.19104 | 0.18547 | 0.18007 | 0.17483 | 0.16973 | 0.16479 | 0.15999 | 0.15533 | 0.15081 | 0.14641 | 0.14215 | 0.13801 | 0.13399 | 0.13009 | 0.1263 | 0.12262 | 0.11905 | 0.11558 | 0.11221 | 0.10895 | 0.1531 | 0.14937 | 0.14573 | 0.14217 | 0.1387
|  | LNC21 | South Humber bank desalination (seawater) 10 Ml/d | Discount Rate | [9 empty] | 0.035 | 0.035 | 0.035 | 0.035 | 0.035 | 0.035 | 0.035 | 0.035 | 0.035 | 0.035 | 0.035 | 0.035 | 0.035 | 0.035 | 0.035 | 0.035 | 0.035 | 0.035 | 0.035 | 0.035 | 0.035 | 0.035 | 0.035 | 0.035 | 0.035 | 0.035 | 0.035 | 0.035 | 0.035 | 0.035 | 0.03 | 0.03 | 0.03 | 0.03 | 0.03 | 0.03 | 0.03 | 0.03 | 0.03 | 0.03 | 0.03 | 0.03 | 0.03 | 0.03 | 0.03 | 0.03 | 0.03 | 0.03 | 0.03 | 0.03 | 0.03 | 0.03 | 0.03 | 0.03 | 0.03 | 0.03 | 0.03 | 0.03 | 0.03 | 0.03 | 0.03 | 0.03 | 0.03 | 0.03 | 0.03 | 0.03 | 0.03 | 0.03 | 0.03 | 0.03 | 0.03 | 0.03 | 0.03 | 0.03 | 0.03 | 0.025 | 0.025 | 0.025 | 0.025 | 0.025
|  | LNC21 | South Humber bank desalination (seawater) 10 Ml/d | Financing Cost | [9 empty] | 0.59109 | 2.2131 | 4.7971 | 6.1317 | 5.8952 | 5.6587 | 5.4223 | 5.1858 | 4.9494 | 4.7261 | 4.5589 | 4.326 | 4.0931 | 3.8602 | 3.6273 | 3.3944 | 3.1757 | 3.2034 | 3.9481 | 3.7974 | 3.6467 | 3.496 | 3.3454 | 3.2089 | 3.1266 | 2.9757 | 2.8247 | 2.6738 | 2.5229 | 2.372 | 2.2352 | 2.1528 | 2.2027 | 2.9948 | 2.8439 | 2.6929 | 2.542 | 2.4052 | 2.3227 | 2.1718 | 2.0208 | 1.8699 | 1.7189 | 1.568 | 1.4312 | 1.3487 | 1.1978 | 1.2477 | 2.0398 | 1.8888 | 1.7379 | 1.6011 | 2.0999 | 4.2917 | 4.1408 | 3.9898 | 3.8388 | 3.6879 | 3.5511 | 3.4687 | 3.3177 | 3.1667 | 3.2167 | 4.0088 | 3.8578 | 3.721 | 3.6386 | 3.4876 | 3.3367 | 3.1857 | 3.0347 | 2.8838 | 2.747 | 2.6646 | 2.5136 | 2.3627 | 2.2117 | 2.2616 | 3.0537 | 2.9169
|  | LNC21 | South Humber bank desalination (seawater) 10 Ml/d | Net Present Cost (NPC) | [9 empty] | 0.5711 | 2.066 | 4.3267 | 5.7127 | 7.43 | 8.6798 | 8.2004 | 7.7436 | 7.3082 | 6.9028 | 6.5548 | 6.179 | 5.8212 | 5.4804 | 5.1561 | 4.8474 | 4.5616 | 4.4223 | 4.6601 | 4.4268 | 4.2039 | 3.9911 | 3.7878 | 3.5999 | 3.4434 | 3.2652 | 3.0952 | 2.9329 | 2.7781 | 2.6304 | 2.8984 | 2.782 | 2.7198 | 2.9305 | 2.7915 | 2.6581 | 2.5301 | 2.4119 | 2.3156 | 2.2019 | 2.0929 | 1.9883 | 1.888 | 1.7919 | 1.7035 | 1.6328 | 1.5476 | 1.5146 | 1.6566 | 1.5739 | 1.4946 | 1.4217 | 1.4844 | 1.8854 | 1.8008 | 1.7195 | 1.6414 | 1.5664 | 1.4969 | 1.4393 | 1.3725 | 1.3083 | 1.278 | 1.3602 | 1.2985 | 1.2412 | 1.1937 | 1.1387 | 1.0859 | 1.0352 | 0.98655 | 0.93985 | 0.89666 | 0.8613 | 0.81976 | 1.1289 | 1.0788 | 1.0598 | 1.1466 | 1.0996
|  | LNC21 | South Humber bank desalination (seawater) 10 Ml/d | Opex | [9 empty] | 0 | 0 | 0 | 0.42379 | 2.9293 | 5.011 | 5.011 | 5.011 | 5.011 | 5.011 | 5.011 | 5.011 | 5.011 | 5.011 | 5.011 | 5.011 | 5.011 | 5.011 | 5.011 | 5.011 | 5.011 | 5.011 | 5.011 | 5.011 | 5.011 | 5.011 | 5.011 | 5.011 | 5.011 | 5.011 | 5.011 | 5.011 | 5.011 | 5.011 | 5.011 | 5.011 | 5.011 | 5.011 | 5.011 | 5.011 | 5.011 | 5.011 | 5.011 | 5.011 | 5.011 | 5.011 | 5.011 | 5.011 | 5.011 | 5.011 | 5.011 | 5.011 | 5.011 | 5.011 | 5.011 | 5.011 | 5.011 | 5.011 | 5.011 | 5.011 | 5.011 | 5.011 | 5.011 | 5.011 | 5.011 | 5.011 | 5.011 | 5.011 | 5.011 | 5.011 | 5.011 | 5.011 | 5.011 | 5.011 | 5.011 | 5.011 | 5.011 | 5.011 | 5.011 | 5.011
|  | LNC21 | South Humber bank desalination (seawater) 10 Ml/d | Total NPC |  |  | Total | 2019-20: 226.689
|  | LNC23 | Lincolnshire Central non-potable to potable treatment (31 Ml/d) | Capex |  |  |  | 0 | 0 | 0 | 0 | 0 | 0 | 5.0254 | 13.8346 | 22.3371 | 12.8345 | 0 | 0 | 0 | 0 | 0 | 0.22073 | 1.0794 | 0 | 0 | 0 | 0 | 0 | 0.22073 | 3.5788 | 12.3855 | 0 | 0 | 0 | 0 | 0.22073 | 1.0794 | 0 | 0 | 0 | 0 | 0 | 0.22073 | 1.0794 | 2.5283 | 12.3855 | 0 | 0 | 0 | 0.22073 | 1.0794 | 0 | 0 | 0 | 0 | 0 | 0.22073 | 1.0794 | 0 | 2.5283 | 12.3855 | 0 | 0 | 0.22073 | 6.3574 | 21.1118 | 0 | 0 | 0 | 0 | 0.22073 | 1.0794 | 0 | 0 | 2.5283 | 12.3855 | 0 | 0.22073 | 1.0794 | 0 | 0 | 0 | 0 | 0 | 0.22073 | 1.0794 | 0 | 0 | 0 | 2.5283 | 12.3855 | 0.22073
|  | LNC23 | Lincolnshire Central non-potable to potable treatment (31 Ml/d) | Capex | Optimism Bias |  |  | 0 | 0 | 0 | 0 | 0 | 0 | 1.0202 | 2.8084 | 4.5344 | 2.6054 | 0 | 0 | 0 | 0 | 0 | 0.044808 | 0.21912 | 0 | 0 | 0 | 0 | 0 | 0.044808 | 0.7265 | 2.5143 | 0 | 0 | 0 | 0 | 0.044808 | 0.21912 | 0 | 0 | 0 | 0 | 0 | 0.044808 | 0.21912 | 0.51324 | 2.5143 | 0 | 0 | 0 | 0.044808 | 0.21912 | 0 | 0 | 0 | 0 | 0 | 0.044808 | 0.21912 | 0 | 0.51324 | 2.5143 | 0 | 0 | 0.044808 | 1.2905 | 4.2857 | 0 | 0 | 0 | 0 | 0.044808 | 0.21912 | 0 | 0 | 0.51324 | 2.5143 | 0 | 0.044808 | 0.21912 | 0 | 0 | 0 | 0 | 0 | 0.044808 | 0.21912 | 0 | 0 | 0 | 0.51324 | 2.5143 | 0.044808
|  | LNC23 | Lincolnshire Central non-potable to potable treatment (31 Ml/d) | Discount Factor | [9 empty] | 0.96618 | 0.93351 | 0.90194 | 0.87144 | 0.84197 | 0.8135 | 0.78599 | 0.75941 | 0.73373 | 0.70892 | 0.68495 | 0.66178 | 0.6394 | 0.61778 | 0.59689 | 0.57671 | 0.5572 | 0.53836 | 0.52016 | 0.50257 | 0.48557 | 0.46915 | 0.45329 | 0.43796 | 0.42315 | 0.40884 | 0.39501 | 0.38165 | 0.36875 | 0.35628 | 0.39999 | 0.38834 | 0.37703 | 0.36604 | 0.35538 | 0.34503 | 0.33498 | 0.32523 | 0.31575 | 0.30656 | 0.29763 | 0.28896 | 0.28054 | 0.27237 | 0.26444 | 0.25674 | 0.24926 | 0.242 | 0.23495 | 0.22811 | 0.22146 | 0.21501 | 0.20875 | 0.20267 | 0.19677 | 0.19104 | 0.18547 | 0.18007 | 0.17483 | 0.16973 | 0.16479 | 0.15999 | 0.15533 | 0.15081 | 0.14641 | 0.14215 | 0.13801 | 0.13399 | 0.13009 | 0.1263 | 0.12262 | 0.11905 | 0.11558 | 0.11221 | 0.10895 | 0.1531 | 0.14937 | 0.14573 | 0.14217 | 0.1387
|  | LNC23 | Lincolnshire Central non-potable to potable treatment (31 Ml/d) | Discount Rate | [9 empty] | 0.035 | 0.035 | 0.035 | 0.035 | 0.035 | 0.035 | 0.035 | 0.035 | 0.035 | 0.035 | 0.035 | 0.035 | 0.035 | 0.035 | 0.035 | 0.035 | 0.035 | 0.035 | 0.035 | 0.035 | 0.035 | 0.035 | 0.035 | 0.035 | 0.035 | 0.035 | 0.035 | 0.035 | 0.035 | 0.035 | 0.03 | 0.03 | 0.03 | 0.03 | 0.03 | 0.03 | 0.03 | 0.03 | 0.03 | 0.03 | 0.03 | 0.03 | 0.03 | 0.03 | 0.03 | 0.03 | 0.03 | 0.03 | 0.03 | 0.03 | 0.03 | 0.03 | 0.03 | 0.03 | 0.03 | 0.03 | 0.03 | 0.03 | 0.03 | 0.03 | 0.03 | 0.03 | 0.03 | 0.03 | 0.03 | 0.03 | 0.03 | 0.03 | 0.03 | 0.03 | 0.03 | 0.03 | 0.03 | 0.03 | 0.03 | 0.025 | 0.025 | 0.025 | 0.025 | 0.025
|  | LNC23 | Lincolnshire Central non-potable to potable treatment (31 Ml/d) | Financing Cost | [9 empty] | 0.19346 | 0.72604 | 1.5859 | 2.0329 | 1.9386 | 1.8443 | 1.7501 | 1.6558 | 1.5615 | 1.4751 | 1.423 | 1.3312 | 1.2394 | 1.1476 | 1.0558 | 0.96404 | 0.88074 | 0.92354 | 1.3184 | 1.2526 | 1.1868 | 1.121 | 1.0552 | 0.99793 | 0.97365 | 0.90776 | 0.84187 | 0.77598 | 0.71009 | 0.6442 | 0.58681 | 0.56247 | 0.5939 | 1.0048 | 0.93886 | 0.87295 | 0.80703 | 0.74962 | 0.72525 | 0.65934 | 0.59343 | 0.52751 | 0.4616 | 0.39568 | 0.33826 | 0.3139 | 0.24799 | 0.2794 | 0.69028 | 0.62437 | 0.55845 | 0.50103 | 0.67782 | 1.4226 | 1.3567 | 1.2908 | 1.2248 | 1.1589 | 1.1015 | 1.0772 | 1.0112 | 0.94533 | 0.97674 | 1.3876 | 1.3217 | 1.2643 | 1.2399 | 1.174 | 1.1081 | 1.0422 | 0.97627 | 0.91035 | 0.85294 | 0.82857 | 0.76266 | 0.69675 | 0.63083 | 0.66224 | 1.0731 | 1.0157
|  | LNC23 | Lincolnshire Central non-potable to potable treatment (31 Ml/d) | Net Present Cost (NPC) | [9 empty] | 0.18692 | 0.67776 | 1.4304 | 1.8071 | 1.873 | 1.8992 | 1.7609 | 1.6297 | 1.5055 | 1.3933 | 1.3105 | 1.2055 | 1.106 | 1.0119 | 0.92287 | 0.83872 | 0.76394 | 0.76114 | 0.94077 | 0.8759 | 0.81434 | 0.75593 | 0.70055 | 0.65177 | 0.61946 | 0.57157 | 0.52622 | 0.48327 | 0.44263 | 0.40419 | 0.43082 | 0.40882 | 0.40876 | 0.54726 | 0.50789 | 0.47036 | 0.43458 | 0.40325 | 0.38381 | 0.35242 | 0.32254 | 0.2941 | 0.26704 | 0.24131 | 0.2191 | 0.20646 | 0.18402 | 0.18626 | 0.27737 | 0.25426 | 0.23226 | 0.21315 | 0.24384 | 0.38768 | 0.36342 | 0.34024 | 0.31811 | 0.29697 | 0.27829 | 0.26605 | 0.24743 | 0.22968 | 0.22787 | 0.2832 | 0.2653 | 0.24941 | 0.23878 | 0.223 | 0.20793 | 0.19355 | 0.17983 | 0.16674 | 0.15525 | 0.14799 | 0.1365 | 0.18174 | 0.16746 | 0.16795 | 0.22227 | 0.20889
|  | LNC23 | Lincolnshire Central non-potable to potable treatment (31 Ml/d) | Opex | [9 empty] | 0 | 0 | 0 | 0.040857 | 0.286 | 0.49028 | 0.49028 | 0.49028 | 0.49028 | 0.49028 | 0.49028 | 0.49028 | 0.49028 | 0.49028 | 0.49028 | 0.49028 | 0.49028 | 0.49028 | 0.49028 | 0.49028 | 0.49028 | 0.49028 | 0.49028 | 0.49028 | 0.49028 | 0.49028 | 0.49028 | 0.49028 | 0.49028 | 0.49028 | 0.49028 | 0.49028 | 0.49028 | 0.49028 | 0.49028 | 0.49028 | 0.49028 | 0.49028 | 0.49028 | 0.49028 | 0.49028 | 0.49028 | 0.49028 | 0.49028 | 0.49028 | 0.49028 | 0.49028 | 0.49028 | 0.49028 | 0.49028 | 0.49028 | 0.49028 | 0.49028 | 0.49028 | 0.49028 | 0.49028 | 0.49028 | 0.49028 | 0.49028 | 0.49028 | 0.49028 | 0.49028 | 0.49028 | 0.49028 | 0.49028 | 0.49028 | 0.49028 | 0.49028 | 0.49028 | 0.49028 | 0.49028 | 0.49028 | 0.49028 | 0.49028 | 0.49028 | 0.49028 | 0.49028 | 0.49028 | 0.49028 | 0.49028
|  | LNC23 | Lincolnshire Central non-potable to potable treatment (31 Ml/d) | Total NPC |  |  | Total | 2019-20: 43.7122
|  | LNC24 | Lincolnshire Central non-potable to potable treatment (50 Ml/d) | Capex |  |  |  | 0 | 0 | 0 | 0 | 0 | 0 | 8.5078 | 23.4215 | 37.8157 | 21.7283 | 0 | 0 | 0 | 0 | 0 | 0.17244 | 0.84314 | 0 | 0 | 0 | 0 | 0 | 0.17244 | 6.7685 | 29.2043 | 0 | 0 | 0 | 0 | 0.17244 | 0.84314 | 0 | 0 | 0 | 0 | 0 | 0.17244 | 0.84314 | 5.9582 | 29.2043 | 0 | 0 | 0 | 0.17244 | 0.84314 | 0 | 0 | 0 | 0 | 0 | 0.17244 | 0.84314 | 0 | 5.9582 | 29.2043 | 0 | 0 | 0.17244 | 6.849 | 24.0235 | 0 | 0 | 0 | 0 | 0.17244 | 0.84314 | 0 | 0 | 5.9582 | 29.2043 | 0 | 0.17244 | 0.84314 | 0 | 0 | 0 | 0 | 0 | 0.17244 | 0.84314 | 0 | 0 | 0 | 5.9582 | 29.2043 | 0.17244
|  | LNC24 | Lincolnshire Central non-potable to potable treatment (50 Ml/d) | Capex | Optimism Bias |  |  | 0 | 0 | 0 | 0 | 0 | 0 | 1.7271 | 4.7546 | 7.6766 | 4.4108 | 0 | 0 | 0 | 0 | 0 | 0.035005 | 0.17116 | 0 | 0 | 0 | 0 | 0 | 0.035005 | 1.374 | 5.9285 | 0 | 0 | 0 | 0 | 0.035005 | 0.17116 | 0 | 0 | 0 | 0 | 0 | 0.035005 | 0.17116 | 1.2095 | 5.9285 | 0 | 0 | 0 | 0.035005 | 0.17116 | 0 | 0 | 0 | 0 | 0 | 0.035005 | 0.17116 | 0 | 1.2095 | 5.9285 | 0 | 0 | 0.035005 | 1.3904 | 4.8768 | 0 | 0 | 0 | 0 | 0.035005 | 0.17116 | 0 | 0 | 1.2095 | 5.9285 | 0 | 0.035005 | 0.17116 | 0 | 0 | 0 | 0 | 0 | 0.035005 | 0.17116 | 0 | 0 | 0 | 1.2095 | 5.9285 | 0.035005
|  | LNC24 | Lincolnshire Central non-potable to potable treatment (50 Ml/d) | Discount Factor | [9 empty] | 0.96618 | 0.93351 | 0.90194 | 0.87144 | 0.84197 | 0.8135 | 0.78599 | 0.75941 | 0.73373 | 0.70892 | 0.68495 | 0.66178 | 0.6394 | 0.61778 | 0.59689 | 0.57671 | 0.5572 | 0.53836 | 0.52016 | 0.50257 | 0.48557 | 0.46915 | 0.45329 | 0.43796 | 0.42315 | 0.40884 | 0.39501 | 0.38165 | 0.36875 | 0.35628 | 0.39999 | 0.38834 | 0.37703 | 0.36604 | 0.35538 | 0.34503 | 0.33498 | 0.32523 | 0.31575 | 0.30656 | 0.29763 | 0.28896 | 0.28054 | 0.27237 | 0.26444 | 0.25674 | 0.24926 | 0.242 | 0.23495 | 0.22811 | 0.22146 | 0.21501 | 0.20875 | 0.20267 | 0.19677 | 0.19104 | 0.18547 | 0.18007 | 0.17483 | 0.16973 | 0.16479 | 0.15999 | 0.15533 | 0.15081 | 0.14641 | 0.14215 | 0.13801 | 0.13399 | 0.13009 | 0.1263 | 0.12262 | 0.11905 | 0.11558 | 0.11221 | 0.10895 | 0.1531 | 0.14937 | 0.14573 | 0.14217 | 0.1387
|  | LNC24 | Lincolnshire Central non-potable to potable treatment (50 Ml/d) | Discount Rate | [9 empty] | 0.035 | 0.035 | 0.035 | 0.035 | 0.035 | 0.035 | 0.035 | 0.035 | 0.035 | 0.035 | 0.035 | 0.035 | 0.035 | 0.035 | 0.035 | 0.035 | 0.035 | 0.035 | 0.035 | 0.035 | 0.035 | 0.035 | 0.035 | 0.035 | 0.035 | 0.035 | 0.035 | 0.035 | 0.035 | 0.035 | 0.03 | 0.03 | 0.03 | 0.03 | 0.03 | 0.03 | 0.03 | 0.03 | 0.03 | 0.03 | 0.03 | 0.03 | 0.03 | 0.03 | 0.03 | 0.03 | 0.03 | 0.03 | 0.03 | 0.03 | 0.03 | 0.03 | 0.03 | 0.03 | 0.03 | 0.03 | 0.03 | 0.03 | 0.03 | 0.03 | 0.03 | 0.03 | 0.03 | 0.03 | 0.03 | 0.03 | 0.03 | 0.03 | 0.03 | 0.03 | 0.03 | 0.03 | 0.03 | 0.03 | 0.03 | 0.025 | 0.025 | 0.025 | 0.025 | 0.025
|  | LNC24 | Lincolnshire Central non-potable to potable treatment (50 Ml/d) | Financing Cost | [9 empty] | 0.32752 | 1.2292 | 2.6849 | 3.43 | 3.2473 | 3.0647 | 2.882 | 2.6993 | 2.5166 | 2.3401 | 2.1904 | 2.0096 | 1.8287 | 1.6479 | 1.4671 | 1.2863 | 1.1121 | 1.1843 | 2.1511 | 2.0321 | 1.9132 | 1.7942 | 1.6752 | 1.5629 | 1.4764 | 1.3573 | 1.2382 | 1.1191 | 0.99997 | 0.88088 | 0.76842 | 0.68178 | 0.79204 | 1.7972 | 1.6781 | 1.5589 | 1.4398 | 1.3273 | 1.2407 | 1.1216 | 1.0024 | 0.88333 | 0.76421 | 0.6451 | 0.53262 | 0.44596 | 0.32684 | 0.43709 | 1.4422 | 1.3231 | 1.204 | 1.0915 | 1.2337 | 2.0371 | 1.918 | 1.7989 | 1.6798 | 1.5607 | 1.4482 | 1.3615 | 1.2424 | 1.1233 | 1.2335 | 2.2387 | 2.1195 | 2.0071 | 1.9204 | 1.8013 | 1.6822 | 1.5631 | 1.4439 | 1.3248 | 1.2123 | 1.1257 | 1.0066 | 0.88745 | 0.76833 | 0.87858 | 1.8837 | 1.7712
|  | LNC24 | Lincolnshire Central non-potable to potable treatment (50 Ml/d) | Net Present Cost (NPC) | [9 empty] | 0.31644 | 1.1474 | 2.4216 | 3.0505 | 3.1498 | 3.1815 | 2.9303 | 2.6925 | 2.4674 | 2.2588 | 2.0799 | 1.8899 | 1.7103 | 1.5408 | 1.3808 | 1.2298 | 1.0912 | 1.0931 | 1.559 | 1.4465 | 1.3398 | 1.2387 | 1.1429 | 1.0551 | 0.98276 | 0.90084 | 0.82333 | 0.75003 | 0.68075 | 0.6153 | 0.6458 | 0.59335 | 0.61764 | 0.96757 | 0.89706 | 0.82983 | 0.76576 | 0.70687 | 0.65892 | 0.60321 | 0.55019 | 0.49975 | 0.45177 | 0.40617 | 0.3646 | 0.33173 | 0.29238 | 0.31054 | 0.53765 | 0.49482 | 0.45403 | 0.41662 | 0.43418 | 0.58435 | 0.54389 | 0.5053 | 0.46849 | 0.43339 | 0.4011 | 0.37471 | 0.34417 | 0.31509 | 0.32304 | 0.46521 | 0.43422 | 0.40558 | 0.38181 | 0.35473 | 0.3289 | 0.30428 | 0.28081 | 0.25845 | 0.23792 | 0.22127 | 0.20184 | 0.26542 | 0.24115 | 0.25134 | 0.38811 | 0.36304
|  | LNC24 | Lincolnshire Central non-potable to potable treatment (50 Ml/d) | Opex | [9 empty] | 0 | 0 | 0 | 0.070512 | 0.49358 | 0.84614 | 0.84614 | 0.84614 | 0.84614 | 0.84614 | 0.84614 | 0.84614 | 0.84614 | 0.84614 | 0.84614 | 0.84614 | 0.84614 | 0.84614 | 0.84614 | 0.84614 | 0.84614 | 0.84614 | 0.84614 | 0.84614 | 0.84614 | 0.84614 | 0.84614 | 0.84614 | 0.84614 | 0.84614 | 0.84614 | 0.84614 | 0.84614 | 0.84614 | 0.84614 | 0.84614 | 0.84614 | 0.84614 | 0.84614 | 0.84614 | 0.84614 | 0.84614 | 0.84614 | 0.84614 | 0.84614 | 0.84614 | 0.84614 | 0.84614 | 0.84614 | 0.84614 | 0.84614 | 0.84614 | 0.84614 | 0.84614 | 0.84614 | 0.84614 | 0.84614 | 0.84614 | 0.84614 | 0.84614 | 0.84614 | 0.84614 | 0.84614 | 0.84614 | 0.84614 | 0.84614 | 0.84614 | 0.84614 | 0.84614 | 0.84614 | 0.84614 | 0.84614 | 0.84614 | 0.84614 | 0.84614 | 0.84614 | 0.84614 | 0.84614 | 0.84614 | 0.84614
|  | LNC24 | Lincolnshire Central non-potable to potable treatment (50 Ml/d) | Total NPC |  |  | Total | 2019-20: 70.675
|  | LNC25 | Lincolnshire East to Lincolnshire Central potable transfer (29 Ml/d) | Capex |  |  |  | 0 | 0 | 0 | 0 | 0 | 0 | 1.8266 | 4.2621 | 12.1774 | 24.3548 | 18.2661 | 0 | 0 | 0 | 0 | 0 | 0 | 0.11132 | 0 | 0 | 0 | 0 | 0 | 0 | 0.11132 | 5.5479 | 0 | 0 | 0 | 0 | 0 | 0.11132 | 0 | 0 | 0 | 0 | 0 | 0 | 0.11132 | 0 | 5.621 | 0 | 0 | 0 | 0 | 0.11132 | 0 | 0 | 0 | 0 | 0 | 0 | 0.11132 | 0 | 0 | 5.621 | 0 | 0 | 0.75863 | 3.1458 | 0 | 0 | 0 | 0 | 0 | 0 | 0.11132 | 0 | 0 | 0 | 5.621 | 0 | 0 | 0.11132 | 0 | 0 | 0 | 0 | 0 | 0 | 0.11132 | 0 | 0 | 0 | 0 | 5.621
|  | LNC25 | Lincolnshire East to Lincolnshire Central potable transfer (29 Ml/d) | Capex | Optimism Bias |  |  | 0 | 0 | 0 | 0 | 0 | 0 | 0.24111 | 0.5626 | 1.6074 | 3.2148 | 2.4111 | 0 | 0 | 0 | 0 | 0 | 0 | 0.014694 | 0 | 0 | 0 | 0 | 0 | 0 | 0.014694 | 0.73232 | 0 | 0 | 0 | 0 | 0 | 0.014694 | 0 | 0 | 0 | 0 | 0 | 0 | 0.014694 | 0 | 0.74198 | 0 | 0 | 0 | 0 | 0.014694 | 0 | 0 | 0 | 0 | 0 | 0 | 0.014694 | 0 | 0 | 0.74198 | 0 | 0 | 0.10014 | 0.41525 | 0 | 0 | 0 | 0 | 0 | 0 | 0.014694 | 0 | 0 | 0 | 0.74198 | 0 | 0 | 0.014694 | 0 | 0 | 0 | 0 | 0 | 0 | 0.014694 | 0 | 0 | 0 | 0 | 0.74198
|  | LNC25 | Lincolnshire East to Lincolnshire Central potable transfer (29 Ml/d) | Discount Factor | [9 empty] | 0.96618 | 0.93351 | 0.90194 | 0.87144 | 0.84197 | 0.8135 | 0.78599 | 0.75941 | 0.73373 | 0.70892 | 0.68495 | 0.66178 | 0.6394 | 0.61778 | 0.59689 | 0.57671 | 0.5572 | 0.53836 | 0.52016 | 0.50257 | 0.48557 | 0.46915 | 0.45329 | 0.43796 | 0.42315 | 0.40884 | 0.39501 | 0.38165 | 0.36875 | 0.35628 | 0.39999 | 0.38834 | 0.37703 | 0.36604 | 0.35538 | 0.34503 | 0.33498 | 0.32523 | 0.31575 | 0.30656 | 0.29763 | 0.28896 | 0.28054 | 0.27237 | 0.26444 | 0.25674 | 0.24926 | 0.242 | 0.23495 | 0.22811 | 0.22146 | 0.21501 | 0.20875 | 0.20267 | 0.19677 | 0.19104 | 0.18547 | 0.18007 | 0.17483 | 0.16973 | 0.16479 | 0.15999 | 0.15533 | 0.15081 | 0.14641 | 0.14215 | 0.13801 | 0.13399 | 0.13009 | 0.1263 | 0.12262 | 0.11905 | 0.11558 | 0.11221 | 0.10895 | 0.1531 | 0.14937 | 0.14573 | 0.14217 | 0.1387
|  | LNC25 | Lincolnshire East to Lincolnshire Central potable transfer (29 Ml/d) | Discount Rate | [9 empty] | 0.035 | 0.035 | 0.035 | 0.035 | 0.035 | 0.035 | 0.035 | 0.035 | 0.035 | 0.035 | 0.035 | 0.035 | 0.035 | 0.035 | 0.035 | 0.035 | 0.035 | 0.035 | 0.035 | 0.035 | 0.035 | 0.035 | 0.035 | 0.035 | 0.035 | 0.035 | 0.035 | 0.035 | 0.035 | 0.035 | 0.03 | 0.03 | 0.03 | 0.03 | 0.03 | 0.03 | 0.03 | 0.03 | 0.03 | 0.03 | 0.03 | 0.03 | 0.03 | 0.03 | 0.03 | 0.03 | 0.03 | 0.03 | 0.03 | 0.03 | 0.03 | 0.03 | 0.03 | 0.03 | 0.03 | 0.03 | 0.03 | 0.03 | 0.03 | 0.03 | 0.03 | 0.03 | 0.03 | 0.03 | 0.03 | 0.03 | 0.03 | 0.03 | 0.03 | 0.03 | 0.03 | 0.03 | 0.03 | 0.03 | 0.03 | 0.025 | 0.025 | 0.025 | 0.025 | 0.025
|  | LNC25 | Lincolnshire East to Lincolnshire Central potable transfer (29 Ml/d) | Financing Cost | [9 empty] | 0.066167 | 0.22056 | 0.66167 | 1.5336 | 2.1701 | 2.1406 | 2.111 | 2.0815 | 2.0519 | 2.0223 | 1.993 | 1.9676 | 1.938 | 1.9084 | 1.8788 | 1.8492 | 1.8195 | 1.7899 | 1.7704 | 1.9497 | 1.924 | 1.8982 | 1.8725 | 1.8467 | 1.821 | 1.7993 | 1.7735 | 1.7478 | 1.722 | 1.6963 | 1.6705 | 1.6448 | 1.623 | 1.5973 | 1.7751 | 1.7491 | 1.7232 | 1.6973 | 1.6714 | 1.6495 | 1.6235 | 1.5976 | 1.5717 | 1.5458 | 1.5198 | 1.4939 | 1.472 | 1.4461 | 1.4202 | 1.5978 | 1.5719 | 1.546 | 1.5473 | 1.6346 | 1.6083 | 1.5823 | 1.5564 | 1.5305 | 1.5046 | 1.4786 | 1.4567 | 1.4308 | 1.4049 | 1.379 | 1.5567 | 1.5307 | 1.5048 | 1.4829 | 1.457 | 1.431 | 1.4051 | 1.3792 | 1.3533 | 1.3273 | 1.3054 | 1.2795 | 1.2536 | 1.2277 | 1.2017 | 1.3794
|  | LNC25 | Lincolnshire East to Lincolnshire Central potable transfer (29 Ml/d) | Net Present Cost (NPC) | [9 empty] | 0.06393 | 0.20589 | 0.59679 | 1.3364 | 1.8272 | 1.9864 | 2.1327 | 2.0381 | 1.9475 | 1.8607 | 1.7777 | 1.7008 | 1.6243 | 1.5511 | 1.481 | 1.4138 | 1.3495 | 1.2879 | 1.2342 | 1.2826 | 1.2267 | 1.1732 | 1.1218 | 1.0726 | 1.0254 | 0.98187 | 0.9385 | 0.89693 | 0.85711 | 0.81895 | 0.90912 | 0.87264 | 0.83904 | 0.80517 | 0.8449 | 0.81135 | 0.77903 | 0.74791 | 0.71794 | 0.69031 | 0.66249 | 0.6357 | 0.60991 | 0.58509 | 0.56119 | 0.53819 | 0.51706 | 0.49572 | 0.47519 | 0.50188 | 0.48152 | 0.46192 | 0.44874 | 0.45337 | 0.43498 | 0.41736 | 0.40039 | 0.38406 | 0.36834 | 0.35322 | 0.33932 | 0.32529 | 0.31179 | 0.2988 | 0.31611 | 0.30322 | 0.29081 | 0.2794 | 0.26789 | 0.25682 | 0.24616 | 0.2359 | 0.22603 | 0.21654 | 0.20785 | 0.28812 | 0.27722 | 0.26668 | 0.25649 | 0.27488
|  | LNC25 | Lincolnshire East to Lincolnshire Central potable transfer (29 Ml/d) | Opex | [9 empty] | 0 | 0 | 0 | 0 | 0 | 0.30118 | 0.60237 | 0.60237 | 0.60237 | 0.60237 | 0.60237 | 0.60237 | 0.60237 | 0.60237 | 0.60237 | 0.60237 | 0.60237 | 0.60237 | 0.60237 | 0.60237 | 0.60237 | 0.60237 | 0.60237 | 0.60237 | 0.60237 | 0.60237 | 0.60237 | 0.60237 | 0.60237 | 0.60237 | 0.60237 | 0.60237 | 0.60237 | 0.60237 | 0.60237 | 0.60237 | 0.60237 | 0.60237 | 0.60237 | 0.60237 | 0.60237 | 0.60237 | 0.60237 | 0.60237 | 0.60237 | 0.60237 | 0.60237 | 0.60237 | 0.60237 | 0.60237 | 0.60237 | 0.60237 | 0.60237 | 0.60237 | 0.60237 | 0.60237 | 0.60237 | 0.60237 | 0.60237 | 0.60237 | 0.60237 | 0.60237 | 0.60237 | 0.60237 | 0.60237 | 0.60237 | 0.60237 | 0.60237 | 0.60237 | 0.60237 | 0.60237 | 0.60237 | 0.60237 | 0.60237 | 0.60237 | 0.60237 | 0.60237 | 0.60237 | 0.60237 | 0.60237
|  | LNC25 | Lincolnshire East to Lincolnshire Central potable transfer (29 Ml/d) | Total NPC |  |  | Total | 2019-20: 62.1006
|  | LNC28 | Trent trade | Capex |  |  |  | 0 | 0 | 0 | 0 | 0 | 0 | 2.9792 | 8.0483 | 11.9679 | 5.9391 | 0 | 0 | 0 | 0 | 0 | 0.038006 | 0.10102 | 0 | 0 | 0 | 0 | 0 | 0.038006 | 0.76192 | 1.9467 | 0 | 0 | 0 | 0 | 0.038006 | 0.10102 | 0 | 0 | 0 | 0 | 0 | 0.038006 | 0.10102 | 0.68387 | 1.9467 | 0 | 0 | 0 | 0.038006 | 0.10102 | 0 | 0 | 0 | 0 | 0 | 0.038006 | 0.10102 | 0 | 0.68387 | 1.9467 | 0 | 0 | 0.038006 | 0.50841 | 1.6296 | 0 | 0 | 0 | 0 | 0.038006 | 0.10102 | 0 | 0 | 0.68387 | 1.9467 | 0 | 0.038006 | 0.10102 | 0 | 0 | 0 | 0 | 0 | 0.038006 | 0.10102 | 0 | 0 | 0 | 0.68387 | 1.9467 | 0.038006
|  | LNC28 | Trent trade | Capex | Optimism Bias |  |  | 0 | 0 | 0 | 0 | 0 | 0 | 0.54818 | 1.4809 | 2.2021 | 1.0928 | 0 | 0 | 0 | 0 | 0 | 0.006993 | 0.018588 | 0 | 0 | 0 | 0 | 0 | 0.006993 | 0.14019 | 0.35819 | 0 | 0 | 0 | 0 | 0.006993 | 0.018588 | 0 | 0 | 0 | 0 | 0 | 0.006993 | 0.018588 | 0.12583 | 0.35819 | 0 | 0 | 0 | 0.006993 | 0.018588 | 0 | 0 | 0 | 0 | 0 | 0.006993 | 0.018588 | 0 | 0.12583 | 0.35819 | 0 | 0 | 0.006993 | 0.093548 | 0.29984 | 0 | 0 | 0 | 0 | 0.006993 | 0.018588 | 0 | 0 | 0.12583 | 0.35819 | 0 | 0.006993 | 0.018588 | 0 | 0 | 0 | 0 | 0 | 0.006993 | 0.018588 | 0 | 0 | 0 | 0.12583 | 0.35819 | 0.006993
|  | LNC28 | Trent trade | Discount Factor | [9 empty] | 0.96618 | 0.93351 | 0.90194 | 0.87144 | 0.84197 | 0.8135 | 0.78599 | 0.75941 | 0.73373 | 0.70892 | 0.68495 | 0.66178 | 0.6394 | 0.61778 | 0.59689 | 0.57671 | 0.5572 | 0.53836 | 0.52016 | 0.50257 | 0.48557 | 0.46915 | 0.45329 | 0.43796 | 0.42315 | 0.40884 | 0.39501 | 0.38165 | 0.36875 | 0.35628 | 0.39999 | 0.38834 | 0.37703 | 0.36604 | 0.35538 | 0.34503 | 0.33498 | 0.32523 | 0.31575 | 0.30656 | 0.29763 | 0.28896 | 0.28054 | 0.27237 | 0.26444 | 0.25674 | 0.24926 | 0.242 | 0.23495 | 0.22811 | 0.22146 | 0.21501 | 0.20875 | 0.20267 | 0.19677 | 0.19104 | 0.18547 | 0.18007 | 0.17483 | 0.16973 | 0.16479 | 0.15999 | 0.15533 | 0.15081 | 0.14641 | 0.14215 | 0.13801 | 0.13399 | 0.13009 | 0.1263 | 0.12262 | 0.11905 | 0.11558 | 0.11221 | 0.10895 | 0.1531 | 0.14937 | 0.14573 | 0.14217 | 0.1387
|  | LNC28 | Trent trade | Discount Rate | [9 empty] | 0.035 | 0.035 | 0.035 | 0.035 | 0.035 | 0.035 | 0.035 | 0.035 | 0.035 | 0.035 | 0.035 | 0.035 | 0.035 | 0.035 | 0.035 | 0.035 | 0.035 | 0.035 | 0.035 | 0.035 | 0.035 | 0.035 | 0.035 | 0.035 | 0.035 | 0.035 | 0.035 | 0.035 | 0.035 | 0.035 | 0.03 | 0.03 | 0.03 | 0.03 | 0.03 | 0.03 | 0.03 | 0.03 | 0.03 | 0.03 | 0.03 | 0.03 | 0.03 | 0.03 | 0.03 | 0.03 | 0.03 | 0.03 | 0.03 | 0.03 | 0.03 | 0.03 | 0.03 | 0.03 | 0.03 | 0.03 | 0.03 | 0.03 | 0.03 | 0.03 | 0.03 | 0.03 | 0.03 | 0.03 | 0.03 | 0.03 | 0.03 | 0.03 | 0.03 | 0.03 | 0.03 | 0.03 | 0.03 | 0.03 | 0.03 | 0.025 | 0.025 | 0.025 | 0.025 | 0.025
|  | LNC28 | Trent trade | Financing Cost | [9 empty] | 0.11288 | 0.41781 | 0.87125 | 1.0882 | 1.0719 | 1.0557 | 1.0395 | 1.0233 | 1.0071 | 0.99219 | 0.97967 | 0.9634 | 0.94714 | 0.93087 | 0.91461 | 0.89834 | 0.88352 | 0.89531 | 0.95354 | 0.94036 | 0.92718 | 0.914 | 0.90083 | 0.88909 | 0.87969 | 0.86641 | 0.85313 | 0.83985 | 0.82657 | 0.8133 | 0.80146 | 0.79201 | 0.80463 | 0.8651 | 0.85181 | 0.83852 | 0.82523 | 0.81338 | 0.80392 | 0.79063 | 0.77734 | 0.76405 | 0.75076 | 0.73747 | 0.72562 | 0.71616 | 0.70287 | 0.71549 | 0.77595 | 0.76267 | 0.74938 | 0.73753 | 0.74334 | 0.79164 | 0.77835 | 0.76506 | 0.75177 | 0.73848 | 0.72663 | 0.71717 | 0.70388 | 0.69059 | 0.70321 | 0.76368 | 0.75039 | 0.73854 | 0.72908 | 0.71579 | 0.7025 | 0.68921 | 0.67592 | 0.66263 | 0.65078 | 0.64132 | 0.62803 | 0.61474 | 0.60145 | 0.61407 | 0.67453 | 0.66268
|  | LNC28 | Trent trade | Net Present Cost (NPC) | [9 empty] | 0.10906 | 0.39003 | 0.78582 | 1.018 | 1.2394 | 1.3796 | 1.3202 | 1.2632 | 1.2086 | 1.1572 | 1.1095 | 1.0612 | 1.0149 | 0.97055 | 0.92803 | 0.88726 | 0.849 | 0.82664 | 0.82897 | 0.79431 | 0.76105 | 0.72914 | 0.6985 | 0.66974 | 0.64312 | 0.61594 | 0.58987 | 0.56485 | 0.54085 | 0.51783 | 0.57663 | 0.55616 | 0.54472 | 0.55099 | 0.53022 | 0.51019 | 0.49088 | 0.47273 | 0.45597 | 0.43862 | 0.42189 | 0.40576 | 0.39021 | 0.37523 | 0.36116 | 0.34822 | 0.33476 | 0.32806 | 0.33272 | 0.31999 | 0.30773 | 0.29622 | 0.28881 | 0.29018 | 0.27912 | 0.26845 | 0.25816 | 0.24825 | 0.23895 | 0.23038 | 0.22148 | 0.21291 | 0.20867 | 0.21171 | 0.20359 | 0.19598 | 0.18897 | 0.18168 | 0.17466 | 0.1679 | 0.16138 | 0.15509 | 0.14921 | 0.1438 | 0.13816 | 0.19213 | 0.18546 | 0.18277 | 0.18691 | 0.18071
|  | LNC28 | Trent trade | Opex | [9 empty] | 0 | 0 | 0 | 0.08002 | 0.4001 | 0.64016 | 0.64016 | 0.64016 | 0.64016 | 0.64016 | 0.64016 | 0.64016 | 0.64016 | 0.64016 | 0.64016 | 0.64016 | 0.64016 | 0.64016 | 0.64016 | 0.64016 | 0.64016 | 0.64016 | 0.64016 | 0.64016 | 0.64016 | 0.64016 | 0.64016 | 0.64016 | 0.64016 | 0.64016 | 0.64016 | 0.64016 | 0.64016 | 0.64016 | 0.64016 | 0.64016 | 0.64016 | 0.64016 | 0.64016 | 0.64016 | 0.64016 | 0.64016 | 0.64016 | 0.64016 | 0.64016 | 0.64016 | 0.64016 | 0.64016 | 0.64016 | 0.64016 | 0.64016 | 0.64016 | 0.64016 | 0.64016 | 0.64016 | 0.64016 | 0.64016 | 0.64016 | 0.64016 | 0.64016 | 0.64016 | 0.64016 | 0.64016 | 0.64016 | 0.64016 | 0.64016 | 0.64016 | 0.64016 | 0.64016 | 0.64016 | 0.64016 | 0.64016 | 0.64016 | 0.64016 | 0.64016 | 0.64016 | 0.64016 | 0.64016 | 0.64016 | 0.64016
|  | LNC28 | Trent trade | Total NPC |  |  | Total | 2019-20: 40.567
|  | LNC29 | Canwick WRC to the Hall via River Trent (no additional treatment at Hall WTW) | Capex |  |  |  | 0 | 0 | 0 | 0 | 0 | 0 | 10.1377 | 27.3867 | 40.7242 | 20.2096 | 0 | 0 | 0 | 0 | 0 | 0.014912 | 0.038913 | 0 | 0 | 0 | 0 | 0 | 0.014912 | 1.9214 | 5.683 | 0 | 0 | 0 | 0 | 0.014912 | 0.038913 | 0 | 0 | 0 | 0 | 0 | 0.014912 | 0.038913 | 1.8943 | 5.683 | 0 | 0 | 0 | 0.014912 | 0.038913 | 0 | 0 | 0 | 0 | 0 | 0.014912 | 0.038913 | 0 | 1.8943 | 5.683 | 0 | 0 | 0.014912 | 0.78794 | 2.9961 | 0 | 0 | 0 | 0 | 0.014912 | 0.038913 | 0 | 0 | 1.8943 | 5.683 | 0 | 0.014912 | 0.038913 | 0 | 0 | 0 | 0 | 0 | 0.014912 | 0.038913 | 0 | 0 | 0 | 1.8943 | 5.683 | 0.014912
|  | LNC29 | Canwick WRC to the Hall via River Trent (no additional treatment at Hall WTW) | Capex | Optimism Bias |  |  | 0 | 0 | 0 | 0 | 0 | 0 | 1.8653 | 5.0392 | 7.4933 | 3.7186 | 0 | 0 | 0 | 0 | 0 | 0.0027437 | 0.0071599 | 0 | 0 | 0 | 0 | 0 | 0.0027437 | 0.35353 | 1.0457 | 0 | 0 | 0 | 0 | 0.0027437 | 0.0071599 | 0 | 0 | 0 | 0 | 0 | 0.0027437 | 0.0071599 | 0.34856 | 1.0457 | 0 | 0 | 0 | 0.0027437 | 0.0071599 | 0 | 0 | 0 | 0 | 0 | 0.0027437 | 0.0071599 | 0 | 0.34856 | 1.0457 | 0 | 0 | 0.0027437 | 0.14498 | 0.55128 | 0 | 0 | 0 | 0 | 0.0027437 | 0.0071599 | 0 | 0 | 0.34856 | 1.0457 | 0 | 0.0027437 | 0.0071599 | 0 | 0 | 0 | 0 | 0 | 0.0027437 | 0.0071599 | 0 | 0 | 0 | 0.34856 | 1.0457 | 0.0027437
|  | LNC29 | Canwick WRC to the Hall via River Trent (no additional treatment at Hall WTW) | Discount Factor | [9 empty] | 0.96618 | 0.93351 | 0.90194 | 0.87144 | 0.84197 | 0.8135 | 0.78599 | 0.75941 | 0.73373 | 0.70892 | 0.68495 | 0.66178 | 0.6394 | 0.61778 | 0.59689 | 0.57671 | 0.5572 | 0.53836 | 0.52016 | 0.50257 | 0.48557 | 0.46915 | 0.45329 | 0.43796 | 0.42315 | 0.40884 | 0.39501 | 0.38165 | 0.36875 | 0.35628 | 0.39999 | 0.38834 | 0.37703 | 0.36604 | 0.35538 | 0.34503 | 0.33498 | 0.32523 | 0.31575 | 0.30656 | 0.29763 | 0.28896 | 0.28054 | 0.27237 | 0.26444 | 0.25674 | 0.24926 | 0.242 | 0.23495 | 0.22811 | 0.22146 | 0.21501 | 0.20875 | 0.20267 | 0.19677 | 0.19104 | 0.18547 | 0.18007 | 0.17483 | 0.16973 | 0.16479 | 0.15999 | 0.15533 | 0.15081 | 0.14641 | 0.14215 | 0.13801 | 0.13399 | 0.13009 | 0.1263 | 0.12262 | 0.11905 | 0.11558 | 0.11221 | 0.10895 | 0.1531 | 0.14937 | 0.14573 | 0.14217 | 0.1387
|  | LNC29 | Canwick WRC to the Hall via River Trent (no additional treatment at Hall WTW) | Discount Rate | [9 empty] | 0.035 | 0.035 | 0.035 | 0.035 | 0.035 | 0.035 | 0.035 | 0.035 | 0.035 | 0.035 | 0.035 | 0.035 | 0.035 | 0.035 | 0.035 | 0.035 | 0.035 | 0.035 | 0.035 | 0.035 | 0.035 | 0.035 | 0.035 | 0.035 | 0.035 | 0.035 | 0.035 | 0.035 | 0.035 | 0.035 | 0.03 | 0.03 | 0.03 | 0.03 | 0.03 | 0.03 | 0.03 | 0.03 | 0.03 | 0.03 | 0.03 | 0.03 | 0.03 | 0.03 | 0.03 | 0.03 | 0.03 | 0.03 | 0.03 | 0.03 | 0.03 | 0.03 | 0.03 | 0.03 | 0.03 | 0.03 | 0.03 | 0.03 | 0.03 | 0.03 | 0.03 | 0.03 | 0.03 | 0.03 | 0.03 | 0.03 | 0.03 | 0.03 | 0.03 | 0.03 | 0.03 | 0.03 | 0.03 | 0.03 | 0.03 | 0.025 | 0.025 | 0.025 | 0.025 | 0.025
|  | LNC29 | Canwick WRC to the Hall via River Trent (no additional treatment at Hall WTW) | Financing Cost | [9 empty] | 0.3841 | 1.4217 | 2.9647 | 3.7067 | 3.6592 | 3.6117 | 3.5643 | 3.5168 | 3.4694 | 3.4224 | 3.3764 | 3.3289 | 3.2814 | 3.2338 | 3.1863 | 3.1388 | 3.0919 | 3.1148 | 3.285 | 3.247 | 3.209 | 3.1711 | 3.1331 | 3.0956 | 3.0591 | 3.021 | 2.983 | 2.9449 | 2.9068 | 2.8688 | 2.8313 | 2.7947 | 2.8284 | 3.0057 | 2.9676 | 2.9296 | 2.8915 | 2.854 | 2.8174 | 2.7794 | 2.7413 | 2.7033 | 2.6652 | 2.6271 | 2.5896 | 2.5531 | 2.515 | 2.5487 | 2.726 | 2.6879 | 2.6499 | 2.6124 | 2.6039 | 2.6791 | 2.641 | 2.6029 | 2.5649 | 2.5268 | 2.4893 | 2.4527 | 2.4147 | 2.3766 | 2.4103 | 2.5876 | 2.5495 | 2.512 | 2.4755 | 2.4374 | 2.3993 | 2.3613 | 2.3232 | 2.2852 | 2.2477 | 2.2111 | 2.173 | 2.135 | 2.0969 | 2.1306 | 2.3079 | 2.2704
|  | LNC29 | Canwick WRC to the Hall via River Trent (no additional treatment at Hall WTW) | Net Present Cost (NPC) | [9 empty] | 0.37111 | 1.3272 | 2.674 | 3.307 | 3.4523 | 3.5123 | 3.3562 | 3.2067 | 3.0634 | 2.9265 | 2.796 | 2.67 | 2.5494 | 2.4338 | 2.3232 | 2.2172 | 2.1161 | 2.0569 | 2.0758 | 1.9865 | 1.9009 | 1.8188 | 1.7401 | 1.6648 | 1.5931 | 1.5237 | 1.4571 | 1.3933 | 1.3321 | 1.2735 | 1.4148 | 1.3594 | 1.3325 | 1.3586 | 1.3055 | 1.2543 | 1.205 | 1.1577 | 1.1125 | 1.0684 | 1.0259 | 0.98507 | 0.9457 | 0.90779 | 0.87143 | 0.83666 | 0.8028 | 0.78758 | 0.80629 | 0.77412 | 0.74315 | 0.71344 | 0.69089 | 0.686 | 0.65853 | 0.63208 | 0.60661 | 0.58209 | 0.55858 | 0.5361 | 0.51422 | 0.49315 | 0.48402 | 0.49666 | 0.47662 | 0.45741 | 0.43904 | 0.42115 | 0.40393 | 0.38736 | 0.37141 | 0.35606 | 0.34136 | 0.32731 | 0.31363 | 0.43493 | 0.41864 | 0.41334 | 0.42846 | 0.41281
|  | LNC29 | Canwick WRC to the Hall via River Trent (no additional treatment at Hall WTW) | Opex | [9 empty] | 0 | 0 | 0 | 0.088221 | 0.4411 | 0.70577 | 0.70577 | 0.70577 | 0.70577 | 0.70577 | 0.70577 | 0.70577 | 0.70577 | 0.70577 | 0.70577 | 0.70577 | 0.70577 | 0.70577 | 0.70577 | 0.70577 | 0.70577 | 0.70577 | 0.70577 | 0.70577 | 0.70577 | 0.70577 | 0.70577 | 0.70577 | 0.70577 | 0.70577 | 0.70577 | 0.70577 | 0.70577 | 0.70577 | 0.70577 | 0.70577 | 0.70577 | 0.70577 | 0.70577 | 0.70577 | 0.70577 | 0.70577 | 0.70577 | 0.70577 | 0.70577 | 0.70577 | 0.70577 | 0.70577 | 0.70577 | 0.70577 | 0.70577 | 0.70577 | 0.70577 | 0.70577 | 0.70577 | 0.70577 | 0.70577 | 0.70577 | 0.70577 | 0.70577 | 0.70577 | 0.70577 | 0.70577 | 0.70577 | 0.70577 | 0.70577 | 0.70577 | 0.70577 | 0.70577 | 0.70577 | 0.70577 | 0.70577 | 0.70577 | 0.70577 | 0.70577 | 0.70577 | 0.70577 | 0.70577 | 0.70577 | 0.70577
|  | LNC29 | Canwick WRC to the Hall via River Trent (no additional treatment at Hall WTW) | Total NPC |  |  | Total | 2019-20: 102.2301
|  | LNC3 | Canwick WRC to the Hall via River Trent (no additional treatment at Hall WTW) | Capex |  |  |  | 0 | 0 | 0 | 0 | 0 | 0 | 22.9881 | 63.0768 | 100.4507 | 56.4469 | 0 | 0 | 0 | 0 | 0 | 0.35134 | 1.7004 | 0 | 0 | 0 | 0 | 0 | 0.35134 | 8.6736 | 33.0026 | 0 | 0 | 0 | 0 | 0.35134 | 1.7004 | 0 | 0 | 0 | 0 | 0 | 0.35134 | 1.7004 | 7.0346 | 33.0026 | 0 | 0 | 0 | 0.35134 | 1.7004 | 0 | 0 | 0 | 0 | 0 | 0.35134 | 1.7004 | 0 | 7.0346 | 33.0026 | 0 | 0 | 0.35134 | 25.7583 | 96.2318 | 0 | 0 | 0 | 0 | 0.35134 | 1.7004 | 0 | 0 | 7.0346 | 33.0026 | 0 | 0.35134 | 1.7004 | 0 | 0 | 0 | 0 | 0 | 0.35134 | 1.7004 | 0 | 0 | 0 | 7.0346 | 33.0026 | 0.35134
|  | LNC3 | Canwick WRC to the Hall via River Trent (no additional treatment at Hall WTW) | Capex | Optimism Bias |  |  | 0 | 0 | 0 | 0 | 0 | 0 | 12.4547 | 34.1744 | 54.4232 | 30.5823 | 0 | 0 | 0 | 0 | 0 | 0.19035 | 0.92125 | 0 | 0 | 0 | 0 | 0 | 0.19035 | 4.6992 | 17.8805 | 0 | 0 | 0 | 0 | 0.19035 | 0.92125 | 0 | 0 | 0 | 0 | 0 | 0.19035 | 0.92125 | 3.8113 | 17.8805 | 0 | 0 | 0 | 0.19035 | 0.92125 | 0 | 0 | 0 | 0 | 0 | 0.19035 | 0.92125 | 0 | 3.8113 | 17.8805 | 0 | 0 | 0.19035 | 13.9556 | 52.1374 | 0 | 0 | 0 | 0 | 0.19035 | 0.92125 | 0 | 0 | 3.8113 | 17.8805 | 0 | 0.19035 | 0.92125 | 0 | 0 | 0 | 0 | 0 | 0.19035 | 0.92125 | 0 | 0 | 0 | 3.8113 | 17.8805 | 0.19035
|  | LNC3 | Canwick WRC to the Hall via River Trent (no additional treatment at Hall WTW) | Discount Factor | [9 empty] | 0.96618 | 0.93351 | 0.90194 | 0.87144 | 0.84197 | 0.8135 | 0.78599 | 0.75941 | 0.73373 | 0.70892 | 0.68495 | 0.66178 | 0.6394 | 0.61778 | 0.59689 | 0.57671 | 0.5572 | 0.53836 | 0.52016 | 0.50257 | 0.48557 | 0.46915 | 0.45329 | 0.43796 | 0.42315 | 0.40884 | 0.39501 | 0.38165 | 0.36875 | 0.35628 | 0.39999 | 0.38834 | 0.37703 | 0.36604 | 0.35538 | 0.34503 | 0.33498 | 0.32523 | 0.31575 | 0.30656 | 0.29763 | 0.28896 | 0.28054 | 0.27237 | 0.26444 | 0.25674 | 0.24926 | 0.242 | 0.23495 | 0.22811 | 0.22146 | 0.21501 | 0.20875 | 0.20267 | 0.19677 | 0.19104 | 0.18547 | 0.18007 | 0.17483 | 0.16973 | 0.16479 | 0.15999 | 0.15533 | 0.15081 | 0.14641 | 0.14215 | 0.13801 | 0.13399 | 0.13009 | 0.1263 | 0.12262 | 0.11905 | 0.11558 | 0.11221 | 0.10895 | 0.1531 | 0.14937 | 0.14573 | 0.14217 | 0.1387
|  | LNC3 | Canwick WRC to the Hall via River Trent (no additional treatment at Hall WTW) | Discount Rate | [9 empty] | 0.035 | 0.035 | 0.035 | 0.035 | 0.035 | 0.035 | 0.035 | 0.035 | 0.035 | 0.035 | 0.035 | 0.035 | 0.035 | 0.035 | 0.035 | 0.035 | 0.035 | 0.035 | 0.035 | 0.035 | 0.035 | 0.035 | 0.035 | 0.035 | 0.035 | 0.035 | 0.035 | 0.035 | 0.035 | 0.035 | 0.03 | 0.03 | 0.03 | 0.03 | 0.03 | 0.03 | 0.03 | 0.03 | 0.03 | 0.03 | 0.03 | 0.03 | 0.03 | 0.03 | 0.03 | 0.03 | 0.03 | 0.03 | 0.03 | 0.03 | 0.03 | 0.03 | 0.03 | 0.03 | 0.03 | 0.03 | 0.03 | 0.03 | 0.03 | 0.03 | 0.03 | 0.03 | 0.03 | 0.03 | 0.03 | 0.03 | 0.03 | 0.03 | 0.03 | 0.03 | 0.03 | 0.03 | 0.03 | 0.03 | 0.03 | 0.025 | 0.025 | 0.025 | 0.025 | 0.025
|  | LNC3 | Canwick WRC to the Hall via River Trent (no additional treatment at Hall WTW) | Financing Cost | [9 empty] | 1.1331 | 4.2422 | 9.1933 | 11.761 | 11.3319 | 10.9029 | 10.4738 | 10.0447 | 9.6157 | 9.2027 | 8.8583 | 8.4333 | 8.0083 | 7.5833 | 7.1583 | 6.7333 | 6.3256 | 6.3172 | 7.5852 | 7.3124 | 7.0397 | 6.7669 | 6.4942 | 6.2388 | 6.0497 | 5.7766 | 5.5036 | 5.2305 | 4.9574 | 4.6843 | 4.4285 | 4.2393 | 4.3133 | 5.6684 | 5.3953 | 5.1221 | 4.849 | 4.5932 | 4.404 | 4.1308 | 3.8577 | 3.5846 | 3.3114 | 3.0383 | 2.7825 | 2.5933 | 2.3201 | 2.3941 | 3.7492 | 3.476 | 3.2029 | 2.9471 | 3.933 | 8.3958 | 8.1226 | 7.8495 | 7.5764 | 7.3032 | 7.0474 | 6.8582 | 6.5851 | 6.3119 | 6.3859 | 7.741 | 7.4679 | 7.2121 | 7.0228 | 6.7497 | 6.4766 | 6.2034 | 5.9303 | 5.6572 | 5.4014 | 5.2121 | 4.939 | 4.6658 | 4.3927 | 4.4666 | 5.8218 | 5.566
|  | LNC3 | Canwick WRC to the Hall via River Trent (no additional treatment at Hall WTW) | Net Present Cost (NPC) | [9 empty] | 1.0948 | 3.9601 | 8.2919 | 11.1997 | 15.8994 | 19.381 | 18.3884 | 17.4407 | 16.5361 | 15.6842 | 14.9179 | 14.1322 | 13.3825 | 12.6674 | 11.9854 | 11.335 | 10.7245 | 10.3573 | 10.6666 | 10.1688 | 9.6925 | 9.2368 | 8.8008 | 8.3913 | 8.0276 | 7.6445 | 7.2781 | 6.9277 | 6.5928 | 6.2725 | 6.9397 | 6.6641 | 6.4979 | 6.8047 | 6.5094 | 6.2256 | 5.9528 | 5.6962 | 5.4705 | 5.2275 | 4.9939 | 4.7695 | 4.554 | 4.347 | 4.1527 | 3.9832 | 3.7991 | 3.7063 | 3.9168 | 3.7404 | 3.5709 | 3.4119 | 3.5183 | 4.3203 | 4.1408 | 3.968 | 3.8018 | 3.6418 | 3.491 | 3.3572 | 3.2145 | 3.0771 | 2.999 | 3.116 | 2.9853 | 2.8619 | 2.7525 | 2.6357 | 2.5234 | 2.4154 | 2.3116 | 2.2117 | 2.1177 | 2.0348 | 1.9458 | 2.6927 | 2.5862 | 2.5339 | 2.6648 | 2.5643
|  | LNC3 | Canwick WRC to the Hall via River Trent (no additional treatment at Hall WTW) | Opex | [9 empty] | 0 | 0 | 0 | 1.0909 | 7.5516 | 12.9214 | 12.9214 | 12.9214 | 12.9214 | 12.9214 | 12.9214 | 12.9214 | 12.9214 | 12.9214 | 12.9214 | 12.9214 | 12.9214 | 12.9214 | 12.9214 | 12.9214 | 12.9214 | 12.9214 | 12.9214 | 12.9214 | 12.9214 | 12.9214 | 12.9214 | 12.9214 | 12.9214 | 12.9214 | 12.9214 | 12.9214 | 12.9214 | 12.9214 | 12.9214 | 12.9214 | 12.9214 | 12.9214 | 12.9214 | 12.9214 | 12.9214 | 12.9214 | 12.9214 | 12.9214 | 12.9214 | 12.9214 | 12.9214 | 12.9214 | 12.9214 | 12.9214 | 12.9214 | 12.9214 | 12.9214 | 12.9214 | 12.9214 | 12.9214 | 12.9214 | 12.9214 | 12.9214 | 12.9214 | 12.9214 | 12.9214 | 12.9214 | 12.9214 | 12.9214 | 12.9214 | 12.9214 | 12.9214 | 12.9214 | 12.9214 | 12.9214 | 12.9214 | 12.9214 | 12.9214 | 12.9214 | 12.9214 | 12.9214 | 12.9214 | 12.9214 | 12.9214
|  | LNC3 | Canwick WRC to the Hall via River Trent (no additional treatment at Hall WTW) | Total NPC |  |  | Total | 2019-20: 520.4961
|  | LNC30 | Hall WTW surface water enhancement | Capex |  |  |  | 0 | 0 | 0 | 0 | 0 | 0 | 0.7289 | 1.7008 | 4.8593 | 9.7186 | 7.289 | 0 | 0 | 0 | 0 | 0 | 0 | 0.2273 | 0 | 0 | 0 | 0 | 0 | 0 | 0.2273 | 10.2823 | 0 | 0 | 0 | 0 | 0 | 0.2273 | 0 | 0 | 0 | 0 | 0 | 0 | 0.2273 | 0 | 10.3689 | 0 | 0 | 0 | 0 | 0.2273 | 0 | 0 | 0 | 0 | 0 | 0 | 0.2273 | 0 | 0 | 10.3689 | 0 | 0 | 1.2966 | 5.4135 | 0 | 0 | 0 | 0 | 0 | 0 | 0.2273 | 0 | 0 | 0 | 10.3689 | 0 | 0 | 0.2273 | 0 | 0 | 0 | 0 | 0 | 0 | 0.2273 | 0 | 0 | 0 | 0 | 10.3689
|  | LNC30 | Hall WTW surface water enhancement | Capex | Optimism Bias |  |  | 0 | 0 | 0 | 0 | 0 | 0 | 0.14797 | 0.34525 | 0.98644 | 1.9729 | 1.4797 | 0 | 0 | 0 | 0 | 0 | 0 | 0.046143 | 0 | 0 | 0 | 0 | 0 | 0 | 0.046143 | 2.0873 | 0 | 0 | 0 | 0 | 0 | 0.046143 | 0 | 0 | 0 | 0 | 0 | 0 | 0.046143 | 0 | 2.1049 | 0 | 0 | 0 | 0 | 0.046143 | 0 | 0 | 0 | 0 | 0 | 0 | 0.046143 | 0 | 0 | 2.1049 | 0 | 0 | 0.2632 | 1.0989 | 0 | 0 | 0 | 0 | 0 | 0 | 0.046143 | 0 | 0 | 0 | 2.1049 | 0 | 0 | 0.046143 | 0 | 0 | 0 | 0 | 0 | 0 | 0.046143 | 0 | 0 | 0 | 0 | 2.1049
|  | LNC30 | Hall WTW surface water enhancement | Discount Factor | [9 empty] | 0.96618 | 0.93351 | 0.90194 | 0.87144 | 0.84197 | 0.8135 | 0.78599 | 0.75941 | 0.73373 | 0.70892 | 0.68495 | 0.66178 | 0.6394 | 0.61778 | 0.59689 | 0.57671 | 0.5572 | 0.53836 | 0.52016 | 0.50257 | 0.48557 | 0.46915 | 0.45329 | 0.43796 | 0.42315 | 0.40884 | 0.39501 | 0.38165 | 0.36875 | 0.35628 | 0.39999 | 0.38834 | 0.37703 | 0.36604 | 0.35538 | 0.34503 | 0.33498 | 0.32523 | 0.31575 | 0.30656 | 0.29763 | 0.28896 | 0.28054 | 0.27237 | 0.26444 | 0.25674 | 0.24926 | 0.242 | 0.23495 | 0.22811 | 0.22146 | 0.21501 | 0.20875 | 0.20267 | 0.19677 | 0.19104 | 0.18547 | 0.18007 | 0.17483 | 0.16973 | 0.16479 | 0.15999 | 0.15533 | 0.15081 | 0.14641 | 0.14215 | 0.13801 | 0.13399 | 0.13009 | 0.1263 | 0.12262 | 0.11905 | 0.11558 | 0.11221 | 0.10895 | 0.1531 | 0.14937 | 0.14573 | 0.14217 | 0.1387
|  | LNC30 | Hall WTW surface water enhancement | Discount Rate | [9 empty] | 0.035 | 0.035 | 0.035 | 0.035 | 0.035 | 0.035 | 0.035 | 0.035 | 0.035 | 0.035 | 0.035 | 0.035 | 0.035 | 0.035 | 0.035 | 0.035 | 0.035 | 0.035 | 0.035 | 0.035 | 0.035 | 0.035 | 0.035 | 0.035 | 0.035 | 0.035 | 0.035 | 0.035 | 0.035 | 0.035 | 0.03 | 0.03 | 0.03 | 0.03 | 0.03 | 0.03 | 0.03 | 0.03 | 0.03 | 0.03 | 0.03 | 0.03 | 0.03 | 0.03 | 0.03 | 0.03 | 0.03 | 0.03 | 0.03 | 0.03 | 0.03 | 0.03 | 0.03 | 0.03 | 0.03 | 0.03 | 0.03 | 0.03 | 0.03 | 0.03 | 0.03 | 0.03 | 0.03 | 0.03 | 0.03 | 0.03 | 0.03 | 0.03 | 0.03 | 0.03 | 0.03 | 0.03 | 0.03 | 0.03 | 0.03 | 0.025 | 0.025 | 0.025 | 0.025 | 0.025
|  | LNC30 | Hall WTW surface water enhancement | Financing Cost | [9 empty] | 0.02806 | 0.093532 | 0.2806 | 0.63666 | 0.8734 | 0.8218 | 0.7702 | 0.71859 | 0.66699 | 0.61539 | 0.56438 | 0.52232 | 0.47115 | 0.41997 | 0.36879 | 0.31761 | 0.26644 | 0.21526 | 0.18856 | 0.55821 | 0.52558 | 0.49295 | 0.46032 | 0.42769 | 0.39506 | 0.37118 | 0.33855 | 0.30592 | 0.27329 | 0.24066 | 0.20803 | 0.1754 | 0.15152 | 0.1189 | 0.48531 | 0.45246 | 0.41961 | 0.38676 | 0.35391 | 0.32981 | 0.29695 | 0.2641 | 0.23125 | 0.1984 | 0.16555 | 0.13269 | 0.10859 | 0.07574 | 0.042888 | 0.4092 | 0.37634 | 0.34349 | 0.36005 | 0.53435 | 0.50075 | 0.4679 | 0.43505 | 0.4022 | 0.36934 | 0.33649 | 0.31239 | 0.27954 | 0.24669 | 0.21383 | 0.58014 | 0.54729 | 0.51444 | 0.49034 | 0.45749 | 0.42463 | 0.39178 | 0.35893 | 0.32608 | 0.29323 | 0.26912 | 0.23627 | 0.20342 | 0.17057 | 0.13772 | 0.50402
|  | LNC30 | Hall WTW surface water enhancement | Net Present Cost (NPC) | [9 empty] | 0.027111 | 0.087313 | 0.25308 | 0.55482 | 0.73538 | 0.89032 | 1.0339 | 0.95978 | 0.88947 | 0.82281 | 0.76004 | 0.70651 | 0.64989 | 0.5963 | 0.54559 | 0.49762 | 0.45228 | 0.40943 | 0.3817 | 0.55456 | 0.51997 | 0.48708 | 0.45581 | 0.42611 | 0.39789 | 0.37467 | 0.34912 | 0.32486 | 0.30184 | 0.28001 | 0.30131 | 0.27986 | 0.2627 | 0.24311 | 0.36625 | 0.34425 | 0.32321 | 0.30312 | 0.28391 | 0.26826 | 0.25067 | 0.23387 | 0.21784 | 0.20255 | 0.18796 | 0.17405 | 0.16298 | 0.15028 | 0.13818 | 0.21772 | 0.2041 | 0.19109 | 0.18898 | 0.2188 | 0.20582 | 0.19355 | 0.18182 | 0.17061 | 0.1599 | 0.14966 | 0.14133 | 0.13196 | 0.12301 | 0.11448 | 0.16477 | 0.1553 | 0.14625 | 0.13876 | 0.13044 | 0.12249 | 0.1149 | 0.10764 | 0.10071 | 0.094089 | 0.088723 | 0.11966 | 0.11183 | 0.10431 | 0.0971 | 0.14554
|  | LNC30 | Hall WTW surface water enhancement | Opex | [9 empty] | 0 | 0 | 0 | 0 | 0 | 0.27263 | 0.54526 | 0.54526 | 0.54526 | 0.54526 | 0.54526 | 0.54526 | 0.54526 | 0.54526 | 0.54526 | 0.54526 | 0.54526 | 0.54526 | 0.54526 | 0.54526 | 0.54526 | 0.54526 | 0.54526 | 0.54526 | 0.54526 | 0.54526 | 0.54526 | 0.54526 | 0.54526 | 0.54526 | 0.54526 | 0.54526 | 0.54526 | 0.54526 | 0.54526 | 0.54526 | 0.54526 | 0.54526 | 0.54526 | 0.54526 | 0.54526 | 0.54526 | 0.54526 | 0.54526 | 0.54526 | 0.54526 | 0.54526 | 0.54526 | 0.54526 | 0.54526 | 0.54526 | 0.54526 | 0.54526 | 0.54526 | 0.54526 | 0.54526 | 0.54526 | 0.54526 | 0.54526 | 0.54526 | 0.54526 | 0.54526 | 0.54526 | 0.54526 | 0.54526 | 0.54526 | 0.54526 | 0.54526 | 0.54526 | 0.54526 | 0.54526 | 0.54526 | 0.54526 | 0.54526 | 0.54526 | 0.54526 | 0.54526 | 0.54526 | 0.54526 | 0.54526
|  | LNC30 | Hall WTW surface water enhancement | Total NPC |  |  | Total | 2019-20: 24.955
|  | LNC4 | South Humber bank desalination (seawater) collocated with SHB Power Station (50 Ml/d) | Capex |  |  |  | 0 | 0 | 0 | 0 | 0 | 0 | 33.43 | 91.9226 | 147.695 | 84.2049 | 0 | 0 | 0 | 0 | 0 | 0.58763 | 2.8492 | 0 | 0 | 0 | 0 | 0 | 0.58763 | 14.3972 | 54.3225 | 0 | 0 | 0 | 0 | 0.58763 | 2.8492 | 0 | 0 | 0 | 0 | 0 | 0.58763 | 2.8492 | 11.6452 | 54.3225 | 0 | 0 | 0 | 0.58763 | 2.8492 | 0 | 0 | 0 | 0 | 0 | 0.58763 | 2.8492 | 0 | 11.6452 | 54.3225 | 0 | 0 | 0.58763 | 42.8737 | 160.0978 | 0 | 0 | 0 | 0 | 0.58763 | 2.8492 | 0 | 0 | 11.6452 | 54.3225 | 0 | 0.58763 | 2.8492 | 0 | 0 | 0 | 0 | 0 | 0.58763 | 2.8492 | 0 | 0 | 0 | 11.6452 | 54.3225 | 0.58763
|  | LNC4 | South Humber bank desalination (seawater) collocated with SHB Power Station (50 Ml/d) | Capex | Optimism Bias |  |  | 0 | 0 | 0 | 0 | 0 | 0 | 20.1295 | 55.3501 | 88.9328 | 50.703 | 0 | 0 | 0 | 0 | 0 | 0.35384 | 1.7156 | 0 | 0 | 0 | 0 | 0 | 0.35384 | 8.6691 | 32.7096 | 0 | 0 | 0 | 0 | 0.35384 | 1.7156 | 0 | 0 | 0 | 0 | 0 | 0.35384 | 1.7156 | 7.012 | 32.7096 | 0 | 0 | 0 | 0.35384 | 1.7156 | 0 | 0 | 0 | 0 | 0 | 0.35384 | 1.7156 | 0 | 7.012 | 32.7096 | 0 | 0 | 0.35384 | 25.8159 | 96.4011 | 0 | 0 | 0 | 0 | 0.35384 | 1.7156 | 0 | 0 | 7.012 | 32.7096 | 0 | 0.35384 | 1.7156 | 0 | 0 | 0 | 0 | 0 | 0.35384 | 1.7156 | 0 | 0 | 0 | 7.012 | 32.7096 | 0.35384
|  | LNC4 | South Humber bank desalination (seawater) collocated with SHB Power Station (50 Ml/d) | Discount Factor | [9 empty] | 0.96618 | 0.93351 | 0.90194 | 0.87144 | 0.84197 | 0.8135 | 0.78599 | 0.75941 | 0.73373 | 0.70892 | 0.68495 | 0.66178 | 0.6394 | 0.61778 | 0.59689 | 0.57671 | 0.5572 | 0.53836 | 0.52016 | 0.50257 | 0.48557 | 0.46915 | 0.45329 | 0.43796 | 0.42315 | 0.40884 | 0.39501 | 0.38165 | 0.36875 | 0.35628 | 0.39999 | 0.38834 | 0.37703 | 0.36604 | 0.35538 | 0.34503 | 0.33498 | 0.32523 | 0.31575 | 0.30656 | 0.29763 | 0.28896 | 0.28054 | 0.27237 | 0.26444 | 0.25674 | 0.24926 | 0.242 | 0.23495 | 0.22811 | 0.22146 | 0.21501 | 0.20875 | 0.20267 | 0.19677 | 0.19104 | 0.18547 | 0.18007 | 0.17483 | 0.16973 | 0.16479 | 0.15999 | 0.15533 | 0.15081 | 0.14641 | 0.14215 | 0.13801 | 0.13399 | 0.13009 | 0.1263 | 0.12262 | 0.11905 | 0.11558 | 0.11221 | 0.10895 | 0.1531 | 0.14937 | 0.14573 | 0.14217 | 0.1387
|  | LNC4 | South Humber bank desalination (seawater) collocated with SHB Power Station (50 Ml/d) | Discount Rate | [9 empty] | 0.035 | 0.035 | 0.035 | 0.035 | 0.035 | 0.035 | 0.035 | 0.035 | 0.035 | 0.035 | 0.035 | 0.035 | 0.035 | 0.035 | 0.035 | 0.035 | 0.035 | 0.035 | 0.035 | 0.035 | 0.035 | 0.035 | 0.035 | 0.035 | 0.035 | 0.035 | 0.035 | 0.035 | 0.035 | 0.035 | 0.03 | 0.03 | 0.03 | 0.03 | 0.03 | 0.03 | 0.03 | 0.03 | 0.03 | 0.03 | 0.03 | 0.03 | 0.03 | 0.03 | 0.03 | 0.03 | 0.03 | 0.03 | 0.03 | 0.03 | 0.03 | 0.03 | 0.03 | 0.03 | 0.03 | 0.03 | 0.03 | 0.03 | 0.03 | 0.03 | 0.03 | 0.03 | 0.03 | 0.03 | 0.03 | 0.03 | 0.03 | 0.03 | 0.03 | 0.03 | 0.03 | 0.03 | 0.03 | 0.03 | 0.03 | 0.025 | 0.025 | 0.025 | 0.025 | 0.025
|  | LNC4 | South Humber bank desalination (seawater) collocated with SHB Power Station (50 Ml/d) | Financing Cost | [9 empty] | 1.7128 | 6.4226 | 13.9898 | 17.9397 | 17.2108 | 16.4819 | 15.753 | 15.0241 | 14.2952 | 13.5943 | 13.0131 | 12.2917 | 11.5703 | 10.849 | 10.1276 | 9.4062 | 8.7149 | 8.7121 | 10.888 | 10.4304 | 9.9727 | 9.5151 | 9.0575 | 8.63 | 8.3181 | 7.8599 | 7.4017 | 6.9435 | 6.4853 | 6.0271 | 5.599 | 5.2868 | 5.4256 | 7.7524 | 7.2941 | 6.8358 | 6.3776 | 5.9494 | 5.6372 | 5.1789 | 4.7207 | 4.2624 | 3.8041 | 3.3458 | 2.9177 | 2.6055 | 2.1472 | 2.286 | 4.6127 | 4.1544 | 3.6962 | 3.268 | 4.9873 | 12.7165 | 12.2582 | 11.7999 | 11.3416 | 10.8834 | 10.4552 | 10.143 | 9.6847 | 9.2265 | 9.3652 | 11.692 | 11.2337 | 10.8056 | 10.4934 | 10.0351 | 9.5768 | 9.1185 | 8.6603 | 8.202 | 7.7738 | 7.4616 | 7.0034 | 6.5451 | 6.0868 | 6.2256 | 8.5523 | 8.1242
|  | LNC4 | South Humber bank desalination (seawater) collocated with SHB Power Station (50 Ml/d) | Net Present Cost (NPC) | [9 empty] | 1.6549 | 5.9955 | 12.618 | 17.4151 | 26.3887 | 33.0723 | 31.381 | 29.7663 | 28.2249 | 26.7735 | 25.47 | 24.1313 | 22.854 | 21.6355 | 20.4733 | 19.365 | 18.3249 | 17.7037 | 18.2369 | 17.3902 | 16.5799 | 15.8045 | 15.0626 | 14.366 | 13.7483 | 13.096 | 12.4721 | 11.8755 | 11.305 | 10.7594 | 11.9082 | 11.4401 | 11.1592 | 11.6859 | 11.1827 | 10.6988 | 10.2337 | 9.7964 | 9.4125 | 8.9978 | 8.5994 | 8.2165 | 7.8486 | 7.4952 | 7.1637 | 6.8749 | 6.5604 | 6.4029 | 6.7631 | 6.4616 | 6.1719 | 5.9 | 6.0871 | 7.4763 | 7.1683 | 6.872 | 6.5869 | 6.3125 | 6.0538 | 5.8245 | 5.5793 | 5.3435 | 5.2094 | 5.4085 | 5.1839 | 4.9721 | 4.7842 | 4.5834 | 4.3903 | 4.2046 | 4.0259 | 3.8541 | 3.6923 | 3.5498 | 3.3964 | 4.703 | 4.5198 | 4.4298 | 4.6525 | 4.4797
|  | LNC4 | South Humber bank desalination (seawater) collocated with SHB Power Station (50 Ml/d) | Opex | [9 empty] | 0 | 0 | 0 | 2.0445 | 14.1307 | 24.1724 | 24.1724 | 24.1724 | 24.1724 | 24.1724 | 24.1724 | 24.1724 | 24.1724 | 24.1724 | 24.1724 | 24.1724 | 24.1724 | 24.1724 | 24.1724 | 24.1724 | 24.1724 | 24.1724 | 24.1724 | 24.1724 | 24.1724 | 24.1724 | 24.1724 | 24.1724 | 24.1724 | 24.1724 | 24.1724 | 24.1724 | 24.1724 | 24.1724 | 24.1724 | 24.1724 | 24.1724 | 24.1724 | 24.1724 | 24.1724 | 24.1724 | 24.1724 | 24.1724 | 24.1724 | 24.1724 | 24.1724 | 24.1724 | 24.1724 | 24.1724 | 24.1724 | 24.1724 | 24.1724 | 24.1724 | 24.1724 | 24.1724 | 24.1724 | 24.1724 | 24.1724 | 24.1724 | 24.1724 | 24.1724 | 24.1724 | 24.1724 | 24.1724 | 24.1724 | 24.1724 | 24.1724 | 24.1724 | 24.1724 | 24.1724 | 24.1724 | 24.1724 | 24.1724 | 24.1724 | 24.1724 | 24.1724 | 24.1724 | 24.1724 | 24.1724 | 24.1724
|  | LNC4 | South Humber bank desalination (seawater) collocated with SHB Power Station (50 Ml/d) | Total NPC |  |  | Total | 2019-20: 888.2616
|  | LNC5 | South Humber bank desalination (seawater) 27 Ml/d | Capex |  |  |  | 0 | 0 | 0 | 0 | 0 | 0 | 26.3701 | 72.3795 | 115.4179 | 64.9986 | 0 | 0 | 0 | 0 | 0 | 0.3625 | 1.7543 | 0 | 0 | 0 | 0 | 0 | 0.3625 | 9.2931 | 35.7323 | 0 | 0 | 0 | 0 | 0.3625 | 1.7543 | 0 | 0 | 0 | 0 | 0 | 0.3625 | 1.7543 | 7.6027 | 35.7323 | 0 | 0 | 0 | 0.3625 | 1.7543 | 0 | 0 | 0 | 0 | 0 | 0.3625 | 1.7543 | 0 | 7.6027 | 35.7323 | 0 | 0 | 0.3625 | 32.0891 | 121.3389 | 0 | 0 | 0 | 0 | 0.3625 | 1.7543 | 0 | 0 | 7.6027 | 35.7323 | 0 | 0.3625 | 1.7543 | 0 | 0 | 0 | 0 | 0 | 0.3625 | 1.7543 | 0 | 0 | 0 | 7.6027 | 35.7323 | 0.3625
|  | LNC5 | South Humber bank desalination (seawater) 27 Ml/d | Capex | Optimism Bias |  |  | 0 | 0 | 0 | 0 | 0 | 0 | 12.8028 | 35.1404 | 56.0357 | 31.557 | 0 | 0 | 0 | 0 | 0 | 0.17599 | 0.85174 | 0 | 0 | 0 | 0 | 0 | 0.17599 | 4.5118 | 17.3481 | 0 | 0 | 0 | 0 | 0.17599 | 0.85174 | 0 | 0 | 0 | 0 | 0 | 0.17599 | 0.85174 | 3.6911 | 17.3481 | 0 | 0 | 0 | 0.17599 | 0.85174 | 0 | 0 | 0 | 0 | 0 | 0.17599 | 0.85174 | 0 | 3.6911 | 17.3481 | 0 | 0 | 0.17599 | 15.5793 | 58.9103 | 0 | 0 | 0 | 0 | 0.17599 | 0.85174 | 0 | 0 | 3.6911 | 17.3481 | 0 | 0.17599 | 0.85174 | 0 | 0 | 0 | 0 | 0 | 0.17599 | 0.85174 | 0 | 0 | 0 | 3.6911 | 17.3481 | 0.17599
|  | LNC5 | South Humber bank desalination (seawater) 27 Ml/d | Discount Factor | [9 empty] | 0.96618 | 0.93351 | 0.90194 | 0.87144 | 0.84197 | 0.8135 | 0.78599 | 0.75941 | 0.73373 | 0.70892 | 0.68495 | 0.66178 | 0.6394 | 0.61778 | 0.59689 | 0.57671 | 0.5572 | 0.53836 | 0.52016 | 0.50257 | 0.48557 | 0.46915 | 0.45329 | 0.43796 | 0.42315 | 0.40884 | 0.39501 | 0.38165 | 0.36875 | 0.35628 | 0.39999 | 0.38834 | 0.37703 | 0.36604 | 0.35538 | 0.34503 | 0.33498 | 0.32523 | 0.31575 | 0.30656 | 0.29763 | 0.28896 | 0.28054 | 0.27237 | 0.26444 | 0.25674 | 0.24926 | 0.242 | 0.23495 | 0.22811 | 0.22146 | 0.21501 | 0.20875 | 0.20267 | 0.19677 | 0.19104 | 0.18547 | 0.18007 | 0.17483 | 0.16973 | 0.16479 | 0.15999 | 0.15533 | 0.15081 | 0.14641 | 0.14215 | 0.13801 | 0.13399 | 0.13009 | 0.1263 | 0.12262 | 0.11905 | 0.11558 | 0.11221 | 0.10895 | 0.1531 | 0.14937 | 0.14573 | 0.14217 | 0.1387
|  | LNC5 | South Humber bank desalination (seawater) 27 Ml/d | Discount Rate | [9 empty] | 0.035 | 0.035 | 0.035 | 0.035 | 0.035 | 0.035 | 0.035 | 0.035 | 0.035 | 0.035 | 0.035 | 0.035 | 0.035 | 0.035 | 0.035 | 0.035 | 0.035 | 0.035 | 0.035 | 0.035 | 0.035 | 0.035 | 0.035 | 0.035 | 0.035 | 0.035 | 0.035 | 0.035 | 0.035 | 0.035 | 0.03 | 0.03 | 0.03 | 0.03 | 0.03 | 0.03 | 0.03 | 0.03 | 0.03 | 0.03 | 0.03 | 0.03 | 0.03 | 0.03 | 0.03 | 0.03 | 0.03 | 0.03 | 0.03 | 0.03 | 0.03 | 0.03 | 0.03 | 0.03 | 0.03 | 0.03 | 0.03 | 0.03 | 0.03 | 0.03 | 0.03 | 0.03 | 0.03 | 0.03 | 0.03 | 0.03 | 0.03 | 0.03 | 0.03 | 0.03 | 0.03 | 0.03 | 0.03 | 0.03 | 0.03 | 0.025 | 0.025 | 0.025 | 0.025 | 0.025
|  | LNC5 | South Humber bank desalination (seawater) 27 Ml/d | Financing Cost | [9 empty] | 1.2525 | 4.6903 | 10.1722 | 13.0318 | 12.5765 | 12.1213 | 11.666 | 11.2107 | 10.7555 | 10.3162 | 9.9453 | 9.4942 | 9.0432 | 8.5922 | 8.1411 | 7.6901 | 7.2563 | 7.2352 | 8.5445 | 8.2407 | 7.9369 | 7.633 | 7.3292 | 7.0427 | 6.8221 | 6.5179 | 6.2138 | 5.9097 | 5.6055 | 5.3014 | 5.0144 | 4.7937 | 4.8509 | 6.2453 | 5.9411 | 5.6369 | 5.3327 | 5.0458 | 4.825 | 4.5208 | 4.2166 | 3.9124 | 3.6082 | 3.304 | 3.0171 | 2.7963 | 2.4921 | 2.5493 | 3.9437 | 3.6395 | 3.3353 | 3.0484 | 4.2551 | 9.7045 | 9.4003 | 9.0961 | 8.7919 | 8.4877 | 8.2008 | 7.98 | 7.6758 | 7.3716 | 7.4288 | 8.8232 | 8.519 | 8.2321 | 8.0113 | 7.7071 | 7.4029 | 7.0987 | 6.7945 | 6.4903 | 6.2034 | 5.9826 | 5.6784 | 5.3742 | 5.07 | 5.1272 | 6.5216 | 6.2346
|  | LNC5 | South Humber bank desalination (seawater) 27 Ml/d | Net Present Cost (NPC) | [9 empty] | 1.2101 | 4.3784 | 9.1748 | 12.3602 | 17.3062 | 20.9667 | 19.8998 | 18.8812 | 17.9086 | 16.9916 | 16.1629 | 15.3179 | 14.5115 | 13.7421 | 13.0082 | 12.3082 | 11.6503 | 11.2449 | 11.5457 | 11.0026 | 10.483 | 9.986 | 9.5106 | 9.0634 | 8.6636 | 8.2463 | 7.8473 | 7.4658 | 7.1012 | 6.7527 | 7.4664 | 7.1632 | 6.9761 | 7.2834 | 6.9631 | 6.6554 | 6.3596 | 6.0811 | 5.8342 | 5.571 | 5.3182 | 5.0754 | 4.8423 | 4.6184 | 4.408 | 4.2229 | 4.0241 | 3.9207 | 4.1341 | 3.9443 | 3.7621 | 3.5908 | 3.7381 | 4.7337 | 4.536 | 4.3457 | 4.1627 | 3.9867 | 3.8204 | 3.6717 | 3.5146 | 3.3636 | 3.2745 | 3.3894 | 3.2462 | 3.1108 | 2.9897 | 2.8619 | 2.739 | 2.6208 | 2.5071 | 2.3979 | 2.2949 | 2.2033 | 2.106 | 2.913 | 2.7965 | 2.7366 | 2.8681 | 2.7584
|  | LNC5 | South Humber bank desalination (seawater) 27 Ml/d | Opex | [9 empty] | 0 | 0 | 0 | 1.1518 | 7.9779 | 13.6521 | 13.6521 | 13.6521 | 13.6521 | 13.6521 | 13.6521 | 13.6521 | 13.6521 | 13.6521 | 13.6521 | 13.6521 | 13.6521 | 13.6521 | 13.6521 | 13.6521 | 13.6521 | 13.6521 | 13.6521 | 13.6521 | 13.6521 | 13.6521 | 13.6521 | 13.6521 | 13.6521 | 13.6521 | 13.6521 | 13.6521 | 13.6521 | 13.6521 | 13.6521 | 13.6521 | 13.6521 | 13.6521 | 13.6521 | 13.6521 | 13.6521 | 13.6521 | 13.6521 | 13.6521 | 13.6521 | 13.6521 | 13.6521 | 13.6521 | 13.6521 | 13.6521 | 13.6521 | 13.6521 | 13.6521 | 13.6521 | 13.6521 | 13.6521 | 13.6521 | 13.6521 | 13.6521 | 13.6521 | 13.6521 | 13.6521 | 13.6521 | 13.6521 | 13.6521 | 13.6521 | 13.6521 | 13.6521 | 13.6521 | 13.6521 | 13.6521 | 13.6521 | 13.6521 | 13.6521 | 13.6521 | 13.6521 | 13.6521 | 13.6521 | 13.6521 | 13.6521
|  | LNC5 | South Humber bank desalination (seawater) 27 Ml/d | Total NPC |  |  | Total | 2019-20: 562.5944
|  | LNC6 | South Humber bank desalination (seawater) 50 Ml/d | Capex |  |  |  | 0 | 0 | 0 | 0 | 0 | 0 | 40.6967 | 111.7523 | 178.5371 | 100.8541 | 0 | 0 | 0 | 0 | 0 | 0.59792 | 2.8977 | 0 | 0 | 0 | 0 | 0 | 0.59792 | 15.2741 | 58.2015 | 0 | 0 | 0 | 0 | 0.59792 | 2.8977 | 0 | 0 | 0 | 0 | 0 | 0.59792 | 2.8977 | 12.4767 | 58.2015 | 0 | 0 | 0 | 0.59792 | 2.8977 | 0 | 0 | 0 | 0 | 0 | 0.59792 | 2.8977 | 0 | 12.4767 | 58.2015 | 0 | 0 | 0.59792 | 50.8356 | 191.7514 | 0 | 0 | 0 | 0 | 0.59792 | 2.8977 | 0 | 0 | 12.4767 | 58.2015 | 0 | 0.59792 | 2.8977 | 0 | 0 | 0 | 0 | 0 | 0.59792 | 2.8977 | 0 | 0 | 0 | 12.4767 | 58.2015 | 0.59792
|  | LNC6 | South Humber bank desalination (seawater) 50 Ml/d | Capex | Optimism Bias |  |  | 0 | 0 | 0 | 0 | 0 | 0 | 20.1595 | 55.3574 | 88.4398 | 49.9589 | 0 | 0 | 0 | 0 | 0 | 0.29619 | 1.4354 | 0 | 0 | 0 | 0 | 0 | 0.29619 | 7.5662 | 28.8306 | 0 | 0 | 0 | 0 | 0.29619 | 1.4354 | 0 | 0 | 0 | 0 | 0 | 0.29619 | 1.4354 | 6.1804 | 28.8306 | 0 | 0 | 0 | 0.29619 | 1.4354 | 0 | 0 | 0 | 0 | 0 | 0.29619 | 1.4354 | 0 | 6.1804 | 28.8306 | 0 | 0 | 0.29619 | 25.1818 | 94.9856 | 0 | 0 | 0 | 0 | 0.29619 | 1.4354 | 0 | 0 | 6.1804 | 28.8306 | 0 | 0.29619 | 1.4354 | 0 | 0 | 0 | 0 | 0 | 0.29619 | 1.4354 | 0 | 0 | 0 | 6.1804 | 28.8306 | 0.29619
|  | LNC6 | South Humber bank desalination (seawater) 50 Ml/d | Discount Factor | [9 empty] | 0.96618 | 0.93351 | 0.90194 | 0.87144 | 0.84197 | 0.8135 | 0.78599 | 0.75941 | 0.73373 | 0.70892 | 0.68495 | 0.66178 | 0.6394 | 0.61778 | 0.59689 | 0.57671 | 0.5572 | 0.53836 | 0.52016 | 0.50257 | 0.48557 | 0.46915 | 0.45329 | 0.43796 | 0.42315 | 0.40884 | 0.39501 | 0.38165 | 0.36875 | 0.35628 | 0.39999 | 0.38834 | 0.37703 | 0.36604 | 0.35538 | 0.34503 | 0.33498 | 0.32523 | 0.31575 | 0.30656 | 0.29763 | 0.28896 | 0.28054 | 0.27237 | 0.26444 | 0.25674 | 0.24926 | 0.242 | 0.23495 | 0.22811 | 0.22146 | 0.21501 | 0.20875 | 0.20267 | 0.19677 | 0.19104 | 0.18547 | 0.18007 | 0.17483 | 0.16973 | 0.16479 | 0.15999 | 0.15533 | 0.15081 | 0.14641 | 0.14215 | 0.13801 | 0.13399 | 0.13009 | 0.1263 | 0.12262 | 0.11905 | 0.11558 | 0.11221 | 0.10895 | 0.1531 | 0.14937 | 0.14573 | 0.14217 | 0.1387
|  | LNC6 | South Humber bank desalination (seawater) 50 Ml/d | Discount Rate | [9 empty] | 0.035 | 0.035 | 0.035 | 0.035 | 0.035 | 0.035 | 0.035 | 0.035 | 0.035 | 0.035 | 0.035 | 0.035 | 0.035 | 0.035 | 0.035 | 0.035 | 0.035 | 0.035 | 0.035 | 0.035 | 0.035 | 0.035 | 0.035 | 0.035 | 0.035 | 0.035 | 0.035 | 0.035 | 0.035 | 0.035 | 0.03 | 0.03 | 0.03 | 0.03 | 0.03 | 0.03 | 0.03 | 0.03 | 0.03 | 0.03 | 0.03 | 0.03 | 0.03 | 0.03 | 0.03 | 0.03 | 0.03 | 0.03 | 0.03 | 0.03 | 0.03 | 0.03 | 0.03 | 0.03 | 0.03 | 0.03 | 0.03 | 0.03 | 0.03 | 0.03 | 0.03 | 0.03 | 0.03 | 0.03 | 0.03 | 0.03 | 0.03 | 0.03 | 0.03 | 0.03 | 0.03 | 0.03 | 0.03 | 0.03 | 0.03 | 0.025 | 0.025 | 0.025 | 0.025 | 0.025
|  | LNC6 | South Humber bank desalination (seawater) 50 Ml/d | Financing Cost | [9 empty] | 1.9464 | 7.2911 | 15.8298 | 20.2857 | 19.5507 | 18.8157 | 18.0807 | 17.3458 | 16.6108 | 15.9024 | 15.3076 | 14.5797 | 13.8518 | 13.1239 | 12.396 | 11.6681 | 10.9688 | 10.9522 | 13.1097 | 12.6215 | 12.1334 | 11.6453 | 11.1571 | 10.6976 | 10.3479 | 9.8592 | 9.3705 | 8.8818 | 8.3932 | 7.9045 | 7.4444 | 7.0944 | 7.2027 | 9.499 | 9.0102 | 8.5215 | 8.0328 | 7.5726 | 7.2225 | 6.7338 | 6.2451 | 5.7563 | 5.2676 | 4.7788 | 4.3187 | 3.9686 | 3.4799 | 3.5882 | 5.8844 | 5.3957 | 4.9069 | 4.4468 | 6.3677 | 15.0316 | 14.5428 | 14.0541 | 13.5654 | 13.0766 | 12.6165 | 12.2664 | 11.7777 | 11.2889 | 11.3972 | 13.6935 | 13.2047 | 12.7446 | 12.3945 | 11.9058 | 11.417 | 10.9283 | 10.4395 | 9.9508 | 9.4907 | 9.1406 | 8.6518 | 8.1631 | 7.6744 | 7.7826 | 10.0789 | 9.6188
|  | LNC6 | South Humber bank desalination (seawater) 50 Ml/d | Net Present Cost (NPC) | [9 empty] | 1.8806 | 6.8063 | 14.2775 | 19.461 | 28.3673 | 34.9843 | 33.2235 | 31.5419 | 29.936 | 28.4214 | 27.0529 | 25.6564 | 24.3234 | 23.0511 | 21.8372 | 20.6789 | 19.59 | 18.9186 | 19.401 | 18.4997 | 17.637 | 16.8116 | 16.0218 | 15.2788 | 14.6141 | 13.9201 | 13.2564 | 12.6216 | 12.0146 | 11.4342 | 12.6529 | 12.1484 | 11.8354 | 12.3313 | 11.7984 | 11.2861 | 10.7937 | 10.3297 | 9.9183 | 9.4796 | 9.058 | 8.6529 | 8.2638 | 7.89 | 7.5385 | 7.2291 | 6.8967 | 6.722 | 7.0657 | 6.7484 | 6.4437 | 6.157 | 6.3787 | 7.9488 | 7.6211 | 7.3058 | 7.0023 | 6.7104 | 6.4345 | 6.1877 | 5.9269 | 5.6761 | 5.5276 | 5.7129 | 5.4749 | 5.25 | 5.0488 | 4.8363 | 4.6318 | 4.4352 | 4.2461 | 4.0642 | 3.8927 | 3.74 | 3.5778 | 4.9532 | 4.7594 | 4.6591 | 4.8719 | 4.6893
|  | LNC6 | South Humber bank desalination (seawater) 50 Ml/d | Opex | [9 empty] | 0 | 0 | 0 | 2.0463 | 14.1407 | 24.1889 | 24.1889 | 24.1889 | 24.1889 | 24.1889 | 24.1889 | 24.1889 | 24.1889 | 24.1889 | 24.1889 | 24.1889 | 24.1889 | 24.1889 | 24.1889 | 24.1889 | 24.1889 | 24.1889 | 24.1889 | 24.1889 | 24.1889 | 24.1889 | 24.1889 | 24.1889 | 24.1889 | 24.1889 | 24.1889 | 24.1889 | 24.1889 | 24.1889 | 24.1889 | 24.1889 | 24.1889 | 24.1889 | 24.1889 | 24.1889 | 24.1889 | 24.1889 | 24.1889 | 24.1889 | 24.1889 | 24.1889 | 24.1889 | 24.1889 | 24.1889 | 24.1889 | 24.1889 | 24.1889 | 24.1889 | 24.1889 | 24.1889 | 24.1889 | 24.1889 | 24.1889 | 24.1889 | 24.1889 | 24.1889 | 24.1889 | 24.1889 | 24.1889 | 24.1889 | 24.1889 | 24.1889 | 24.1889 | 24.1889 | 24.1889 | 24.1889 | 24.1889 | 24.1889 | 24.1889 | 24.1889 | 24.1889 | 24.1889 | 24.1889 | 24.1889 | 24.1889
|  | LNC6 | South Humber bank desalination (seawater) 50 Ml/d | Total NPC |  |  | Total | 2019-20: 944.3224
|  | LNC7 | Desalination (brackish) on Trent between Gainsborough and the Humber (10 Ml/d) | Capex |  |  |  | 0 | 0 | 0 | 0 | 0 | 0 | 10.5877 | 29.0588 | 46.3264 | 26.0786 | 0 | 0 | 0 | 0 | 0 | 0.26669 | 1.2877 | 0 | 0 | 0 | 0 | 0 | 0.26669 | 3.762 | 11.4452 | 0 | 0 | 0 | 0 | 0.26669 | 1.2877 | 0 | 0 | 0 | 0 | 0 | 0.26669 | 1.2877 | 2.5108 | 11.4452 | 0 | 0 | 0 | 0.26669 | 1.2877 | 0 | 0 | 0 | 0 | 0 | 0.26669 | 1.2877 | 0 | 2.5108 | 11.4452 | 0 | 0 | 0.26669 | 9.6902 | 33.6102 | 0 | 0 | 0 | 0 | 0.26669 | 1.2877 | 0 | 0 | 2.5108 | 11.4452 | 0 | 0.26669 | 1.2877 | 0 | 0 | 0 | 0 | 0 | 0.26669 | 1.2877 | 0 | 0 | 0 | 2.5108 | 11.4452 | 0.26669
|  | LNC7 | Desalination (brackish) on Trent between Gainsborough and the Humber (10 Ml/d) | Capex | Optimism Bias |  |  | 0 | 0 | 0 | 0 | 0 | 0 | 5.1267 | 14.0707 | 22.4319 | 12.6276 | 0 | 0 | 0 | 0 | 0 | 0.12913 | 0.62351 | 0 | 0 | 0 | 0 | 0 | 0.12913 | 1.8216 | 5.542 | 0 | 0 | 0 | 0 | 0.12913 | 0.62351 | 0 | 0 | 0 | 0 | 0 | 0.12913 | 0.62351 | 1.2158 | 5.542 | 0 | 0 | 0 | 0.12913 | 0.62351 | 0 | 0 | 0 | 0 | 0 | 0.12913 | 0.62351 | 0 | 1.2158 | 5.542 | 0 | 0 | 0.12913 | 4.6922 | 16.2746 | 0 | 0 | 0 | 0 | 0.12913 | 0.62351 | 0 | 0 | 1.2158 | 5.542 | 0 | 0.12913 | 0.62351 | 0 | 0 | 0 | 0 | 0 | 0.12913 | 0.62351 | 0 | 0 | 0 | 1.2158 | 5.542 | 0.12913
|  | LNC7 | Desalination (brackish) on Trent between Gainsborough and the Humber (10 Ml/d) | Discount Factor | [9 empty] | 0.96618 | 0.93351 | 0.90194 | 0.87144 | 0.84197 | 0.8135 | 0.78599 | 0.75941 | 0.73373 | 0.70892 | 0.68495 | 0.66178 | 0.6394 | 0.61778 | 0.59689 | 0.57671 | 0.5572 | 0.53836 | 0.52016 | 0.50257 | 0.48557 | 0.46915 | 0.45329 | 0.43796 | 0.42315 | 0.40884 | 0.39501 | 0.38165 | 0.36875 | 0.35628 | 0.39999 | 0.38834 | 0.37703 | 0.36604 | 0.35538 | 0.34503 | 0.33498 | 0.32523 | 0.31575 | 0.30656 | 0.29763 | 0.28896 | 0.28054 | 0.27237 | 0.26444 | 0.25674 | 0.24926 | 0.242 | 0.23495 | 0.22811 | 0.22146 | 0.21501 | 0.20875 | 0.20267 | 0.19677 | 0.19104 | 0.18547 | 0.18007 | 0.17483 | 0.16973 | 0.16479 | 0.15999 | 0.15533 | 0.15081 | 0.14641 | 0.14215 | 0.13801 | 0.13399 | 0.13009 | 0.1263 | 0.12262 | 0.11905 | 0.11558 | 0.11221 | 0.10895 | 0.1531 | 0.14937 | 0.14573 | 0.14217 | 0.1387
|  | LNC7 | Desalination (brackish) on Trent between Gainsborough and the Humber (10 Ml/d) | Discount Rate | [9 empty] | 0.035 | 0.035 | 0.035 | 0.035 | 0.035 | 0.035 | 0.035 | 0.035 | 0.035 | 0.035 | 0.035 | 0.035 | 0.035 | 0.035 | 0.035 | 0.035 | 0.035 | 0.035 | 0.035 | 0.035 | 0.035 | 0.035 | 0.035 | 0.035 | 0.035 | 0.035 | 0.035 | 0.035 | 0.035 | 0.035 | 0.03 | 0.03 | 0.03 | 0.03 | 0.03 | 0.03 | 0.03 | 0.03 | 0.03 | 0.03 | 0.03 | 0.03 | 0.03 | 0.03 | 0.03 | 0.03 | 0.03 | 0.03 | 0.03 | 0.03 | 0.03 | 0.03 | 0.03 | 0.03 | 0.03 | 0.03 | 0.03 | 0.03 | 0.03 | 0.03 | 0.03 | 0.03 | 0.03 | 0.03 | 0.03 | 0.03 | 0.03 | 0.03 | 0.03 | 0.03 | 0.03 | 0.03 | 0.03 | 0.03 | 0.03 | 0.025 | 0.025 | 0.025 | 0.025 | 0.025
|  | LNC7 | Desalination (brackish) on Trent between Gainsborough and the Humber (10 Ml/d) | Financing Cost | [9 empty] | 0.50195 | 1.8796 | 4.0758 | 5.2355 | 5.0825 | 4.9295 | 4.7765 | 4.6236 | 4.4706 | 4.3293 | 4.2382 | 4.0883 | 3.9385 | 3.7887 | 3.6388 | 3.489 | 3.3518 | 3.3768 | 3.7897 | 3.6859 | 3.5822 | 3.4784 | 3.3746 | 3.2835 | 3.2408 | 3.1368 | 3.0328 | 2.9289 | 2.8249 | 2.7209 | 2.6296 | 2.5868 | 2.6021 | 3.0417 | 2.9377 | 2.8337 | 2.7297 | 2.6384 | 2.5956 | 2.4916 | 2.3876 | 2.2836 | 2.1796 | 2.0756 | 1.9843 | 1.9414 | 1.8374 | 1.8527 | 2.2923 | 2.1883 | 2.0843 | 1.993 | 2.3452 | 3.8335 | 3.7295 | 3.6255 | 3.5215 | 3.4176 | 3.3262 | 3.2834 | 3.1794 | 3.0754 | 3.0907 | 3.5302 | 3.4263 | 3.3349 | 3.2921 | 3.1881 | 3.0841 | 2.9801 | 2.8761 | 2.7721 | 2.6808 | 2.6379 | 2.534 | 2.43 | 2.326 | 2.3412 | 2.7808 | 2.6895
|  | LNC7 | Desalination (brackish) on Trent between Gainsborough and the Humber (10 Ml/d) | Net Present Cost (NPC) | [9 empty] | 0.48497 | 1.7546 | 3.6761 | 4.8629 | 6.2807 | 7.3167 | 6.949 | 6.5979 | 6.2625 | 5.9506 | 5.6869 | 5.3954 | 5.1172 | 4.8516 | 4.5981 | 4.3562 | 4.1324 | 4.0061 | 4.0855 | 3.8951 | 3.713 | 3.5388 | 3.3721 | 3.2181 | 3.0912 | 2.9442 | 2.8036 | 2.6691 | 2.5405 | 2.4175 | 2.6776 | 2.583 | 2.5135 | 2.6012 | 2.4885 | 2.3801 | 2.276 | 2.18 | 2.103 | 2.0098 | 1.9203 | 1.8344 | 1.7517 | 1.6724 | 1.5995 | 1.542 | 1.4711 | 1.432 | 1.4935 | 1.4263 | 1.3617 | 1.3024 | 1.338 | 1.6007 | 1.5336 | 1.4691 | 1.407 | 1.3473 | 1.2921 | 1.2472 | 1.1937 | 1.1423 | 1.1114 | 1.1453 | 1.0968 | 1.0518 | 1.0153 | 0.97177 | 0.92994 | 0.88972 | 0.85106 | 0.81389 | 0.77963 | 0.75211 | 0.71888 | 0.99434 | 0.95455 | 0.93349 | 0.97322 | 0.93682
|  | LNC7 | Desalination (brackish) on Trent between Gainsborough and the Humber (10 Ml/d) | Opex | [9 empty] | 0 | 0 | 0 | 0.34473 | 2.377 | 4.0646 | 4.0646 | 4.0646 | 4.0646 | 4.0646 | 4.0646 | 4.0646 | 4.0646 | 4.0646 | 4.0646 | 4.0646 | 4.0646 | 4.0646 | 4.0646 | 4.0646 | 4.0646 | 4.0646 | 4.0646 | 4.0646 | 4.0646 | 4.0646 | 4.0646 | 4.0646 | 4.0646 | 4.0646 | 4.0646 | 4.0646 | 4.0646 | 4.0646 | 4.0646 | 4.0646 | 4.0646 | 4.0646 | 4.0646 | 4.0646 | 4.0646 | 4.0646 | 4.0646 | 4.0646 | 4.0646 | 4.0646 | 4.0646 | 4.0646 | 4.0646 | 4.0646 | 4.0646 | 4.0646 | 4.0646 | 4.0646 | 4.0646 | 4.0646 | 4.0646 | 4.0646 | 4.0646 | 4.0646 | 4.0646 | 4.0646 | 4.0646 | 4.0646 | 4.0646 | 4.0646 | 4.0646 | 4.0646 | 4.0646 | 4.0646 | 4.0646 | 4.0646 | 4.0646 | 4.0646 | 4.0646 | 4.0646 | 4.0646 | 4.0646 | 4.0646 | 4.0646
|  | LNC7 | Desalination (brackish) on Trent between Gainsborough and the Humber (10 Ml/d) | Total NPC |  |  | Total | 2019-20: 199.6798
|  | LNC8 | Desalination (brackish) on Trent between Gainsborough and the Humber (25 Ml/d) | Capex |  |  |  | 0 | 0 | 0 | 0 | 0 | 0 | 15.6291 | 42.9063 | 68.4749 | 38.6137 | 0 | 0 | 0 | 0 | 0 | 0.35628 | 1.7227 | 0 | 0 | 0 | 0 | 0 | 0.35628 | 5.5376 | 17.1392 | 0 | 0 | 0 | 0 | 0.35628 | 1.7227 | 0 | 0 | 0 | 0 | 0 | 0.35628 | 1.7227 | 3.8637 | 17.1392 | 0 | 0 | 0 | 0.35628 | 1.7227 | 0 | 0 | 0 | 0 | 0 | 0.35628 | 1.7227 | 0 | 3.8637 | 17.1392 | 0 | 0 | 0.35628 | 16.9168 | 60.7764 | 0 | 0 | 0 | 0 | 0.35628 | 1.7227 | 0 | 0 | 3.8637 | 17.1392 | 0 | 0.35628 | 1.7227 | 0 | 0 | 0 | 0 | 0 | 0.35628 | 1.7227 | 0 | 0 | 0 | 3.8637 | 17.1392 | 0.35628
|  | LNC8 | Desalination (brackish) on Trent between Gainsborough and the Humber (25 Ml/d) | Capex | Optimism Bias |  |  | 0 | 0 | 0 | 0 | 0 | 0 | 7.6545 | 21.0138 | 33.5363 | 18.9114 | 0 | 0 | 0 | 0 | 0 | 0.17449 | 0.8437 | 0 | 0 | 0 | 0 | 0 | 0.17449 | 2.7121 | 8.3941 | 0 | 0 | 0 | 0 | 0.17449 | 0.8437 | 0 | 0 | 0 | 0 | 0 | 0.17449 | 0.8437 | 1.8923 | 8.3941 | 0 | 0 | 0 | 0.17449 | 0.8437 | 0 | 0 | 0 | 0 | 0 | 0.17449 | 0.8437 | 0 | 1.8923 | 8.3941 | 0 | 0 | 0.17449 | 8.2852 | 29.7658 | 0 | 0 | 0 | 0 | 0.17449 | 0.8437 | 0 | 0 | 1.8923 | 8.3941 | 0 | 0.17449 | 0.8437 | 0 | 0 | 0 | 0 | 0 | 0.17449 | 0.8437 | 0 | 0 | 0 | 1.8923 | 8.3941 | 0.17449
|  | LNC8 | Desalination (brackish) on Trent between Gainsborough and the Humber (25 Ml/d) | Discount Factor | [9 empty] | 0.96618 | 0.93351 | 0.90194 | 0.87144 | 0.84197 | 0.8135 | 0.78599 | 0.75941 | 0.73373 | 0.70892 | 0.68495 | 0.66178 | 0.6394 | 0.61778 | 0.59689 | 0.57671 | 0.5572 | 0.53836 | 0.52016 | 0.50257 | 0.48557 | 0.46915 | 0.45329 | 0.43796 | 0.42315 | 0.40884 | 0.39501 | 0.38165 | 0.36875 | 0.35628 | 0.39999 | 0.38834 | 0.37703 | 0.36604 | 0.35538 | 0.34503 | 0.33498 | 0.32523 | 0.31575 | 0.30656 | 0.29763 | 0.28896 | 0.28054 | 0.27237 | 0.26444 | 0.25674 | 0.24926 | 0.242 | 0.23495 | 0.22811 | 0.22146 | 0.21501 | 0.20875 | 0.20267 | 0.19677 | 0.19104 | 0.18547 | 0.18007 | 0.17483 | 0.16973 | 0.16479 | 0.15999 | 0.15533 | 0.15081 | 0.14641 | 0.14215 | 0.13801 | 0.13399 | 0.13009 | 0.1263 | 0.12262 | 0.11905 | 0.11558 | 0.11221 | 0.10895 | 0.1531 | 0.14937 | 0.14573 | 0.14217 | 0.1387
|  | LNC8 | Desalination (brackish) on Trent between Gainsborough and the Humber (25 Ml/d) | Discount Rate | [9 empty] | 0.035 | 0.035 | 0.035 | 0.035 | 0.035 | 0.035 | 0.035 | 0.035 | 0.035 | 0.035 | 0.035 | 0.035 | 0.035 | 0.035 | 0.035 | 0.035 | 0.035 | 0.035 | 0.035 | 0.035 | 0.035 | 0.035 | 0.035 | 0.035 | 0.035 | 0.035 | 0.035 | 0.035 | 0.035 | 0.035 | 0.03 | 0.03 | 0.03 | 0.03 | 0.03 | 0.03 | 0.03 | 0.03 | 0.03 | 0.03 | 0.03 | 0.03 | 0.03 | 0.03 | 0.03 | 0.03 | 0.03 | 0.03 | 0.03 | 0.03 | 0.03 | 0.03 | 0.03 | 0.03 | 0.03 | 0.03 | 0.03 | 0.03 | 0.03 | 0.03 | 0.03 | 0.03 | 0.03 | 0.03 | 0.03 | 0.03 | 0.03 | 0.03 | 0.03 | 0.03 | 0.03 | 0.03 | 0.03 | 0.03 | 0.03 | 0.025 | 0.025 | 0.025 | 0.025 | 0.025
|  | LNC8 | Desalination (brackish) on Trent between Gainsborough and the Humber (25 Ml/d) | Financing Cost | [9 empty] | 0.74416 | 2.7871 | 6.0474 | 7.7683 | 7.533 | 7.2977 | 7.0625 | 6.8272 | 6.5919 | 6.3724 | 6.2202 | 5.9892 | 5.7582 | 5.5271 | 5.2961 | 5.0651 | 4.8511 | 4.8781 | 5.4918 | 5.3281 | 5.1644 | 5.0007 | 4.837 | 4.6903 | 4.6086 | 4.4446 | 4.2807 | 4.1167 | 3.9528 | 3.7888 | 3.6419 | 3.56 | 3.5803 | 4.2334 | 4.0694 | 3.9054 | 3.7414 | 3.5944 | 3.5125 | 3.3485 | 3.1846 | 3.0206 | 2.8566 | 2.6926 | 2.5456 | 2.4637 | 2.2998 | 2.32 | 2.973 | 2.8091 | 2.6451 | 2.4981 | 3.1333 | 5.8594 | 5.6954 | 5.5315 | 5.3675 | 5.2035 | 5.0565 | 4.9746 | 4.8106 | 4.6466 | 4.6669 | 5.3199 | 5.1559 | 5.0089 | 4.9271 | 4.7631 | 4.5991 | 4.4351 | 4.2711 | 4.1072 | 3.9602 | 3.8783 | 3.7143 | 3.5503 | 3.3863 | 3.4065 | 4.0596 | 3.9126
|  | LNC8 | Desalination (brackish) on Trent between Gainsborough and the Humber (25 Ml/d) | Net Present Cost (NPC) | [9 empty] | 0.719 | 2.6018 | 5.4544 | 7.3937 | 10.4774 | 12.7614 | 12.1449 | 11.5555 | 10.9921 | 10.4648 | 10.0067 | 9.5154 | 9.0459 | 8.5973 | 8.1687 | 7.7592 | 7.3776 | 7.1426 | 7.2203 | 6.8939 | 6.5812 | 6.2819 | 5.9953 | 5.7283 | 5.5 | 5.247 | 5.0048 | 4.773 | 4.5511 | 4.3388 | 4.8123 | 4.6404 | 4.5128 | 4.6204 | 4.4276 | 4.242 | 4.0636 | 3.8974 | 3.758 | 3.5983 | 3.4447 | 3.297 | 3.1549 | 3.0184 | 2.8916 | 2.7864 | 2.6643 | 2.5916 | 2.6696 | 2.5544 | 2.4437 | 2.3409 | 2.4053 | 2.8878 | 2.7714 | 2.6594 | 2.5515 | 2.4476 | 2.3506 | 2.2683 | 2.1752 | 2.0856 | 2.028 | 2.0674 | 1.9832 | 1.9045 | 1.8378 | 1.7623 | 1.6896 | 1.6197 | 1.5524 | 1.4877 | 1.4273 | 1.3766 | 1.3186 | 1.828 | 1.7589 | 1.719 | 1.7699 | 1.7063
|  | LNC8 | Desalination (brackish) on Trent between Gainsborough and the Humber (25 Ml/d) | Opex | [9 empty] | 0 | 0 | 0 | 0.71622 | 4.9108 | 8.3892 | 8.3892 | 8.3892 | 8.3892 | 8.3892 | 8.3892 | 8.3892 | 8.3892 | 8.3892 | 8.3892 | 8.3892 | 8.3892 | 8.3892 | 8.3892 | 8.3892 | 8.3892 | 8.3892 | 8.3892 | 8.3892 | 8.3892 | 8.3892 | 8.3892 | 8.3892 | 8.3892 | 8.3892 | 8.3892 | 8.3892 | 8.3892 | 8.3892 | 8.3892 | 8.3892 | 8.3892 | 8.3892 | 8.3892 | 8.3892 | 8.3892 | 8.3892 | 8.3892 | 8.3892 | 8.3892 | 8.3892 | 8.3892 | 8.3892 | 8.3892 | 8.3892 | 8.3892 | 8.3892 | 8.3892 | 8.3892 | 8.3892 | 8.3892 | 8.3892 | 8.3892 | 8.3892 | 8.3892 | 8.3892 | 8.3892 | 8.3892 | 8.3892 | 8.3892 | 8.3892 | 8.3892 | 8.3892 | 8.3892 | 8.3892 | 8.3892 | 8.3892 | 8.3892 | 8.3892 | 8.3892 | 8.3892 | 8.3892 | 8.3892 | 8.3892 | 8.3892
|  | LNC8 | Desalination (brackish) on Trent between Gainsborough and the Humber (25 Ml/d) | Total NPC |  |  | Total | 2019-20: 352.1638
|  | LNC9 | Lincolnshire East to Lincolnshire Central potable transfer (10 Ml/d) | Capex |  |  |  | 0 | 0 | 0 | 0 | 0 | 0 | 8.2113 | 22.1826 | 32.9856 | 16.3693 | 0 | 0 | 0 | 0 | 0 | 0 | 0 | 0 | 0 | 0 | 0 | 0 | 0 | 0.047284 | 0.12662 | 0 | 0 | 0 | 0 | 0 | 0 | 0 | 0 | 0 | 0 | 0 | 0 | 0 | 0.047284 | 0.12662 | 0 | 0 | 0 | 0 | 0 | 0 | 0 | 0 | 0 | 0 | 0 | 0 | 0 | 0.047284 | 0.12662 | 0 | 0 | 0 | 0.059111 | 0.23644 | 0 | 0 | 0 | 0 | 0 | 0 | 0 | 0 | 0.047284 | 0.12662 | 0 | 0 | 0 | 0 | 0 | 0 | 0 | 0 | 0 | 0 | 0 | 0 | 0 | 0.047284 | 0.12662 | 0
|  | LNC9 | Lincolnshire East to Lincolnshire Central potable transfer (10 Ml/d) | Capex | Optimism Bias |  |  | 0 | 0 | 0 | 0 | 0 | 0 | 1.5109 | 4.0816 | 6.0694 | 3.012 | 0 | 0 | 0 | 0 | 0 | 0 | 0 | 0 | 0 | 0 | 0 | 0 | 0 | 0.0087003 | 0.023298 | 0 | 0 | 0 | 0 | 0 | 0 | 0 | 0 | 0 | 0 | 0 | 0 | 0 | 0.0087003 | 0.023298 | 0 | 0 | 0 | 0 | 0 | 0 | 0 | 0 | 0 | 0 | 0 | 0 | 0 | 0.0087003 | 0.023298 | 0 | 0 | 0 | 0.010876 | 0.043506 | 0 | 0 | 0 | 0 | 0 | 0 | 0 | 0 | 0.0087003 | 0.023298 | 0 | 0 | 0 | 0 | 0 | 0 | 0 | 0 | 0 | 0 | 0 | 0 | 0 | 0.0087003 | 0.023298 | 0
|  | LNC9 | Lincolnshire East to Lincolnshire Central potable transfer (10 Ml/d) | Discount Factor | [9 empty] | 0.96618 | 0.93351 | 0.90194 | 0.87144 | 0.84197 | 0.8135 | 0.78599 | 0.75941 | 0.73373 | 0.70892 | 0.68495 | 0.66178 | 0.6394 | 0.61778 | 0.59689 | 0.57671 | 0.5572 | 0.53836 | 0.52016 | 0.50257 | 0.48557 | 0.46915 | 0.45329 | 0.43796 | 0.42315 | 0.40884 | 0.39501 | 0.38165 | 0.36875 | 0.35628 | 0.39999 | 0.38834 | 0.37703 | 0.36604 | 0.35538 | 0.34503 | 0.33498 | 0.32523 | 0.31575 | 0.30656 | 0.29763 | 0.28896 | 0.28054 | 0.27237 | 0.26444 | 0.25674 | 0.24926 | 0.242 | 0.23495 | 0.22811 | 0.22146 | 0.21501 | 0.20875 | 0.20267 | 0.19677 | 0.19104 | 0.18547 | 0.18007 | 0.17483 | 0.16973 | 0.16479 | 0.15999 | 0.15533 | 0.15081 | 0.14641 | 0.14215 | 0.13801 | 0.13399 | 0.13009 | 0.1263 | 0.12262 | 0.11905 | 0.11558 | 0.11221 | 0.10895 | 0.1531 | 0.14937 | 0.14573 | 0.14217 | 0.1387
|  | LNC9 | Lincolnshire East to Lincolnshire Central potable transfer (10 Ml/d) | Discount Rate | [9 empty] | 0.035 | 0.035 | 0.035 | 0.035 | 0.035 | 0.035 | 0.035 | 0.035 | 0.035 | 0.035 | 0.035 | 0.035 | 0.035 | 0.035 | 0.035 | 0.035 | 0.035 | 0.035 | 0.035 | 0.035 | 0.035 | 0.035 | 0.035 | 0.035 | 0.035 | 0.035 | 0.035 | 0.035 | 0.035 | 0.035 | 0.03 | 0.03 | 0.03 | 0.03 | 0.03 | 0.03 | 0.03 | 0.03 | 0.03 | 0.03 | 0.03 | 0.03 | 0.03 | 0.03 | 0.03 | 0.03 | 0.03 | 0.03 | 0.03 | 0.03 | 0.03 | 0.03 | 0.03 | 0.03 | 0.03 | 0.03 | 0.03 | 0.03 | 0.03 | 0.03 | 0.03 | 0.03 | 0.03 | 0.03 | 0.03 | 0.03 | 0.03 | 0.03 | 0.03 | 0.03 | 0.03 | 0.03 | 0.03 | 0.03 | 0.03 | 0.025 | 0.025 | 0.025 | 0.025 | 0.025
|  | LNC9 | Lincolnshire East to Lincolnshire Central potable transfer (10 Ml/d) | Financing Cost | [9 empty] | 0.31111 | 1.1516 | 2.4013 | 3.0137 | 2.998 | 2.9823 | 2.9666 | 2.9509 | 2.9352 | 2.9195 | 2.9038 | 2.8881 | 2.8724 | 2.8567 | 2.841 | 2.8253 | 2.8096 | 2.7956 | 2.7847 | 2.769 | 2.7533 | 2.7377 | 2.722 | 2.7063 | 2.6906 | 2.6749 | 2.6592 | 2.6436 | 2.6279 | 2.6122 | 2.5965 | 2.5808 | 2.567 | 2.5561 | 2.5404 | 2.5247 | 2.509 | 2.4934 | 2.4777 | 2.462 | 2.4463 | 2.4306 | 2.4149 | 2.3993 | 2.3836 | 2.3679 | 2.3522 | 2.3383 | 2.3275 | 2.3118 | 2.2961 | 2.2804 | 2.2669 | 2.2602 | 2.2445 | 2.2288 | 2.2132 | 2.1975 | 2.1818 | 2.1661 | 2.1504 | 2.1348 | 2.1209 | 2.11 | 2.0943 | 2.0786 | 2.0629 | 2.0473 | 2.0316 | 2.0159 | 2.0002 | 1.9845 | 1.9689 | 1.9532 | 1.9375 | 1.9218 | 1.9061 | 1.8922 | 1.8814 | 1.8657
|  | LNC9 | Lincolnshire East to Lincolnshire Central potable transfer (10 Ml/d) | Net Present Cost (NPC) | [9 empty] | 0.30059 | 1.075 | 2.1659 | 2.6282 | 2.5335 | 2.4404 | 2.3456 | 2.2543 | 2.1666 | 2.0822 | 2.001 | 1.923 | 1.8479 | 1.7757 | 1.7063 | 1.6395 | 1.5753 | 1.5146 | 1.4576 | 1.4005 | 1.3455 | 1.2926 | 1.2418 | 1.193 | 1.146 | 1.1008 | 1.0574 | 1.0157 | 0.97553 | 0.93695 | 1.0456 | 1.0091 | 0.97446 | 0.94209 | 0.90908 | 0.87719 | 0.84639 | 0.81663 | 0.7879 | 0.76014 | 0.73334 | 0.70745 | 0.68244 | 0.65829 | 0.63497 | 0.61245 | 0.59071 | 0.57014 | 0.55098 | 0.53135 | 0.5124 | 0.49411 | 0.47691 | 0.46165 | 0.44512 | 0.42916 | 0.41375 | 0.39887 | 0.38451 | 0.37065 | 0.35727 | 0.34436 | 0.33217 | 0.32086 | 0.30921 | 0.29798 | 0.28714 | 0.27667 | 0.26657 | 0.25683 | 0.24743 | 0.23835 | 0.2296 | 0.22115 | 0.213 | 0.29694 | 0.28735 | 0.27832 | 0.26998 | 0.26122
|  | LNC9 | Lincolnshire East to Lincolnshire Central potable transfer (10 Ml/d) | Opex | [9 empty] | 0 | 0 | 0 | 0.0022031 | 0.011015 | 0.017624 | 0.017624 | 0.017624 | 0.017624 | 0.017624 | 0.017624 | 0.017624 | 0.017624 | 0.017624 | 0.017624 | 0.017624 | 0.017624 | 0.017624 | 0.017624 | 0.017624 | 0.017624 | 0.017624 | 0.017624 | 0.017624 | 0.017624 | 0.017624 | 0.017624 | 0.017624 | 0.017624 | 0.017624 | 0.017624 | 0.017624 | 0.017624 | 0.017624 | 0.017624 | 0.017624 | 0.017624 | 0.017624 | 0.017624 | 0.017624 | 0.017624 | 0.017624 | 0.017624 | 0.017624 | 0.017624 | 0.017624 | 0.017624 | 0.017624 | 0.017624 | 0.017624 | 0.017624 | 0.017624 | 0.017624 | 0.017624 | 0.017624 | 0.017624 | 0.017624 | 0.017624 | 0.017624 | 0.017624 | 0.017624 | 0.017624 | 0.017624 | 0.017624 | 0.017624 | 0.017624 | 0.017624 | 0.017624 | 0.017624 | 0.017624 | 0.017624 | 0.017624 | 0.017624 | 0.017624 | 0.017624 | 0.017624 | 0.017624 | 0.017624 | 0.017624 | 0.017624
|  | LNC9 | Lincolnshire East to Lincolnshire Central potable transfer (10 Ml/d) | Total NPC |  |  | Total | 2019-20: 73.359
|  | LNE1 | Lincolnshire East to Lincolnshire Central potable transfer (10 Ml/d) | Capex |  |  |  | 0 | 0 | 0 | 0 | 0 | 0 | 11.7383 | 32.1922 | 51.1567 | 28.6451 | 0 | 0 | 0 | 0 | 0 | 0.27485 | 1.2852 | 0 | 0 | 0 | 0 | 0 | 0.27485 | 4.9479 | 17.2416 | 0 | 0 | 0 | 0 | 0.27485 | 1.2852 | 0 | 0 | 0 | 0 | 0 | 0.27485 | 1.2852 | 3.7137 | 17.2416 | 0 | 0 | 0 | 0.27485 | 1.2852 | 0 | 0 | 0 | 0 | 0 | 0.27485 | 1.2852 | 0 | 3.7137 | 17.2416 | 0 | 0 | 0.27485 | 12.9768 | 46.7665 | 0 | 0 | 0 | 0 | 0.27485 | 1.2852 | 0 | 0 | 3.7137 | 17.2416 | 0 | 0.27485 | 1.2852 | 0 | 0 | 0 | 0 | 0 | 0.27485 | 1.2852 | 0 | 0 | 0 | 3.7137 | 17.2416 | 0.27485
|  | LNE1 | Lincolnshire East to Lincolnshire Central potable transfer (10 Ml/d) | Capex | Optimism Bias |  |  | 0 | 0 | 0 | 0 | 0 | 0 | 5.2144 | 14.3006 | 22.7251 | 12.7249 | 0 | 0 | 0 | 0 | 0 | 0.12209 | 0.57091 | 0 | 0 | 0 | 0 | 0 | 0.12209 | 2.198 | 7.6591 | 0 | 0 | 0 | 0 | 0.12209 | 0.57091 | 0 | 0 | 0 | 0 | 0 | 0.12209 | 0.57091 | 1.6497 | 7.6591 | 0 | 0 | 0 | 0.12209 | 0.57091 | 0 | 0 | 0 | 0 | 0 | 0.12209 | 0.57091 | 0 | 1.6497 | 7.6591 | 0 | 0 | 0.12209 | 5.7646 | 20.7748 | 0 | 0 | 0 | 0 | 0.12209 | 0.57091 | 0 | 0 | 1.6497 | 7.6591 | 0 | 0.12209 | 0.57091 | 0 | 0 | 0 | 0 | 0 | 0.12209 | 0.57091 | 0 | 0 | 0 | 1.6497 | 7.6591 | 0.12209
|  | LNE1 | Lincolnshire East to Lincolnshire Central potable transfer (10 Ml/d) | Discount Factor | [9 empty] | 0.96618 | 0.93351 | 0.90194 | 0.87144 | 0.84197 | 0.8135 | 0.78599 | 0.75941 | 0.73373 | 0.70892 | 0.68495 | 0.66178 | 0.6394 | 0.61778 | 0.59689 | 0.57671 | 0.5572 | 0.53836 | 0.52016 | 0.50257 | 0.48557 | 0.46915 | 0.45329 | 0.43796 | 0.42315 | 0.40884 | 0.39501 | 0.38165 | 0.36875 | 0.35628 | 0.39999 | 0.38834 | 0.37703 | 0.36604 | 0.35538 | 0.34503 | 0.33498 | 0.32523 | 0.31575 | 0.30656 | 0.29763 | 0.28896 | 0.28054 | 0.27237 | 0.26444 | 0.25674 | 0.24926 | 0.242 | 0.23495 | 0.22811 | 0.22146 | 0.21501 | 0.20875 | 0.20267 | 0.19677 | 0.19104 | 0.18547 | 0.18007 | 0.17483 | 0.16973 | 0.16479 | 0.15999 | 0.15533 | 0.15081 | 0.14641 | 0.14215 | 0.13801 | 0.13399 | 0.13009 | 0.1263 | 0.12262 | 0.11905 | 0.11558 | 0.11221 | 0.10895 | 0.1531 | 0.14937 | 0.14573 | 0.14217 | 0.1387
|  | LNE1 | Lincolnshire East to Lincolnshire Central potable transfer (10 Ml/d) | Discount Rate | [9 empty] | 0.035 | 0.035 | 0.035 | 0.035 | 0.035 | 0.035 | 0.035 | 0.035 | 0.035 | 0.035 | 0.035 | 0.035 | 0.035 | 0.035 | 0.035 | 0.035 | 0.035 | 0.035 | 0.035 | 0.035 | 0.035 | 0.035 | 0.035 | 0.035 | 0.035 | 0.035 | 0.035 | 0.035 | 0.035 | 0.035 | 0.03 | 0.03 | 0.03 | 0.03 | 0.03 | 0.03 | 0.03 | 0.03 | 0.03 | 0.03 | 0.03 | 0.03 | 0.03 | 0.03 | 0.03 | 0.03 | 0.03 | 0.03 | 0.03 | 0.03 | 0.03 | 0.03 | 0.03 | 0.03 | 0.03 | 0.03 | 0.03 | 0.03 | 0.03 | 0.03 | 0.03 | 0.03 | 0.03 | 0.03 | 0.03 | 0.03 | 0.03 | 0.03 | 0.03 | 0.03 | 0.03 | 0.03 | 0.03 | 0.03 | 0.03 | 0.025 | 0.025 | 0.025 | 0.025 | 0.025
|  | LNE1 | Lincolnshire East to Lincolnshire Central potable transfer (10 Ml/d) | Financing Cost | [9 empty] | 0.54249 | 2.0303 | 4.3945 | 5.6163 | 5.4121 | 5.208 | 5.0039 | 4.7998 | 4.5957 | 4.4034 | 4.2593 | 4.0583 | 3.8573 | 3.6563 | 3.4552 | 3.2542 | 3.0659 | 3.088 | 3.7121 | 3.5787 | 3.4454 | 3.3121 | 3.1788 | 3.0582 | 2.9841 | 2.8505 | 2.717 | 2.5834 | 2.4498 | 2.3162 | 2.1954 | 2.1212 | 2.1592 | 2.8224 | 2.6888 | 2.5552 | 2.4216 | 2.3007 | 2.2265 | 2.0928 | 1.9592 | 1.8256 | 1.692 | 1.5584 | 1.4375 | 1.3633 | 1.2297 | 1.2677 | 1.9309 | 1.7973 | 1.6637 | 1.5427 | 2.0035 | 4.0258 | 3.8921 | 3.7585 | 3.6249 | 3.4913 | 3.3704 | 3.2962 | 3.1626 | 3.0289 | 3.067 | 3.7302 | 3.5966 | 3.4757 | 3.4014 | 3.2678 | 3.1342 | 3.0006 | 2.867 | 2.7334 | 2.6125 | 2.5382 | 2.4046 | 2.271 | 2.1374 | 2.1754 | 2.8386 | 2.7177
|  | LNE1 | Lincolnshire East to Lincolnshire Central potable transfer (10 Ml/d) | Net Present Cost (NPC) | [9 empty] | 0.52414 | 1.8953 | 3.9636 | 5.5707 | 8.6362 | 10.8564 | 10.3288 | 9.8245 | 9.3426 | 8.8903 | 8.491 | 8.0708 | 7.6693 | 7.2858 | 6.9194 | 6.5695 | 6.2424 | 6.0432 | 6.1635 | 5.8881 | 5.6242 | 5.3715 | 5.1294 | 4.9031 | 4.706 | 4.4922 | 4.2875 | 4.0916 | 3.904 | 3.7243 | 4.1329 | 3.9837 | 3.882 | 4.0117 | 3.8474 | 3.6892 | 3.537 | 3.3947 | 3.2724 | 3.1361 | 3.005 | 2.8789 | 2.7575 | 2.6408 | 2.5319 | 2.4391 | 2.3348 | 2.276 | 2.3655 | 2.2661 | 2.1705 | 2.0813 | 2.1169 | 2.4651 | 2.367 | 2.2725 | 2.1815 | 2.0939 | 2.0118 | 1.9406 | 1.8621 | 1.7865 | 1.7403 | 1.7897 | 1.718 | 1.6508 | 1.5924 | 1.5282 | 1.4663 | 1.4067 | 1.3493 | 1.2941 | 1.2424 | 1.1979 | 1.1485 | 0.41711 | 0.38698 | 0.38308 | 0.46803 | 0.43984
|  | LNE1 | Lincolnshire East to Lincolnshire Central potable transfer (10 Ml/d) | Opex | [9 empty] | 0 | 0 | 0 | 0.7763 | 4.8449 | 8.1372 | 8.1372 | 8.1372 | 8.1372 | 8.1372 | 8.1372 | 8.1372 | 8.1372 | 8.1372 | 8.1372 | 8.1372 | 8.1372 | 8.1372 | 8.1372 | 8.1372 | 8.1372 | 8.1372 | 8.1372 | 8.1372 | 8.1372 | 8.1372 | 8.1372 | 8.1372 | 8.1372 | 8.1372 | 8.1372 | 8.1372 | 8.1372 | 8.1372 | 8.1372 | 8.1372 | 8.1372 | 8.1372 | 8.1372 | 8.1372 | 8.1372 | 8.1372 | 8.1372 | 8.1372 | 8.1372 | 8.1372 | 8.1372 | 8.1372 | 8.1372 | 8.1372 | 8.1372 | 8.1372 | 8.1372 | 8.1372 | 8.1372 | 8.1372 | 8.1372 | 8.1372 | 8.1372 | 8.1372 | 8.1372 | 8.1372 | 8.1372 | 8.1372 | 8.1372 | 8.1372 | 8.1372 | 8.1372 | 8.1372 | 8.1372 | 8.1372 | 8.1372 | 8.1372 | 8.1372 | 8.1372 | 0.45334 | 0.45334 | 0.45334 | 0.45334 | 0.45334
|  | LNE1 | Lincolnshire East to Lincolnshire Central potable transfer (10 Ml/d) | Total NPC |  |  | Total | 2019-20: 299.9638
|  | LNE11 | Lincolnshire East Groundwater enhancement | Capex |  |  |  | 0 | 0 | 0 | 0 | 0 | 0 | 0.461 | 1.0757 | 3.0733 | 6.1466 | 4.61 | 0 | 0 | 0 | 0 | 0 | 0 | 0.36987 | 0 | 0 | 0 | 0 | 0 | 0 | 0.36987 | 5.5496 | 0 | 0 | 0 | 0 | 0 | 0.36987 | 0 | 0 | 0 | 0 | 0 | 0 | 0.36987 | 0 | 5.5952 | 0 | 0 | 0 | 0 | 0.36987 | 0 | 0 | 0 | 0 | 0 | 0 | 0.36987 | 0 | 0 | 5.5952 | 0 | 0 | 0.44697 | 2.1578 | 0 | 0 | 0 | 0 | 0 | 0 | 0.36987 | 0 | 0 | 0 | 5.5952 | 0 | 0 | 0.36987 | 0 | 0 | 0 | 0 | 0 | 0 | 0.36987 | 0 | 0 | 0 | 0 | 5.5952
|  | LNE11 | Lincolnshire East Groundwater enhancement | Capex | Optimism Bias |  |  | 0 | 0 | 0 | 0 | 0 | 0 | 0.093582 | 0.21836 | 0.62388 | 1.2478 | 0.93582 | 0 | 0 | 0 | 0 | 0 | 0 | 0.075083 | 0 | 0 | 0 | 0 | 0 | 0 | 0.075083 | 1.1266 | 0 | 0 | 0 | 0 | 0 | 0.075083 | 0 | 0 | 0 | 0 | 0 | 0 | 0.075083 | 0 | 1.1358 | 0 | 0 | 0 | 0 | 0.075083 | 0 | 0 | 0 | 0 | 0 | 0 | 0.075083 | 0 | 0 | 1.1358 | 0 | 0 | 0.090735 | 0.43803 | 0 | 0 | 0 | 0 | 0 | 0 | 0.075083 | 0 | 0 | 0 | 1.1358 | 0 | 0 | 0.075083 | 0 | 0 | 0 | 0 | 0 | 0 | 0.075083 | 0 | 0 | 0 | 0 | 1.1358
|  | LNE11 | Lincolnshire East Groundwater enhancement | Discount Factor | [9 empty] | 0.96618 | 0.93351 | 0.90194 | 0.87144 | 0.84197 | 0.8135 | 0.78599 | 0.75941 | 0.73373 | 0.70892 | 0.68495 | 0.66178 | 0.6394 | 0.61778 | 0.59689 | 0.57671 | 0.5572 | 0.53836 | 0.52016 | 0.50257 | 0.48557 | 0.46915 | 0.45329 | 0.43796 | 0.42315 | 0.40884 | 0.39501 | 0.38165 | 0.36875 | 0.35628 | 0.39999 | 0.38834 | 0.37703 | 0.36604 | 0.35538 | 0.34503 | 0.33498 | 0.32523 | 0.31575 | 0.30656 | 0.29763 | 0.28896 | 0.28054 | 0.27237 | 0.26444 | 0.25674 | 0.24926 | 0.242 | 0.23495 | 0.22811 | 0.22146 | 0.21501 | 0.20875 | 0.20267 | 0.19677 | 0.19104 | 0.18547 | 0.18007 | 0.17483 | 0.16973 | 0.16479 | 0.15999 | 0.15533 | 0.15081 | 0.14641 | 0.14215 | 0.13801 | 0.13399 | 0.13009 | 0.1263 | 0.12262 | 0.11905 | 0.11558 | 0.11221 | 0.10895 | 0.1531 | 0.14937 | 0.14573 | 0.14217 | 0.1387
|  | LNE11 | Lincolnshire East Groundwater enhancement | Discount Rate | [9 empty] | 0.035 | 0.035 | 0.035 | 0.035 | 0.035 | 0.035 | 0.035 | 0.035 | 0.035 | 0.035 | 0.035 | 0.035 | 0.035 | 0.035 | 0.035 | 0.035 | 0.035 | 0.035 | 0.035 | 0.035 | 0.035 | 0.035 | 0.035 | 0.035 | 0.035 | 0.035 | 0.035 | 0.035 | 0.035 | 0.035 | 0.03 | 0.03 | 0.03 | 0.03 | 0.03 | 0.03 | 0.03 | 0.03 | 0.03 | 0.03 | 0.03 | 0.03 | 0.03 | 0.03 | 0.03 | 0.03 | 0.03 | 0.03 | 0.03 | 0.03 | 0.03 | 0.03 | 0.03 | 0.03 | 0.03 | 0.03 | 0.03 | 0.03 | 0.03 | 0.03 | 0.03 | 0.03 | 0.03 | 0.03 | 0.03 | 0.03 | 0.03 | 0.03 | 0.03 | 0.03 | 0.03 | 0.03 | 0.03 | 0.03 | 0.03 | 0.025 | 0.025 | 0.025 | 0.025 | 0.025
|  | LNE11 | Lincolnshire East Groundwater enhancement | Financing Cost | [9 empty] | 0.017747 | 0.059155 | 0.17747 | 0.40413 | 0.55741 | 0.52895 | 0.5005 | 0.47204 | 0.44358 | 0.41513 | 0.38761 | 0.37464 | 0.34683 | 0.31901 | 0.29119 | 0.26337 | 0.23555 | 0.20773 | 0.20233 | 0.40091 | 0.38223 | 0.36355 | 0.34487 | 0.3262 | 0.30752 | 0.30308 | 0.2844 | 0.26573 | 0.24705 | 0.22837 | 0.20969 | 0.19101 | 0.18658 | 0.1679 | 0.36455 | 0.34576 | 0.32697 | 0.30817 | 0.28938 | 0.28482 | 0.26603 | 0.24723 | 0.22844 | 0.20964 | 0.19085 | 0.17205 | 0.1675 | 0.1487 | 0.12991 | 0.32651 | 0.30771 | 0.28892 | 0.28716 | 0.351 | 0.33194 | 0.31315 | 0.29436 | 0.27556 | 0.25677 | 0.23797 | 0.23342 | 0.21462 | 0.19583 | 0.17703 | 0.37363 | 0.35483 | 0.33604 | 0.33148 | 0.31269 | 0.2939 | 0.2751 | 0.25631 | 0.23751 | 0.21872 | 0.21416 | 0.19537 | 0.17657 | 0.15778 | 0.13898 | 0.33558
|  | LNE11 | Lincolnshire East Groundwater enhancement | Net Present Cost (NPC) | [9 empty] | 0.017146 | 0.055222 | 0.16006 | 0.35217 | 0.46932 | 0.56713 | 0.65779 | 0.61393 | 0.57229 | 0.53277 | 0.4959 | 0.47055 | 0.43685 | 0.40489 | 0.3746 | 0.34589 | 0.31869 | 0.29293 | 0.28022 | 0.37054 | 0.34894 | 0.32838 | 0.30881 | 0.29019 | 0.27247 | 0.26144 | 0.24522 | 0.2298 | 0.21514 | 0.20121 | 0.21843 | 0.20481 | 0.19717 | 0.18459 | 0.24911 | 0.23537 | 0.22221 | 0.20963 | 0.19759 | 0.19044 | 0.1793 | 0.16864 | 0.15846 | 0.14872 | 0.13942 | 0.13054 | 0.1256 | 0.11739 | 0.10956 | 0.15121 | 0.14265 | 0.13445 | 0.13017 | 0.13931 | 0.13151 | 0.12409 | 0.11699 | 0.11019 | 0.1037 | 0.097489 | 0.093899 | 0.088157 | 0.08267 | 0.077427 | 0.10396 | 0.098257 | 0.092802 | 0.089488 | 0.084437 | 0.079604 | 0.074981 | 0.070559 | 0.066332 | 0.062291 | 0.05998 | 0.081415 | 0.076621 | 0.072014 | 0.067585 | 0.093206
|  | LNE11 | Lincolnshire East Groundwater enhancement | Opex | [9 empty] | 0 | 0 | 0 | 0 | 0 | 0.1682 | 0.33639 | 0.33639 | 0.33639 | 0.33639 | 0.33639 | 0.33639 | 0.33639 | 0.33639 | 0.33639 | 0.33639 | 0.33639 | 0.33639 | 0.33639 | 0.33639 | 0.33639 | 0.33639 | 0.33639 | 0.33639 | 0.33639 | 0.33639 | 0.33639 | 0.33639 | 0.33639 | 0.33639 | 0.33639 | 0.33639 | 0.33639 | 0.33639 | 0.33639 | 0.33639 | 0.33639 | 0.33639 | 0.33639 | 0.33639 | 0.33639 | 0.33639 | 0.33639 | 0.33639 | 0.33639 | 0.33639 | 0.33639 | 0.33639 | 0.33639 | 0.33639 | 0.33639 | 0.33639 | 0.33639 | 0.33639 | 0.33639 | 0.33639 | 0.33639 | 0.33639 | 0.33639 | 0.33639 | 0.33639 | 0.33639 | 0.33639 | 0.33639 | 0.33639 | 0.33639 | 0.33639 | 0.33639 | 0.33639 | 0.33639 | 0.33639 | 0.33639 | 0.33639 | 0.33639 | 0.33639 | 0.33639 | 0.33639 | 0.33639 | 0.33639 | 0.33639
|  | LNE11 | Lincolnshire East Groundwater enhancement | Total NPC |  |  | Total | 2019-20: 16.8749
|  | LNE12 | Lincolnshire East Surface Water enhancement | Capex |  |  |  | 0 | 0 | 0 | 0 | 0 | 0 | 1.4831 | 3.4605 | 9.8871 | 19.7741 | 14.8306 | 0 | 0 | 0 | 0 | 0 | 0 | 1.8807 | 0 | 0 | 0.02832 | 0 | 0.065626 | 0 | 1.8807 | 19.5035 | 0 | 0 | 0.10269 | 0 | 0.39291 | 1.8807 | 0 | 0 | 0 | 0 | 0 | 0 | 1.9688 | 0 | 19.6333 | 0 | 0 | 0 | 0 | 1.8807 | 0 | 0 | 0 | 0 | 0.071332 | 0 | 1.8807 | 0.089438 | 0 | 19.6333 | 0 | 0 | 2.1618 | 10.528 | 0 | 0 | 0 | 0 | 0 | 0 | 1.8807 | 0 | 0.089438 | 0 | 19.7046 | 0 | 0 | 1.8807 | 0 | 0 | 0 | 0 | 0 | 0 | 1.8807 | 0 | 0 | 0.089438 | 0 | 19.6333
|  | LNE12 | Lincolnshire East Surface Water enhancement | Capex | Optimism Bias |  |  | 0 | 0 | 0 | 0 | 0 | 0 | 0.30106 | 0.70248 | 2.0071 | 4.0141 | 3.0106 | 0 | 0 | 0 | 0 | 0 | 0 | 0.38179 | 0 | 0 | 0.0057489 | 0 | 0.013322 | 0 | 0.38179 | 3.9592 | 0 | 0 | 0.020847 | 0 | 0.079761 | 0.38179 | 0 | 0 | 0 | 0 | 0 | 0 | 0.39967 | 0 | 3.9856 | 0 | 0 | 0 | 0 | 0.38179 | 0 | 0 | 0 | 0 | 0.01448 | 0 | 0.38179 | 0.018156 | 0 | 3.9856 | 0 | 0 | 0.43885 | 2.1372 | 0 | 0 | 0 | 0 | 0 | 0 | 0.38179 | 0 | 0.018156 | 0 | 4 | 0 | 0 | 0.38179 | 0 | 0 | 0 | 0 | 0 | 0 | 0.38179 | 0 | 0 | 0.018156 | 0 | 3.9856
|  | LNE12 | Lincolnshire East Surface Water enhancement | Discount Factor | [9 empty] | 0.96618 | 0.93351 | 0.90194 | 0.87144 | 0.84197 | 0.8135 | 0.78599 | 0.75941 | 0.73373 | 0.70892 | 0.68495 | 0.66178 | 0.6394 | 0.61778 | 0.59689 | 0.57671 | 0.5572 | 0.53836 | 0.52016 | 0.50257 | 0.48557 | 0.46915 | 0.45329 | 0.43796 | 0.42315 | 0.40884 | 0.39501 | 0.38165 | 0.36875 | 0.35628 | 0.39999 | 0.38834 | 0.37703 | 0.36604 | 0.35538 | 0.34503 | 0.33498 | 0.32523 | 0.31575 | 0.30656 | 0.29763 | 0.28896 | 0.28054 | 0.27237 | 0.26444 | 0.25674 | 0.24926 | 0.242 | 0.23495 | 0.22811 | 0.22146 | 0.21501 | 0.20875 | 0.20267 | 0.19677 | 0.19104 | 0.18547 | 0.18007 | 0.17483 | 0.16973 | 0.16479 | 0.15999 | 0.15533 | 0.15081 | 0.14641 | 0.14215 | 0.13801 | 0.13399 | 0.13009 | 0.1263 | 0.12262 | 0.11905 | 0.11558 | 0.11221 | 0.10895 | 0.1531 | 0.14937 | 0.14573 | 0.14217 | 0.1387
|  | LNE12 | Lincolnshire East Surface Water enhancement | Discount Rate | [9 empty] | 0.035 | 0.035 | 0.035 | 0.035 | 0.035 | 0.035 | 0.035 | 0.035 | 0.035 | 0.035 | 0.035 | 0.035 | 0.035 | 0.035 | 0.035 | 0.035 | 0.035 | 0.035 | 0.035 | 0.035 | 0.035 | 0.035 | 0.035 | 0.035 | 0.035 | 0.035 | 0.035 | 0.035 | 0.035 | 0.035 | 0.03 | 0.03 | 0.03 | 0.03 | 0.03 | 0.03 | 0.03 | 0.03 | 0.03 | 0.03 | 0.03 | 0.03 | 0.03 | 0.03 | 0.03 | 0.03 | 0.03 | 0.03 | 0.03 | 0.03 | 0.03 | 0.03 | 0.03 | 0.03 | 0.03 | 0.03 | 0.03 | 0.03 | 0.03 | 0.03 | 0.03 | 0.03 | 0.03 | 0.03 | 0.03 | 0.03 | 0.03 | 0.03 | 0.03 | 0.03 | 0.03 | 0.03 | 0.03 | 0.03 | 0.03 | 0.025 | 0.025 | 0.025 | 0.025 | 0.025
|  | LNE12 | Lincolnshire East Surface Water enhancement | Financing Cost | [9 empty] | 0.05683 | 0.18943 | 0.5683 | 1.2861 | 1.7574 | 1.6433 | 1.5291 | 1.415 | 1.3009 | 1.1867 | 1.0777 | 1.0433 | 0.93348 | 0.82367 | 0.71491 | 0.60502 | 0.49758 | 0.38753 | 0.38168 | 1.0747 | 1.0054 | 0.9362 | 0.87079 | 0.80138 | 0.74673 | 0.7489 | 0.67868 | 0.60845 | 0.53823 | 0.46804 | 0.39788 | 0.32782 | 0.33351 | 0.26331 | 0.94874 | 0.8782 | 0.80766 | 0.73725 | 0.66697 | 0.66951 | 0.60005 | 0.53059 | 0.46113 | 0.39168 | 0.32496 | 0.25551 | 0.25845 | 0.19243 | 0.12298 | 0.80932 | 0.73986 | 0.67041 | 0.68334 | 1.0171 | 0.94638 | 0.87692 | 0.80746 | 0.738 | 0.66854 | 0.59909 | 0.60203 | 0.53257 | 0.46656 | 0.3971 | 1.0862 | 1.0167 | 0.94727 | 0.95022 | 0.88076 | 0.8113 | 0.74184 | 0.67238 | 0.60293 | 0.53347 | 0.53641 | 0.46695 | 0.3975 | 0.33148 | 0.26202 | 0.94837
|  | LNE12 | Lincolnshire East Surface Water enhancement | Net Present Cost (NPC) | [9 empty] | 0.054908 | 0.17684 | 0.51258 | 1.1208 | 1.4797 | 1.4857 | 1.4897 | 1.3526 | 1.2231 | 1.1009 | 0.98897 | 0.93273 | 0.83098 | 0.73504 | 0.64526 | 0.56007 | 0.48126 | 0.40574 | 0.38898 | 0.72409 | 0.66599 | 0.61099 | 0.56068 | 0.51132 | 0.4709 | 0.45587 | 0.41271 | 0.37195 | 0.33348 | 0.2972 | 0.3056 | 0.26949 | 0.26378 | 0.2304 | 0.46728 | 0.42933 | 0.3932 | 0.35885 | 0.32621 | 0.31748 | 0.28756 | 0.25912 | 0.23208 | 0.20641 | 0.18275 | 0.1596 | 0.15568 | 0.13517 | 0.11492 | 0.26813 | 0.24494 | 0.22287 | 0.21908 | 0.28034 | 0.25826 | 0.23747 | 0.21767 | 0.19882 | 0.18089 | 0.16383 | 0.15954 | 0.14378 | 0.12934 | 0.1151 | 0.21264 | 0.19657 | 0.18126 | 0.17638 | 0.1622 | 0.14871 | 0.13586 | 0.12363 | 0.112 | 0.10095 | 0.098328 | 0.12755 | 0.11406 | 0.10166 | 0.089306 | 0.18233
|  | LNE12 | Lincolnshire East Surface Water enhancement | Opex | [9 empty] | 0 | 0 | 0 | 0 | 0 | 0.18307 | 0.36613 | 0.36613 | 0.36613 | 0.36613 | 0.36613 | 0.36613 | 0.36613 | 0.36613 | 0.36613 | 0.36613 | 0.36613 | 0.36613 | 0.36613 | 0.36613 | 0.36613 | 0.36613 | 0.36613 | 0.36613 | 0.36613 | 0.36613 | 0.36613 | 0.36613 | 0.36613 | 0.36613 | 0.36613 | 0.36613 | 0.36613 | 0.36613 | 0.36613 | 0.36613 | 0.36613 | 0.36613 | 0.36613 | 0.36613 | 0.36613 | 0.36613 | 0.36613 | 0.36613 | 0.36613 | 0.36613 | 0.36613 | 0.36613 | 0.36613 | 0.36613 | 0.36613 | 0.36613 | 0.36613 | 0.36613 | 0.36613 | 0.36613 | 0.36613 | 0.36613 | 0.36613 | 0.36613 | 0.36613 | 0.36613 | 0.36613 | 0.36613 | 0.36613 | 0.36613 | 0.36613 | 0.36613 | 0.36613 | 0.36613 | 0.36613 | 0.36613 | 0.36613 | 0.36613 | 0.36613 | 0.36613 | 0.36613 | 0.36613 | 0.36613 | 0.36613
|  | LNE12 | Lincolnshire East Surface Water enhancement | Total NPC |  |  | Total | 2019-20: 31.7793
|  | LNE3 | Lincolnshire East WTW backwash water recovery | Capex |  |  |  | 0 | 0 | 0 | 0 | 0 | 0 | 0.47724 | 1.2867 | 1.8252 | 0.86621 | 0 | 0 | 0 | 0 | 0 | 0.023386 | 0.069023 | 0 | 0 | 0 | 0 | 0 | 0.023386 | 0.90105 | 2.4699 | 0 | 0 | 0 | 0 | 0.023386 | 0.069023 | 0 | 0 | 0 | 0 | 0 | 0.023386 | 0.069023 | 0.83539 | 2.4699 | 0 | 0 | 0 | 0.023386 | 0.069023 | 0 | 0 | 0 | 0 | 0 | 0.023386 | 0.069023 | 0 | 0.83539 | 2.4699 | 0 | 0 | 0.023386 | 0.13754 | 0.27406 | 0 | 0 | 0 | 0 | 0.023386 | 0.069023 | 0 | 0 | 0.83539 | 2.4699 | 0 | 0.023386 | 0.069023 | 0 | 0 | 0 | 0 | 0 | 0.023386 | 0.069023 | 0 | 0 | 0 | 0.83539 | 2.4699 | 0.023386
|  | LNE3 | Lincolnshire East WTW backwash water recovery | Capex | Optimism Bias |  |  | 0 | 0 | 0 | 0 | 0 | 0 | 0.09688 | 0.2612 | 0.37051 | 0.17584 | 0 | 0 | 0 | 0 | 0 | 0.0047474 | 0.014012 | 0 | 0 | 0 | 0 | 0 | 0.0047474 | 0.18291 | 0.50139 | 0 | 0 | 0 | 0 | 0.0047474 | 0.014012 | 0 | 0 | 0 | 0 | 0 | 0.0047474 | 0.014012 | 0.16958 | 0.50139 | 0 | 0 | 0 | 0.0047474 | 0.014012 | 0 | 0 | 0 | 0 | 0 | 0.0047474 | 0.014012 | 0 | 0.16958 | 0.50139 | 0 | 0 | 0.0047474 | 0.02792 | 0.055635 | 0 | 0 | 0 | 0 | 0.0047474 | 0.014012 | 0 | 0 | 0.16958 | 0.50139 | 0 | 0.0047474 | 0.014012 | 0 | 0 | 0 | 0 | 0 | 0.0047474 | 0.014012 | 0 | 0 | 0 | 0.16958 | 0.50139 | 0.0047474
|  | LNE3 | Lincolnshire East WTW backwash water recovery | Discount Factor | [9 empty] | 0.96618 | 0.93351 | 0.90194 | 0.87144 | 0.84197 | 0.8135 | 0.78599 | 0.75941 | 0.73373 | 0.70892 | 0.68495 | 0.66178 | 0.6394 | 0.61778 | 0.59689 | 0.57671 | 0.5572 | 0.53836 | 0.52016 | 0.50257 | 0.48557 | 0.46915 | 0.45329 | 0.43796 | 0.42315 | 0.40884 | 0.39501 | 0.38165 | 0.36875 | 0.35628 | 0.39999 | 0.38834 | 0.37703 | 0.36604 | 0.35538 | 0.34503 | 0.33498 | 0.32523 | 0.31575 | 0.30656 | 0.29763 | 0.28896 | 0.28054 | 0.27237 | 0.26444 | 0.25674 | 0.24926 | 0.242 | 0.23495 | 0.22811 | 0.22146 | 0.21501 | 0.20875 | 0.20267 | 0.19677 | 0.19104 | 0.18547 | 0.18007 | 0.17483 | 0.16973 | 0.16479 | 0.15999 | 0.15533 | 0.15081 | 0.14641 | 0.14215 | 0.13801 | 0.13399 | 0.13009 | 0.1263 | 0.12262 | 0.11905 | 0.11558 | 0.11221 | 0.10895 | 0.1531 | 0.14937 | 0.14573 | 0.14217 | 0.1387
|  | LNE3 | Lincolnshire East WTW backwash water recovery | Discount Rate | [9 empty] | 0.035 | 0.035 | 0.035 | 0.035 | 0.035 | 0.035 | 0.035 | 0.035 | 0.035 | 0.035 | 0.035 | 0.035 | 0.035 | 0.035 | 0.035 | 0.035 | 0.035 | 0.035 | 0.035 | 0.035 | 0.035 | 0.035 | 0.035 | 0.035 | 0.035 | 0.035 | 0.035 | 0.035 | 0.035 | 0.035 | 0.03 | 0.03 | 0.03 | 0.03 | 0.03 | 0.03 | 0.03 | 0.03 | 0.03 | 0.03 | 0.03 | 0.03 | 0.03 | 0.03 | 0.03 | 0.03 | 0.03 | 0.03 | 0.03 | 0.03 | 0.03 | 0.03 | 0.03 | 0.03 | 0.03 | 0.03 | 0.03 | 0.03 | 0.03 | 0.03 | 0.03 | 0.03 | 0.03 | 0.03 | 0.03 | 0.03 | 0.03 | 0.03 | 0.03 | 0.03 | 0.03 | 0.03 | 0.03 | 0.03 | 0.03 | 0.025 | 0.025 | 0.025 | 0.025 | 0.025
|  | LNE3 | Lincolnshire East WTW backwash water recovery | Financing Cost | [9 empty] | 0.018372 | 0.067905 | 0.13817 | 0.16597 | 0.15489 | 0.14382 | 0.13274 | 0.12166 | 0.11058 | 0.10034 | 0.09184 | 0.080741 | 0.069641 | 0.058542 | 0.047443 | 0.036343 | 0.026144 | 0.048668 | 0.13252 | 0.12328 | 0.11404 | 0.1048 | 0.095564 | 0.087226 | 0.080637 | 0.071384 | 0.062131 | 0.052879 | 0.043626 | 0.034373 | 0.02602 | 0.019425 | 0.04233 | 0.12816 | 0.1189 | 0.10965 | 0.10039 | 0.092039 | 0.085441 | 0.076186 | 0.066932 | 0.057677 | 0.048422 | 0.039168 | 0.030813 | 0.024216 | 0.014961 | 0.037865 | 0.12369 | 0.11444 | 0.10518 | 0.096829 | 0.092842 | 0.094112 | 0.084857 | 0.075602 | 0.066348 | 0.057093 | 0.048739 | 0.042141 | 0.032886 | 0.023632 | 0.046536 | 0.13236 | 0.12311 | 0.11475 | 0.10816 | 0.098902 | 0.089647 | 0.080392 | 0.071138 | 0.061883 | 0.053529 | 0.046931 | 0.037676 | 0.028422 | 0.019167 | 0.042071 | 0.1279 | 0.11954
|  | LNE3 | Lincolnshire East WTW backwash water recovery | Net Present Cost (NPC) | [9 empty] | 0.017751 | 0.06339 | 0.12462 | 0.14562 | 0.13518 | 0.12436 | 0.11144 | 0.099261 | 0.087775 | 0.077546 | 0.069104 | 0.059422 | 0.050315 | 0.041757 | 0.03372 | 0.026178 | 0.01961 | 0.031073 | 0.073636 | 0.066503 | 0.059769 | 0.053413 | 0.04742 | 0.042164 | 0.037951 | 0.032884 | 0.028117 | 0.023635 | 0.019424 | 0.01547 | 0.014027 | 0.011058 | 0.019371 | 0.050224 | 0.045472 | 0.040954 | 0.036661 | 0.032876 | 0.029836 | 0.02613 | 0.022614 | 0.019281 | 0.016123 | 0.013133 | 0.010541 | 0.0085404 | 0.0059848 | 0.011353 | 0.031188 | 0.028168 | 0.025298 | 0.022765 | 0.02127 | 0.020908 | 0.018478 | 0.016172 | 0.013984 | 0.01191 | 0.010103 | 0.0086887 | 0.0069105 | 0.0052286 | 0.0086341 | 0.021326 | 0.01935 | 0.017599 | 0.016175 | 0.014464 | 0.012839 | 0.011296 | 0.0098324 | 0.0084443 | 0.0072328 | 0.0062818 | 0.0050905 | 0.005737 | 0.0042147 | 0.0074496 | 0.01947 | 0.017837
|  | LNE3 | Lincolnshire East WTW backwash water recovery | Opex | [9 empty] | 0 | 0 | 0 | 0.0011312 | 0.0056558 | 0.0090493 | 0.0090493 | 0.0090493 | 0.0090493 | 0.0090493 | 0.0090493 | 0.0090493 | 0.0090493 | 0.0090493 | 0.0090493 | 0.0090493 | 0.0090493 | 0.0090493 | 0.0090493 | 0.0090493 | 0.0090493 | 0.0090493 | 0.0090493 | 0.0090493 | 0.0090493 | 0.0090493 | 0.0090493 | 0.0090493 | 0.0090493 | 0.0090493 | 0.0090493 | 0.0090493 | 0.0090493 | 0.0090493 | 0.0090493 | 0.0090493 | 0.0090493 | 0.0090493 | 0.0090493 | 0.0090493 | 0.0090493 | 0.0090493 | 0.0090493 | 0.0090493 | 0.0090493 | 0.0090493 | 0.0090493 | 0.0090493 | 0.0090493 | 0.0090493 | 0.0090493 | 0.0090493 | 0.0090493 | 0.0090493 | 0.0090493 | 0.0090493 | 0.0090493 | 0.0090493 | 0.0090493 | 0.0090493 | 0.0090493 | 0.0090493 | 0.0090493 | 0.0090493 | 0.0090493 | 0.0090493 | 0.0090493 | 0.0090493 | 0.0090493 | 0.0090493 | 0.0090493 | 0.0090493 | 0.0090493 | 0.0090493 | 0.0090493 | 0.0090493 | 0.0090493 | 0.0090493 | 0.0090493 | 0.0090493
|  | LNE3 | Lincolnshire East WTW backwash water recovery | Total NPC |  |  | Total | 2019-20: 2.687
|  | LNE4 | Immingham Sea Tankering | Capex |  |  |  | 0 | 0 | 0 | 0 | 0 | 0 | 6.7752 | 18.476 | 28.6537 | 15.3891 | 0 | 0 | 0 | 0 | 0 | 0.14818 | 0.70226 | 0 | 0 | 0 | 0 | 0 | 0.14818 | 2.0139 | 4.7145 | 0 | 0 | 0 | 0 | 0.14818 | 0.70226 | 0 | 0 | 0 | 0 | 0 | 0.14818 | 0.70226 | 1.3306 | 4.7145 | 0 | 0 | 0 | 0.14818 | 0.70226 | 0 | 0 | 0 | 0 | 0 | 0.14818 | 0.70226 | 0 | 1.3306 | 4.7145 | 0 | 0 | 0.14818 | 7.5045 | 27.209 | 0 | 0 | 0 | 0 | 0.14818 | 0.70226 | 0 | 0 | 1.3306 | 4.7145 | 0 | 0.14818 | 0.70226 | 0 | 0 | 0 | 0 | 0 | 0.14818 | 0.70226 | 0 | 0 | 0 | 1.3306 | 4.7145 | 0.14818
|  | LNE4 | Immingham Sea Tankering | Capex | Optimism Bias |  |  | 0 | 0 | 0 | 0 | 0 | 0 | 1.8146 | 4.9483 | 7.6741 | 4.1215 | 0 | 0 | 0 | 0 | 0 | 0.039686 | 0.18808 | 0 | 0 | 0 | 0 | 0 | 0.039686 | 0.53936 | 1.2626 | 0 | 0 | 0 | 0 | 0.039686 | 0.18808 | 0 | 0 | 0 | 0 | 0 | 0.039686 | 0.18808 | 0.35637 | 1.2626 | 0 | 0 | 0 | 0.039686 | 0.18808 | 0 | 0 | 0 | 0 | 0 | 0.039686 | 0.18808 | 0 | 0.35637 | 1.2626 | 0 | 0 | 0.039686 | 2.0099 | 7.2872 | 0 | 0 | 0 | 0 | 0.039686 | 0.18808 | 0 | 0 | 0.35637 | 1.2626 | 0 | 0.039686 | 0.18808 | 0 | 0 | 0 | 0 | 0 | 0.039686 | 0.18808 | 0 | 0 | 0 | 0.35637 | 1.2626 | 0.039686
|  | LNE4 | Immingham Sea Tankering | Discount Factor | [9 empty] | 0.96618 | 0.93351 | 0.90194 | 0.87144 | 0.84197 | 0.8135 | 0.78599 | 0.75941 | 0.73373 | 0.70892 | 0.68495 | 0.66178 | 0.6394 | 0.61778 | 0.59689 | 0.57671 | 0.5572 | 0.53836 | 0.52016 | 0.50257 | 0.48557 | 0.46915 | 0.45329 | 0.43796 | 0.42315 | 0.40884 | 0.39501 | 0.38165 | 0.36875 | 0.35628 | 0.39999 | 0.38834 | 0.37703 | 0.36604 | 0.35538 | 0.34503 | 0.33498 | 0.32523 | 0.31575 | 0.30656 | 0.29763 | 0.28896 | 0.28054 | 0.27237 | 0.26444 | 0.25674 | 0.24926 | 0.242 | 0.23495 | 0.22811 | 0.22146 | 0.21501 | 0.20875 | 0.20267 | 0.19677 | 0.19104 | 0.18547 | 0.18007 | 0.17483 | 0.16973 | 0.16479 | 0.15999 | 0.15533 | 0.15081 | 0.14641 | 0.14215 | 0.13801 | 0.13399 | 0.13009 | 0.1263 | 0.12262 | 0.11905 | 0.11558 | 0.11221 | 0.10895 | 0.1531 | 0.14937 | 0.14573 | 0.14217 | 0.1387
|  | LNE4 | Immingham Sea Tankering | Discount Rate | [9 empty] | 0.035 | 0.035 | 0.035 | 0.035 | 0.035 | 0.035 | 0.035 | 0.035 | 0.035 | 0.035 | 0.035 | 0.035 | 0.035 | 0.035 | 0.035 | 0.035 | 0.035 | 0.035 | 0.035 | 0.035 | 0.035 | 0.035 | 0.035 | 0.035 | 0.035 | 0.035 | 0.035 | 0.035 | 0.035 | 0.035 | 0.03 | 0.03 | 0.03 | 0.03 | 0.03 | 0.03 | 0.03 | 0.03 | 0.03 | 0.03 | 0.03 | 0.03 | 0.03 | 0.03 | 0.03 | 0.03 | 0.03 | 0.03 | 0.03 | 0.03 | 0.03 | 0.03 | 0.03 | 0.03 | 0.03 | 0.03 | 0.03 | 0.03 | 0.03 | 0.03 | 0.03 | 0.03 | 0.03 | 0.03 | 0.03 | 0.03 | 0.03 | 0.03 | 0.03 | 0.03 | 0.03 | 0.03 | 0.03 | 0.03 | 0.03 | 0.025 | 0.025 | 0.025 | 0.025 | 0.025
|  | LNE4 | Immingham Sea Tankering | Financing Cost | [9 empty] | 0.27487 | 1.0245 | 2.1869 | 2.7807 | 2.7196 | 2.6586 | 2.5975 | 2.5364 | 2.4753 | 2.4198 | 2.3866 | 2.3252 | 2.2639 | 2.2025 | 2.1411 | 2.0797 | 2.0243 | 2.0429 | 2.1747 | 2.1207 | 2.0667 | 2.0127 | 1.9587 | 1.9107 | 1.8852 | 1.8311 | 1.777 | 1.7229 | 1.6688 | 1.6148 | 1.5667 | 1.5411 | 1.541 | 1.6782 | 1.6241 | 1.57 | 1.5159 | 1.4678 | 1.4422 | 1.3881 | 1.334 | 1.2799 | 1.2258 | 1.1717 | 1.1236 | 1.098 | 1.0439 | 1.0438 | 1.1809 | 1.1268 | 1.0727 | 1.0246 | 1.2723 | 2.3193 | 2.2652 | 2.2111 | 2.157 | 2.1029 | 2.0548 | 2.0292 | 1.9751 | 1.921 | 1.9209 | 2.058 | 2.0039 | 1.9559 | 1.9302 | 1.8761 | 1.8221 | 1.768 | 1.7139 | 1.6598 | 1.6117 | 1.5861 | 1.532 | 1.4779 | 1.4238 | 1.4237 | 1.5608 | 1.5127
|  | LNE4 | Immingham Sea Tankering | Net Present Cost (NPC) | [9 empty] | 0.26558 | 0.95634 | 1.9725 | 5.1742 | 20.825 | 32.8432 | 31.6845 | 30.5667 | 29.4882 | 28.4517 | 27.4668 | 26.4974 | 25.5621 | 24.6597 | 23.7892 | 22.9493 | 22.1424 | 21.4036 | 20.7484 | 20.0196 | 19.3164 | 18.6379 | 17.9831 | 17.354 | 16.7563 | 16.1676 | 15.5995 | 15.0513 | 14.5224 | 14.012 | 15.7118 | 15.2442 | 14.8002 | 14.4193 | 13.9801 | 13.5543 | 13.1414 | 12.743 | 12.3637 | 11.987 | 11.6218 | 11.2677 | 10.9243 | 10.5914 | 10.2702 | 9.9645 | 9.6608 | 9.3794 | 9.1384 | 8.8599 | 8.5899 | 8.3293 | 8.1384 | 8.1136 | 7.8666 | 7.6271 | 7.395 | 7.1698 | 6.9526 | 6.7457 | 6.5404 | 6.3412 | 6.1565 | 5.9979 | 5.8152 | 5.639 | 5.4713 | 5.3047 | 5.1431 | 4.9865 | 4.8346 | 4.6874 | 4.5453 | 4.41 | 4.2757 | 6.0004 | 5.846 | 5.7034 | 5.5838 | 5.4409
|  | LNE4 | Immingham Sea Tankering | Opex | [9 empty] | 0 | 0 | 0 | 3.1568 | 22.0139 | 37.7141 | 37.7141 | 37.7141 | 37.7141 | 37.7141 | 37.7141 | 37.7141 | 37.7141 | 37.7141 | 37.7141 | 37.7141 | 37.7141 | 37.7141 | 37.7141 | 37.7141 | 37.7141 | 37.7141 | 37.7141 | 37.7141 | 37.7141 | 37.7141 | 37.7141 | 37.7141 | 37.7141 | 37.7141 | 37.7141 | 37.7141 | 37.7141 | 37.7141 | 37.7141 | 37.7141 | 37.7141 | 37.7141 | 37.7141 | 37.7141 | 37.7141 | 37.7141 | 37.7141 | 37.7141 | 37.7141 | 37.7141 | 37.7141 | 37.7141 | 37.7141 | 37.7141 | 37.7141 | 37.7141 | 37.7141 | 37.7141 | 37.7141 | 37.7141 | 37.7141 | 37.7141 | 37.7141 | 37.7141 | 37.7141 | 37.7141 | 37.7141 | 37.7141 | 37.7141 | 37.7141 | 37.7141 | 37.7141 | 37.7141 | 37.7141 | 37.7141 | 37.7141 | 37.7141 | 37.7141 | 37.7141 | 37.7141 | 37.7141 | 37.7141 | 37.7141 | 37.7141
|  | LNE4 | Immingham Sea Tankering | Total NPC |  |  | Total | 2019-20: 1008.1414
|  | LNE5 | Mablethorpe desalination Seawater (25 Ml/d) | Capex |  |  |  | 0 | 0 | 0 | 0 | 0 | 0 | 29.5112 | 80.7769 | 127.302 | 70.2986 | 0 | 0 | 0 | 0 | 0 | 0.37906 | 1.8283 | 0 | 0 | 0 | 0 | 0 | 0.37906 | 10.1194 | 38.4035 | 0 | 0 | 0 | 0 | 0.37906 | 1.8283 | 0 | 0 | 0 | 0 | 0 | 0.37906 | 1.8283 | 8.3575 | 38.4035 | 0 | 0 | 0 | 0.37906 | 1.8283 | 0 | 0 | 0 | 0 | 0 | 0.37906 | 1.8283 | 0 | 8.3575 | 38.4035 | 0 | 0 | 0.37906 | 26.6608 | 99.3299 | 0 | 0 | 0 | 0 | 0.37906 | 1.8283 | 0 | 0 | 8.3575 | 38.4035 | 0 | 0.37906 | 1.8283 | 0 | 0 | 0 | 0 | 0 | 0.37906 | 1.8283 | 0 | 0 | 0 | 8.3575 | 38.4035 | 0.37906
|  | LNE5 | Mablethorpe desalination Seawater (25 Ml/d) | Capex | Optimism Bias |  |  | 0 | 0 | 0 | 0 | 0 | 0 | 10.564 | 28.9154 | 45.5698 | 25.1645 | 0 | 0 | 0 | 0 | 0 | 0.13569 | 0.65449 | 0 | 0 | 0 | 0 | 0 | 0.13569 | 3.6224 | 13.7471 | 0 | 0 | 0 | 0 | 0.13569 | 0.65449 | 0 | 0 | 0 | 0 | 0 | 0.13569 | 0.65449 | 2.9917 | 13.7471 | 0 | 0 | 0 | 0.13569 | 0.65449 | 0 | 0 | 0 | 0 | 0 | 0.13569 | 0.65449 | 0 | 2.9917 | 13.7471 | 0 | 0 | 0.13569 | 9.5437 | 35.5568 | 0 | 0 | 0 | 0 | 0.13569 | 0.65449 | 0 | 0 | 2.9917 | 13.7471 | 0 | 0.13569 | 0.65449 | 0 | 0 | 0 | 0 | 0 | 0.13569 | 0.65449 | 0 | 0 | 0 | 2.9917 | 13.7471 | 0.13569
|  | LNE5 | Mablethorpe desalination Seawater (25 Ml/d) | Discount Factor | [9 empty] | 0.96618 | 0.93351 | 0.90194 | 0.87144 | 0.84197 | 0.8135 | 0.78599 | 0.75941 | 0.73373 | 0.70892 | 0.68495 | 0.66178 | 0.6394 | 0.61778 | 0.59689 | 0.57671 | 0.5572 | 0.53836 | 0.52016 | 0.50257 | 0.48557 | 0.46915 | 0.45329 | 0.43796 | 0.42315 | 0.40884 | 0.39501 | 0.38165 | 0.36875 | 0.35628 | 0.39999 | 0.38834 | 0.37703 | 0.36604 | 0.35538 | 0.34503 | 0.33498 | 0.32523 | 0.31575 | 0.30656 | 0.29763 | 0.28896 | 0.28054 | 0.27237 | 0.26444 | 0.25674 | 0.24926 | 0.242 | 0.23495 | 0.22811 | 0.22146 | 0.21501 | 0.20875 | 0.20267 | 0.19677 | 0.19104 | 0.18547 | 0.18007 | 0.17483 | 0.16973 | 0.16479 | 0.15999 | 0.15533 | 0.15081 | 0.14641 | 0.14215 | 0.13801 | 0.13399 | 0.13009 | 0.1263 | 0.12262 | 0.11905 | 0.11558 | 0.11221 | 0.10895 | 0.1531 | 0.14937 | 0.14573 | 0.14217 | 0.1387
|  | LNE5 | Mablethorpe desalination Seawater (25 Ml/d) | Discount Rate | [9 empty] | 0.035 | 0.035 | 0.035 | 0.035 | 0.035 | 0.035 | 0.035 | 0.035 | 0.035 | 0.035 | 0.035 | 0.035 | 0.035 | 0.035 | 0.035 | 0.035 | 0.035 | 0.035 | 0.035 | 0.035 | 0.035 | 0.035 | 0.035 | 0.035 | 0.035 | 0.035 | 0.035 | 0.035 | 0.035 | 0.035 | 0.03 | 0.03 | 0.03 | 0.03 | 0.03 | 0.03 | 0.03 | 0.03 | 0.03 | 0.03 | 0.03 | 0.03 | 0.03 | 0.03 | 0.03 | 0.03 | 0.03 | 0.03 | 0.03 | 0.03 | 0.03 | 0.03 | 0.03 | 0.03 | 0.03 | 0.03 | 0.03 | 0.03 | 0.03 | 0.03 | 0.03 | 0.03 | 0.03 | 0.03 | 0.03 | 0.03 | 0.03 | 0.03 | 0.03 | 0.03 | 0.03 | 0.03 | 0.03 | 0.03 | 0.03 | 0.025 | 0.025 | 0.025 | 0.025 | 0.025
|  | LNE5 | Mablethorpe desalination Seawater (25 Ml/d) | Financing Cost | [9 empty] | 1.2814 | 4.7887 | 10.316 | 13.159 | 12.7407 | 12.3225 | 11.9042 | 11.4859 | 11.0676 | 10.6646 | 10.3266 | 9.9123 | 9.4981 | 9.0838 | 8.6695 | 8.2553 | 7.8575 | 7.871 | 9.1831 | 8.9077 | 8.6323 | 8.3569 | 8.0814 | 7.8225 | 7.6264 | 7.3507 | 7.0749 | 6.7992 | 6.5235 | 6.2477 | 5.9885 | 5.7922 | 5.8796 | 7.2726 | 6.9969 | 6.7211 | 6.4453 | 6.186 | 5.9897 | 5.7139 | 5.4381 | 5.1624 | 4.8866 | 4.6108 | 4.3515 | 4.1552 | 3.8794 | 3.9668 | 5.3598 | 5.0841 | 4.8083 | 4.549 | 5.421 | 9.4508 | 9.175 | 8.8992 | 8.6235 | 8.3477 | 8.0884 | 7.892 | 7.6163 | 7.3405 | 7.4279 | 8.8209 | 8.5452 | 8.2859 | 8.0895 | 7.8138 | 7.538 | 7.2622 | 6.9864 | 6.7107 | 6.4514 | 6.255 | 5.9793 | 5.7035 | 5.4277 | 5.5151 | 6.9082 | 6.6488
|  | LNE5 | Mablethorpe desalination Seawater (25 Ml/d) | Net Present Cost (NPC) | [9 empty] | 1.238 | 4.4703 | 9.3044 | 12.4452 | 17.2201 | 20.7449 | 19.7146 | 18.7303 | 17.79 | 16.9027 | 16.0996 | 15.281 | 14.4994 | 13.7532 | 13.0408 | 12.3609 | 11.7212 | 11.3322 | 11.6314 | 11.0997 | 10.5906 | 10.1033 | 9.6368 | 9.1975 | 8.8035 | 8.393 | 8.0003 | 7.6245 | 7.265 | 6.9211 | 7.6665 | 7.367 | 7.1853 | 7.486 | 7.1699 | 6.866 | 6.5736 | 6.2978 | 6.0524 | 5.7916 | 5.5408 | 5.2997 | 5.068 | 4.8453 | 4.6356 | 4.4502 | 4.2518 | 4.1491 | 4.3556 | 4.1658 | 3.9834 | 3.8116 | 3.8826 | 4.5863 | 4.3984 | 4.2176 | 4.0436 | 3.8762 | 3.718 | 3.5763 | 3.4267 | 3.2828 | 3.2008 | 3.3176 | 3.1806 | 3.0511 | 2.9352 | 2.8127 | 2.6949 | 2.5816 | 2.4726 | 2.3677 | 2.2688 | 2.1807 | 2.0871 | 2.8909 | 2.7792 | 2.7241 | 2.8557 | 2.7501
|  | LNE5 | Mablethorpe desalination Seawater (25 Ml/d) | Opex | [9 empty] | 0 | 0 | 0 | 1.1221 | 7.7113 | 13.1784 | 13.1784 | 13.1784 | 13.1784 | 13.1784 | 13.1784 | 13.1784 | 13.1784 | 13.1784 | 13.1784 | 13.1784 | 13.1784 | 13.1784 | 13.1784 | 13.1784 | 13.1784 | 13.1784 | 13.1784 | 13.1784 | 13.1784 | 13.1784 | 13.1784 | 13.1784 | 13.1784 | 13.1784 | 13.1784 | 13.1784 | 13.1784 | 13.1784 | 13.1784 | 13.1784 | 13.1784 | 13.1784 | 13.1784 | 13.1784 | 13.1784 | 13.1784 | 13.1784 | 13.1784 | 13.1784 | 13.1784 | 13.1784 | 13.1784 | 13.1784 | 13.1784 | 13.1784 | 13.1784 | 13.1784 | 13.1784 | 13.1784 | 13.1784 | 13.1784 | 13.1784 | 13.1784 | 13.1784 | 13.1784 | 13.1784 | 13.1784 | 13.1784 | 13.1784 | 13.1784 | 13.1784 | 13.1784 | 13.1784 | 13.1784 | 13.1784 | 13.1784 | 13.1784 | 13.1784 | 13.1784 | 13.1784 | 13.1784 | 13.1784 | 13.1784 | 13.1784
|  | LNE5 | Mablethorpe desalination Seawater (25 Ml/d) | Total NPC |  |  | Total | 2019-20: 567.0884
|  | LNE6 | Mablethorpe desalination Seawater (50 Ml/d) | Capex |  |  |  |  | 0 | 0 | 0 | 0 | 0 | 32.0746 | 88.1299 | 141.1588 | 80.0727 | 0 | 0 | 0 | 0 | 0 | 0.52606 | 2.5556 | 0 | 0 | 0 | 0 | 0 | 0.52606 | 12.3443 | 46.9626 | 0 | 0 | 0 | 0 | 0.52606 | 2.5556 | 0 | 0 | 0 | 0 | 0 | 0.52606 | 2.5556 | 9.8751 | 46.9626 | 0 | 0 | 0 | 0.52606 | 2.5556 | 0 | 0 | 0 | 0 | 0 | 0.52606 | 2.5556 | 0 | 9.8751 | 46.9626 | 0 | 0 | 0.52606 | 39.2074 | 146.6073 | 0 | 0 | 0 | 0 | 0.52606 | 2.5556 | 0 | 0 | 9.8751 | 46.9626 | 0 | 0.52606 | 2.5556 | 0 | 0 | 0 | 0 | 0 | 0.52606 | 2.5556 | 0 | 0 | 0 | 9.8751 | 46.9626 | 0.52606
|  | LNE6 | Mablethorpe desalination Seawater (50 Ml/d) | Capex | Optimism Bias |  |  | 0 | 0 | 0 | 0 | 0 | 0 | 16.326 | 44.8582 | 71.85 | 40.7571 | 0 | 0 | 0 | 0 | 0 | 0.26776 | 1.3008 | 0 | 0 | 0 | 0 | 0 | 0.26776 | 6.2833 | 23.904 | 0 | 0 | 0 | 0 | 0.26776 | 1.3008 | 0 | 0 | 0 | 0 | 0 | 0.26776 | 1.3008 | 5.0264 | 23.904 | 0 | 0 | 0 | 0.26776 | 1.3008 | 0 | 0 | 0 | 0 | 0 | 0.26776 | 1.3008 | 0 | 5.0264 | 23.904 | 0 | 0 | 0.26776 | 19.9566 | 74.6233 | 0 | 0 | 0 | 0 | 0.26776 | 1.3008 | 0 | 0 | 5.0264 | 23.904 | 0 | 0.26776 | 1.3008 | 0 | 0 | 0 | 0 | 0 | 0.26776 | 1.3008 | 0 | 0 | 0 | 5.0264 | 23.904 | 0.26776
|  | LNE6 | Mablethorpe desalination Seawater (50 Ml/d) | Discount Factor | [9 empty] | 0.96618 | 0.93351 | 0.90194 | 0.87144 | 0.84197 | 0.8135 | 0.78599 | 0.75941 | 0.73373 | 0.70892 | 0.68495 | 0.66178 | 0.6394 | 0.61778 | 0.59689 | 0.57671 | 0.5572 | 0.53836 | 0.52016 | 0.50257 | 0.48557 | 0.46915 | 0.45329 | 0.43796 | 0.42315 | 0.40884 | 0.39501 | 0.38165 | 0.36875 | 0.35628 | 0.39999 | 0.38834 | 0.37703 | 0.36604 | 0.35538 | 0.34503 | 0.33498 | 0.32523 | 0.31575 | 0.30656 | 0.29763 | 0.28896 | 0.28054 | 0.27237 | 0.26444 | 0.25674 | 0.24926 | 0.242 | 0.23495 | 0.22811 | 0.22146 | 0.21501 | 0.20875 | 0.20267 | 0.19677 | 0.19104 | 0.18547 | 0.18007 | 0.17483 | 0.16973 | 0.16479 | 0.15999 | 0.15533 | 0.15081 | 0.14641 | 0.14215 | 0.13801 | 0.13399 | 0.13009 | 0.1263 | 0.12262 | 0.11905 | 0.11558 | 0.11221 | 0.10895 | 0.1531 | 0.14937 | 0.14573 | 0.14217 | 0.1387
|  | LNE6 | Mablethorpe desalination Seawater (50 Ml/d) | Discount Rate | [9 empty] | 0.035 | 0.035 | 0.035 | 0.035 | 0.035 | 0.035 | 0.035 | 0.035 | 0.035 | 0.035 | 0.035 | 0.035 | 0.035 | 0.035 | 0.035 | 0.035 | 0.035 | 0.035 | 0.035 | 0.035 | 0.035 | 0.035 | 0.035 | 0.035 | 0.035 | 0.035 | 0.035 | 0.035 | 0.035 | 0.035 | 0.03 | 0.03 | 0.03 | 0.03 | 0.03 | 0.03 | 0.03 | 0.03 | 0.03 | 0.03 | 0.03 | 0.03 | 0.03 | 0.03 | 0.03 | 0.03 | 0.03 | 0.03 | 0.03 | 0.03 | 0.03 | 0.03 | 0.03 | 0.03 | 0.03 | 0.03 | 0.03 | 0.03 | 0.03 | 0.03 | 0.03 | 0.03 | 0.03 | 0.03 | 0.03 | 0.03 | 0.03 | 0.03 | 0.03 | 0.03 | 0.03 | 0.03 | 0.03 | 0.03 | 0.03 | 0.025 | 0.025 | 0.025 | 0.025 | 0.025
|  | LNE6 | Mablethorpe desalination Seawater (50 Ml/d) | Financing Cost | [9 empty] | 1.5478 | 5.8006 | 12.6123 | 16.1793 | 15.5855 | 14.9917 | 14.3978 | 13.804 | 13.2102 | 12.6399 | 12.1709 | 11.5834 | 10.9959 | 10.4084 | 9.8209 | 9.2334 | 8.6713 | 8.6643 | 10.428 | 10.0387 | 9.6494 | 9.2601 | 8.8708 | 8.5069 | 8.2407 | 7.8509 | 7.4612 | 7.0714 | 6.6816 | 6.2918 | 5.9275 | 5.6611 | 5.7481 | 7.626 | 7.2362 | 6.8464 | 6.4565 | 6.0921 | 5.8257 | 5.4358 | 5.046 | 4.6561 | 4.2663 | 3.8765 | 3.512 | 3.2456 | 2.8558 | 2.9428 | 4.8207 | 4.4308 | 4.041 | 3.6766 | 5.1623 | 11.8341 | 11.4443 | 11.0544 | 10.6646 | 10.2748 | 9.9103 | 9.6439 | 9.2541 | 8.8642 | 8.9512 | 10.8291 | 10.4393 | 10.0749 | 9.8084 | 9.4186 | 9.0288 | 8.6389 | 8.2491 | 7.8592 | 7.4948 | 7.2284 | 6.8385 | 6.4487 | 6.0589 | 6.1459 | 8.0238 | 7.6593
|  | LNE6 | Mablethorpe desalination Seawater (50 Ml/d) | Net Present Cost (NPC) | [9 empty] | 1.4955 | 5.4149 | 11.3756 | 15.0527 | 19.5029 | 22.745 | 21.5091 | 20.3307 | 19.2075 | 18.1537 | 17.2186 | 16.2475 | 15.3224 | 14.4413 | 13.6023 | 12.8035 | 12.0574 | 11.6458 | 12.1694 | 11.5622 | 10.9822 | 10.4282 | 9.8991 | 9.4049 | 8.9743 | 8.5114 | 8.0697 | 7.648 | 7.2456 | 6.8618 | 7.5578 | 7.2343 | 7.0564 | 7.5382 | 7.1801 | 6.8365 | 6.5068 | 6.1987 | 5.9341 | 5.6417 | 5.3614 | 5.0926 | 4.8349 | 4.5879 | 4.3579 | 4.1625 | 3.9441 | 3.8503 | 4.1794 | 3.9687 | 3.7668 | 3.5787 | 3.7846 | 5.0266 | 4.8035 | 4.5891 | 4.3831 | 4.1853 | 3.9997 | 3.8379 | 3.6619 | 3.4929 | 3.4047 | 3.5887 | 3.4271 | 3.2755 | 3.1433 | 2.9995 | 2.8614 | 2.7289 | 2.6016 | 2.4794 | 2.3651 | 2.2663 | 2.1578 | 2.9727 | 2.842 | 2.7854 | 2.9844 | 2.8611
|  | LNE6 | Mablethorpe desalination Seawater (50 Ml/d) | Opex | [9 empty] | 0 | 0 | 0 | 1.094 | 7.5778 | 12.9677 | 12.9677 | 12.9677 | 12.9677 | 12.9677 | 12.9677 | 12.9677 | 12.9677 | 12.9677 | 12.9677 | 12.9677 | 12.9677 | 12.9677 | 12.9677 | 12.9677 | 12.9677 | 12.9677 | 12.9677 | 12.9677 | 12.9677 | 12.9677 | 12.9677 | 12.9677 | 12.9677 | 12.9677 | 12.9677 | 12.9677 | 12.9677 | 12.9677 | 12.9677 | 12.9677 | 12.9677 | 12.9677 | 12.9677 | 12.9677 | 12.9677 | 12.9677 | 12.9677 | 12.9677 | 12.9677 | 12.9677 | 12.9677 | 12.9677 | 12.9677 | 12.9677 | 12.9677 | 12.9677 | 12.9677 | 12.9677 | 12.9677 | 12.9677 | 12.9677 | 12.9677 | 12.9677 | 12.9677 | 12.9677 | 12.9677 | 12.9677 | 12.9677 | 12.9677 | 12.9677 | 12.9677 | 12.9677 | 12.9677 | 12.9677 | 12.9677 | 12.9677 | 12.9677 | 12.9677 | 12.9677 | 12.9677 | 12.9677 | 12.9677 | 12.9677 | 12.9677
|  | LNE6 | Mablethorpe desalination Seawater (50 Ml/d) | Total NPC |  |  | Total | 2019-20: 592.7622
|  | LNE7 | Mablethorpe desalination Seawater (100 Ml/d) | Capex |  |  |  | 0 | 0 | 0 | 0 | 0 | 0 | 55.9296 | 153.7276 | 246.5788 | 140.1959 | 0 | 0 | 0 | 0 | 0 | 0.8914 | 4.3429 | 0 | 0 | 0 | 0 | 0 | 0.8914 | 21.4717 | 82.8636 | 0 | 0 | 0 | 0 | 0.8914 | 4.3429 | 0 | 0 | 0 | 0 | 0 | 0.8914 | 4.3429 | 17.2714 | 82.8636 | 0 | 0 | 0 | 0.8914 | 4.3429 | 0 | 0 | 0 | 0 | 0 | 0.8914 | 4.3429 | 0 | 17.2714 | 82.8636 | 0 | 0 | 0.8914 | 70.6661 | 265.2928 | 0 | 0 | 0 | 0 | 0.8914 | 4.3429 | 0 | 0 | 17.2714 | 82.8636 | 0 | 0.8914 | 4.3429 | 0 | 0 | 0 | 0 | 0 | 0.8914 | 4.3429 | 0 | 0 | 0 | 17.2714 | 82.8636 | 0.8914
|  | LNE7 | Mablethorpe desalination Seawater (100 Ml/d) | Capex | Optimism Bias |  |  | 0 | 0 | 0 | 0 | 0 | 0 | 28.8983 | 79.4294 | 127.4047 | 72.4377 | 0 | 0 | 0 | 0 | 0 | 0.46058 | 2.2439 | 0 | 0 | 0 | 0 | 0 | 0.46058 | 11.0942 | 42.8148 | 0 | 0 | 0 | 0 | 0.46058 | 2.2439 | 0 | 0 | 0 | 0 | 0 | 0.46058 | 2.2439 | 8.924 | 42.8148 | 0 | 0 | 0 | 0.46058 | 2.2439 | 0 | 0 | 0 | 0 | 0 | 0.46058 | 2.2439 | 0 | 8.924 | 42.8148 | 0 | 0 | 0.46058 | 36.5124 | 137.074 | 0 | 0 | 0 | 0 | 0.46058 | 2.2439 | 0 | 0 | 8.924 | 42.8148 | 0 | 0.46058 | 2.2439 | 0 | 0 | 0 | 0 | 0 | 0.46058 | 2.2439 | 0 | 0 | 0 | 8.924 | 42.8148 | 0.46058
|  | LNE7 | Mablethorpe desalination Seawater (100 Ml/d) | Discount Factor | [9 empty] | 0.96618 | 0.93351 | 0.90194 | 0.87144 | 0.84197 | 0.8135 | 0.78599 | 0.75941 | 0.73373 | 0.70892 | 0.68495 | 0.66178 | 0.6394 | 0.61778 | 0.59689 | 0.57671 | 0.5572 | 0.53836 | 0.52016 | 0.50257 | 0.48557 | 0.46915 | 0.45329 | 0.43796 | 0.42315 | 0.40884 | 0.39501 | 0.38165 | 0.36875 | 0.35628 | 0.39999 | 0.38834 | 0.37703 | 0.36604 | 0.35538 | 0.34503 | 0.33498 | 0.32523 | 0.31575 | 0.30656 | 0.29763 | 0.28896 | 0.28054 | 0.27237 | 0.26444 | 0.25674 | 0.24926 | 0.242 | 0.23495 | 0.22811 | 0.22146 | 0.21501 | 0.20875 | 0.20267 | 0.19677 | 0.19104 | 0.18547 | 0.18007 | 0.17483 | 0.16973 | 0.16479 | 0.15999 | 0.15533 | 0.15081 | 0.14641 | 0.14215 | 0.13801 | 0.13399 | 0.13009 | 0.1263 | 0.12262 | 0.11905 | 0.11558 | 0.11221 | 0.10895 | 0.1531 | 0.14937 | 0.14573 | 0.14217 | 0.1387
|  | LNE7 | Mablethorpe desalination Seawater (100 Ml/d) | Discount Rate | [9 empty] | 0.035 | 0.035 | 0.035 | 0.035 | 0.035 | 0.035 | 0.035 | 0.035 | 0.035 | 0.035 | 0.035 | 0.035 | 0.035 | 0.035 | 0.035 | 0.035 | 0.035 | 0.035 | 0.035 | 0.035 | 0.035 | 0.035 | 0.035 | 0.035 | 0.035 | 0.035 | 0.035 | 0.035 | 0.035 | 0.035 | 0.03 | 0.03 | 0.03 | 0.03 | 0.03 | 0.03 | 0.03 | 0.03 | 0.03 | 0.03 | 0.03 | 0.03 | 0.03 | 0.03 | 0.03 | 0.03 | 0.03 | 0.03 | 0.03 | 0.03 | 0.03 | 0.03 | 0.03 | 0.03 | 0.03 | 0.03 | 0.03 | 0.03 | 0.03 | 0.03 | 0.03 | 0.03 | 0.03 | 0.03 | 0.03 | 0.03 | 0.03 | 0.03 | 0.03 | 0.03 | 0.03 | 0.03 | 0.03 | 0.03 | 0.03 | 0.025 | 0.025 | 0.025 | 0.025 | 0.025
|  | LNE7 | Mablethorpe desalination Seawater (100 Ml/d) | Financing Cost | [9 empty] | 2.7135 | 10.1717 | 22.1346 | 28.4074 | 27.3497 | 26.292 | 25.2343 | 24.1766 | 23.1189 | 22.1014 | 21.2568 | 20.21 | 19.1632 | 18.1164 | 17.0696 | 16.0228 | 15.0193 | 14.9871 | 18.1114 | 17.4183 | 16.7251 | 16.032 | 15.3389 | 14.6891 | 14.2064 | 13.5125 | 12.8186 | 12.1248 | 11.4309 | 10.737 | 10.0864 | 9.6033 | 9.7476 | 13.0754 | 12.3814 | 11.6874 | 10.9934 | 10.3427 | 9.8595 | 9.1655 | 8.4716 | 7.7776 | 7.0836 | 6.3896 | 5.7389 | 5.2557 | 4.5617 | 4.706 | 8.0337 | 7.3398 | 6.6458 | 5.9951 | 8.6986 | 20.8482 | 20.1542 | 19.4602 | 18.7663 | 18.0723 | 17.4216 | 16.9384 | 16.2444 | 15.5504 | 15.6947 | 19.0224 | 18.3284 | 17.6777 | 17.1945 | 16.5005 | 15.8066 | 15.1126 | 14.4186 | 13.7246 | 13.0739 | 12.5907 | 11.8967 | 11.2028 | 10.5088 | 10.6531 | 13.9808 | 13.3301
|  | LNE7 | Mablethorpe desalination Seawater (100 Ml/d) | Net Present Cost (NPC) | [9 empty] | 2.6217 | 9.4954 | 19.9642 | 25.7289 | 29.5178 | 32.1123 | 30.195 | 28.3707 | 26.6352 | 25.0131 | 23.5888 | 22.0984 | 20.6818 | 19.3357 | 18.057 | 16.8427 | 15.7139 | 15.1652 | 16.2775 | 15.3787 | 14.5221 | 13.7059 | 12.9282 | 12.2064 | 11.5894 | 10.9138 | 10.2706 | 9.6585 | 9.076 | 8.5219 | 9.3071 | 8.8484 | 8.6451 | 9.6114 | 9.0848 | 8.5808 | 8.0984 | 7.6509 | 7.2755 | 6.8508 | 6.4447 | 6.0565 | 5.6854 | 5.3308 | 5.0035 | 4.7337 | 4.4228 | 4.3289 | 4.9847 | 4.6812 | 4.3912 | 4.1233 | 4.5676 | 6.8969 | 6.5595 | 6.2359 | 5.9255 | 5.628 | 5.3503 | 5.1124 | 4.8492 | 4.5969 | 4.4854 | 4.8566 | 4.6136 | 4.3867 | 4.1922 | 3.9771 | 3.771 | 3.5735 | 3.3844 | 3.2032 | 3.0347 | 2.8921 | 2.7322 | 3.7334 | 3.5387 | 3.4734 | 3.8618 | 3.6774
|  | LNE7 | Mablethorpe desalination Seawater (100 Ml/d) | Opex | [9 empty] | 0 | 0 | 0 | 1.1171 | 7.7081 | 13.1821 | 13.1821 | 13.1821 | 13.1821 | 13.1821 | 13.1821 | 13.1821 | 13.1821 | 13.1821 | 13.1821 | 13.1821 | 13.1821 | 13.1821 | 13.1821 | 13.1821 | 13.1821 | 13.1821 | 13.1821 | 13.1821 | 13.1821 | 13.1821 | 13.1821 | 13.1821 | 13.1821 | 13.1821 | 13.1821 | 13.1821 | 13.1821 | 13.1821 | 13.1821 | 13.1821 | 13.1821 | 13.1821 | 13.1821 | 13.1821 | 13.1821 | 13.1821 | 13.1821 | 13.1821 | 13.1821 | 13.1821 | 13.1821 | 13.1821 | 13.1821 | 13.1821 | 13.1821 | 13.1821 | 13.1821 | 13.1821 | 13.1821 | 13.1821 | 13.1821 | 13.1821 | 13.1821 | 13.1821 | 13.1821 | 13.1821 | 13.1821 | 13.1821 | 13.1821 | 13.1821 | 13.1821 | 13.1821 | 13.1821 | 13.1821 | 13.1821 | 13.1821 | 13.1821 | 13.1821 | 13.1821 | 13.1821 | 13.1821 | 13.1821 | 13.1821 | 13.1821
|  | LNE7 | Mablethorpe desalination Seawater (100 Ml/d) | Total NPC |  |  | Total | 2019-20: 793.4363
|  | LNN1 | Lincolnshire Central to Lincolnshire Retford and Gainsborough potable transfer (3.5 Ml/d) | Capex |  |  |  | 0 | 0 | 0 | 0 | 0 | 0 | 1.365 | 3.6875 | 5.4833 | 2.7211 | 0 | 0 | 0 | 0 | 0 | 0.0078968 | 0.020346 | 0 | 0 | 0 | 0 | 0 | 0.0078968 | 0.26859 | 0.70305 | 0 | 0 | 0 | 0 | 0.0078968 | 0.020346 | 0 | 0 | 0 | 0 | 0 | 0.0078968 | 0.020346 | 0.25491 | 0.70305 | 0 | 0 | 0 | 0.0078968 | 0.020346 | 0 | 0 | 0 | 0 | 0 | 0.0078968 | 0.020346 | 0 | 0.25491 | 0.70305 | 0 | 0 | 0.0078968 | 0.10998 | 0.35852 | 0 | 0 | 0 | 0 | 0.0078968 | 0.020346 | 0 | 0 | 0.25491 | 0.70305 | 0 | 0.0078968 | 0.020346 | 0 | 0 | 0 | 0 | 0 | 0.0078968 | 0.020346 | 0 | 0 | 0 | 0.25491 | 0.70305 | 0.0078968
|  | LNN1 | Lincolnshire Central to Lincolnshire Retford and Gainsborough potable transfer (3.5 Ml/d) | Capex | Optimism Bias |  |  | 0 | 0 | 0 | 0 | 0 | 0 | 0.25115 | 0.67849 | 1.0089 | 0.50068 | 0 | 0 | 0 | 0 | 0 | 0.001453 | 0.0037437 | 0 | 0 | 0 | 0 | 0 | 0.001453 | 0.04942 | 0.12936 | 0 | 0 | 0 | 0 | 0.001453 | 0.0037437 | 0 | 0 | 0 | 0 | 0 | 0.001453 | 0.0037437 | 0.046903 | 0.12936 | 0 | 0 | 0 | 0.001453 | 0.0037437 | 0 | 0 | 0 | 0 | 0 | 0.001453 | 0.0037437 | 0 | 0.046903 | 0.12936 | 0 | 0 | 0.001453 | 0.020235 | 0.065967 | 0 | 0 | 0 | 0 | 0.001453 | 0.0037437 | 0 | 0 | 0.046903 | 0.12936 | 0 | 0.001453 | 0.0037437 | 0 | 0 | 0 | 0 | 0 | 0.001453 | 0.0037437 | 0 | 0 | 0 | 0.046903 | 0.12936 | 0.001453
|  | LNN1 | Lincolnshire Central to Lincolnshire Retford and Gainsborough potable transfer (3.5 Ml/d) | Discount Factor | [9 empty] | 0.96618 | 0.93351 | 0.90194 | 0.87144 | 0.84197 | 0.8135 | 0.78599 | 0.75941 | 0.73373 | 0.70892 | 0.68495 | 0.66178 | 0.6394 | 0.61778 | 0.59689 | 0.57671 | 0.5572 | 0.53836 | 0.52016 | 0.50257 | 0.48557 | 0.46915 | 0.45329 | 0.43796 | 0.42315 | 0.40884 | 0.39501 | 0.38165 | 0.36875 | 0.35628 | 0.39999 | 0.38834 | 0.37703 | 0.36604 | 0.35538 | 0.34503 | 0.33498 | 0.32523 | 0.31575 | 0.30656 | 0.29763 | 0.28896 | 0.28054 | 0.27237 | 0.26444 | 0.25674 | 0.24926 | 0.242 | 0.23495 | 0.22811 | 0.22146 | 0.21501 | 0.20875 | 0.20267 | 0.19677 | 0.19104 | 0.18547 | 0.18007 | 0.17483 | 0.16973 | 0.16479 | 0.15999 | 0.15533 | 0.15081 | 0.14641 | 0.14215 | 0.13801 | 0.13399 | 0.13009 | 0.1263 | 0.12262 | 0.11905 | 0.11558 | 0.11221 | 0.10895 | 0.1531 | 0.14937 | 0.14573 | 0.14217 | 0.1387
|  | LNN1 | Lincolnshire Central to Lincolnshire Retford and Gainsborough potable transfer (3.5 Ml/d) | Discount Rate | [9 empty] | 0.035 | 0.035 | 0.035 | 0.035 | 0.035 | 0.035 | 0.035 | 0.035 | 0.035 | 0.035 | 0.035 | 0.035 | 0.035 | 0.035 | 0.035 | 0.035 | 0.035 | 0.035 | 0.035 | 0.035 | 0.035 | 0.035 | 0.035 | 0.035 | 0.035 | 0.035 | 0.035 | 0.035 | 0.035 | 0.035 | 0.03 | 0.03 | 0.03 | 0.03 | 0.03 | 0.03 | 0.03 | 0.03 | 0.03 | 0.03 | 0.03 | 0.03 | 0.03 | 0.03 | 0.03 | 0.03 | 0.03 | 0.03 | 0.03 | 0.03 | 0.03 | 0.03 | 0.03 | 0.03 | 0.03 | 0.03 | 0.03 | 0.03 | 0.03 | 0.03 | 0.03 | 0.03 | 0.03 | 0.03 | 0.03 | 0.03 | 0.03 | 0.03 | 0.03 | 0.03 | 0.03 | 0.03 | 0.03 | 0.03 | 0.03 | 0.025 | 0.025 | 0.025 | 0.025 | 0.025
|  | LNN1 | Lincolnshire Central to Lincolnshire Retford and Gainsborough potable transfer (3.5 Ml/d) | Financing Cost | [9 empty] | 0.051716 | 0.19143 | 0.39918 | 0.49928 | 0.49329 | 0.4873 | 0.48131 | 0.47532 | 0.46933 | 0.46362 | 0.45836 | 0.45233 | 0.44631 | 0.44028 | 0.43426 | 0.42823 | 0.42251 | 0.42635 | 0.44715 | 0.4421 | 0.43705 | 0.432 | 0.42695 | 0.4222 | 0.41791 | 0.41283 | 0.40775 | 0.40267 | 0.39759 | 0.39251 | 0.38773 | 0.38342 | 0.388 | 0.40955 | 0.40447 | 0.39939 | 0.39431 | 0.38952 | 0.38521 | 0.38013 | 0.37505 | 0.36996 | 0.36488 | 0.3598 | 0.35502 | 0.3507 | 0.34562 | 0.3502 | 0.37175 | 0.36667 | 0.36159 | 0.35681 | 0.35586 | 0.36432 | 0.35924 | 0.35416 | 0.34908 | 0.34399 | 0.33921 | 0.3349 | 0.32982 | 0.32473 | 0.32931 | 0.35087 | 0.34578 | 0.341 | 0.33669 | 0.33161 | 0.32652 | 0.32144 | 0.31636 | 0.31128 | 0.30649 | 0.30218 | 0.2971 | 0.29202 | 0.28694 | 0.29151 | 0.31307 | 0.30828
|  | LNN1 | Lincolnshire Central to Lincolnshire Retford and Gainsborough potable transfer (3.5 Ml/d) | Net Present Cost (NPC) | [9 empty] | 0.049967 | 0.1787 | 0.36003 | 0.44015 | 0.43978 | 0.4342 | 0.41481 | 0.39623 | 0.37844 | 0.36159 | 0.34576 | 0.33008 | 0.31507 | 0.30069 | 0.28693 | 0.27375 | 0.2613 | 0.25454 | 0.25675 | 0.24553 | 0.23477 | 0.22446 | 0.21458 | 0.20525 | 0.19649 | 0.18777 | 0.17941 | 0.17141 | 0.16374 | 0.15639 | 0.17366 | 0.16693 | 0.1638 | 0.16692 | 0.16025 | 0.15383 | 0.14764 | 0.14179 | 0.1363 | 0.13077 | 0.12545 | 0.12033 | 0.11539 | 0.11065 | 0.10616 | 0.10196 | 0.097726 | 0.095987 | 0.098256 | 0.094235 | 0.090365 | 0.086704 | 0.083981 | 0.083251 | 0.079826 | 0.07653 | 0.073358 | 0.070306 | 0.067422 | 0.064727 | 0.062004 | 0.059385 | 0.058366 | 0.059917 | 0.057427 | 0.055075 | 0.052876 | 0.050655 | 0.048518 | 0.046463 | 0.044487 | 0.042586 | 0.040793 | 0.039121 | 0.037428 | 0.05182 | 0.049797 | 0.049249 | 0.051113 | 0.049202
|  | LNN1 | Lincolnshire Central to Lincolnshire Retford and Gainsborough potable transfer (3.5 Ml/d) | Opex | [9 empty] | 0 | 0 | 0 | 0.0058057 | 0.029029 | 0.046446 | 0.046446 | 0.046446 | 0.046446 | 0.046446 | 0.046446 | 0.046446 | 0.046446 | 0.046446 | 0.046446 | 0.046446 | 0.046446 | 0.046446 | 0.046446 | 0.046446 | 0.046446 | 0.046446 | 0.046446 | 0.046446 | 0.046446 | 0.046446 | 0.046446 | 0.046446 | 0.046446 | 0.046446 | 0.046446 | 0.046446 | 0.046446 | 0.046446 | 0.046446 | 0.046446 | 0.046446 | 0.046446 | 0.046446 | 0.046446 | 0.046446 | 0.046446 | 0.046446 | 0.046446 | 0.046446 | 0.046446 | 0.046446 | 0.046446 | 0.046446 | 0.046446 | 0.046446 | 0.046446 | 0.046446 | 0.046446 | 0.046446 | 0.046446 | 0.046446 | 0.046446 | 0.046446 | 0.046446 | 0.046446 | 0.046446 | 0.046446 | 0.046446 | 0.046446 | 0.046446 | 0.046446 | 0.046446 | 0.046446 | 0.046446 | 0.046446 | 0.046446 | 0.046446 | 0.046446 | 0.046446 | 0.046446 | 0.046446 | 0.046446 | 0.046446 | 0.046446
|  | LNN1 | Lincolnshire Central to Lincolnshire Retford and Gainsborough potable transfer (3.5 Ml/d) | Total NPC |  |  | Total | 2019-20: 12.6494
|  | LNN2 | Lincolnshire Central to Lincolnshire Retford and Gainsborough potable transfer (10 Ml/d) | Capex |  |  |  | 0 | 0 | 0 | 0 | 0 | 0 | 2.1236 | 5.7369 | 8.5308 | 4.2335 | 0 | 0 | 0 | 0 | 0 | 0.009042 | 0.02336 | 0 | 0 | 0 | 0 | 0 | 0.009042 | 0.53505 | 1.4493 | 0 | 0 | 0 | 0 | 0.009042 | 0.02336 | 0 | 0 | 0 | 0 | 0 | 0.009042 | 0.02336 | 0.51981 | 1.4493 | 0 | 0 | 0 | 0.009042 | 0.02336 | 0 | 0 | 0 | 0 | 0 | 0.009042 | 0.02336 | 0 | 0.51981 | 1.4493 | 0 | 0 | 0.009042 | 0.20838 | 0.74007 | 0 | 0 | 0 | 0 | 0.009042 | 0.02336 | 0 | 0 | 0.51981 | 1.4493 | 0 | 0.009042 | 0.02336 | 0 | 0 | 0 | 0 | 0 | 0.009042 | 0.02336 | 0 | 0 | 0 | 0.51981 | 1.4493 | 0.009042
|  | LNN2 | Lincolnshire Central to Lincolnshire Retford and Gainsborough potable transfer (10 Ml/d) | Capex | Optimism Bias |  |  | 0 | 0 | 0 | 0 | 0 | 0 | 0.39074 | 1.0556 | 1.5697 | 0.77896 | 0 | 0 | 0 | 0 | 0 | 0.0016637 | 0.0042983 | 0 | 0 | 0 | 0 | 0 | 0.0016637 | 0.098449 | 0.26668 | 0 | 0 | 0 | 0 | 0.0016637 | 0.0042983 | 0 | 0 | 0 | 0 | 0 | 0.0016637 | 0.0042983 | 0.095645 | 0.26668 | 0 | 0 | 0 | 0.0016637 | 0.0042983 | 0 | 0 | 0 | 0 | 0 | 0.0016637 | 0.0042983 | 0 | 0.095645 | 0.26668 | 0 | 0 | 0.0016637 | 0.038341 | 0.13617 | 0 | 0 | 0 | 0 | 0.0016637 | 0.0042983 | 0 | 0 | 0.095645 | 0.26668 | 0 | 0.0016637 | 0.0042983 | 0 | 0 | 0 | 0 | 0 | 0.0016637 | 0.0042983 | 0 | 0 | 0 | 0.095645 | 0.26668 | 0.0016637
|  | LNN2 | Lincolnshire Central to Lincolnshire Retford and Gainsborough potable transfer (10 Ml/d) | Discount Factor | [9 empty] | 0.96618 | 0.93351 | 0.90194 | 0.87144 | 0.84197 | 0.8135 | 0.78599 | 0.75941 | 0.73373 | 0.70892 | 0.68495 | 0.66178 | 0.6394 | 0.61778 | 0.59689 | 0.57671 | 0.5572 | 0.53836 | 0.52016 | 0.50257 | 0.48557 | 0.46915 | 0.45329 | 0.43796 | 0.42315 | 0.40884 | 0.39501 | 0.38165 | 0.36875 | 0.35628 | 0.39999 | 0.38834 | 0.37703 | 0.36604 | 0.35538 | 0.34503 | 0.33498 | 0.32523 | 0.31575 | 0.30656 | 0.29763 | 0.28896 | 0.28054 | 0.27237 | 0.26444 | 0.25674 | 0.24926 | 0.242 | 0.23495 | 0.22811 | 0.22146 | 0.21501 | 0.20875 | 0.20267 | 0.19677 | 0.19104 | 0.18547 | 0.18007 | 0.17483 | 0.16973 | 0.16479 | 0.15999 | 0.15533 | 0.15081 | 0.14641 | 0.14215 | 0.13801 | 0.13399 | 0.13009 | 0.1263 | 0.12262 | 0.11905 | 0.11558 | 0.11221 | 0.10895 | 0.1531 | 0.14937 | 0.14573 | 0.14217 | 0.1387
|  | LNN2 | Lincolnshire Central to Lincolnshire Retford and Gainsborough potable transfer (10 Ml/d) | Discount Rate | [9 empty] | 0.035 | 0.035 | 0.035 | 0.035 | 0.035 | 0.035 | 0.035 | 0.035 | 0.035 | 0.035 | 0.035 | 0.035 | 0.035 | 0.035 | 0.035 | 0.035 | 0.035 | 0.035 | 0.035 | 0.035 | 0.035 | 0.035 | 0.035 | 0.035 | 0.035 | 0.035 | 0.035 | 0.035 | 0.035 | 0.035 | 0.03 | 0.03 | 0.03 | 0.03 | 0.03 | 0.03 | 0.03 | 0.03 | 0.03 | 0.03 | 0.03 | 0.03 | 0.03 | 0.03 | 0.03 | 0.03 | 0.03 | 0.03 | 0.03 | 0.03 | 0.03 | 0.03 | 0.03 | 0.03 | 0.03 | 0.03 | 0.03 | 0.03 | 0.03 | 0.03 | 0.03 | 0.03 | 0.03 | 0.03 | 0.03 | 0.03 | 0.03 | 0.03 | 0.03 | 0.03 | 0.03 | 0.03 | 0.03 | 0.03 | 0.03 | 0.025 | 0.025 | 0.025 | 0.025 | 0.025
|  | LNN2 | Lincolnshire Central to Lincolnshire Retford and Gainsborough potable transfer (10 Ml/d) | Financing Cost | [9 empty] | 0.080459 | 0.29782 | 0.62104 | 0.77578 | 0.76447 | 0.75317 | 0.74186 | 0.73055 | 0.71925 | 0.70826 | 0.6978 | 0.68645 | 0.67511 | 0.66376 | 0.65242 | 0.64108 | 0.63007 | 0.63837 | 0.68248 | 0.67349 | 0.6645 | 0.65551 | 0.64652 | 0.63787 | 0.62975 | 0.62072 | 0.61169 | 0.60266 | 0.59363 | 0.5846 | 0.57592 | 0.56778 | 0.57844 | 0.62432 | 0.61529 | 0.60626 | 0.59723 | 0.58854 | 0.5804 | 0.57137 | 0.56234 | 0.5533 | 0.54427 | 0.53524 | 0.52655 | 0.51841 | 0.50938 | 0.52004 | 0.56592 | 0.55689 | 0.54786 | 0.53917 | 0.53797 | 0.55691 | 0.54788 | 0.53885 | 0.52982 | 0.52078 | 0.5121 | 0.50395 | 0.49492 | 0.48589 | 0.49655 | 0.54243 | 0.5334 | 0.52472 | 0.51657 | 0.50754 | 0.49851 | 0.48948 | 0.48045 | 0.47142 | 0.46273 | 0.45458 | 0.44555 | 0.43652 | 0.42749 | 0.43815 | 0.48404 | 0.47535
|  | LNN2 | Lincolnshire Central to Lincolnshire Retford and Gainsborough potable transfer (10 Ml/d) | Net Present Cost (NPC) | [9 empty] | 0.077739 | 0.27802 | 0.56014 | 0.69231 | 0.72225 | 0.73418 | 0.70046 | 0.66819 | 0.6373 | 0.60796 | 0.58023 | 0.5531 | 0.52715 | 0.50231 | 0.47855 | 0.45583 | 0.43428 | 0.42406 | 0.43267 | 0.41352 | 0.39517 | 0.37759 | 0.36074 | 0.34476 | 0.32966 | 0.31482 | 0.30061 | 0.287 | 0.27396 | 0.26148 | 0.29009 | 0.27848 | 0.27439 | 0.28319 | 0.27173 | 0.2607 | 0.25008 | 0.23997 | 0.23041 | 0.22093 | 0.21181 | 0.20303 | 0.19458 | 0.18646 | 0.17873 | 0.17143 | 0.16419 | 0.16199 | 0.16805 | 0.16109 | 0.1544 | 0.14804 | 0.14347 | 0.14313 | 0.13719 | 0.13147 | 0.12596 | 0.12067 | 0.11563 | 0.11088 | 0.10616 | 0.10163 | 0.10032 | 0.10432 | 0.099961 | 0.095814 | 0.091899 | 0.088012 | 0.084274 | 0.080679 | 0.077222 | 0.073898 | 0.070741 | 0.067767 | 0.064809 | 0.089695 | 0.086159 | 0.085611 | 0.090046 | 0.086645
|  | LNN2 | Lincolnshire Central to Lincolnshire Retford and Gainsborough potable transfer (10 Ml/d) | Opex | [9 empty] | 0 | 0 | 0 | 0.018666 | 0.093328 | 0.14932 | 0.14932 | 0.14932 | 0.14932 | 0.14932 | 0.14932 | 0.14932 | 0.14932 | 0.14932 | 0.14932 | 0.14932 | 0.14932 | 0.14932 | 0.14932 | 0.14932 | 0.14932 | 0.14932 | 0.14932 | 0.14932 | 0.14932 | 0.14932 | 0.14932 | 0.14932 | 0.14932 | 0.14932 | 0.14932 | 0.14932 | 0.14932 | 0.14932 | 0.14932 | 0.14932 | 0.14932 | 0.14932 | 0.14932 | 0.14932 | 0.14932 | 0.14932 | 0.14932 | 0.14932 | 0.14932 | 0.14932 | 0.14932 | 0.14932 | 0.14932 | 0.14932 | 0.14932 | 0.14932 | 0.14932 | 0.14932 | 0.14932 | 0.14932 | 0.14932 | 0.14932 | 0.14932 | 0.14932 | 0.14932 | 0.14932 | 0.14932 | 0.14932 | 0.14932 | 0.14932 | 0.14932 | 0.14932 | 0.14932 | 0.14932 | 0.14932 | 0.14932 | 0.14932 | 0.14932 | 0.14932 | 0.14932 | 0.14932 | 0.14932 | 0.14932 | 0.14932
|  | LNN2 | Lincolnshire Central to Lincolnshire Retford and Gainsborough potable transfer (10 Ml/d) | Total NPC |  |  | Total | 2019-20: 21.2039
|  | LNN3 | Lincolnshire Retford and Gainsborough resource optimisation | Capex |  |  |  | 0 | 0 | 0 | 0 | 0 | 0 | 0.5067 | 1.3661 | 1.9378 | 0.91968 | 0 | 0 | 0 | 0 | 0 | 0.0081273 | 0.023975 | 0 | 0 | 0 | 0 | 0 | 0.0081273 | 0.63916 | 1.8228 | 0 | 0 | 0 | 0 | 0.0081273 | 0.023975 | 0 | 0 | 0 | 0 | 0 | 0.0081273 | 0.023975 | 0.61662 | 1.8228 | 0 | 0 | 0 | 0.0081273 | 0.023975 | 0 | 0 | 0 | 0 | 0 | 0.0081273 | 0.023975 | 0 | 0.61662 | 1.8228 | 0 | 0 | 0.0081273 | 0.32267 | 1.1948 | 0 | 0 | 0 | 0 | 0.0081273 | 0.023975 | 0 | 0 | 0.61662 | 1.8228 | 0 | 0.0081273 | 0.023975 | 0 | 0 | 0 | 0 | 0 | 0.0081273 | 0.023975 | 0 | 0 | 0 | 0.61662 | 1.8228 | 0.0081273
|  | LNN3 | Lincolnshire Retford and Gainsborough resource optimisation | Capex | Optimism Bias |  |  | 0 | 0 | 0 | 0 | 0 | 0 | 0.10286 | 0.27733 | 0.39338 | 0.18669 | 0 | 0 | 0 | 0 | 0 | 0.0016498 | 0.0048668 | 0 | 0 | 0 | 0 | 0 | 0.0016498 | 0.12975 | 0.37004 | 0 | 0 | 0 | 0 | 0.0016498 | 0.0048668 | 0 | 0 | 0 | 0 | 0 | 0.0016498 | 0.0048668 | 0.12517 | 0.37004 | 0 | 0 | 0 | 0.0016498 | 0.0048668 | 0 | 0 | 0 | 0 | 0 | 0.0016498 | 0.0048668 | 0 | 0.12517 | 0.37004 | 0 | 0 | 0.0016498 | 0.065502 | 0.24254 | 0 | 0 | 0 | 0 | 0.0016498 | 0.0048668 | 0 | 0 | 0.12517 | 0.37004 | 0 | 0.0016498 | 0.0048668 | 0 | 0 | 0 | 0 | 0 | 0.0016498 | 0.0048668 | 0 | 0 | 0 | 0.12517 | 0.37004 | 0.0016498
|  | LNN3 | Lincolnshire Retford and Gainsborough resource optimisation | Discount Factor | [9 empty] | 0.96618 | 0.93351 | 0.90194 | 0.87144 | 0.84197 | 0.8135 | 0.78599 | 0.75941 | 0.73373 | 0.70892 | 0.68495 | 0.66178 | 0.6394 | 0.61778 | 0.59689 | 0.57671 | 0.5572 | 0.53836 | 0.52016 | 0.50257 | 0.48557 | 0.46915 | 0.45329 | 0.43796 | 0.42315 | 0.40884 | 0.39501 | 0.38165 | 0.36875 | 0.35628 | 0.39999 | 0.38834 | 0.37703 | 0.36604 | 0.35538 | 0.34503 | 0.33498 | 0.32523 | 0.31575 | 0.30656 | 0.29763 | 0.28896 | 0.28054 | 0.27237 | 0.26444 | 0.25674 | 0.24926 | 0.242 | 0.23495 | 0.22811 | 0.22146 | 0.21501 | 0.20875 | 0.20267 | 0.19677 | 0.19104 | 0.18547 | 0.18007 | 0.17483 | 0.16973 | 0.16479 | 0.15999 | 0.15533 | 0.15081 | 0.14641 | 0.14215 | 0.13801 | 0.13399 | 0.13009 | 0.1263 | 0.12262 | 0.11905 | 0.11558 | 0.11221 | 0.10895 | 0.1531 | 0.14937 | 0.14573 | 0.14217 | 0.1387
|  | LNN3 | Lincolnshire Retford and Gainsborough resource optimisation | Discount Rate | [9 empty] | 0.035 | 0.035 | 0.035 | 0.035 | 0.035 | 0.035 | 0.035 | 0.035 | 0.035 | 0.035 | 0.035 | 0.035 | 0.035 | 0.035 | 0.035 | 0.035 | 0.035 | 0.035 | 0.035 | 0.035 | 0.035 | 0.035 | 0.035 | 0.035 | 0.035 | 0.035 | 0.035 | 0.035 | 0.035 | 0.035 | 0.03 | 0.03 | 0.03 | 0.03 | 0.03 | 0.03 | 0.03 | 0.03 | 0.03 | 0.03 | 0.03 | 0.03 | 0.03 | 0.03 | 0.03 | 0.03 | 0.03 | 0.03 | 0.03 | 0.03 | 0.03 | 0.03 | 0.03 | 0.03 | 0.03 | 0.03 | 0.03 | 0.03 | 0.03 | 0.03 | 0.03 | 0.03 | 0.03 | 0.03 | 0.03 | 0.03 | 0.03 | 0.03 | 0.03 | 0.03 | 0.03 | 0.03 | 0.03 | 0.03 | 0.03 | 0.025 | 0.025 | 0.025 | 0.025 | 0.025
|  | LNN3 | Lincolnshire Retford and Gainsborough resource optimisation | Financing Cost | [9 empty] | 0.019506 | 0.072097 | 0.1467 | 0.17732 | 0.16777 | 0.15822 | 0.14866 | 0.13911 | 0.12956 | 0.12029 | 0.11164 | 0.10209 | 0.092544 | 0.082995 | 0.073446 | 0.063897 | 0.05466 | 0.068929 | 0.12975 | 0.12217 | 0.11459 | 0.10701 | 0.099429 | 0.092162 | 0.085502 | 0.077915 | 0.070329 | 0.062743 | 0.055156 | 0.04757 | 0.040296 | 0.033633 | 0.049784 | 0.11237 | 0.10478 | 0.097195 | 0.089608 | 0.082334 | 0.075669 | 0.068082 | 0.060495 | 0.052908 | 0.045321 | 0.037734 | 0.03046 | 0.023796 | 0.016209 | 0.032359 | 0.094945 | 0.087357 | 0.07977 | 0.072496 | 0.077216 | 0.11551 | 0.10792 | 0.10033 | 0.092747 | 0.08516 | 0.077886 | 0.071221 | 0.063634 | 0.056047 | 0.072198 | 0.13478 | 0.1272 | 0.11992 | 0.11326 | 0.10567 | 0.098084 | 0.090496 | 0.082909 | 0.075322 | 0.068048 | 0.061384 | 0.053797 | 0.04621 | 0.038623 | 0.054773 | 0.11736 | 0.11008
|  | LNN3 | Lincolnshire Retford and Gainsborough resource optimisation | Net Present Cost (NPC) | [9 empty] | 0.018846 | 0.067303 | 0.13231 | 0.16638 | 0.19851 | 0.21721 | 0.20236 | 0.18826 | 0.17489 | 0.16241 | 0.15099 | 0.13956 | 0.12874 | 0.11849 | 0.10878 | 0.099593 | 0.091079 | 0.09568 | 0.12408 | 0.11608 | 0.10847 | 0.10125 | 0.094386 | 0.088011 | 0.082217 | 0.076335 | 0.070757 | 0.065469 | 0.060457 | 0.05571 | 0.059635 | 0.055311 | 0.059789 | 0.080956 | 0.075902 | 0.071074 | 0.066462 | 0.06216 | 0.058246 | 0.054223 | 0.050386 | 0.046726 | 0.043237 | 0.039911 | 0.036825 | 0.034041 | 0.031159 | 0.034159 | 0.047869 | 0.044744 | 0.041761 | 0.03898 | 0.03883 | 0.04546 | 0.042643 | 0.039951 | 0.037381 | 0.034926 | 0.032637 | 0.030555 | 0.028415 | 0.026373 | 0.028114 | 0.036733 | 0.034552 | 0.032512 | 0.030645 | 0.028736 | 0.026912 | 0.02517 | 0.023507 | 0.021919 | 0.02044 | 0.019097 | 0.017714 | 0.023732 | 0.02202 | 0.023836 | 0.032153 | 0.03036
|  | LNN3 | Lincolnshire Retford and Gainsborough resource optimisation | Opex | [9 empty] | 0 | 0 | 0 | 0.0136 | 0.067998 | 0.1088 | 0.1088 | 0.1088 | 0.1088 | 0.1088 | 0.1088 | 0.1088 | 0.1088 | 0.1088 | 0.1088 | 0.1088 | 0.1088 | 0.1088 | 0.1088 | 0.1088 | 0.1088 | 0.1088 | 0.1088 | 0.1088 | 0.1088 | 0.1088 | 0.1088 | 0.1088 | 0.1088 | 0.1088 | 0.1088 | 0.1088 | 0.1088 | 0.1088 | 0.1088 | 0.1088 | 0.1088 | 0.1088 | 0.1088 | 0.1088 | 0.1088 | 0.1088 | 0.1088 | 0.1088 | 0.1088 | 0.1088 | 0.1088 | 0.1088 | 0.1088 | 0.1088 | 0.1088 | 0.1088 | 0.1088 | 0.1088 | 0.1088 | 0.1088 | 0.1088 | 0.1088 | 0.1088 | 0.1088 | 0.1088 | 0.1088 | 0.1088 | 0.1088 | 0.1088 | 0.1088 | 0.1088 | 0.1088 | 0.1088 | 0.1088 | 0.1088 | 0.1088 | 0.1088 | 0.1088 | 0.1088 | 0.1088 | 0.1088 | 0.1088 | 0.1088 | 0.1088
|  | LNN3 | Lincolnshire Retford and Gainsborough resource optimisation | Total NPC |  |  | Total | 2019-20: 5.4735
|  | NAY1 | Norwich and the Broads to Aylsham potable transfer (3 Ml/d) | Capex |  |  |  | 0 | 0 | 0 | 0 | 0 | 0 | 0.38731 | 0.90373 | 2.5821 | 5.1642 | 3.8731 | 0 | 0 | 0 | 0 | 0 | 0 | 0.086745 | 0 | 0 | 0 | 0 | 0 | 0 | 0.086745 | 1.4561 | 0 | 0 | 0 | 0 | 0 | 0.086745 | 0 | 0 | 0 | 0 | 0 | 0 | 0.086745 | 0 | 1.4561 | 0 | 0 | 0 | 0 | 0.086745 | 0 | 0 | 0 | 0 | 0 | 0 | 0.086745 | 0 | 0 | 1.4561 | 0 | 0 | 0.73916 | 3.0434 | 0 | 0 | 0 | 0 | 0 | 0 | 0.086745 | 0 | 0 | 0 | 1.4561 | 0 | 0 | 0.086745 | 0 | 0 | 0 | 0 | 0 | 0 | 0.086745 | 0 | 0 | 0 | 0 | 1.4561
|  | NAY1 | Norwich and the Broads to Aylsham potable transfer (3 Ml/d) | Capex | Optimism Bias |  |  | 0 | 0 | 0 | 0 | 0 | 0 | 0.051125 | 0.11929 | 0.34084 | 0.68167 | 0.51125 | 0 | 0 | 0 | 0 | 0 | 0 | 0.01145 | 0 | 0 | 0 | 0 | 0 | 0 | 0.01145 | 0.1922 | 0 | 0 | 0 | 0 | 0 | 0.01145 | 0 | 0 | 0 | 0 | 0 | 0 | 0.01145 | 0 | 0.1922 | 0 | 0 | 0 | 0 | 0.01145 | 0 | 0 | 0 | 0 | 0 | 0 | 0.01145 | 0 | 0 | 0.1922 | 0 | 0 | 0.097569 | 0.40173 | 0 | 0 | 0 | 0 | 0 | 0 | 0.01145 | 0 | 0 | 0 | 0.1922 | 0 | 0 | 0.01145 | 0 | 0 | 0 | 0 | 0 | 0 | 0.01145 | 0 | 0 | 0 | 0 | 0.1922
|  | NAY1 | Norwich and the Broads to Aylsham potable transfer (3 Ml/d) | Discount Factor | [9 empty] | 0.96618 | 0.93351 | 0.90194 | 0.87144 | 0.84197 | 0.8135 | 0.78599 | 0.75941 | 0.73373 | 0.70892 | 0.68495 | 0.66178 | 0.6394 | 0.61778 | 0.59689 | 0.57671 | 0.5572 | 0.53836 | 0.52016 | 0.50257 | 0.48557 | 0.46915 | 0.45329 | 0.43796 | 0.42315 | 0.40884 | 0.39501 | 0.38165 | 0.36875 | 0.35628 | 0.39999 | 0.38834 | 0.37703 | 0.36604 | 0.35538 | 0.34503 | 0.33498 | 0.32523 | 0.31575 | 0.30656 | 0.29763 | 0.28896 | 0.28054 | 0.27237 | 0.26444 | 0.25674 | 0.24926 | 0.242 | 0.23495 | 0.22811 | 0.22146 | 0.21501 | 0.20875 | 0.20267 | 0.19677 | 0.19104 | 0.18547 | 0.18007 | 0.17483 | 0.16973 | 0.16479 | 0.15999 | 0.15533 | 0.15081 | 0.14641 | 0.14215 | 0.13801 | 0.13399 | 0.13009 | 0.1263 | 0.12262 | 0.11905 | 0.11558 | 0.11221 | 0.10895 | 0.1531 | 0.14937 | 0.14573 | 0.14217 | 0.1387
|  | NAY1 | Norwich and the Broads to Aylsham potable transfer (3 Ml/d) | Discount Rate | [9 empty] | 0.035 | 0.035 | 0.035 | 0.035 | 0.035 | 0.035 | 0.035 | 0.035 | 0.035 | 0.035 | 0.035 | 0.035 | 0.035 | 0.035 | 0.035 | 0.035 | 0.035 | 0.035 | 0.035 | 0.035 | 0.035 | 0.035 | 0.035 | 0.035 | 0.035 | 0.035 | 0.035 | 0.035 | 0.035 | 0.035 | 0.03 | 0.03 | 0.03 | 0.03 | 0.03 | 0.03 | 0.03 | 0.03 | 0.03 | 0.03 | 0.03 | 0.03 | 0.03 | 0.03 | 0.03 | 0.03 | 0.03 | 0.03 | 0.03 | 0.03 | 0.03 | 0.03 | 0.03 | 0.03 | 0.03 | 0.03 | 0.03 | 0.03 | 0.03 | 0.03 | 0.03 | 0.03 | 0.03 | 0.03 | 0.03 | 0.03 | 0.03 | 0.03 | 0.03 | 0.03 | 0.03 | 0.03 | 0.03 | 0.03 | 0.03 | 0.025 | 0.025 | 0.025 | 0.025 | 0.025
|  | NAY1 | Norwich and the Broads to Aylsham potable transfer (3 Ml/d) | Financing Cost | [9 empty] | 0.01403 | 0.046767 | 0.1403 | 0.3242 | 0.45681 | 0.44776 | 0.43871 | 0.42966 | 0.42062 | 0.41157 | 0.40266 | 0.39688 | 0.38778 | 0.37869 | 0.3696 | 0.36051 | 0.35141 | 0.34232 | 0.338 | 0.38386 | 0.37591 | 0.36796 | 0.36001 | 0.35207 | 0.34412 | 0.33931 | 0.33137 | 0.32342 | 0.31547 | 0.30752 | 0.29957 | 0.29163 | 0.28682 | 0.27887 | 0.32367 | 0.31572 | 0.30777 | 0.29982 | 0.29188 | 0.28707 | 0.27912 | 0.27117 | 0.26323 | 0.25528 | 0.24733 | 0.23938 | 0.23458 | 0.22663 | 0.21868 | 0.26348 | 0.25553 | 0.24758 | 0.26614 | 0.36777 | 0.35942 | 0.35147 | 0.34352 | 0.33557 | 0.32763 | 0.31968 | 0.31487 | 0.30692 | 0.29898 | 0.29103 | 0.33583 | 0.32788 | 0.31993 | 0.31512 | 0.30718 | 0.29923 | 0.29128 | 0.28333 | 0.27538 | 0.26744 | 0.26263 | 0.25468 | 0.24673 | 0.23879 | 0.23084 | 0.27563
|  | NAY1 | Norwich and the Broads to Aylsham potable transfer (3 Ml/d) | Net Present Cost (NPC) | [9 empty] | 0.013556 | 0.043657 | 0.12654 | 0.28252 | 0.38462 | 0.40895 | 0.4312 | 0.40975 | 0.38925 | 0.36967 | 0.35107 | 0.33537 | 0.31822 | 0.30184 | 0.2862 | 0.27128 | 0.25704 | 0.24345 | 0.23298 | 0.24814 | 0.23589 | 0.22419 | 0.213 | 0.20232 | 0.19211 | 0.18365 | 0.1743 | 0.16537 | 0.15685 | 0.14872 | 0.16378 | 0.15592 | 0.14957 | 0.14231 | 0.15408 | 0.14685 | 0.13991 | 0.13325 | 0.12686 | 0.12169 | 0.11578 | 0.11011 | 0.10468 | 0.099462 | 0.094464 | 0.089672 | 0.085862 | 0.081438 | 0.077199 | 0.085168 | 0.080928 | 0.076862 | 0.078497 | 0.096807 | 0.092345 | 0.088137 | 0.084096 | 0.080215 | 0.076489 | 0.072912 | 0.069997 | 0.066686 | 0.06351 | 0.060461 | 0.065259 | 0.062228 | 0.059319 | 0.056947 | 0.054255 | 0.051671 | 0.049191 | 0.046812 | 0.04453 | 0.042341 | 0.040585 | 0.055818 | 0.053269 | 0.050812 | 0.048442 | 0.053474
|  | NAY1 | Norwich and the Broads to Aylsham potable transfer (3 Ml/d) | Opex | [9 empty] | 0 | 0 | 0 | 0 | 0 | 0.054946 | 0.10989 | 0.10989 | 0.10989 | 0.10989 | 0.10989 | 0.10989 | 0.10989 | 0.10989 | 0.10989 | 0.10989 | 0.10989 | 0.10989 | 0.10989 | 0.10989 | 0.10989 | 0.10989 | 0.10989 | 0.10989 | 0.10989 | 0.10989 | 0.10989 | 0.10989 | 0.10989 | 0.10989 | 0.10989 | 0.10989 | 0.10989 | 0.10989 | 0.10989 | 0.10989 | 0.10989 | 0.10989 | 0.10989 | 0.10989 | 0.10989 | 0.10989 | 0.10989 | 0.10989 | 0.10989 | 0.10989 | 0.10989 | 0.10989 | 0.10989 | 0.10989 | 0.10989 | 0.10989 | 0.10989 | 0.10989 | 0.10989 | 0.10989 | 0.10989 | 0.10989 | 0.10989 | 0.10989 | 0.10989 | 0.10989 | 0.10989 | 0.10989 | 0.10989 | 0.10989 | 0.10989 | 0.10989 | 0.10989 | 0.10989 | 0.10989 | 0.10989 | 0.10989 | 0.10989 | 0.10989 | 0.10989 | 0.10989 | 0.10989 | 0.10989 | 0.10989
|  | NAY1 | Norwich and the Broads to Aylsham potable transfer (3 Ml/d) | Total NPC |  |  | Total | 2019-20: 11.9027
|  | NAY2 | Happisburgh to Aylsham potable transfer (10 Ml/d) | Capex |  |  |  | 0 | 0 | 0 | 0 | 0 | 0 | 1.9574 | 5.288 | 7.8632 | 3.9022 | 0 | 0 | 0 | 0 | 0 | 0.0089993 | 0.023248 | 0 | 0 | 0 | 0 | 0 | 0.0089993 | 0.51613 | 1.396 | 0 | 0 | 0 | 0 | 0.0089993 | 0.023248 | 0 | 0 | 0 | 0 | 0 | 0.0089993 | 0.023248 | 0.50094 | 1.396 | 0 | 0 | 0 | 0.0089993 | 0.023248 | 0 | 0 | 0 | 0 | 0 | 0.0089993 | 0.023248 | 0 | 0.50094 | 1.396 | 0 | 0 | 0.0089993 | 0.20857 | 0.74128 | 0 | 0 | 0 | 0 | 0.0089993 | 0.023248 | 0 | 0 | 0.50094 | 1.396 | 0 | 0.0089993 | 0.023248 | 0 | 0 | 0 | 0 | 0 | 0.0089993 | 0.023248 | 0 | 0 | 0 | 0.50094 | 1.396 | 0.0089993
|  | NAY2 | Happisburgh to Aylsham potable transfer (10 Ml/d) | Capex | Optimism Bias |  |  | 0 | 0 | 0 | 0 | 0 | 0 | 0.36017 | 0.97298 | 1.4468 | 0.718 | 0 | 0 | 0 | 0 | 0 | 0.0016559 | 0.0042776 | 0 | 0 | 0 | 0 | 0 | 0.0016559 | 0.094968 | 0.25686 | 0 | 0 | 0 | 0 | 0.0016559 | 0.0042776 | 0 | 0 | 0 | 0 | 0 | 0.0016559 | 0.0042776 | 0.092172 | 0.25686 | 0 | 0 | 0 | 0.0016559 | 0.0042776 | 0 | 0 | 0 | 0 | 0 | 0.0016559 | 0.0042776 | 0 | 0.092172 | 0.25686 | 0 | 0 | 0.0016559 | 0.038377 | 0.1364 | 0 | 0 | 0 | 0 | 0.0016559 | 0.0042776 | 0 | 0 | 0.092172 | 0.25686 | 0 | 0.0016559 | 0.0042776 | 0 | 0 | 0 | 0 | 0 | 0.0016559 | 0.0042776 | 0 | 0 | 0 | 0.092172 | 0.25686 | 0.0016559
|  | NAY2 | Happisburgh to Aylsham potable transfer (10 Ml/d) | Discount Factor | [9 empty] | 0.96618 | 0.93351 | 0.90194 | 0.87144 | 0.84197 | 0.8135 | 0.78599 | 0.75941 | 0.73373 | 0.70892 | 0.68495 | 0.66178 | 0.6394 | 0.61778 | 0.59689 | 0.57671 | 0.5572 | 0.53836 | 0.52016 | 0.50257 | 0.48557 | 0.46915 | 0.45329 | 0.43796 | 0.42315 | 0.40884 | 0.39501 | 0.38165 | 0.36875 | 0.35628 | 0.39999 | 0.38834 | 0.37703 | 0.36604 | 0.35538 | 0.34503 | 0.33498 | 0.32523 | 0.31575 | 0.30656 | 0.29763 | 0.28896 | 0.28054 | 0.27237 | 0.26444 | 0.25674 | 0.24926 | 0.242 | 0.23495 | 0.22811 | 0.22146 | 0.21501 | 0.20875 | 0.20267 | 0.19677 | 0.19104 | 0.18547 | 0.18007 | 0.17483 | 0.16973 | 0.16479 | 0.15999 | 0.15533 | 0.15081 | 0.14641 | 0.14215 | 0.13801 | 0.13399 | 0.13009 | 0.1263 | 0.12262 | 0.11905 | 0.11558 | 0.11221 | 0.10895 | 0.1531 | 0.14937 | 0.14573 | 0.14217 | 0.1387
|  | NAY2 | Happisburgh to Aylsham potable transfer (10 Ml/d) | Discount Rate | [9 empty] | 0.035 | 0.035 | 0.035 | 0.035 | 0.035 | 0.035 | 0.035 | 0.035 | 0.035 | 0.035 | 0.035 | 0.035 | 0.035 | 0.035 | 0.035 | 0.035 | 0.035 | 0.035 | 0.035 | 0.035 | 0.035 | 0.035 | 0.035 | 0.035 | 0.035 | 0.035 | 0.035 | 0.035 | 0.035 | 0.035 | 0.03 | 0.03 | 0.03 | 0.03 | 0.03 | 0.03 | 0.03 | 0.03 | 0.03 | 0.03 | 0.03 | 0.03 | 0.03 | 0.03 | 0.03 | 0.03 | 0.03 | 0.03 | 0.03 | 0.03 | 0.03 | 0.03 | 0.03 | 0.03 | 0.03 | 0.03 | 0.03 | 0.03 | 0.03 | 0.03 | 0.03 | 0.03 | 0.03 | 0.03 | 0.03 | 0.03 | 0.03 | 0.03 | 0.03 | 0.03 | 0.03 | 0.03 | 0.03 | 0.03 | 0.03 | 0.025 | 0.025 | 0.025 | 0.025 | 0.025
|  | NAY2 | Happisburgh to Aylsham potable transfer (10 Ml/d) | Financing Cost | [9 empty] | 0.074163 | 0.27451 | 0.57243 | 0.71477 | 0.70375 | 0.69274 | 0.68172 | 0.67071 | 0.65969 | 0.64899 | 0.63881 | 0.62776 | 0.61672 | 0.60567 | 0.59462 | 0.58357 | 0.57286 | 0.58076 | 0.62326 | 0.61476 | 0.60626 | 0.59776 | 0.58926 | 0.5811 | 0.57346 | 0.56492 | 0.55638 | 0.54784 | 0.5393 | 0.53076 | 0.52257 | 0.51491 | 0.52535 | 0.5697 | 0.56116 | 0.55261 | 0.54407 | 0.53587 | 0.52821 | 0.51967 | 0.51113 | 0.50259 | 0.49405 | 0.4855 | 0.4773 | 0.46964 | 0.4611 | 0.47154 | 0.51589 | 0.50735 | 0.4988 | 0.4906 | 0.48989 | 0.50937 | 0.50083 | 0.49229 | 0.48374 | 0.4752 | 0.467 | 0.45934 | 0.4508 | 0.44226 | 0.4527 | 0.49704 | 0.4885 | 0.4803 | 0.47264 | 0.4641 | 0.45556 | 0.44702 | 0.43848 | 0.42993 | 0.42173 | 0.41407 | 0.40553 | 0.39699 | 0.38845 | 0.39889 | 0.44324 | 0.43504
|  | NAY2 | Happisburgh to Aylsham potable transfer (10 Ml/d) | Net Present Cost (NPC) | [9 empty] | 0.071655 | 0.25626 | 0.5163 | 0.63826 | 0.66684 | 0.67839 | 0.64679 | 0.61655 | 0.58762 | 0.56017 | 0.53425 | 0.50887 | 0.4846 | 0.46139 | 0.43919 | 0.41797 | 0.39787 | 0.38866 | 0.39763 | 0.37991 | 0.36294 | 0.34667 | 0.3311 | 0.31633 | 0.3024 | 0.28868 | 0.27555 | 0.26297 | 0.25093 | 0.2394 | 0.26549 | 0.25478 | 0.2513 | 0.26021 | 0.2496 | 0.23938 | 0.22955 | 0.22019 | 0.21136 | 0.20259 | 0.19414 | 0.18602 | 0.17821 | 0.17069 | 0.16355 | 0.15682 | 0.15012 | 0.14828 | 0.15438 | 0.14793 | 0.14173 | 0.13584 | 0.13174 | 0.13185 | 0.12633 | 0.12101 | 0.11591 | 0.11099 | 0.10633 | 0.10193 | 0.097552 | 0.093344 | 0.092247 | 0.096248 | 0.092194 | 0.088343 | 0.084713 | 0.081101 | 0.077627 | 0.074288 | 0.071077 | 0.06799 | 0.065062 | 0.062307 | 0.059562 | 0.082396 | 0.07911 | 0.078702 | 0.083088 | 0.079924
|  | NAY2 | Happisburgh to Aylsham potable transfer (10 Ml/d) | Opex | [9 empty] | 0 | 0 | 0 | 0.017647 | 0.088237 | 0.14118 | 0.14118 | 0.14118 | 0.14118 | 0.14118 | 0.14118 | 0.14118 | 0.14118 | 0.14118 | 0.14118 | 0.14118 | 0.14118 | 0.14118 | 0.14118 | 0.14118 | 0.14118 | 0.14118 | 0.14118 | 0.14118 | 0.14118 | 0.14118 | 0.14118 | 0.14118 | 0.14118 | 0.14118 | 0.14118 | 0.14118 | 0.14118 | 0.14118 | 0.14118 | 0.14118 | 0.14118 | 0.14118 | 0.14118 | 0.14118 | 0.14118 | 0.14118 | 0.14118 | 0.14118 | 0.14118 | 0.14118 | 0.14118 | 0.14118 | 0.14118 | 0.14118 | 0.14118 | 0.14118 | 0.14118 | 0.14118 | 0.14118 | 0.14118 | 0.14118 | 0.14118 | 0.14118 | 0.14118 | 0.14118 | 0.14118 | 0.14118 | 0.14118 | 0.14118 | 0.14118 | 0.14118 | 0.14118 | 0.14118 | 0.14118 | 0.14118 | 0.14118 | 0.14118 | 0.14118 | 0.14118 | 0.14118 | 0.14118 | 0.14118 | 0.14118 | 0.14118
|  | NAY2 | Happisburgh to Aylsham potable transfer (10 Ml/d) | Total NPC |  |  | Total | 2019-20: 19.4913
|  | NAY3 | Norwich and the Broads to Aylsham potable transfer (10 Ml/d) | Capex |  |  |  | 0 | 0 | 0 | 0 | 0 | 0 | 3.3326 | 9.0029 | 13.3874 | 6.6436 | 0 | 0 | 0 | 0 | 0 | 0.0083581 | 0.021559 | 0 | 0 | 0 | 0 | 0 | 0.0083581 | 0.33655 | 0.89188 | 0 | 0 | 0 | 0 | 0.0083581 | 0.021559 | 0 | 0 | 0 | 0 | 0 | 0.0083581 | 0.021559 | 0.32218 | 0.89188 | 0 | 0 | 0 | 0.0083581 | 0.021559 | 0 | 0 | 0 | 0 | 0 | 0.0083581 | 0.021559 | 0 | 0.32218 | 0.89188 | 0 | 0 | 0.0083581 | 0.13945 | 0.47157 | 0 | 0 | 0 | 0 | 0.0083581 | 0.021559 | 0 | 0 | 0.32218 | 0.89188 | 0 | 0.0083581 | 0.021559 | 0 | 0 | 0 | 0 | 0 | 0.0083581 | 0.021559 | 0 | 0 | 0 | 0.32218 | 0.89188 | 0.0083581
|  | NAY3 | Norwich and the Broads to Aylsham potable transfer (10 Ml/d) | Capex | Optimism Bias |  |  | 0 | 0 | 0 | 0 | 0 | 0 | 0.61319 | 1.6565 | 2.4633 | 1.2224 | 0 | 0 | 0 | 0 | 0 | 0.0015379 | 0.0039669 | 0 | 0 | 0 | 0 | 0 | 0.0015379 | 0.061925 | 0.16411 | 0 | 0 | 0 | 0 | 0.0015379 | 0.0039669 | 0 | 0 | 0 | 0 | 0 | 0.0015379 | 0.0039669 | 0.059282 | 0.16411 | 0 | 0 | 0 | 0.0015379 | 0.0039669 | 0 | 0 | 0 | 0 | 0 | 0.0015379 | 0.0039669 | 0 | 0.059282 | 0.16411 | 0 | 0 | 0.0015379 | 0.025659 | 0.086768 | 0 | 0 | 0 | 0 | 0.0015379 | 0.0039669 | 0 | 0 | 0.059282 | 0.16411 | 0 | 0.0015379 | 0.0039669 | 0 | 0 | 0 | 0 | 0 | 0.0015379 | 0.0039669 | 0 | 0 | 0 | 0.059282 | 0.16411 | 0.0015379
|  | NAY3 | Norwich and the Broads to Aylsham potable transfer (10 Ml/d) | Discount Factor | [9 empty] | 0.96618 | 0.93351 | 0.90194 | 0.87144 | 0.84197 | 0.8135 | 0.78599 | 0.75941 | 0.73373 | 0.70892 | 0.68495 | 0.66178 | 0.6394 | 0.61778 | 0.59689 | 0.57671 | 0.5572 | 0.53836 | 0.52016 | 0.50257 | 0.48557 | 0.46915 | 0.45329 | 0.43796 | 0.42315 | 0.40884 | 0.39501 | 0.38165 | 0.36875 | 0.35628 | 0.39999 | 0.38834 | 0.37703 | 0.36604 | 0.35538 | 0.34503 | 0.33498 | 0.32523 | 0.31575 | 0.30656 | 0.29763 | 0.28896 | 0.28054 | 0.27237 | 0.26444 | 0.25674 | 0.24926 | 0.242 | 0.23495 | 0.22811 | 0.22146 | 0.21501 | 0.20875 | 0.20267 | 0.19677 | 0.19104 | 0.18547 | 0.18007 | 0.17483 | 0.16973 | 0.16479 | 0.15999 | 0.15533 | 0.15081 | 0.14641 | 0.14215 | 0.13801 | 0.13399 | 0.13009 | 0.1263 | 0.12262 | 0.11905 | 0.11558 | 0.11221 | 0.10895 | 0.1531 | 0.14937 | 0.14573 | 0.14217 | 0.1387
|  | NAY3 | Norwich and the Broads to Aylsham potable transfer (10 Ml/d) | Discount Rate | [9 empty] | 0.035 | 0.035 | 0.035 | 0.035 | 0.035 | 0.035 | 0.035 | 0.035 | 0.035 | 0.035 | 0.035 | 0.035 | 0.035 | 0.035 | 0.035 | 0.035 | 0.035 | 0.035 | 0.035 | 0.035 | 0.035 | 0.035 | 0.035 | 0.035 | 0.035 | 0.035 | 0.035 | 0.035 | 0.035 | 0.035 | 0.03 | 0.03 | 0.03 | 0.03 | 0.03 | 0.03 | 0.03 | 0.03 | 0.03 | 0.03 | 0.03 | 0.03 | 0.03 | 0.03 | 0.03 | 0.03 | 0.03 | 0.03 | 0.03 | 0.03 | 0.03 | 0.03 | 0.03 | 0.03 | 0.03 | 0.03 | 0.03 | 0.03 | 0.03 | 0.03 | 0.03 | 0.03 | 0.03 | 0.03 | 0.03 | 0.03 | 0.03 | 0.03 | 0.03 | 0.03 | 0.03 | 0.03 | 0.03 | 0.03 | 0.03 | 0.025 | 0.025 | 0.025 | 0.025 | 0.025
|  | NAY3 | Norwich and the Broads to Aylsham potable transfer (10 Ml/d) | Financing Cost | [9 empty] | 0.12626 | 0.46737 | 0.97459 | 1.2209 | 1.2101 | 1.1993 | 1.1885 | 1.1776 | 1.1668 | 1.1563 | 1.1463 | 1.1354 | 1.1246 | 1.1137 | 1.1029 | 1.092 | 1.0815 | 1.083 | 1.1064 | 1.0971 | 1.0877 | 1.0784 | 1.0691 | 1.0601 | 1.0516 | 1.0423 | 1.0329 | 1.0236 | 1.0142 | 1.0049 | 0.99585 | 0.98732 | 0.99018 | 1.0146 | 1.0053 | 0.99593 | 0.98658 | 0.97755 | 0.96902 | 0.95967 | 0.95032 | 0.94097 | 0.93162 | 0.92228 | 0.91325 | 0.90471 | 0.89537 | 0.89822 | 0.92267 | 0.91332 | 0.90397 | 0.89494 | 0.89083 | 0.8993 | 0.88996 | 0.88061 | 0.87126 | 0.86191 | 0.85288 | 0.84435 | 0.835 | 0.82565 | 0.82851 | 0.85295 | 0.84361 | 0.83457 | 0.82604 | 0.81669 | 0.80735 | 0.798 | 0.78865 | 0.7793 | 0.77027 | 0.76174 | 0.75239 | 0.74304 | 0.73369 | 0.73655 | 0.761 | 0.75196
|  | NAY3 | Norwich and the Broads to Aylsham potable transfer (10 Ml/d) | Net Present Cost (NPC) | [9 empty] | 0.12199 | 0.43629 | 0.87902 | 1.072 | 1.0578 | 1.0358 | 0.9923 | 0.95053 | 0.91046 | 0.87221 | 0.83584 | 0.8004 | 0.7664 | 0.73378 | 0.7025 | 0.67249 | 0.64388 | 0.62292 | 0.61399 | 0.58855 | 0.56412 | 0.54068 | 0.51817 | 0.49671 | 0.47631 | 0.45638 | 0.43726 | 0.41891 | 0.40129 | 0.38439 | 0.42794 | 0.41216 | 0.40124 | 0.3985 | 0.38357 | 0.36917 | 0.35529 | 0.342 | 0.32935 | 0.31689 | 0.30488 | 0.2933 | 0.28213 | 0.27137 | 0.26107 | 0.25128 | 0.24163 | 0.23529 | 0.23418 | 0.22522 | 0.21659 | 0.20834 | 0.20142 | 0.19727 | 0.18968 | 0.18237 | 0.17533 | 0.16854 | 0.16205 | 0.15588 | 0.1498 | 0.14394 | 0.14019 | 0.1398 | 0.13435 | 0.12916 | 0.12422 | 0.11935 | 0.11466 | 0.11014 | 0.10578 | 0.10159 | 0.097585 | 0.093785 | 0.090035 | 0.1251 | 0.12065 | 0.11812 | 0.11872 | 0.11457
|  | NAY3 | Norwich and the Broads to Aylsham potable transfer (10 Ml/d) | Opex | [9 empty] | 0 | 0 | 0 | 0.0092543 | 0.046272 | 0.074034 | 0.074034 | 0.074034 | 0.074034 | 0.074034 | 0.074034 | 0.074034 | 0.074034 | 0.074034 | 0.074034 | 0.074034 | 0.074034 | 0.074034 | 0.074034 | 0.074034 | 0.074034 | 0.074034 | 0.074034 | 0.074034 | 0.074034 | 0.074034 | 0.074034 | 0.074034 | 0.074034 | 0.074034 | 0.074034 | 0.074034 | 0.074034 | 0.074034 | 0.074034 | 0.074034 | 0.074034 | 0.074034 | 0.074034 | 0.074034 | 0.074034 | 0.074034 | 0.074034 | 0.074034 | 0.074034 | 0.074034 | 0.074034 | 0.074034 | 0.074034 | 0.074034 | 0.074034 | 0.074034 | 0.074034 | 0.074034 | 0.074034 | 0.074034 | 0.074034 | 0.074034 | 0.074034 | 0.074034 | 0.074034 | 0.074034 | 0.074034 | 0.074034 | 0.074034 | 0.074034 | 0.074034 | 0.074034 | 0.074034 | 0.074034 | 0.074034 | 0.074034 | 0.074034 | 0.074034 | 0.074034 | 0.074034 | 0.074034 | 0.074034 | 0.074034 | 0.074034
|  | NAY3 | Norwich and the Broads to Aylsham potable transfer (10 Ml/d) | Total NPC |  |  | Total | 2019-20: 30.5889
|  | NAY4 | Norfolk Aylsham WTW backwash water recovery | Capex |  |  |  | 0 | 0 | 0 | 0 | 0 | 0 | 0.10769 | 0.14164 | 0.056376 | 0 | 0 | 0 | 0 | 0 | 0.0024137 | 0.0033792 | 0 | 0 | 0 | 0 | 0 | 0.0024137 | 0.018967 | 0.021823 | 0 | 0 | 0 | 0 | 0.0024137 | 0.0033792 | 0 | 0 | 0 | 0 | 0 | 0.0024137 | 0.0033792 | 0.015588 | 0.021823 | 0 | 0 | 0 | 0.0024137 | 0.0033792 | 0 | 0 | 0 | 0 | 0 | 0.0024137 | 0.0033792 | 0 | 0.015588 | 0.021823 | 0 | 0 | 0.0024137 | 0.0033792 | 0.05161 | 0.20644 | 0 | 0 | 0 | 0.0024137 | 0.0033792 | 0 | 0 | 0.015588 | 0.021823 | 0 | 0.0024137 | 0.0033792 | 0 | 0 | 0 | 0 | 0 | 0.0024137 | 0.0033792 | 0 | 0 | 0 | 0.015588 | 0.021823 | 0.0024137 | 0.0033792
|  | NAY4 | Norfolk Aylsham WTW backwash water recovery | Capex | Optimism Bias |  |  | 0 | 0 | 0 | 0 | 0 | 0 | 0.02186 | 0.028752 | 0.011444 | 0 | 0 | 0 | 0 | 0 | 0.00048998 | 0.00068597 | 0 | 0 | 0 | 0 | 0 | 0.00048998 | 0.0038503 | 0.0044301 | 0 | 0 | 0 | 0 | 0.00048998 | 0.00068597 | 0 | 0 | 0 | 0 | 0 | 0.00048998 | 0.00068597 | 0.0031644 | 0.0044301 | 0 | 0 | 0 | 0.00048998 | 0.00068597 | 0 | 0 | 0 | 0 | 0 | 0.00048998 | 0.00068597 | 0 | 0.0031644 | 0.0044301 | 0 | 0 | 0.00048998 | 0.00068597 | 0.010477 | 0.041908 | 0 | 0 | 0 | 0.00048998 | 0.00068597 | 0 | 0 | 0.0031644 | 0.0044301 | 0 | 0.00048998 | 0.00068597 | 0 | 0 | 0 | 0 | 0 | 0.00048998 | 0.00068597 | 0 | 0 | 0 | 0.0031644 | 0.0044301 | 0.00048998 | 0.00068597
|  | NAY4 | Norfolk Aylsham WTW backwash water recovery | Discount Factor | [9 empty] | 0.96618 | 0.93351 | 0.90194 | 0.87144 | 0.84197 | 0.8135 | 0.78599 | 0.75941 | 0.73373 | 0.70892 | 0.68495 | 0.66178 | 0.6394 | 0.61778 | 0.59689 | 0.57671 | 0.5572 | 0.53836 | 0.52016 | 0.50257 | 0.48557 | 0.46915 | 0.45329 | 0.43796 | 0.42315 | 0.40884 | 0.39501 | 0.38165 | 0.36875 | 0.35628 | 0.39999 | 0.38834 | 0.37703 | 0.36604 | 0.35538 | 0.34503 | 0.33498 | 0.32523 | 0.31575 | 0.30656 | 0.29763 | 0.28896 | 0.28054 | 0.27237 | 0.26444 | 0.25674 | 0.24926 | 0.242 | 0.23495 | 0.22811 | 0.22146 | 0.21501 | 0.20875 | 0.20267 | 0.19677 | 0.19104 | 0.18547 | 0.18007 | 0.17483 | 0.16973 | 0.16479 | 0.15999 | 0.15533 | 0.15081 | 0.14641 | 0.14215 | 0.13801 | 0.13399 | 0.13009 | 0.1263 | 0.12262 | 0.11905 | 0.11558 | 0.11221 | 0.10895 | 0.1531 | 0.14937 | 0.14573 | 0.14217 | 0.1387
|  | NAY4 | Norfolk Aylsham WTW backwash water recovery | Discount Rate | [9 empty] | 0.035 | 0.035 | 0.035 | 0.035 | 0.035 | 0.035 | 0.035 | 0.035 | 0.035 | 0.035 | 0.035 | 0.035 | 0.035 | 0.035 | 0.035 | 0.035 | 0.035 | 0.035 | 0.035 | 0.035 | 0.035 | 0.035 | 0.035 | 0.035 | 0.035 | 0.035 | 0.035 | 0.035 | 0.035 | 0.035 | 0.03 | 0.03 | 0.03 | 0.03 | 0.03 | 0.03 | 0.03 | 0.03 | 0.03 | 0.03 | 0.03 | 0.03 | 0.03 | 0.03 | 0.03 | 0.03 | 0.03 | 0.03 | 0.03 | 0.03 | 0.03 | 0.03 | 0.03 | 0.03 | 0.03 | 0.03 | 0.03 | 0.03 | 0.03 | 0.03 | 0.03 | 0.03 | 0.03 | 0.03 | 0.03 | 0.03 | 0.03 | 0.03 | 0.03 | 0.03 | 0.03 | 0.03 | 0.03 | 0.03 | 0.03 | 0.025 | 0.025 | 0.025 | 0.025 | 0.025
|  | NAY4 | Norfolk Aylsham WTW backwash water recovery | Financing Cost | [9 empty] | 0.0041455 | 0.0095979 | 0.011768 | 0.011599 | 0.011261 | 0.010923 | 0.010585 | 0.010247 | 0.0099957 | 0.0097653 | 0.0094114 | 0.0090735 | 0.0087355 | 0.0083976 | 0.0080596 | 0.0078146 | 0.0081868 | 0.008621 | 0.0082407 | 0.0079141 | 0.0075876 | 0.007261 | 0.0070274 | 0.006831 | 0.0065044 | 0.0061779 | 0.0058513 | 0.0055248 | 0.0051982 | 0.0049646 | 0.0047681 | 0.0050416 | 0.0055552 | 0.0052286 | 0.0049021 | 0.0045755 | 0.0043419 | 0.0041454 | 0.0038189 | 0.0034923 | 0.0031658 | 0.0028392 | 0.0025127 | 0.0022791 | 0.0020826 | 0.0017561 | 0.0020296 | 0.0025431 | 0.0022166 | 0.00189 | 0.0016564 | 0.0014599 | 0.0031003 | 0.010701 | 0.010375 | 0.010048 | 0.0097214 | 0.0094878 | 0.0092913 | 0.0089648 | 0.0086383 | 0.0089118 | 0.0094253 | 0.0090988 | 0.0088652 | 0.0086687 | 0.0083421 | 0.0080156 | 0.007689 | 0.0073625 | 0.0070359 | 0.0068023 | 0.0066058 | 0.0062793 | 0.0059527 | 0.0056262 | 0.0058997 | 0.0064133 | 0.0061797 | 0.0059832
|  | NAY4 | Norfolk Aylsham WTW backwash water recovery | Net Present Cost (NPC) | [9 empty] | 0.0040053 | 0.0089597 | 0.010703 | 0.010398 | 0.0098779 | 0.0092689 | 0.0086898 | 0.0081393 | 0.0076794 | 0.0072564 | 0.0067686 | 0.0063161 | 0.0058864 | 0.0054786 | 0.0050916 | 0.0047781 | 0.0048239 | 0.0048945 | 0.0045312 | 0.0042139 | 0.0039128 | 0.0036273 | 0.0033987 | 0.0031978 | 0.0029514 | 0.0027181 | 0.0024972 | 0.0022881 | 0.0020904 | 0.0019364 | 0.0020954 | 0.0021406 | 0.0022719 | 0.0020862 | 0.0019094 | 0.0017411 | 0.0016121 | 0.0015013 | 0.0013544 | 0.0012149 | 0.0010823 | 0.0009564 | 0.00083694 | 0.00074892 | 0.00067516 | 0.00057166 | 0.00062318 | 0.00072931 | 0.00063135 | 0.00053847 | 0.00047105 | 0.00041509 | 0.00074543 | 0.0022642 | 0.002134 | 0.0020094 | 0.0018903 | 0.0017932 | 0.0017066 | 0.0016015 | 0.001501 | 0.0015011 | 0.0015371 | 0.0014431 | 0.0013669 | 0.0012991 | 0.0012162 | 0.0011371 | 0.0010615 | 0.0009893 | 0.00092044 | 0.00086582 | 0.00081789 | 0.00075743 | 0.00069979 | 0.00093344 | 0.00095153 | 0.0010032 | 0.00094548 | 0.00089517
|  | NAY4 | Norfolk Aylsham WTW backwash water recovery | Opex | [9 empty] | 0 | 0 | 9.8037e-05 | 0.00033333 | 0.00047057 | 0.00047057 | 0.00047057 | 0.00047057 | 0.00047057 | 0.00047057 | 0.00047057 | 0.00047057 | 0.00047057 | 0.00047057 | 0.00047057 | 0.00047057 | 0.00047057 | 0.00047057 | 0.00047057 | 0.00047057 | 0.00047057 | 0.00047057 | 0.00047057 | 0.00047057 | 0.00047057 | 0.00047057 | 0.00047057 | 0.00047057 | 0.00047057 | 0.00047057 | 0.00047057 | 0.00047057 | 0.00047057 | 0.00047057 | 0.00047057 | 0.00047057 | 0.00047057 | 0.00047057 | 0.00047057 | 0.00047057 | 0.00047057 | 0.00047057 | 0.00047057 | 0.00047057 | 0.00047057 | 0.00047057 | 0.00047057 | 0.00047057 | 0.00047057 | 0.00047057 | 0.00047057 | 0.00047057 | 0.00047057 | 0.00047057 | 0.00047057 | 0.00047057 | 0.00047057 | 0.00047057 | 0.00047057 | 0.00047057 | 0.00047057 | 0.00047057 | 0.00047057 | 0.00047057 | 0.00047057 | 0.00047057 | 0.00047057 | 0.00047057 | 0.00047057 | 0.00047057 | 0.00047057 | 0.00047057 | 0.00047057 | 0.00047057 | 0.00047057 | 0.00047057 | 0.00047057 | 0.00047057 | 0.00047057 | 0.00047057
|  | NAY4 | Norfolk Aylsham WTW backwash water recovery | Total NPC |  |  | Total | 2019-20: 0.22857
|  | NAY5 | Norfolk Aylsham WTW backwash water recovery | Capex |  |  |  | 0 | 0 | 0 | 0 | 0 | 0 | 0.062711 | 0.064461 | 0.014588 | 0 | 0 | 0 | 0 | 0 | 0.0056692 | 0.0028346 | 0 | 0 | 0 | 0 | 0 | 0.0056692 | 0.068989 | 0.033077 | 0 | 0 | 0 | 0 | 0.0056692 | 0.0028346 | 0 | 0 | 0 | 0 | 0 | 0.0056692 | 0.0028346 | 0.066154 | 0.033077 | 0 | 0 | 0 | 0.0056692 | 0.0028346 | 0 | 0 | 0 | 0 | 0 | 0.0056692 | 0.0028346 | 0 | 0.066154 | 0.033077 | 0 | 0 | 0.0056692 | 0.0028346 | 0.0068056 | 0.027222 | 0 | 0 | 0 | 0.0056692 | 0.0028346 | 0 | 0 | 0.066154 | 0.033077 | 0 | 0.0056692 | 0.0028346 | 0 | 0 | 0 | 0 | 0 | 0.0056692 | 0.0028346 | 0 | 0 | 0 | 0.066154 | 0.033077 | 0.0056692 | 0.0028346
|  | NAY5 | Norfolk Aylsham WTW backwash water recovery | Capex | Optimism Bias |  |  | 0 | 0 | 0 | 0 | 0 | 0 | 0.01273 | 0.013086 | 0.0029613 | 0 | 0 | 0 | 0 | 0 | 0.0011508 | 0.00057542 | 0 | 0 | 0 | 0 | 0 | 0.0011508 | 0.014005 | 0.0067147 | 0 | 0 | 0 | 0 | 0.0011508 | 0.00057542 | 0 | 0 | 0 | 0 | 0 | 0.0011508 | 0.00057542 | 0.013429 | 0.0067147 | 0 | 0 | 0 | 0.0011508 | 0.00057542 | 0 | 0 | 0 | 0 | 0 | 0.0011508 | 0.00057542 | 0 | 0.013429 | 0.0067147 | 0 | 0 | 0.0011508 | 0.00057542 | 0.0013815 | 0.0055261 | 0 | 0 | 0 | 0.0011508 | 0.00057542 | 0 | 0 | 0.013429 | 0.0067147 | 0 | 0.0011508 | 0.00057542 | 0 | 0 | 0 | 0 | 0 | 0.0011508 | 0.00057542 | 0 | 0 | 0 | 0.013429 | 0.0067147 | 0.0011508 | 0.00057542
|  | NAY5 | Norfolk Aylsham WTW backwash water recovery | Discount Factor | [9 empty] | 0.96618 | 0.93351 | 0.90194 | 0.87144 | 0.84197 | 0.8135 | 0.78599 | 0.75941 | 0.73373 | 0.70892 | 0.68495 | 0.66178 | 0.6394 | 0.61778 | 0.59689 | 0.57671 | 0.5572 | 0.53836 | 0.52016 | 0.50257 | 0.48557 | 0.46915 | 0.45329 | 0.43796 | 0.42315 | 0.40884 | 0.39501 | 0.38165 | 0.36875 | 0.35628 | 0.39999 | 0.38834 | 0.37703 | 0.36604 | 0.35538 | 0.34503 | 0.33498 | 0.32523 | 0.31575 | 0.30656 | 0.29763 | 0.28896 | 0.28054 | 0.27237 | 0.26444 | 0.25674 | 0.24926 | 0.242 | 0.23495 | 0.22811 | 0.22146 | 0.21501 | 0.20875 | 0.20267 | 0.19677 | 0.19104 | 0.18547 | 0.18007 | 0.17483 | 0.16973 | 0.16479 | 0.15999 | 0.15533 | 0.15081 | 0.14641 | 0.14215 | 0.13801 | 0.13399 | 0.13009 | 0.1263 | 0.12262 | 0.11905 | 0.11558 | 0.11221 | 0.10895 | 0.1531 | 0.14937 | 0.14573 | 0.14217 | 0.1387
|  | NAY5 | Norfolk Aylsham WTW backwash water recovery | Discount Rate | [9 empty] | 0.035 | 0.035 | 0.035 | 0.035 | 0.035 | 0.035 | 0.035 | 0.035 | 0.035 | 0.035 | 0.035 | 0.035 | 0.035 | 0.035 | 0.035 | 0.035 | 0.035 | 0.035 | 0.035 | 0.035 | 0.035 | 0.035 | 0.035 | 0.035 | 0.035 | 0.035 | 0.035 | 0.035 | 0.035 | 0.035 | 0.03 | 0.03 | 0.03 | 0.03 | 0.03 | 0.03 | 0.03 | 0.03 | 0.03 | 0.03 | 0.03 | 0.03 | 0.03 | 0.03 | 0.03 | 0.03 | 0.03 | 0.03 | 0.03 | 0.03 | 0.03 | 0.03 | 0.03 | 0.03 | 0.03 | 0.03 | 0.03 | 0.03 | 0.03 | 0.03 | 0.03 | 0.03 | 0.03 | 0.03 | 0.03 | 0.03 | 0.03 | 0.03 | 0.03 | 0.03 | 0.03 | 0.03 | 0.03 | 0.03 | 0.03 | 0.025 | 0.025 | 0.025 | 0.025 | 0.025
|  | NAY5 | Norfolk Aylsham WTW backwash water recovery | Financing Cost | [9 empty] | 0.0024141 | 0.0048956 | 0.0054572 | 0.0052934 | 0.0049657 | 0.0046381 | 0.0043105 | 0.0039829 | 0.0038579 | 0.0036004 | 0.0032494 | 0.0029218 | 0.0025942 | 0.0022665 | 0.0019389 | 0.0018295 | 0.0040728 | 0.0048063 | 0.0043514 | 0.0040237 | 0.0036961 | 0.0033685 | 0.0032591 | 0.0030406 | 0.0027129 | 0.0023853 | 0.0020577 | 0.00173 | 0.0014024 | 0.001293 | 0.0010745 | 0.0032935 | 0.0042392 | 0.0039116 | 0.003584 | 0.0032563 | 0.003147 | 0.0029284 | 0.0026008 | 0.0022732 | 0.0019455 | 0.0016179 | 0.0012903 | 0.0011809 | 0.00096238 | 0.00063475 | 0.0028538 | 0.0037995 | 0.0034719 | 0.0031442 | 0.0030348 | 0.0028163 | 0.0027481 | 0.0034658 | 0.0031381 | 0.0028105 | 0.0024829 | 0.0023735 | 0.002155 | 0.0018273 | 0.0014997 | 0.0037187 | 0.0046644 | 0.0043368 | 0.0042274 | 0.0040089 | 0.0036813 | 0.0033536 | 0.003026 | 0.0026984 | 0.0023708 | 0.0022614 | 0.0020428 | 0.0017152 | 0.0013876 | 0.00106 | 0.003279 | 0.0042247 | 0.0041153 | 0.0038968
|  | NAY5 | Norfolk Aylsham WTW backwash water recovery | Net Present Cost (NPC) | [9 empty] | 0.0023325 | 0.0045701 | 0.0049945 | 0.0047878 | 0.0043839 | 0.0039691 | 0.0035774 | 0.0032076 | 0.0030074 | 0.0027232 | 0.0023907 | 0.002093 | 0.0018128 | 0.0015491 | 0.0013011 | 0.0011941 | 0.0024036 | 0.0027172 | 0.0023887 | 0.0021433 | 0.0019117 | 0.0016933 | 0.0015865 | 0.0014372 | 0.0012499 | 0.0010737 | 0.00090797 | 0.00075223 | 0.00060597 | 0.00054651 | 0.00052615 | 0.0013726 | 0.0016891 | 0.00152 | 0.0013593 | 0.0012067 | 0.0011349 | 0.0010308 | 0.00089729 | 0.00077072 | 0.00065076 | 0.00053713 | 0.00042957 | 0.00038726 | 0.0003182 | 0.00022482 | 0.00077139 | 0.00097778 | 0.00087232 | 0.00077218 | 0.00072546 | 0.00065735 | 0.00062395 | 0.00075124 | 0.00066489 | 0.00058293 | 0.00050519 | 0.00047078 | 0.00041886 | 0.00035105 | 0.00028684 | 0.00063351 | 0.00076195 | 0.00069035 | 0.00065423 | 0.00060411 | 0.0005413 | 0.00048163 | 0.00042498 | 0.00037123 | 0.00032024 | 0.00029789 | 0.00026396 | 0.00021951 | 0.00017742 | 0.00019917 | 0.00052577 | 0.00065076 | 0.00061934 | 0.00057392
|  | NAY5 | Norfolk Aylsham WTW backwash water recovery | Opex | [9 empty] | 0 | 0 | 8.0307e-05 | 0.00020077 | 0.00024093 | 0.00024093 | 0.00024093 | 0.00024093 | 0.00024093 | 0.00024093 | 0.00024093 | 0.00024093 | 0.00024093 | 0.00024093 | 0.00024093 | 0.00024093 | 0.00024093 | 0.00024093 | 0.00024093 | 0.00024093 | 0.00024093 | 0.00024093 | 0.00024093 | 0.00024093 | 0.00024093 | 0.00024093 | 0.00024093 | 0.00024093 | 0.00024093 | 0.00024093 | 0.00024093 | 0.00024093 | 0.00024093 | 0.00024093 | 0.00024093 | 0.00024093 | 0.00024093 | 0.00024093 | 0.00024093 | 0.00024093 | 0.00024093 | 0.00024093 | 0.00024093 | 0.00024093 | 0.00024093 | 0.00024093 | 0.00024093 | 0.00024093 | 0.00024093 | 0.00024093 | 0.00024093 | 0.00024093 | 0.00024093 | 0.00024093 | 0.00024093 | 0.00024093 | 0.00024093 | 0.00024093 | 0.00024093 | 0.00024093 | 0.00024093 | 0.00024093 | 0.00024093 | 0.00024093 | 0.00024093 | 0.00024093 | 0.00024093 | 0.00024093 | 0.00024093 | 0.00024093 | 0.00024093 | 0.00024093 | 0.00024093 | 0.00024093 | 0.00024093 | 0.00024093 | 0.00024093 | 0.00024093 | 0.00024093 | 0.00024093
|  | NAY5 | Norfolk Aylsham WTW backwash water recovery | Total NPC |  |  | Total | 2019-20: 0.10181
|  | NBR1 | Fenland to Norfolk Bradenham potable transfer (5 Ml/d) | Capex |  |  |  | 0 | 0 | 0 | 0 | 0 | 0 | 2.8225 | 7.6249 | 11.3382 | 5.6267 | 0 | 0 | 0 | 0 | 0 | 0.0084122 | 0.021702 | 0 | 0 | 0 | 0 | 0 | 0.0084122 | 0.34448 | 0.91393 | 0 | 0 | 0 | 0 | 0.0084122 | 0.021702 | 0 | 0 | 0 | 0 | 0 | 0.0084122 | 0.021702 | 0.33003 | 0.91393 | 0 | 0 | 0 | 0.0084122 | 0.021702 | 0 | 0 | 0 | 0 | 0 | 0.0084122 | 0.021702 | 0 | 0.33003 | 0.91393 | 0 | 0 | 0.0084122 | 0.1365 | 0.45919 | 0 | 0 | 0 | 0 | 0.0084122 | 0.021702 | 0 | 0 | 0.33003 | 0.91393 | 0 | 0.0084122 | 0.021702 | 0 | 0 | 0 | 0 | 0 | 0.0084122 | 0.021702 | 0 | 0 | 0 | 0.33003 | 0.91393 | 0.0084122
|  | NBR1 | Fenland to Norfolk Bradenham potable transfer (5 Ml/d) | Capex | Optimism Bias |  |  | 0 | 0 | 0 | 0 | 0 | 0 | 0.51934 | 1.403 | 2.0862 | 1.0353 | 0 | 0 | 0 | 0 | 0 | 0.0015478 | 0.0039931 | 0 | 0 | 0 | 0 | 0 | 0.0015478 | 0.063384 | 0.16816 | 0 | 0 | 0 | 0 | 0.0015478 | 0.0039931 | 0 | 0 | 0 | 0 | 0 | 0.0015478 | 0.0039931 | 0.060725 | 0.16816 | 0 | 0 | 0 | 0.0015478 | 0.0039931 | 0 | 0 | 0 | 0 | 0 | 0.0015478 | 0.0039931 | 0 | 0.060725 | 0.16816 | 0 | 0 | 0.0015478 | 0.025116 | 0.08449 | 0 | 0 | 0 | 0 | 0.0015478 | 0.0039931 | 0 | 0 | 0.060725 | 0.16816 | 0 | 0.0015478 | 0.0039931 | 0 | 0 | 0 | 0 | 0 | 0.0015478 | 0.0039931 | 0 | 0 | 0 | 0.060725 | 0.16816 | 0.0015478
|  | NBR1 | Fenland to Norfolk Bradenham potable transfer (5 Ml/d) | Discount Factor | [9 empty] | 0.96618 | 0.93351 | 0.90194 | 0.87144 | 0.84197 | 0.8135 | 0.78599 | 0.75941 | 0.73373 | 0.70892 | 0.68495 | 0.66178 | 0.6394 | 0.61778 | 0.59689 | 0.57671 | 0.5572 | 0.53836 | 0.52016 | 0.50257 | 0.48557 | 0.46915 | 0.45329 | 0.43796 | 0.42315 | 0.40884 | 0.39501 | 0.38165 | 0.36875 | 0.35628 | 0.39999 | 0.38834 | 0.37703 | 0.36604 | 0.35538 | 0.34503 | 0.33498 | 0.32523 | 0.31575 | 0.30656 | 0.29763 | 0.28896 | 0.28054 | 0.27237 | 0.26444 | 0.25674 | 0.24926 | 0.242 | 0.23495 | 0.22811 | 0.22146 | 0.21501 | 0.20875 | 0.20267 | 0.19677 | 0.19104 | 0.18547 | 0.18007 | 0.17483 | 0.16973 | 0.16479 | 0.15999 | 0.15533 | 0.15081 | 0.14641 | 0.14215 | 0.13801 | 0.13399 | 0.13009 | 0.1263 | 0.12262 | 0.11905 | 0.11558 | 0.11221 | 0.10895 | 0.1531 | 0.14937 | 0.14573 | 0.14217 | 0.1387
|  | NBR1 | Fenland to Norfolk Bradenham potable transfer (5 Ml/d) | Discount Rate | [9 empty] | 0.035 | 0.035 | 0.035 | 0.035 | 0.035 | 0.035 | 0.035 | 0.035 | 0.035 | 0.035 | 0.035 | 0.035 | 0.035 | 0.035 | 0.035 | 0.035 | 0.035 | 0.035 | 0.035 | 0.035 | 0.035 | 0.035 | 0.035 | 0.035 | 0.035 | 0.035 | 0.035 | 0.035 | 0.035 | 0.035 | 0.03 | 0.03 | 0.03 | 0.03 | 0.03 | 0.03 | 0.03 | 0.03 | 0.03 | 0.03 | 0.03 | 0.03 | 0.03 | 0.03 | 0.03 | 0.03 | 0.03 | 0.03 | 0.03 | 0.03 | 0.03 | 0.03 | 0.03 | 0.03 | 0.03 | 0.03 | 0.03 | 0.03 | 0.03 | 0.03 | 0.03 | 0.03 | 0.03 | 0.03 | 0.03 | 0.03 | 0.03 | 0.03 | 0.03 | 0.03 | 0.03 | 0.03 | 0.03 | 0.03 | 0.03 | 0.025 | 0.025 | 0.025 | 0.025 | 0.025
|  | NBR1 | Fenland to Norfolk Bradenham potable transfer (5 Ml/d) | Financing Cost | [9 empty] | 0.10694 | 0.39583 | 0.82541 | 1.0337 | 1.024 | 1.0142 | 1.0044 | 0.99467 | 0.98491 | 0.97544 | 0.96646 | 0.95666 | 0.94686 | 0.93706 | 0.92726 | 0.91746 | 0.90798 | 0.91084 | 0.93594 | 0.92749 | 0.91904 | 0.9106 | 0.90215 | 0.89402 | 0.88637 | 0.87789 | 0.8694 | 0.86092 | 0.85244 | 0.84396 | 0.83579 | 0.82813 | 0.83215 | 0.85829 | 0.84981 | 0.84132 | 0.83283 | 0.82467 | 0.817 | 0.80852 | 0.80003 | 0.79155 | 0.78306 | 0.77458 | 0.76641 | 0.75874 | 0.75026 | 0.75428 | 0.78042 | 0.77193 | 0.76345 | 0.75528 | 0.75192 | 0.76079 | 0.75231 | 0.74382 | 0.73533 | 0.72685 | 0.71868 | 0.71102 | 0.70253 | 0.69405 | 0.69806 | 0.72421 | 0.71572 | 0.70755 | 0.69989 | 0.6914 | 0.68292 | 0.67443 | 0.66595 | 0.65746 | 0.64929 | 0.64163 | 0.63315 | 0.62466 | 0.61617 | 0.62019 | 0.64633 | 0.63817
|  | NBR1 | Fenland to Norfolk Bradenham potable transfer (5 Ml/d) | Net Present Cost (NPC) | [9 empty] | 0.10332 | 0.36951 | 0.74448 | 0.90907 | 0.90197 | 0.88662 | 0.84896 | 0.81284 | 0.77819 | 0.74516 | 0.71381 | 0.68319 | 0.65382 | 0.62566 | 0.59865 | 0.57276 | 0.54811 | 0.53111 | 0.52621 | 0.50417 | 0.48301 | 0.46272 | 0.44324 | 0.42469 | 0.40709 | 0.38986 | 0.37332 | 0.35746 | 0.34225 | 0.32765 | 0.36458 | 0.35099 | 0.34228 | 0.34188 | 0.32891 | 0.3164 | 0.30434 | 0.29282 | 0.28187 | 0.27106 | 0.26064 | 0.2506 | 0.24092 | 0.23159 | 0.22268 | 0.21423 | 0.20587 | 0.20085 | 0.20114 | 0.19335 | 0.18584 | 0.17867 | 0.17276 | 0.16953 | 0.16292 | 0.15656 | 0.15042 | 0.14451 | 0.13888 | 0.13353 | 0.12824 | 0.12315 | 0.12019 | 0.12063 | 0.11587 | 0.11134 | 0.10704 | 0.10278 | 0.098684 | 0.094738 | 0.090938 | 0.08728 | 0.083794 | 0.080493 | 0.077224 | 0.10723 | 0.10334 | 0.10141 | 0.10265 | 0.099015
|  | NBR1 | Fenland to Norfolk Bradenham potable transfer (5 Ml/d) | Opex | [9 empty] | 0 | 0 | 0 | 0.0094611 | 0.047305 | 0.075688 | 0.075688 | 0.075688 | 0.075688 | 0.075688 | 0.075688 | 0.075688 | 0.075688 | 0.075688 | 0.075688 | 0.075688 | 0.075688 | 0.075688 | 0.075688 | 0.075688 | 0.075688 | 0.075688 | 0.075688 | 0.075688 | 0.075688 | 0.075688 | 0.075688 | 0.075688 | 0.075688 | 0.075688 | 0.075688 | 0.075688 | 0.075688 | 0.075688 | 0.075688 | 0.075688 | 0.075688 | 0.075688 | 0.075688 | 0.075688 | 0.075688 | 0.075688 | 0.075688 | 0.075688 | 0.075688 | 0.075688 | 0.075688 | 0.075688 | 0.075688 | 0.075688 | 0.075688 | 0.075688 | 0.075688 | 0.075688 | 0.075688 | 0.075688 | 0.075688 | 0.075688 | 0.075688 | 0.075688 | 0.075688 | 0.075688 | 0.075688 | 0.075688 | 0.075688 | 0.075688 | 0.075688 | 0.075688 | 0.075688 | 0.075688 | 0.075688 | 0.075688 | 0.075688 | 0.075688 | 0.075688 | 0.075688 | 0.075688 | 0.075688 | 0.075688 | 0.075688
|  | NBR1 | Fenland to Norfolk Bradenham potable transfer (5 Ml/d) | Total NPC |  |  | Total | 2019-20: 26.1355
|  | NBR2 | Fenland to Norfolk Bradenham potable transfer (10 Ml/d) | Capex |  |  |  | 0 | 0 | 0 | 0 | 0 | 0 | 4.0091 | 10.8305 | 16.1051 | 7.9922 | 0 | 0 | 0 | 0 | 0 | 0.0088616 | 0.022885 | 0 | 0 | 0 | 0 | 0 | 0.0088616 | 0.4525 | 1.2166 | 0 | 0 | 0 | 0 | 0.0088616 | 0.022885 | 0 | 0 | 0 | 0 | 0 | 0.0088616 | 0.022885 | 0.43744 | 1.2166 | 0 | 0 | 0 | 0.0088616 | 0.022885 | 0 | 0 | 0 | 0 | 0 | 0.0088616 | 0.022885 | 0 | 0.43744 | 1.2166 | 0 | 0 | 0.0088616 | 0.17649 | 0.61441 | 0 | 0 | 0 | 0 | 0.0088616 | 0.022885 | 0 | 0 | 0.43744 | 1.2166 | 0 | 0.0088616 | 0.022885 | 0 | 0 | 0 | 0 | 0 | 0.0088616 | 0.022885 | 0 | 0 | 0 | 0.43744 | 1.2166 | 0.0088616
|  | NBR2 | Fenland to Norfolk Bradenham potable transfer (10 Ml/d) | Capex | Optimism Bias |  |  | 0 | 0 | 0 | 0 | 0 | 0 | 0.73767 | 1.9928 | 2.9633 | 1.4706 | 0 | 0 | 0 | 0 | 0 | 0.0016305 | 0.0042108 | 0 | 0 | 0 | 0 | 0 | 0.0016305 | 0.08326 | 0.22385 | 0 | 0 | 0 | 0 | 0.0016305 | 0.0042108 | 0 | 0 | 0 | 0 | 0 | 0.0016305 | 0.0042108 | 0.080489 | 0.22385 | 0 | 0 | 0 | 0.0016305 | 0.0042108 | 0 | 0 | 0 | 0 | 0 | 0.0016305 | 0.0042108 | 0 | 0.080489 | 0.22385 | 0 | 0 | 0.0016305 | 0.032474 | 0.11305 | 0 | 0 | 0 | 0 | 0.0016305 | 0.0042108 | 0 | 0 | 0.080489 | 0.22385 | 0 | 0.0016305 | 0.0042108 | 0 | 0 | 0 | 0 | 0 | 0.0016305 | 0.0042108 | 0 | 0 | 0 | 0.080489 | 0.22385 | 0.0016305
|  | NBR2 | Fenland to Norfolk Bradenham potable transfer (10 Ml/d) | Discount Factor | [9 empty] | 0.96618 | 0.93351 | 0.90194 | 0.87144 | 0.84197 | 0.8135 | 0.78599 | 0.75941 | 0.73373 | 0.70892 | 0.68495 | 0.66178 | 0.6394 | 0.61778 | 0.59689 | 0.57671 | 0.5572 | 0.53836 | 0.52016 | 0.50257 | 0.48557 | 0.46915 | 0.45329 | 0.43796 | 0.42315 | 0.40884 | 0.39501 | 0.38165 | 0.36875 | 0.35628 | 0.39999 | 0.38834 | 0.37703 | 0.36604 | 0.35538 | 0.34503 | 0.33498 | 0.32523 | 0.31575 | 0.30656 | 0.29763 | 0.28896 | 0.28054 | 0.27237 | 0.26444 | 0.25674 | 0.24926 | 0.242 | 0.23495 | 0.22811 | 0.22146 | 0.21501 | 0.20875 | 0.20267 | 0.19677 | 0.19104 | 0.18547 | 0.18007 | 0.17483 | 0.16973 | 0.16479 | 0.15999 | 0.15533 | 0.15081 | 0.14641 | 0.14215 | 0.13801 | 0.13399 | 0.13009 | 0.1263 | 0.12262 | 0.11905 | 0.11558 | 0.11221 | 0.10895 | 0.1531 | 0.14937 | 0.14573 | 0.14217 | 0.1387
|  | NBR2 | Fenland to Norfolk Bradenham potable transfer (10 Ml/d) | Discount Rate | [9 empty] | 0.035 | 0.035 | 0.035 | 0.035 | 0.035 | 0.035 | 0.035 | 0.035 | 0.035 | 0.035 | 0.035 | 0.035 | 0.035 | 0.035 | 0.035 | 0.035 | 0.035 | 0.035 | 0.035 | 0.035 | 0.035 | 0.035 | 0.035 | 0.035 | 0.035 | 0.035 | 0.035 | 0.035 | 0.035 | 0.035 | 0.03 | 0.03 | 0.03 | 0.03 | 0.03 | 0.03 | 0.03 | 0.03 | 0.03 | 0.03 | 0.03 | 0.03 | 0.03 | 0.03 | 0.03 | 0.03 | 0.03 | 0.03 | 0.03 | 0.03 | 0.03 | 0.03 | 0.03 | 0.03 | 0.03 | 0.03 | 0.03 | 0.03 | 0.03 | 0.03 | 0.03 | 0.03 | 0.03 | 0.03 | 0.03 | 0.03 | 0.03 | 0.03 | 0.03 | 0.03 | 0.03 | 0.03 | 0.03 | 0.03 | 0.03 | 0.025 | 0.025 | 0.025 | 0.025 | 0.025
|  | NBR2 | Fenland to Norfolk Bradenham potable transfer (10 Ml/d) | Financing Cost | [9 empty] | 0.1519 | 0.56224 | 1.1724 | 1.4685 | 1.4549 | 1.4414 | 1.4279 | 1.4143 | 1.4008 | 1.3876 | 1.3749 | 1.3613 | 1.3477 | 1.3341 | 1.3206 | 1.307 | 1.2937 | 1.2968 | 1.3297 | 1.3181 | 1.3064 | 1.2947 | 1.2831 | 1.2717 | 1.2609 | 1.2492 | 1.2375 | 1.2258 | 1.2141 | 1.2024 | 1.1911 | 1.1802 | 1.1851 | 1.2195 | 1.2078 | 1.1961 | 1.1844 | 1.173 | 1.1622 | 1.1505 | 1.1388 | 1.127 | 1.1153 | 1.1036 | 1.0923 | 1.0814 | 1.0697 | 1.0746 | 1.109 | 1.0973 | 1.0856 | 1.0742 | 1.0691 | 1.0807 | 1.069 | 1.0572 | 1.0455 | 1.0338 | 1.0225 | 1.0116 | 0.99993 | 0.98822 | 0.99309 | 1.0275 | 1.0158 | 1.0044 | 0.99357 | 0.98187 | 0.97017 | 0.95846 | 0.94676 | 0.93505 | 0.92369 | 0.91285 | 0.90114 | 0.88944 | 0.87774 | 0.88261 | 0.917 | 0.90563
|  | NBR2 | Fenland to Norfolk Bradenham potable transfer (10 Ml/d) | Net Present Cost (NPC) | [9 empty] | 0.14676 | 0.52486 | 1.0575 | 1.2927 | 1.2879 | 1.2698 | 1.2162 | 1.1648 | 1.1155 | 1.0684 | 1.0235 | 0.97994 | 0.93812 | 0.89801 | 0.85954 | 0.82265 | 0.78745 | 0.76246 | 0.75381 | 0.72245 | 0.69236 | 0.66347 | 0.63575 | 0.60929 | 0.58411 | 0.55957 | 0.53603 | 0.51344 | 0.49176 | 0.47096 | 0.52419 | 0.50472 | 0.49185 | 0.49011 | 0.47168 | 0.4539 | 0.43676 | 0.42034 | 0.40468 | 0.3893 | 0.37448 | 0.36019 | 0.34642 | 0.33314 | 0.32043 | 0.30832 | 0.29642 | 0.28896 | 0.28863 | 0.27755 | 0.26687 | 0.25666 | 0.24812 | 0.24323 | 0.23384 | 0.22479 | 0.21608 | 0.20768 | 0.19964 | 0.19199 | 0.18446 | 0.17722 | 0.17281 | 0.17297 | 0.16622 | 0.15976 | 0.15361 | 0.14757 | 0.14175 | 0.13614 | 0.13074 | 0.12554 | 0.12057 | 0.11584 | 0.11119 | 0.15447 | 0.14895 | 0.14603 | 0.14736 | 0.14219
|  | NBR2 | Fenland to Norfolk Bradenham potable transfer (10 Ml/d) | Opex | [9 empty] | 0 | 0 | 0 | 0.014934 | 0.074668 | 0.11947 | 0.11947 | 0.11947 | 0.11947 | 0.11947 | 0.11947 | 0.11947 | 0.11947 | 0.11947 | 0.11947 | 0.11947 | 0.11947 | 0.11947 | 0.11947 | 0.11947 | 0.11947 | 0.11947 | 0.11947 | 0.11947 | 0.11947 | 0.11947 | 0.11947 | 0.11947 | 0.11947 | 0.11947 | 0.11947 | 0.11947 | 0.11947 | 0.11947 | 0.11947 | 0.11947 | 0.11947 | 0.11947 | 0.11947 | 0.11947 | 0.11947 | 0.11947 | 0.11947 | 0.11947 | 0.11947 | 0.11947 | 0.11947 | 0.11947 | 0.11947 | 0.11947 | 0.11947 | 0.11947 | 0.11947 | 0.11947 | 0.11947 | 0.11947 | 0.11947 | 0.11947 | 0.11947 | 0.11947 | 0.11947 | 0.11947 | 0.11947 | 0.11947 | 0.11947 | 0.11947 | 0.11947 | 0.11947 | 0.11947 | 0.11947 | 0.11947 | 0.11947 | 0.11947 | 0.11947 | 0.11947 | 0.11947 | 0.11947 | 0.11947 | 0.11947 | 0.11947
|  | NBR2 | Fenland to Norfolk Bradenham potable transfer (10 Ml/d) | Total NPC |  |  | Total | 2019-20: 37.4753
|  | NBR3 | Fenland to Norfolk Bradenham potable transfer (20 Ml/d) | Capex |  |  |  | 0 | 0 | 0 | 0 | 0 | 0 | 6.3127 | 17.0536 | 25.3588 | 12.5844 | 0 | 0 | 0 | 0 | 0 | 0.0092152 | 0.023817 | 0 | 0 | 0 | 0 | 0 | 0.0092152 | 0.63274 | 1.7437 | 0 | 0 | 0 | 0 | 0.0092152 | 0.023817 | 0 | 0 | 0 | 0 | 0 | 0.0092152 | 0.023817 | 0.61733 | 1.7437 | 0 | 0 | 0 | 0.0092152 | 0.023817 | 0 | 0 | 0 | 0 | 0 | 0.0092152 | 0.023817 | 0 | 0.61733 | 1.7437 | 0 | 0 | 0.0092152 | 0.29271 | 1.0756 | 0 | 0 | 0 | 0 | 0.0092152 | 0.023817 | 0 | 0 | 0.61733 | 1.7437 | 0 | 0.0092152 | 0.023817 | 0 | 0 | 0 | 0 | 0 | 0.0092152 | 0.023817 | 0 | 0 | 0 | 0.61733 | 1.7437 | 0.0092152
|  | NBR3 | Fenland to Norfolk Bradenham potable transfer (20 Ml/d) | Capex | Optimism Bias |  |  | 0 | 0 | 0 | 0 | 0 | 0 | 1.1615 | 3.1379 | 4.666 | 2.3155 | 0 | 0 | 0 | 0 | 0 | 0.0016956 | 0.0043823 | 0 | 0 | 0 | 0 | 0 | 0.0016956 | 0.11642 | 0.32084 | 0 | 0 | 0 | 0 | 0.0016956 | 0.0043823 | 0 | 0 | 0 | 0 | 0 | 0.0016956 | 0.0043823 | 0.11359 | 0.32084 | 0 | 0 | 0 | 0.0016956 | 0.0043823 | 0 | 0 | 0 | 0 | 0 | 0.0016956 | 0.0043823 | 0 | 0.11359 | 0.32084 | 0 | 0 | 0.0016956 | 0.053858 | 0.1979 | 0 | 0 | 0 | 0 | 0.0016956 | 0.0043823 | 0 | 0 | 0.11359 | 0.32084 | 0 | 0.0016956 | 0.0043823 | 0 | 0 | 0 | 0 | 0 | 0.0016956 | 0.0043823 | 0 | 0 | 0 | 0.11359 | 0.32084 | 0.0016956
|  | NBR3 | Fenland to Norfolk Bradenham potable transfer (20 Ml/d) | Discount Factor | [9 empty] | 0.96618 | 0.93351 | 0.90194 | 0.87144 | 0.84197 | 0.8135 | 0.78599 | 0.75941 | 0.73373 | 0.70892 | 0.68495 | 0.66178 | 0.6394 | 0.61778 | 0.59689 | 0.57671 | 0.5572 | 0.53836 | 0.52016 | 0.50257 | 0.48557 | 0.46915 | 0.45329 | 0.43796 | 0.42315 | 0.40884 | 0.39501 | 0.38165 | 0.36875 | 0.35628 | 0.39999 | 0.38834 | 0.37703 | 0.36604 | 0.35538 | 0.34503 | 0.33498 | 0.32523 | 0.31575 | 0.30656 | 0.29763 | 0.28896 | 0.28054 | 0.27237 | 0.26444 | 0.25674 | 0.24926 | 0.242 | 0.23495 | 0.22811 | 0.22146 | 0.21501 | 0.20875 | 0.20267 | 0.19677 | 0.19104 | 0.18547 | 0.18007 | 0.17483 | 0.16973 | 0.16479 | 0.15999 | 0.15533 | 0.15081 | 0.14641 | 0.14215 | 0.13801 | 0.13399 | 0.13009 | 0.1263 | 0.12262 | 0.11905 | 0.11558 | 0.11221 | 0.10895 | 0.1531 | 0.14937 | 0.14573 | 0.14217 | 0.1387
|  | NBR3 | Fenland to Norfolk Bradenham potable transfer (20 Ml/d) | Discount Rate | [9 empty] | 0.035 | 0.035 | 0.035 | 0.035 | 0.035 | 0.035 | 0.035 | 0.035 | 0.035 | 0.035 | 0.035 | 0.035 | 0.035 | 0.035 | 0.035 | 0.035 | 0.035 | 0.035 | 0.035 | 0.035 | 0.035 | 0.035 | 0.035 | 0.035 | 0.035 | 0.035 | 0.035 | 0.035 | 0.035 | 0.035 | 0.03 | 0.03 | 0.03 | 0.03 | 0.03 | 0.03 | 0.03 | 0.03 | 0.03 | 0.03 | 0.03 | 0.03 | 0.03 | 0.03 | 0.03 | 0.03 | 0.03 | 0.03 | 0.03 | 0.03 | 0.03 | 0.03 | 0.03 | 0.03 | 0.03 | 0.03 | 0.03 | 0.03 | 0.03 | 0.03 | 0.03 | 0.03 | 0.03 | 0.03 | 0.03 | 0.03 | 0.03 | 0.03 | 0.03 | 0.03 | 0.03 | 0.03 | 0.03 | 0.03 | 0.03 | 0.025 | 0.025 | 0.025 | 0.025 | 0.025
|  | NBR3 | Fenland to Norfolk Bradenham potable transfer (20 Ml/d) | Financing Cost | [9 empty] | 0.23917 | 0.8853 | 1.8461 | 2.3126 | 2.292 | 2.2713 | 2.2507 | 2.2301 | 2.2094 | 2.1891 | 2.1694 | 2.1487 | 2.128 | 2.1074 | 2.0867 | 2.066 | 2.0457 | 2.0483 | 2.0943 | 2.0765 | 2.0587 | 2.0409 | 2.0231 | 2.0056 | 1.9887 | 1.9708 | 1.953 | 1.9351 | 1.9173 | 1.8994 | 1.8819 | 1.8649 | 1.8705 | 1.9187 | 1.9008 | 1.883 | 1.8651 | 1.8476 | 1.8306 | 1.8128 | 1.7949 | 1.7771 | 1.7592 | 1.7413 | 1.7238 | 1.7069 | 1.689 | 1.6946 | 1.7428 | 1.7249 | 1.707 | 1.6895 | 1.6827 | 1.7055 | 1.6876 | 1.6697 | 1.6519 | 1.634 | 1.6165 | 1.5996 | 1.5817 | 1.5638 | 1.5694 | 1.6176 | 1.5997 | 1.5822 | 1.5653 | 1.5474 | 1.5295 | 1.5117 | 1.4938 | 1.476 | 1.4585 | 1.4415 | 1.4236 | 1.4058 | 1.3879 | 1.3935 | 1.4417 | 1.4242
|  | NBR3 | Fenland to Norfolk Bradenham potable transfer (20 Ml/d) | Net Present Cost (NPC) | [9 empty] | 0.23109 | 0.82644 | 1.6651 | 2.0358 | 2.029 | 2.0011 | 1.9172 | 1.8367 | 1.7595 | 1.6856 | 1.615 | 1.5468 | 1.4812 | 1.4184 | 1.3581 | 1.3002 | 1.2449 | 1.2042 | 1.1875 | 1.1384 | 1.0912 | 1.0459 | 1.0025 | 0.96095 | 0.92129 | 0.88283 | 0.84593 | 0.81051 | 0.77651 | 0.74389 | 0.82815 | 0.79745 | 0.77631 | 0.77134 | 0.74253 | 0.71474 | 0.68794 | 0.66221 | 0.63757 | 0.61352 | 0.59034 | 0.56798 | 0.54643 | 0.52565 | 0.50571 | 0.48663 | 0.468 | 0.45571 | 0.45376 | 0.43647 | 0.41981 | 0.40381 | 0.39062 | 0.38386 | 0.36917 | 0.355 | 0.34135 | 0.32819 | 0.31557 | 0.3035 | 0.29172 | 0.28037 | 0.27306 | 0.27238 | 0.26183 | 0.25171 | 0.24204 | 0.2326 | 0.2235 | 0.21474 | 0.20629 | 0.19816 | 0.19036 | 0.18291 | 0.17564 | 0.2441 | 0.23548 | 0.23054 | 0.23177 | 0.22369
|  | NBR3 | Fenland to Norfolk Bradenham potable transfer (20 Ml/d) | Opex | [9 empty] | 0 | 0 | 0 | 0.023569 | 0.11785 | 0.18855 | 0.18855 | 0.18855 | 0.18855 | 0.18855 | 0.18855 | 0.18855 | 0.18855 | 0.18855 | 0.18855 | 0.18855 | 0.18855 | 0.18855 | 0.18855 | 0.18855 | 0.18855 | 0.18855 | 0.18855 | 0.18855 | 0.18855 | 0.18855 | 0.18855 | 0.18855 | 0.18855 | 0.18855 | 0.18855 | 0.18855 | 0.18855 | 0.18855 | 0.18855 | 0.18855 | 0.18855 | 0.18855 | 0.18855 | 0.18855 | 0.18855 | 0.18855 | 0.18855 | 0.18855 | 0.18855 | 0.18855 | 0.18855 | 0.18855 | 0.18855 | 0.18855 | 0.18855 | 0.18855 | 0.18855 | 0.18855 | 0.18855 | 0.18855 | 0.18855 | 0.18855 | 0.18855 | 0.18855 | 0.18855 | 0.18855 | 0.18855 | 0.18855 | 0.18855 | 0.18855 | 0.18855 | 0.18855 | 0.18855 | 0.18855 | 0.18855 | 0.18855 | 0.18855 | 0.18855 | 0.18855 | 0.18855 | 0.18855 | 0.18855 | 0.18855 | 0.18855
|  | NBR3 | Fenland to Norfolk Bradenham potable transfer (20 Ml/d) | Total NPC |  |  | Total | 2019-20: 59.1061
|  | NBR4 | Norwich and the Broads to Norfolk Bradenham potable transfer (10 Ml/d) | Capex |  |  |  | 0 | 0 | 0 | 0 | 0 | 0 | 6.4756 | 17.4936 | 26.0131 | 12.9092 | 0 | 0 | 0 | 0 | 0 | 0.0088291 | 0.022799 | 0 | 0 | 0 | 0 | 0 | 0.0088291 | 0.43682 | 1.1724 | 0 | 0 | 0 | 0 | 0.0088291 | 0.022799 | 0 | 0 | 0 | 0 | 0 | 0.0088291 | 0.022799 | 0.42179 | 1.1724 | 0 | 0 | 0 | 0.0088291 | 0.022799 | 0 | 0 | 0 | 0 | 0 | 0.0088291 | 0.022799 | 0 | 0.42179 | 1.1724 | 0 | 0 | 0.0088291 | 0.17803 | 0.62091 | 0 | 0 | 0 | 0 | 0.0088291 | 0.022799 | 0 | 0 | 0.42179 | 1.1724 | 0 | 0.0088291 | 0.022799 | 0 | 0 | 0 | 0 | 0 | 0.0088291 | 0.022799 | 0 | 0 | 0 | 0.42179 | 1.1724 | 0.0088291
|  | NBR4 | Norwich and the Broads to Norfolk Bradenham potable transfer (10 Ml/d) | Capex | Optimism Bias |  |  | 0 | 0 | 0 | 0 | 0 | 0 | 1.1915 | 3.2188 | 4.7864 | 2.3753 | 0 | 0 | 0 | 0 | 0 | 0.0016246 | 0.0041951 | 0 | 0 | 0 | 0 | 0 | 0.0016246 | 0.080375 | 0.21572 | 0 | 0 | 0 | 0 | 0.0016246 | 0.0041951 | 0 | 0 | 0 | 0 | 0 | 0.0016246 | 0.0041951 | 0.077609 | 0.21572 | 0 | 0 | 0 | 0.0016246 | 0.0041951 | 0 | 0 | 0 | 0 | 0 | 0.0016246 | 0.0041951 | 0 | 0.077609 | 0.21572 | 0 | 0 | 0.0016246 | 0.032757 | 0.11425 | 0 | 0 | 0 | 0 | 0.0016246 | 0.0041951 | 0 | 0 | 0.077609 | 0.21572 | 0 | 0.0016246 | 0.0041951 | 0 | 0 | 0 | 0 | 0 | 0.0016246 | 0.0041951 | 0 | 0 | 0 | 0.077609 | 0.21572 | 0.0016246
|  | NBR4 | Norwich and the Broads to Norfolk Bradenham potable transfer (10 Ml/d) | Discount Factor | [9 empty] | 0.96618 | 0.93351 | 0.90194 | 0.87144 | 0.84197 | 0.8135 | 0.78599 | 0.75941 | 0.73373 | 0.70892 | 0.68495 | 0.66178 | 0.6394 | 0.61778 | 0.59689 | 0.57671 | 0.5572 | 0.53836 | 0.52016 | 0.50257 | 0.48557 | 0.46915 | 0.45329 | 0.43796 | 0.42315 | 0.40884 | 0.39501 | 0.38165 | 0.36875 | 0.35628 | 0.39999 | 0.38834 | 0.37703 | 0.36604 | 0.35538 | 0.34503 | 0.33498 | 0.32523 | 0.31575 | 0.30656 | 0.29763 | 0.28896 | 0.28054 | 0.27237 | 0.26444 | 0.25674 | 0.24926 | 0.242 | 0.23495 | 0.22811 | 0.22146 | 0.21501 | 0.20875 | 0.20267 | 0.19677 | 0.19104 | 0.18547 | 0.18007 | 0.17483 | 0.16973 | 0.16479 | 0.15999 | 0.15533 | 0.15081 | 0.14641 | 0.14215 | 0.13801 | 0.13399 | 0.13009 | 0.1263 | 0.12262 | 0.11905 | 0.11558 | 0.11221 | 0.10895 | 0.1531 | 0.14937 | 0.14573 | 0.14217 | 0.1387
|  | NBR4 | Norwich and the Broads to Norfolk Bradenham potable transfer (10 Ml/d) | Discount Rate | [9 empty] | 0.035 | 0.035 | 0.035 | 0.035 | 0.035 | 0.035 | 0.035 | 0.035 | 0.035 | 0.035 | 0.035 | 0.035 | 0.035 | 0.035 | 0.035 | 0.035 | 0.035 | 0.035 | 0.035 | 0.035 | 0.035 | 0.035 | 0.035 | 0.035 | 0.035 | 0.035 | 0.035 | 0.035 | 0.035 | 0.035 | 0.03 | 0.03 | 0.03 | 0.03 | 0.03 | 0.03 | 0.03 | 0.03 | 0.03 | 0.03 | 0.03 | 0.03 | 0.03 | 0.03 | 0.03 | 0.03 | 0.03 | 0.03 | 0.03 | 0.03 | 0.03 | 0.03 | 0.03 | 0.03 | 0.03 | 0.03 | 0.03 | 0.03 | 0.03 | 0.03 | 0.03 | 0.03 | 0.03 | 0.03 | 0.03 | 0.03 | 0.03 | 0.03 | 0.03 | 0.03 | 0.03 | 0.03 | 0.03 | 0.03 | 0.03 | 0.025 | 0.025 | 0.025 | 0.025 | 0.025
|  | NBR4 | Norwich and the Broads to Norfolk Bradenham potable transfer (10 Ml/d) | Financing Cost | [9 empty] | 0.24535 | 0.90814 | 1.8937 | 2.3738 | 2.3556 | 2.3375 | 2.3193 | 2.3012 | 2.283 | 2.2652 | 2.2479 | 2.2297 | 2.2115 | 2.1934 | 2.1752 | 2.157 | 2.1392 | 2.137 | 2.1638 | 2.1478 | 2.1317 | 2.1157 | 2.0996 | 2.0839 | 2.0687 | 2.0526 | 2.0365 | 2.0204 | 2.0044 | 1.9883 | 1.9725 | 1.9573 | 1.9572 | 1.9855 | 1.9694 | 1.9533 | 1.9372 | 1.9215 | 1.9063 | 1.8902 | 1.8741 | 1.858 | 1.8419 | 1.8258 | 1.8101 | 1.7948 | 1.7787 | 1.7786 | 1.807 | 1.7909 | 1.7748 | 1.759 | 1.7496 | 1.757 | 1.7409 | 1.7248 | 1.7087 | 1.6926 | 1.6769 | 1.6617 | 1.6456 | 1.6295 | 1.6294 | 1.6577 | 1.6416 | 1.6259 | 1.6106 | 1.5945 | 1.5785 | 1.5624 | 1.5463 | 1.5302 | 1.5144 | 1.4992 | 1.4831 | 1.467 | 1.4509 | 1.4508 | 1.4792 | 1.4634
|  | NBR4 | Norwich and the Broads to Norfolk Bradenham potable transfer (10 Ml/d) | Net Present Cost (NPC) | [9 empty] | 0.23705 | 0.84776 | 1.708 | 2.0815 | 2.0456 | 1.9978 | 1.916 | 1.8374 | 1.762 | 1.6897 | 1.6207 | 1.5539 | 1.4897 | 1.4281 | 1.369 | 1.3122 | 1.2579 | 1.2142 | 1.1871 | 1.1389 | 1.0926 | 1.0481 | 1.0054 | 0.96449 | 0.92545 | 0.88757 | 0.8512 | 0.81628 | 0.78274 | 0.75054 | 0.83632 | 0.80605 | 0.78253 | 0.77011 | 0.74196 | 0.7148 | 0.68859 | 0.66341 | 0.63928 | 0.61573 | 0.593 | 0.57108 | 0.54994 | 0.52954 | 0.50995 | 0.49118 | 0.47287 | 0.45907 | 0.45235 | 0.43551 | 0.41926 | 0.40366 | 0.38994 | 0.38008 | 0.36584 | 0.35211 | 0.33887 | 0.3261 | 0.31385 | 0.30213 | 0.29068 | 0.27963 | 0.27147 | 0.26784 | 0.25768 | 0.24794 | 0.23861 | 0.22951 | 0.22073 | 0.21227 | 0.20411 | 0.19625 | 0.18872 | 0.18151 | 0.17447 | 0.24273 | 0.2344 | 0.22867 | 0.22712 | 0.2194
|  | NBR4 | Norwich and the Broads to Norfolk Bradenham potable transfer (10 Ml/d) | Opex | [9 empty] | 0 | 0 | 0 | 0.014794 | 0.073968 | 0.11835 | 0.11835 | 0.11835 | 0.11835 | 0.11835 | 0.11835 | 0.11835 | 0.11835 | 0.11835 | 0.11835 | 0.11835 | 0.11835 | 0.11835 | 0.11835 | 0.11835 | 0.11835 | 0.11835 | 0.11835 | 0.11835 | 0.11835 | 0.11835 | 0.11835 | 0.11835 | 0.11835 | 0.11835 | 0.11835 | 0.11835 | 0.11835 | 0.11835 | 0.11835 | 0.11835 | 0.11835 | 0.11835 | 0.11835 | 0.11835 | 0.11835 | 0.11835 | 0.11835 | 0.11835 | 0.11835 | 0.11835 | 0.11835 | 0.11835 | 0.11835 | 0.11835 | 0.11835 | 0.11835 | 0.11835 | 0.11835 | 0.11835 | 0.11835 | 0.11835 | 0.11835 | 0.11835 | 0.11835 | 0.11835 | 0.11835 | 0.11835 | 0.11835 | 0.11835 | 0.11835 | 0.11835 | 0.11835 | 0.11835 | 0.11835 | 0.11835 | 0.11835 | 0.11835 | 0.11835 | 0.11835 | 0.11835 | 0.11835 | 0.11835 | 0.11835 | 0.11835
|  | NBR4 | Norwich and the Broads to Norfolk Bradenham potable transfer (10 Ml/d) | Total NPC |  |  | Total | 2019-20: 59.3479
|  | NBR5 | Norwich and the Broads to Norfolk Bradenham potable transfer (20 Ml/d) | Capex |  |  |  | 0 | 0 | 0 | 0 | 0 | 0 | 12.6928 | 34.2894 | 50.9885 | 25.3033 | 0 | 0 | 0 | 0 | 0 | 0.0091166 | 0.023557 | 0 | 0 | 0 | 0 | 0 | 0.0091166 | 0.59179 | 1.6198 | 0 | 0 | 0 | 0 | 0.0091166 | 0.023557 | 0 | 0 | 0 | 0 | 0 | 0.0091166 | 0.023557 | 0.57651 | 1.6198 | 0 | 0 | 0 | 0.0091166 | 0.023557 | 0 | 0 | 0 | 0 | 0 | 0.0091166 | 0.023557 | 0 | 0.57651 | 1.6198 | 0 | 0 | 0.0091166 | 0.28968 | 1.0645 | 0 | 0 | 0 | 0 | 0.0091166 | 0.023557 | 0 | 0 | 0.57651 | 1.6198 | 0 | 0.0091166 | 0.023557 | 0 | 0 | 0 | 0 | 0 | 0.0091166 | 0.023557 | 0 | 0 | 0 | 0.57651 | 1.6198 | 0.0091166
|  | NBR5 | Norwich and the Broads to Norfolk Bradenham potable transfer (20 Ml/d) | Capex | Optimism Bias |  |  | 0 | 0 | 0 | 0 | 0 | 0 | 2.3355 | 6.3092 | 9.3819 | 4.6558 | 0 | 0 | 0 | 0 | 0 | 0.0016775 | 0.0043345 | 0 | 0 | 0 | 0 | 0 | 0.0016775 | 0.10889 | 0.29805 | 0 | 0 | 0 | 0 | 0.0016775 | 0.0043345 | 0 | 0 | 0 | 0 | 0 | 0.0016775 | 0.0043345 | 0.10608 | 0.29805 | 0 | 0 | 0 | 0.0016775 | 0.0043345 | 0 | 0 | 0 | 0 | 0 | 0.0016775 | 0.0043345 | 0 | 0.10608 | 0.29805 | 0 | 0 | 0.0016775 | 0.053302 | 0.19587 | 0 | 0 | 0 | 0 | 0.0016775 | 0.0043345 | 0 | 0 | 0.10608 | 0.29805 | 0 | 0.0016775 | 0.0043345 | 0 | 0 | 0 | 0 | 0 | 0.0016775 | 0.0043345 | 0 | 0 | 0 | 0.10608 | 0.29805 | 0.0016775
|  | NBR5 | Norwich and the Broads to Norfolk Bradenham potable transfer (20 Ml/d) | Discount Factor | [9 empty] | 0.96618 | 0.93351 | 0.90194 | 0.87144 | 0.84197 | 0.8135 | 0.78599 | 0.75941 | 0.73373 | 0.70892 | 0.68495 | 0.66178 | 0.6394 | 0.61778 | 0.59689 | 0.57671 | 0.5572 | 0.53836 | 0.52016 | 0.50257 | 0.48557 | 0.46915 | 0.45329 | 0.43796 | 0.42315 | 0.40884 | 0.39501 | 0.38165 | 0.36875 | 0.35628 | 0.39999 | 0.38834 | 0.37703 | 0.36604 | 0.35538 | 0.34503 | 0.33498 | 0.32523 | 0.31575 | 0.30656 | 0.29763 | 0.28896 | 0.28054 | 0.27237 | 0.26444 | 0.25674 | 0.24926 | 0.242 | 0.23495 | 0.22811 | 0.22146 | 0.21501 | 0.20875 | 0.20267 | 0.19677 | 0.19104 | 0.18547 | 0.18007 | 0.17483 | 0.16973 | 0.16479 | 0.15999 | 0.15533 | 0.15081 | 0.14641 | 0.14215 | 0.13801 | 0.13399 | 0.13009 | 0.1263 | 0.12262 | 0.11905 | 0.11558 | 0.11221 | 0.10895 | 0.1531 | 0.14937 | 0.14573 | 0.14217 | 0.1387
|  | NBR5 | Norwich and the Broads to Norfolk Bradenham potable transfer (20 Ml/d) | Discount Rate | [9 empty] | 0.035 | 0.035 | 0.035 | 0.035 | 0.035 | 0.035 | 0.035 | 0.035 | 0.035 | 0.035 | 0.035 | 0.035 | 0.035 | 0.035 | 0.035 | 0.035 | 0.035 | 0.035 | 0.035 | 0.035 | 0.035 | 0.035 | 0.035 | 0.035 | 0.035 | 0.035 | 0.035 | 0.035 | 0.035 | 0.035 | 0.03 | 0.03 | 0.03 | 0.03 | 0.03 | 0.03 | 0.03 | 0.03 | 0.03 | 0.03 | 0.03 | 0.03 | 0.03 | 0.03 | 0.03 | 0.03 | 0.03 | 0.03 | 0.03 | 0.03 | 0.03 | 0.03 | 0.03 | 0.03 | 0.03 | 0.03 | 0.03 | 0.03 | 0.03 | 0.03 | 0.03 | 0.03 | 0.03 | 0.03 | 0.03 | 0.03 | 0.03 | 0.03 | 0.03 | 0.03 | 0.03 | 0.03 | 0.03 | 0.03 | 0.03 | 0.025 | 0.025 | 0.025 | 0.025 | 0.025
|  | NBR5 | Norwich and the Broads to Norfolk Bradenham potable transfer (20 Ml/d) | Financing Cost | [9 empty] | 0.4809 | 1.7801 | 3.7119 | 4.6545 | 4.6223 | 4.5902 | 4.558 | 4.5258 | 4.4937 | 4.4618 | 4.4305 | 4.3983 | 4.3661 | 4.3339 | 4.3017 | 4.2695 | 4.2376 | 4.2271 | 4.2571 | 4.228 | 4.1988 | 4.1697 | 4.1405 | 4.1117 | 4.0835 | 4.0543 | 4.0251 | 3.9959 | 3.9667 | 3.9375 | 3.9087 | 3.8804 | 3.8731 | 3.9053 | 3.8761 | 3.8469 | 3.8177 | 3.7889 | 3.7606 | 3.7314 | 3.7022 | 3.673 | 3.6438 | 3.6146 | 3.5858 | 3.5575 | 3.5283 | 3.521 | 3.5531 | 3.524 | 3.4948 | 3.4659 | 3.4476 | 3.4587 | 3.4295 | 3.4003 | 3.3711 | 3.3419 | 3.3131 | 3.2848 | 3.2556 | 3.2264 | 3.2191 | 3.2513 | 3.2221 | 3.1932 | 3.1649 | 3.1358 | 3.1066 | 3.0774 | 3.0482 | 3.019 | 2.9902 | 2.9619 | 2.9327 | 2.9035 | 2.8743 | 2.867 | 2.8992 | 2.8703
|  | NBR5 | Norwich and the Broads to Norfolk Bradenham potable transfer (20 Ml/d) | Net Present Cost (NPC) | [9 empty] | 0.46464 | 1.6617 | 3.3479 | 4.0763 | 3.9894 | 3.8848 | 3.7282 | 3.5777 | 3.4331 | 3.2944 | 3.1616 | 3.0333 | 2.9102 | 2.7919 | 2.6782 | 2.5691 | 2.4645 | 2.3755 | 2.3107 | 2.218 | 2.1288 | 2.0431 | 1.9608 | 1.8819 | 1.8063 | 1.7333 | 1.6632 | 1.5958 | 1.531 | 1.4689 | 1.6375 | 1.5789 | 1.5301 | 1.4973 | 1.4433 | 1.3912 | 1.3409 | 1.2925 | 1.2459 | 1.2007 | 1.157 | 1.1149 | 1.0742 | 1.035 | 0.99722 | 0.96091 | 0.92565 | 0.89691 | 0.87835 | 0.84611 | 0.815 | 0.78506 | 0.75837 | 0.73852 | 0.71127 | 0.68498 | 0.65961 | 0.63515 | 0.6116 | 0.58899 | 0.56702 | 0.54584 | 0.5288 | 0.51825 | 0.49888 | 0.48025 | 0.46236 | 0.44498 | 0.42823 | 0.41207 | 0.39649 | 0.38146 | 0.36702 | 0.35315 | 0.33969 | 0.47291 | 0.45701 | 0.4448 | 0.43852 | 0.42383
|  | NBR5 | Norwich and the Broads to Norfolk Bradenham potable transfer (20 Ml/d) | Opex | [9 empty] | 0 | 0 | 0 | 0.023162 | 0.11581 | 0.1853 | 0.1853 | 0.1853 | 0.1853 | 0.1853 | 0.1853 | 0.1853 | 0.1853 | 0.1853 | 0.1853 | 0.1853 | 0.1853 | 0.1853 | 0.1853 | 0.1853 | 0.1853 | 0.1853 | 0.1853 | 0.1853 | 0.1853 | 0.1853 | 0.1853 | 0.1853 | 0.1853 | 0.1853 | 0.1853 | 0.1853 | 0.1853 | 0.1853 | 0.1853 | 0.1853 | 0.1853 | 0.1853 | 0.1853 | 0.1853 | 0.1853 | 0.1853 | 0.1853 | 0.1853 | 0.1853 | 0.1853 | 0.1853 | 0.1853 | 0.1853 | 0.1853 | 0.1853 | 0.1853 | 0.1853 | 0.1853 | 0.1853 | 0.1853 | 0.1853 | 0.1853 | 0.1853 | 0.1853 | 0.1853 | 0.1853 | 0.1853 | 0.1853 | 0.1853 | 0.1853 | 0.1853 | 0.1853 | 0.1853 | 0.1853 | 0.1853 | 0.1853 | 0.1853 | 0.1853 | 0.1853 | 0.1853 | 0.1853 | 0.1853 | 0.1853 | 0.1853
|  | NBR5 | Norwich and the Broads to Norfolk Bradenham potable transfer (20 Ml/d) | Total NPC |  |  | Total | 2019-20: 115.779
|  | NBR6 | Fenland to Norfolk Bradenham potable transfer (45 Ml/d) | Capex |  |  |  | 0 | 0 | 0 | 0 | 0 | 0 | 2.7266 | 6.3622 | 18.1777 | 36.3553 | 27.2665 | 0 | 0 | 0 | 0 | 0 | 0 | 0.12817 | 0 | 0 | 0 | 0 | 0 | 0 | 0.12817 | 4.8631 | 0 | 0 | 0 | 0 | 0 | 0.12817 | 0 | 0 | 0 | 0 | 0 | 0 | 0.12817 | 0 | 4.8631 | 0 | 0 | 0 | 0 | 0.12817 | 0 | 0 | 0 | 0 | 0 | 0 | 0.12817 | 0 | 0 | 4.8631 | 0 | 0 | 1.5495 | 6.3261 | 0 | 0 | 0 | 0 | 0 | 0 | 0.12817 | 0 | 0 | 0 | 4.8631 | 0 | 0 | 0.12817 | 0 | 0 | 0 | 0 | 0 | 0 | 0.12817 | 0 | 0 | 0 | 0 | 4.8631
|  | NBR6 | Fenland to Norfolk Bradenham potable transfer (45 Ml/d) | Capex | Optimism Bias |  |  | 0 | 0 | 0 | 0 | 0 | 0 | 0.35992 | 0.83981 | 2.3995 | 4.7989 | 3.5992 | 0 | 0 | 0 | 0 | 0 | 0 | 0.016919 | 0 | 0 | 0 | 0 | 0 | 0 | 0.016919 | 0.64193 | 0 | 0 | 0 | 0 | 0 | 0.016919 | 0 | 0 | 0 | 0 | 0 | 0 | 0.016919 | 0 | 0.64193 | 0 | 0 | 0 | 0 | 0.016919 | 0 | 0 | 0 | 0 | 0 | 0 | 0.016919 | 0 | 0 | 0.64193 | 0 | 0 | 0.20453 | 0.83504 | 0 | 0 | 0 | 0 | 0 | 0 | 0.016919 | 0 | 0 | 0 | 0.64193 | 0 | 0 | 0.016919 | 0 | 0 | 0 | 0 | 0 | 0 | 0.016919 | 0 | 0 | 0 | 0 | 0.64193
|  | NBR6 | Fenland to Norfolk Bradenham potable transfer (45 Ml/d) | Discount Factor | [9 empty] | 0.96618 | 0.93351 | 0.90194 | 0.87144 | 0.84197 | 0.8135 | 0.78599 | 0.75941 | 0.73373 | 0.70892 | 0.68495 | 0.66178 | 0.6394 | 0.61778 | 0.59689 | 0.57671 | 0.5572 | 0.53836 | 0.52016 | 0.50257 | 0.48557 | 0.46915 | 0.45329 | 0.43796 | 0.42315 | 0.40884 | 0.39501 | 0.38165 | 0.36875 | 0.35628 | 0.39999 | 0.38834 | 0.37703 | 0.36604 | 0.35538 | 0.34503 | 0.33498 | 0.32523 | 0.31575 | 0.30656 | 0.29763 | 0.28896 | 0.28054 | 0.27237 | 0.26444 | 0.25674 | 0.24926 | 0.242 | 0.23495 | 0.22811 | 0.22146 | 0.21501 | 0.20875 | 0.20267 | 0.19677 | 0.19104 | 0.18547 | 0.18007 | 0.17483 | 0.16973 | 0.16479 | 0.15999 | 0.15533 | 0.15081 | 0.14641 | 0.14215 | 0.13801 | 0.13399 | 0.13009 | 0.1263 | 0.12262 | 0.11905 | 0.11558 | 0.11221 | 0.10895 | 0.1531 | 0.14937 | 0.14573 | 0.14217 | 0.1387
|  | NBR6 | Fenland to Norfolk Bradenham potable transfer (45 Ml/d) | Discount Rate | [9 empty] | 0.035 | 0.035 | 0.035 | 0.035 | 0.035 | 0.035 | 0.035 | 0.035 | 0.035 | 0.035 | 0.035 | 0.035 | 0.035 | 0.035 | 0.035 | 0.035 | 0.035 | 0.035 | 0.035 | 0.035 | 0.035 | 0.035 | 0.035 | 0.035 | 0.035 | 0.035 | 0.035 | 0.035 | 0.035 | 0.035 | 0.03 | 0.03 | 0.03 | 0.03 | 0.03 | 0.03 | 0.03 | 0.03 | 0.03 | 0.03 | 0.03 | 0.03 | 0.03 | 0.03 | 0.03 | 0.03 | 0.03 | 0.03 | 0.03 | 0.03 | 0.03 | 0.03 | 0.03 | 0.03 | 0.03 | 0.03 | 0.03 | 0.03 | 0.03 | 0.03 | 0.03 | 0.03 | 0.03 | 0.03 | 0.03 | 0.03 | 0.03 | 0.03 | 0.03 | 0.03 | 0.03 | 0.03 | 0.03 | 0.03 | 0.03 | 0.025 | 0.025 | 0.025 | 0.025 | 0.025
|  | NBR6 | Fenland to Norfolk Bradenham potable transfer (45 Ml/d) | Financing Cost | [9 empty] | 0.09877 | 0.32923 | 0.9877 | 2.2925 | 3.2509 | 3.2163 | 3.1817 | 3.1472 | 3.1126 | 3.0781 | 3.0437 | 3.0139 | 2.9793 | 2.9447 | 2.91 | 2.8754 | 2.8407 | 2.8061 | 2.7811 | 2.929 | 2.897 | 2.865 | 2.8331 | 2.8011 | 2.7691 | 2.7418 | 2.7098 | 2.6778 | 2.6458 | 2.6139 | 2.5819 | 2.5499 | 2.5226 | 2.4906 | 2.6348 | 2.6028 | 2.5708 | 2.5389 | 2.5069 | 2.4795 | 2.4476 | 2.4156 | 2.3836 | 2.3516 | 2.3197 | 2.2877 | 2.2603 | 2.2284 | 2.1964 | 2.3406 | 2.3086 | 2.2766 | 2.3002 | 2.496 | 2.4632 | 2.4312 | 2.3992 | 2.3672 | 2.3352 | 2.3033 | 2.2759 | 2.244 | 2.212 | 2.18 | 2.3242 | 2.2922 | 2.2602 | 2.2329 | 2.2009 | 2.1689 | 2.137 | 2.105 | 2.073 | 2.041 | 2.0137 | 1.9817 | 1.9497 | 1.9178 | 1.8858 | 2.03
|  | NBR6 | Fenland to Norfolk Bradenham potable transfer (45 Ml/d) | Net Present Cost (NPC) | [9 empty] | 0.09543 | 0.30734 | 0.89085 | 1.9978 | 2.7371 | 3.101 | 3.4371 | 3.2946 | 3.1579 | 3.0266 | 2.9007 | 2.7829 | 2.6666 | 2.5551 | 2.448 | 2.3452 | 2.2466 | 2.152 | 2.0662 | 2.0707 | 1.9851 | 1.903 | 1.8242 | 1.7485 | 1.6758 | 1.608 | 1.5409 | 1.4766 | 1.4149 | 1.3557 | 1.5092 | 1.4528 | 1.4002 | 1.3477 | 1.3597 | 1.3091 | 1.2602 | 1.2131 | 1.1677 | 1.1253 | 1.083 | 1.0422 | 1.0029 | 0.96497 | 0.92841 | 0.89316 | 0.86033 | 0.82753 | 0.79592 | 0.80563 | 0.77508 | 0.74563 | 0.72884 | 0.74728 | 0.71906 | 0.69201 | 0.66592 | 0.64077 | 0.61651 | 0.59313 | 0.57135 | 0.54959 | 0.52862 | 0.5084 | 0.5147 | 0.49517 | 0.47633 | 0.45879 | 0.44127 | 0.42438 | 0.4081 | 0.3924 | 0.37728 | 0.3627 | 0.34916 | 0.48579 | 0.46916 | 0.45306 | 0.43746 | 0.44679
|  | NBR6 | Fenland to Norfolk Bradenham potable transfer (45 Ml/d) | Opex | [9 empty] | 0 | 0 | 0 | 0 | 0 | 0.59561 | 1.1912 | 1.1912 | 1.1912 | 1.1912 | 1.1912 | 1.1912 | 1.1912 | 1.1912 | 1.1912 | 1.1912 | 1.1912 | 1.1912 | 1.1912 | 1.1912 | 1.1912 | 1.1912 | 1.1912 | 1.1912 | 1.1912 | 1.1912 | 1.1912 | 1.1912 | 1.1912 | 1.1912 | 1.1912 | 1.1912 | 1.1912 | 1.1912 | 1.1912 | 1.1912 | 1.1912 | 1.1912 | 1.1912 | 1.1912 | 1.1912 | 1.1912 | 1.1912 | 1.1912 | 1.1912 | 1.1912 | 1.1912 | 1.1912 | 1.1912 | 1.1912 | 1.1912 | 1.1912 | 1.1912 | 1.1912 | 1.1912 | 1.1912 | 1.1912 | 1.1912 | 1.1912 | 1.1912 | 1.1912 | 1.1912 | 1.1912 | 1.1912 | 1.1912 | 1.1912 | 1.1912 | 1.1912 | 1.1912 | 1.1912 | 1.1912 | 1.1912 | 1.1912 | 1.1912 | 1.1912 | 1.1912 | 1.1912 | 1.1912 | 1.1912 | 1.1912
|  | NBR6 | Fenland to Norfolk Bradenham potable transfer (45 Ml/d) | Total NPC |  |  | Total | 2019-20: 101.2362
|  | NBR7 | Norwich and the Broads to Norfolk Bradenham potable transfer (50 Ml/d) | Capex |  |  |  | 0 | 0 | 0 | 0 | 0 | 0 | 17.2992 | 46.7337 | 69.4932 | 34.4864 | 0 | 0 | 0 | 0 | 0 | 0.012017 | 0.031223 | 0 | 0 | 0 | 0 | 0 | 0.012017 | 1.4104 | 4.158 | 0 | 0 | 0 | 0 | 0.012017 | 0.031223 | 0 | 0 | 0 | 0 | 0 | 0.012017 | 0.031223 | 1.3903 | 4.158 | 0 | 0 | 0 | 0.012017 | 0.031223 | 0 | 0 | 0 | 0 | 0 | 0.012017 | 0.031223 | 0 | 1.3903 | 4.158 | 0 | 0 | 0.012017 | 0.62905 | 2.3913 | 0 | 0 | 0 | 0 | 0.012017 | 0.031223 | 0 | 0 | 1.3903 | 4.158 | 0 | 0.012017 | 0.031223 | 0 | 0 | 0 | 0 | 0 | 0.012017 | 0.031223 | 0 | 0 | 0 | 1.3903 | 4.158 | 0.012017
|  | NBR7 | Norwich and the Broads to Norfolk Bradenham potable transfer (50 Ml/d) | Capex | Optimism Bias |  |  | 0 | 0 | 0 | 0 | 0 | 0 | 3.1831 | 8.599 | 12.7867 | 6.3455 | 0 | 0 | 0 | 0 | 0 | 0.0022111 | 0.0057451 | 0 | 0 | 0 | 0 | 0 | 0.0022111 | 0.25951 | 0.76507 | 0 | 0 | 0 | 0 | 0.0022111 | 0.0057451 | 0 | 0 | 0 | 0 | 0 | 0.0022111 | 0.0057451 | 0.25582 | 0.76507 | 0 | 0 | 0 | 0.0022111 | 0.0057451 | 0 | 0 | 0 | 0 | 0 | 0.0022111 | 0.0057451 | 0 | 0.25582 | 0.76507 | 0 | 0 | 0.0022111 | 0.11575 | 0.44 | 0 | 0 | 0 | 0 | 0.0022111 | 0.0057451 | 0 | 0 | 0.25582 | 0.76507 | 0 | 0.0022111 | 0.0057451 | 0 | 0 | 0 | 0 | 0 | 0.0022111 | 0.0057451 | 0 | 0 | 0 | 0.25582 | 0.76507 | 0.0022111
|  | NBR7 | Norwich and the Broads to Norfolk Bradenham potable transfer (50 Ml/d) | Discount Factor | [9 empty] | 0.96618 | 0.93351 | 0.90194 | 0.87144 | 0.84197 | 0.8135 | 0.78599 | 0.75941 | 0.73373 | 0.70892 | 0.68495 | 0.66178 | 0.6394 | 0.61778 | 0.59689 | 0.57671 | 0.5572 | 0.53836 | 0.52016 | 0.50257 | 0.48557 | 0.46915 | 0.45329 | 0.43796 | 0.42315 | 0.40884 | 0.39501 | 0.38165 | 0.36875 | 0.35628 | 0.39999 | 0.38834 | 0.37703 | 0.36604 | 0.35538 | 0.34503 | 0.33498 | 0.32523 | 0.31575 | 0.30656 | 0.29763 | 0.28896 | 0.28054 | 0.27237 | 0.26444 | 0.25674 | 0.24926 | 0.242 | 0.23495 | 0.22811 | 0.22146 | 0.21501 | 0.20875 | 0.20267 | 0.19677 | 0.19104 | 0.18547 | 0.18007 | 0.17483 | 0.16973 | 0.16479 | 0.15999 | 0.15533 | 0.15081 | 0.14641 | 0.14215 | 0.13801 | 0.13399 | 0.13009 | 0.1263 | 0.12262 | 0.11905 | 0.11558 | 0.11221 | 0.10895 | 0.1531 | 0.14937 | 0.14573 | 0.14217 | 0.1387
|  | NBR7 | Norwich and the Broads to Norfolk Bradenham potable transfer (50 Ml/d) | Discount Rate | [9 empty] | 0.035 | 0.035 | 0.035 | 0.035 | 0.035 | 0.035 | 0.035 | 0.035 | 0.035 | 0.035 | 0.035 | 0.035 | 0.035 | 0.035 | 0.035 | 0.035 | 0.035 | 0.035 | 0.035 | 0.035 | 0.035 | 0.035 | 0.035 | 0.035 | 0.035 | 0.035 | 0.035 | 0.035 | 0.035 | 0.035 | 0.03 | 0.03 | 0.03 | 0.03 | 0.03 | 0.03 | 0.03 | 0.03 | 0.03 | 0.03 | 0.03 | 0.03 | 0.03 | 0.03 | 0.03 | 0.03 | 0.03 | 0.03 | 0.03 | 0.03 | 0.03 | 0.03 | 0.03 | 0.03 | 0.03 | 0.03 | 0.03 | 0.03 | 0.03 | 0.03 | 0.03 | 0.03 | 0.03 | 0.03 | 0.03 | 0.03 | 0.03 | 0.03 | 0.03 | 0.03 | 0.03 | 0.03 | 0.03 | 0.03 | 0.03 | 0.025 | 0.025 | 0.025 | 0.025 | 0.025
|  | NBR7 | Norwich and the Broads to Norfolk Bradenham potable transfer (50 Ml/d) | Financing Cost | [9 empty] | 0.65543 | 2.4261 | 5.059 | 6.3386 | 6.2846 | 6.2305 | 6.1765 | 6.1224 | 6.0683 | 6.0147 | 5.9618 | 5.9077 | 5.8536 | 5.7995 | 5.7454 | 5.6913 | 5.6377 | 5.6353 | 5.741 | 5.695 | 5.6489 | 5.6028 | 5.5568 | 5.5112 | 5.4663 | 5.4201 | 5.374 | 5.3279 | 5.2818 | 5.2357 | 5.19 | 5.1451 | 5.1516 | 5.2631 | 5.2169 | 5.1708 | 5.1247 | 5.079 | 5.0341 | 4.988 | 4.9419 | 4.8957 | 4.8496 | 4.8035 | 4.7578 | 4.7129 | 4.6668 | 4.6733 | 4.7848 | 4.7386 | 4.6925 | 4.6469 | 4.6244 | 4.6686 | 4.6225 | 4.5764 | 4.5302 | 4.4841 | 4.4385 | 4.3935 | 4.3474 | 4.3013 | 4.3078 | 4.4193 | 4.3731 | 4.3275 | 4.2825 | 4.2364 | 4.1903 | 4.1442 | 4.0981 | 4.0519 | 4.0063 | 3.9613 | 3.9152 | 3.8691 | 3.823 | 3.8295 | 3.941 | 3.8953
|  | NBR7 | Norwich and the Broads to Norfolk Bradenham potable transfer (50 Ml/d) | Net Present Cost (NPC) | [9 empty] | 0.63327 | 2.2648 | 4.563 | 5.5817 | 5.5716 | 5.5016 | 5.2731 | 5.0537 | 4.8431 | 4.6413 | 4.4481 | 4.2619 | 4.0832 | 3.9117 | 3.7472 | 3.5892 | 3.438 | 3.3204 | 3.2631 | 3.1297 | 3.0015 | 2.8783 | 2.7601 | 2.6468 | 2.5383 | 2.4336 | 2.3331 | 2.2366 | 2.144 | 2.055 | 2.2889 | 2.2048 | 2.143 | 2.1214 | 2.0432 | 1.9678 | 1.895 | 1.825 | 1.7576 | 1.6923 | 1.6293 | 1.5685 | 1.5099 | 1.4533 | 1.3989 | 1.3467 | 1.2959 | 1.2598 | 1.2493 | 1.2024 | 1.1571 | 1.1136 | 1.0765 | 1.0541 | 1.0143 | 0.97596 | 0.93898 | 0.90332 | 0.86903 | 0.83609 | 0.80414 | 0.77334 | 0.75183 | 0.74674 | 0.71823 | 0.69082 | 0.6645 | 0.63897 | 0.61436 | 0.59064 | 0.56778 | 0.54575 | 0.52458 | 0.50426 | 0.48455 | 0.67389 | 0.65056 | 0.63565 | 0.63599 | 0.61414
|  | NBR7 | Norwich and the Broads to Norfolk Bradenham potable transfer (50 Ml/d) | Opex | [9 empty] | 0 | 0 | 0 | 0.066547 | 0.33274 | 0.53238 | 0.53238 | 0.53238 | 0.53238 | 0.53238 | 0.53238 | 0.53238 | 0.53238 | 0.53238 | 0.53238 | 0.53238 | 0.53238 | 0.53238 | 0.53238 | 0.53238 | 0.53238 | 0.53238 | 0.53238 | 0.53238 | 0.53238 | 0.53238 | 0.53238 | 0.53238 | 0.53238 | 0.53238 | 0.53238 | 0.53238 | 0.53238 | 0.53238 | 0.53238 | 0.53238 | 0.53238 | 0.53238 | 0.53238 | 0.53238 | 0.53238 | 0.53238 | 0.53238 | 0.53238 | 0.53238 | 0.53238 | 0.53238 | 0.53238 | 0.53238 | 0.53238 | 0.53238 | 0.53238 | 0.53238 | 0.53238 | 0.53238 | 0.53238 | 0.53238 | 0.53238 | 0.53238 | 0.53238 | 0.53238 | 0.53238 | 0.53238 | 0.53238 | 0.53238 | 0.53238 | 0.53238 | 0.53238 | 0.53238 | 0.53238 | 0.53238 | 0.53238 | 0.53238 | 0.53238 | 0.53238 | 0.53238 | 0.53238 | 0.53238 | 0.53238 | 0.53238
|  | NBR7 | Norwich and the Broads to Norfolk Bradenham potable transfer (50 Ml/d) | Total NPC |  |  | Total | 2019-20: 162.7699
|  | NBR8 | Norwich and the Broads to Norfolk Bradenham potable transfer (100 Ml/d) | Capex |  |  |  | 0 | 0 | 0 | 0 | 0 | 0 | 22.3511 | 60.3812 | 89.787 | 44.5574 | 0 | 0 | 0 | 0 | 0 | 0.019965 | 0.052403 | 0 | 0 | 0 | 0 | 0 | 0.019965 | 2.5497 | 7.5355 | 0 | 0 | 0 | 0 | 0.019965 | 0.052403 | 0 | 0 | 0 | 0 | 0 | 0.019965 | 0.052403 | 2.5118 | 7.5355 | 0 | 0 | 0 | 0.019965 | 0.052403 | 0 | 0 | 0 | 0 | 0 | 0.019965 | 0.052403 | 0 | 2.5118 | 7.5355 | 0 | 0 | 0.019965 | 1.022 | 3.8783 | 0 | 0 | 0 | 0 | 0.019965 | 0.052403 | 0 | 0 | 2.5118 | 7.5355 | 0 | 0.019965 | 0.052403 | 0 | 0 | 0 | 0 | 0 | 0.019965 | 0.052403 | 0 | 0 | 0 | 2.5118 | 7.5355 | 0.019965
|  | NBR8 | Norwich and the Broads to Norfolk Bradenham potable transfer (100 Ml/d) | Capex | Optimism Bias |  |  | 0 | 0 | 0 | 0 | 0 | 0 | 4.1126 | 11.1101 | 16.5208 | 8.1986 | 0 | 0 | 0 | 0 | 0 | 0.0036735 | 0.0096422 | 0 | 0 | 0 | 0 | 0 | 0.0036735 | 0.46914 | 1.3865 | 0 | 0 | 0 | 0 | 0.0036735 | 0.0096422 | 0 | 0 | 0 | 0 | 0 | 0.0036735 | 0.0096422 | 0.46218 | 1.3865 | 0 | 0 | 0 | 0.0036735 | 0.0096422 | 0 | 0 | 0 | 0 | 0 | 0.0036735 | 0.0096422 | 0 | 0.46218 | 1.3865 | 0 | 0 | 0.0036735 | 0.18804 | 0.7136 | 0 | 0 | 0 | 0 | 0.0036735 | 0.0096422 | 0 | 0 | 0.46218 | 1.3865 | 0 | 0.0036735 | 0.0096422 | 0 | 0 | 0 | 0 | 0 | 0.0036735 | 0.0096422 | 0 | 0 | 0 | 0.46218 | 1.3865 | 0.0036735
|  | NBR8 | Norwich and the Broads to Norfolk Bradenham potable transfer (100 Ml/d) | Discount Factor | [9 empty] | 0.96618 | 0.93351 | 0.90194 | 0.87144 | 0.84197 | 0.8135 | 0.78599 | 0.75941 | 0.73373 | 0.70892 | 0.68495 | 0.66178 | 0.6394 | 0.61778 | 0.59689 | 0.57671 | 0.5572 | 0.53836 | 0.52016 | 0.50257 | 0.48557 | 0.46915 | 0.45329 | 0.43796 | 0.42315 | 0.40884 | 0.39501 | 0.38165 | 0.36875 | 0.35628 | 0.39999 | 0.38834 | 0.37703 | 0.36604 | 0.35538 | 0.34503 | 0.33498 | 0.32523 | 0.31575 | 0.30656 | 0.29763 | 0.28896 | 0.28054 | 0.27237 | 0.26444 | 0.25674 | 0.24926 | 0.242 | 0.23495 | 0.22811 | 0.22146 | 0.21501 | 0.20875 | 0.20267 | 0.19677 | 0.19104 | 0.18547 | 0.18007 | 0.17483 | 0.16973 | 0.16479 | 0.15999 | 0.15533 | 0.15081 | 0.14641 | 0.14215 | 0.13801 | 0.13399 | 0.13009 | 0.1263 | 0.12262 | 0.11905 | 0.11558 | 0.11221 | 0.10895 | 0.1531 | 0.14937 | 0.14573 | 0.14217 | 0.1387
|  | NBR8 | Norwich and the Broads to Norfolk Bradenham potable transfer (100 Ml/d) | Discount Rate | [9 empty] | 0.035 | 0.035 | 0.035 | 0.035 | 0.035 | 0.035 | 0.035 | 0.035 | 0.035 | 0.035 | 0.035 | 0.035 | 0.035 | 0.035 | 0.035 | 0.035 | 0.035 | 0.035 | 0.035 | 0.035 | 0.035 | 0.035 | 0.035 | 0.035 | 0.035 | 0.035 | 0.035 | 0.035 | 0.035 | 0.035 | 0.03 | 0.03 | 0.03 | 0.03 | 0.03 | 0.03 | 0.03 | 0.03 | 0.03 | 0.03 | 0.03 | 0.03 | 0.03 | 0.03 | 0.03 | 0.03 | 0.03 | 0.03 | 0.03 | 0.03 | 0.03 | 0.03 | 0.03 | 0.03 | 0.03 | 0.03 | 0.03 | 0.03 | 0.03 | 0.03 | 0.03 | 0.03 | 0.03 | 0.03 | 0.03 | 0.03 | 0.03 | 0.03 | 0.03 | 0.03 | 0.03 | 0.03 | 0.03 | 0.03 | 0.03 | 0.025 | 0.025 | 0.025 | 0.025 | 0.025
|  | NBR8 | Norwich and the Broads to Norfolk Bradenham potable transfer (100 Ml/d) | Financing Cost | [9 empty] | 0.84684 | 3.1346 | 6.5364 | 8.1841 | 8.103 | 8.0219 | 7.9408 | 7.8597 | 7.7786 | 7.6982 | 7.6191 | 7.538 | 7.4568 | 7.3757 | 7.2946 | 7.2135 | 7.1331 | 7.1455 | 7.354 | 7.2875 | 7.2209 | 7.1543 | 7.0878 | 7.0219 | 6.9573 | 6.8907 | 6.824 | 6.7574 | 6.6907 | 6.6241 | 6.5582 | 6.4935 | 6.5221 | 6.7409 | 6.6743 | 6.6076 | 6.541 | 6.4751 | 6.4104 | 6.3438 | 6.2771 | 6.2105 | 6.1438 | 6.0772 | 6.0113 | 5.9466 | 5.88 | 5.9085 | 6.1274 | 6.0607 | 5.9941 | 5.9282 | 5.8999 | 5.9798 | 5.9132 | 5.8465 | 5.7799 | 5.7132 | 5.6473 | 5.5827 | 5.516 | 5.4494 | 5.4779 | 5.6968 | 5.6301 | 5.5642 | 5.4996 | 5.4329 | 5.3663 | 5.2996 | 5.233 | 5.1663 | 5.1004 | 5.0358 | 4.9691 | 4.9025 | 4.8358 | 4.8644 | 5.0832 | 5.0173
|  | NBR8 | Norwich and the Broads to Norfolk Bradenham potable transfer (100 Ml/d) | Net Present Cost (NPC) | [9 empty] | 0.8182 | 2.9261 | 5.8955 | 7.2357 | 7.3236 | 7.3005 | 6.9899 | 6.692 | 6.4062 | 6.1326 | 5.871 | 5.6187 | 5.3769 | 5.1449 | 4.9225 | 4.7093 | 4.5053 | 4.3596 | 4.3206 | 4.141 | 3.9687 | 3.8033 | 3.6445 | 3.4924 | 3.347 | 3.2065 | 3.0718 | 2.9425 | 2.8184 | 2.6993 | 3.0041 | 2.8915 | 2.818 | 2.8161 | 2.7104 | 2.6084 | 2.5101 | 2.4156 | 2.3248 | 2.2367 | 2.1517 | 2.0698 | 1.9908 | 1.9146 | 1.8415 | 1.7712 | 1.703 | 1.6603 | 1.6634 | 1.5997 | 1.5384 | 1.4794 | 1.4304 | 1.4049 | 1.3509 | 1.2988 | 1.2486 | 1.2003 | 1.1538 | 1.1092 | 1.0659 | 1.0242 | 0.99881 | 1.0027 | 0.96376 | 0.92632 | 0.89042 | 0.85555 | 0.82197 | 0.78961 | 0.75844 | 0.72841 | 0.69958 | 0.67195 | 0.64512 | 0.8964 | 0.86458 | 0.84765 | 0.85809 | 0.82802
|  | NBR8 | Norwich and the Broads to Norfolk Bradenham potable transfer (100 Ml/d) | Opex | [9 empty] | 0 | 0 | 0 | 0.11904 | 0.59522 | 0.95235 | 0.95235 | 0.95235 | 0.95235 | 0.95235 | 0.95235 | 0.95235 | 0.95235 | 0.95235 | 0.95235 | 0.95235 | 0.95235 | 0.95235 | 0.95235 | 0.95235 | 0.95235 | 0.95235 | 0.95235 | 0.95235 | 0.95235 | 0.95235 | 0.95235 | 0.95235 | 0.95235 | 0.95235 | 0.95235 | 0.95235 | 0.95235 | 0.95235 | 0.95235 | 0.95235 | 0.95235 | 0.95235 | 0.95235 | 0.95235 | 0.95235 | 0.95235 | 0.95235 | 0.95235 | 0.95235 | 0.95235 | 0.95235 | 0.95235 | 0.95235 | 0.95235 | 0.95235 | 0.95235 | 0.95235 | 0.95235 | 0.95235 | 0.95235 | 0.95235 | 0.95235 | 0.95235 | 0.95235 | 0.95235 | 0.95235 | 0.95235 | 0.95235 | 0.95235 | 0.95235 | 0.95235 | 0.95235 | 0.95235 | 0.95235 | 0.95235 | 0.95235 | 0.95235 | 0.95235 | 0.95235 | 0.95235 | 0.95235 | 0.95235 | 0.95235 | 0.95235
|  | NBR8 | Norwich and the Broads to Norfolk Bradenham potable transfer (100 Ml/d) | Total NPC |  |  | Total | 2019-20: 214.7386
|  | NBR9 | Norfolk Bradenham WTW backwash water recovery | Capex |  |  |  | 0 | 0 | 0 | 0 | 0 | 0 | 0.10994 | 0.14656 | 0.064615 | 0 | 0 | 0 | 0 | 0 | 0.0028346 | 0.0056692 | 0 | 0 | 0 | 0 | 0 | 0.0028346 | 0.028361 | 0.045384 | 0 | 0 | 0 | 0 | 0.0028346 | 0.0056692 | 0 | 0 | 0 | 0 | 0 | 0.0028346 | 0.0056692 | 0.022692 | 0.045384 | 0 | 0 | 0 | 0.0028346 | 0.0056692 | 0 | 0 | 0 | 0 | 0 | 0.0028346 | 0.0056692 | 0 | 0.022692 | 0.045384 | 0 | 0 | 0.0028346 | 0.0056692 | 0.052935 | 0.21174 | 0 | 0 | 0 | 0.0028346 | 0.0056692 | 0 | 0 | 0.022692 | 0.045384 | 0 | 0.0028346 | 0.0056692 | 0 | 0 | 0 | 0 | 0 | 0.0028346 | 0.0056692 | 0 | 0 | 0 | 0.022692 | 0.045384 | 0.0028346 | 0.0056692
|  | NBR9 | Norfolk Bradenham WTW backwash water recovery | Capex | Optimism Bias |  |  | 0 | 0 | 0 | 0 | 0 | 0 | -1.5407e-11 | -2.0538e-11 | -9.0552e-12 | 0 | 0 | 0 | 0 | 0 | -3.9724e-13 | -7.9448e-13 | 0 | 0 | 0 | 0 | 0 | -3.9724e-13 | -3.9745e-12 | -6.36e-12 | 0 | 0 | 0 | 0 | -3.9724e-13 | -7.9448e-13 | 0 | 0 | 0 | 0 | 0 | -3.9724e-13 | -7.9448e-13 | -3.18e-12 | -6.36e-12 | 0 | 0 | 0 | -3.9724e-13 | -7.9448e-13 | 0 | 0 | 0 | 0 | 0 | -3.9724e-13 | -7.9448e-13 | 0 | -3.18e-12 | -6.36e-12 | 0 | 0 | -3.9724e-13 | -7.9448e-13 | -7.4184e-12 | -2.9673e-11 | 0 | 0 | 0 | -3.9724e-13 | -7.9448e-13 | 0 | 0 | -3.18e-12 | -6.36e-12 | 0 | -3.9724e-13 | -7.9448e-13 | 0 | 0 | 0 | 0 | 0 | -3.9724e-13 | -7.9448e-13 | 0 | 0 | 0 | -3.18e-12 | -6.36e-12 | -3.9724e-13 | -7.9448e-13
|  | NBR9 | Norfolk Bradenham WTW backwash water recovery | Discount Factor | [9 empty] | 0.96618 | 0.93351 | 0.90194 | 0.87144 | 0.84197 | 0.8135 | 0.78599 | 0.75941 | 0.73373 | 0.70892 | 0.68495 | 0.66178 | 0.6394 | 0.61778 | 0.59689 | 0.57671 | 0.5572 | 0.53836 | 0.52016 | 0.50257 | 0.48557 | 0.46915 | 0.45329 | 0.43796 | 0.42315 | 0.40884 | 0.39501 | 0.38165 | 0.36875 | 0.35628 | 0.39999 | 0.38834 | 0.37703 | 0.36604 | 0.35538 | 0.34503 | 0.33498 | 0.32523 | 0.31575 | 0.30656 | 0.29763 | 0.28896 | 0.28054 | 0.27237 | 0.26444 | 0.25674 | 0.24926 | 0.242 | 0.23495 | 0.22811 | 0.22146 | 0.21501 | 0.20875 | 0.20267 | 0.19677 | 0.19104 | 0.18547 | 0.18007 | 0.17483 | 0.16973 | 0.16479 | 0.15999 | 0.15533 | 0.15081 | 0.14641 | 0.14215 | 0.13801 | 0.13399 | 0.13009 | 0.1263 | 0.12262 | 0.11905 | 0.11558 | 0.11221 | 0.10895 | 0.1531 | 0.14937 | 0.14573 | 0.14217 | 0.1387
|  | NBR9 | Norfolk Bradenham WTW backwash water recovery | Discount Rate | [9 empty] | 0.035 | 0.035 | 0.035 | 0.035 | 0.035 | 0.035 | 0.035 | 0.035 | 0.035 | 0.035 | 0.035 | 0.035 | 0.035 | 0.035 | 0.035 | 0.035 | 0.035 | 0.035 | 0.035 | 0.035 | 0.035 | 0.035 | 0.035 | 0.035 | 0.035 | 0.035 | 0.035 | 0.035 | 0.035 | 0.035 | 0.03 | 0.03 | 0.03 | 0.03 | 0.03 | 0.03 | 0.03 | 0.03 | 0.03 | 0.03 | 0.03 | 0.03 | 0.03 | 0.03 | 0.03 | 0.03 | 0.03 | 0.03 | 0.03 | 0.03 | 0.03 | 0.03 | 0.03 | 0.03 | 0.03 | 0.03 | 0.03 | 0.03 | 0.03 | 0.03 | 0.03 | 0.03 | 0.03 | 0.03 | 0.03 | 0.03 | 0.03 | 0.03 | 0.03 | 0.03 | 0.03 | 0.03 | 0.03 | 0.03 | 0.03 | 0.025 | 0.025 | 0.025 | 0.025 | 0.025
|  | NBR9 | Norfolk Bradenham WTW backwash water recovery | Financing Cost | [9 empty] | 0.003518 | 0.0082078 | 0.010275 | 0.01012 | 0.0098097 | 0.0094992 | 0.0091887 | 0.0088782 | 0.0086519 | 0.0084969 | 0.0081669 | 0.0078564 | 0.0075459 | 0.0072354 | 0.0069249 | 0.0067051 | 0.0072779 | 0.0083228 | 0.0079182 | 0.0075647 | 0.0072112 | 0.0068577 | 0.0065949 | 0.0064229 | 0.0060694 | 0.0057159 | 0.0053624 | 0.0050089 | 0.0046554 | 0.0043926 | 0.0042205 | 0.0045931 | 0.0056919 | 0.0053384 | 0.0049849 | 0.0046314 | 0.0043687 | 0.0041966 | 0.0038431 | 0.0034896 | 0.0031361 | 0.0027826 | 0.0024291 | 0.0021663 | 0.0019942 | 0.0016407 | 0.0020134 | 0.0031122 | 0.0027587 | 0.0024052 | 0.0021424 | 0.0019703 | 0.0032938 | 0.0096991 | 0.0093456 | 0.0089921 | 0.0086386 | 0.0083758 | 0.0082037 | 0.0078502 | 0.0074967 | 0.0078694 | 0.0089682 | 0.0086147 | 0.0083519 | 0.0081798 | 0.0078263 | 0.0074728 | 0.0071193 | 0.0067658 | 0.0064123 | 0.0061495 | 0.0059775 | 0.005624 | 0.0052705 | 0.004917 | 0.0052896 | 0.0063884 | 0.0061256 | 0.0059535
|  | NBR9 | Norfolk Bradenham WTW backwash water recovery | Net Present Cost (NPC) | [9 empty] | 0.003399 | 0.0076621 | 0.0093041 | 0.0089592 | 0.0084624 | 0.0079236 | 0.0074116 | 0.0069251 | 0.0065249 | 0.0061944 | 0.0057589 | 0.0053587 | 0.0049789 | 0.0046187 | 0.0042772 | 0.0040058 | 0.0041895 | 0.0046104 | 0.004244 | 0.0039228 | 0.0036185 | 0.0033303 | 0.0030986 | 0.0029185 | 0.0026702 | 0.0024354 | 0.0022134 | 0.0020036 | 0.0018055 | 0.0016508 | 0.0017845 | 0.0018773 | 0.0022368 | 0.0020423 | 0.0018572 | 0.0016811 | 0.0015441 | 0.0014432 | 0.0012895 | 0.0011436 | 0.0010051 | 0.00087367 | 0.00074906 | 0.00065566 | 0.00059106 | 0.00048309 | 0.0005619 | 0.00081144 | 0.00070475 | 0.00060359 | 0.00052781 | 0.00047544 | 0.00073787 | 0.0020145 | 0.0018863 | 0.0017638 | 0.0016469 | 0.0015516 | 0.0014763 | 0.0013733 | 0.0012751 | 0.0012976 | 0.0014304 | 0.0013355 | 0.0012581 | 0.001197 | 0.0011133 | 0.0010336 | 0.00095747 | 0.00088493 | 0.00081581 | 0.00076077 | 0.00071872 | 0.00065812 | 0.00060044 | 0.00078969 | 0.0008261 | 0.00096607 | 0.00090514 | 0.0008592
|  | NBR9 | Norfolk Bradenham WTW backwash water recovery | Opex | [9 empty] | 0 | 0 | 4.0162e-05 | 0.00016062 | 0.00024093 | 0.00024093 | 0.00024093 | 0.00024093 | 0.00024093 | 0.00024093 | 0.00024093 | 0.00024093 | 0.00024093 | 0.00024093 | 0.00024093 | 0.00024093 | 0.00024093 | 0.00024093 | 0.00024093 | 0.00024093 | 0.00024093 | 0.00024093 | 0.00024093 | 0.00024093 | 0.00024093 | 0.00024093 | 0.00024093 | 0.00024093 | 0.00024093 | 0.00024093 | 0.00024093 | 0.00024093 | 0.00024093 | 0.00024093 | 0.00024093 | 0.00024093 | 0.00024093 | 0.00024093 | 0.00024093 | 0.00024093 | 0.00024093 | 0.00024093 | 0.00024093 | 0.00024093 | 0.00024093 | 0.00024093 | 0.00024093 | 0.00024093 | 0.00024093 | 0.00024093 | 0.00024093 | 0.00024093 | 0.00024093 | 0.00024093 | 0.00024093 | 0.00024093 | 0.00024093 | 0.00024093 | 0.00024093 | 0.00024093 | 0.00024093 | 0.00024093 | 0.00024093 | 0.00024093 | 0.00024093 | 0.00024093 | 0.00024093 | 0.00024093 | 0.00024093 | 0.00024093 | 0.00024093 | 0.00024093 | 0.00024093 | 0.00024093 | 0.00024093 | 0.00024093 | 0.00024093 | 0.00024093 | 0.00024093 | 0.00024093
|  | NBR9 | Norfolk Bradenham WTW backwash water recovery | Total NPC |  |  | Total | 2019-20: 0.20155
|  | NED1 | Norfolk Bradenham to Norfolk East Dereham potable transfer (5 Ml/d) | Capex |  |  |  | 0 | 0 | 0 | 0 | 0 | 0 | 0.65675 | 1.7742 | 2.6383 | 1.3093 | 0 | 0 | 0 | 0 | 0 | 0.0078786 | 0.020298 | 0 | 0 | 0 | 0 | 0 | 0.0078786 | 0.2659 | 0.69558 | 0 | 0 | 0 | 0 | 0.0078786 | 0.020298 | 0 | 0 | 0 | 0 | 0 | 0.0078786 | 0.020298 | 0.25225 | 0.69558 | 0 | 0 | 0 | 0.0078786 | 0.020298 | 0 | 0 | 0 | 0 | 0 | 0.0078786 | 0.020298 | 0 | 0.25225 | 0.69558 | 0 | 0 | 0.0078786 | 0.10904 | 0.35498 | 0 | 0 | 0 | 0 | 0.0078786 | 0.020298 | 0 | 0 | 0.25225 | 0.69558 | 0 | 0.0078786 | 0.020298 | 0 | 0 | 0 | 0 | 0 | 0.0078786 | 0.020298 | 0 | 0 | 0 | 0.25225 | 0.69558 | 0.0078786
|  | NED1 | Norfolk Bradenham to Norfolk East Dereham potable transfer (5 Ml/d) | Capex | Optimism Bias |  |  | 0 | 0 | 0 | 0 | 0 | 0 | 0.12084 | 0.32646 | 0.48544 | 0.2409 | 0 | 0 | 0 | 0 | 0 | 0.0014497 | 0.0037349 | 0 | 0 | 0 | 0 | 0 | 0.0014497 | 0.048925 | 0.12799 | 0 | 0 | 0 | 0 | 0.0014497 | 0.0037349 | 0 | 0 | 0 | 0 | 0 | 0.0014497 | 0.0037349 | 0.046413 | 0.12799 | 0 | 0 | 0 | 0.0014497 | 0.0037349 | 0 | 0 | 0 | 0 | 0 | 0.0014497 | 0.0037349 | 0 | 0.046413 | 0.12799 | 0 | 0 | 0.0014497 | 0.020064 | 0.065317 | 0 | 0 | 0 | 0 | 0.0014497 | 0.0037349 | 0 | 0 | 0.046413 | 0.12799 | 0 | 0.0014497 | 0.0037349 | 0 | 0 | 0 | 0 | 0 | 0.0014497 | 0.0037349 | 0 | 0 | 0 | 0.046413 | 0.12799 | 0.0014497
|  | NED1 | Norfolk Bradenham to Norfolk East Dereham potable transfer (5 Ml/d) | Discount Factor | [9 empty] | 0.96618 | 0.93351 | 0.90194 | 0.87144 | 0.84197 | 0.8135 | 0.78599 | 0.75941 | 0.73373 | 0.70892 | 0.68495 | 0.66178 | 0.6394 | 0.61778 | 0.59689 | 0.57671 | 0.5572 | 0.53836 | 0.52016 | 0.50257 | 0.48557 | 0.46915 | 0.45329 | 0.43796 | 0.42315 | 0.40884 | 0.39501 | 0.38165 | 0.36875 | 0.35628 | 0.39999 | 0.38834 | 0.37703 | 0.36604 | 0.35538 | 0.34503 | 0.33498 | 0.32523 | 0.31575 | 0.30656 | 0.29763 | 0.28896 | 0.28054 | 0.27237 | 0.26444 | 0.25674 | 0.24926 | 0.242 | 0.23495 | 0.22811 | 0.22146 | 0.21501 | 0.20875 | 0.20267 | 0.19677 | 0.19104 | 0.18547 | 0.18007 | 0.17483 | 0.16973 | 0.16479 | 0.15999 | 0.15533 | 0.15081 | 0.14641 | 0.14215 | 0.13801 | 0.13399 | 0.13009 | 0.1263 | 0.12262 | 0.11905 | 0.11558 | 0.11221 | 0.10895 | 0.1531 | 0.14937 | 0.14573 | 0.14217 | 0.1387
|  | NED1 | Norfolk Bradenham to Norfolk East Dereham potable transfer (5 Ml/d) | Discount Rate | [9 empty] | 0.035 | 0.035 | 0.035 | 0.035 | 0.035 | 0.035 | 0.035 | 0.035 | 0.035 | 0.035 | 0.035 | 0.035 | 0.035 | 0.035 | 0.035 | 0.035 | 0.035 | 0.035 | 0.035 | 0.035 | 0.035 | 0.035 | 0.035 | 0.035 | 0.035 | 0.035 | 0.035 | 0.035 | 0.035 | 0.035 | 0.03 | 0.03 | 0.03 | 0.03 | 0.03 | 0.03 | 0.03 | 0.03 | 0.03 | 0.03 | 0.03 | 0.03 | 0.03 | 0.03 | 0.03 | 0.03 | 0.03 | 0.03 | 0.03 | 0.03 | 0.03 | 0.03 | 0.03 | 0.03 | 0.03 | 0.03 | 0.03 | 0.03 | 0.03 | 0.03 | 0.03 | 0.03 | 0.03 | 0.03 | 0.03 | 0.03 | 0.03 | 0.03 | 0.03 | 0.03 | 0.03 | 0.03 | 0.03 | 0.03 | 0.03 | 0.025 | 0.025 | 0.025 | 0.025 | 0.025
|  | NED1 | Norfolk Bradenham to Norfolk East Dereham potable transfer (5 Ml/d) | Financing Cost | [9 empty] | 0.024883 | 0.092104 | 0.19206 | 0.23934 | 0.2347 | 0.23005 | 0.2254 | 0.22075 | 0.2161 | 0.21173 | 0.20781 | 0.20313 | 0.19844 | 0.19376 | 0.18908 | 0.18439 | 0.18001 | 0.1851 | 0.20695 | 0.20323 | 0.19951 | 0.19578 | 0.19206 | 0.18864 | 0.18567 | 0.18192 | 0.17817 | 0.17442 | 0.17067 | 0.16692 | 0.16347 | 0.16048 | 0.16629 | 0.18889 | 0.18514 | 0.18138 | 0.17763 | 0.17417 | 0.17119 | 0.16744 | 0.16368 | 0.15993 | 0.15617 | 0.15242 | 0.14897 | 0.14598 | 0.14223 | 0.14803 | 0.17063 | 0.16688 | 0.16312 | 0.15967 | 0.16001 | 0.16967 | 0.16592 | 0.16217 | 0.15841 | 0.15466 | 0.1512 | 0.14822 | 0.14447 | 0.14071 | 0.14652 | 0.16912 | 0.16536 | 0.16191 | 0.15892 | 0.15517 | 0.15142 | 0.14766 | 0.14391 | 0.14015 | 0.1367 | 0.13371 | 0.12996 | 0.12621 | 0.12245 | 0.12826 | 0.15086 | 0.1474
|  | NED1 | Norfolk Bradenham to Norfolk East Dereham potable transfer (5 Ml/d) | Net Present Cost (NPC) | [9 empty] | 0.024042 | 0.08598 | 0.17323 | 0.21337 | 0.22077 | 0.22294 | 0.21175 | 0.20106 | 0.19085 | 0.1813 | 0.17248 | 0.16355 | 0.15503 | 0.14689 | 0.13913 | 0.13172 | 0.12482 | 0.12334 | 0.13054 | 0.12425 | 0.11824 | 0.1125 | 0.10701 | 0.10189 | 0.09719 | 0.09237 | 0.087765 | 0.083365 | 0.079163 | 0.075149 | 0.082988 | 0.079413 | 0.079288 | 0.085252 | 0.081434 | 0.077767 | 0.074245 | 0.070959 | 0.06795 | 0.06482 | 0.061815 | 0.058929 | 0.05616 | 0.053502 | 0.05103 | 0.048777 | 0.046421 | 0.046473 | 0.05043 | 0.048105 | 0.045872 | 0.043793 | 0.04259 | 0.043307 | 0.041307 | 0.039387 | 0.037544 | 0.035774 | 0.034128 | 0.032628 | 0.031059 | 0.029554 | 0.029594 | 0.032141 | 0.030655 | 0.029271 | 0.028006 | 0.026688 | 0.025422 | 0.024208 | 0.023042 | 0.021924 | 0.020886 | 0.019943 | 0.018953 | 0.026061 | 0.024864 | 0.025104 | 0.027705 | 0.02655
|  | NED1 | Norfolk Bradenham to Norfolk East Dereham potable transfer (5 Ml/d) | Opex | [9 empty] | 0 | 0 | 0 | 0.0055012 | 0.027506 | 0.044009 | 0.044009 | 0.044009 | 0.044009 | 0.044009 | 0.044009 | 0.044009 | 0.044009 | 0.044009 | 0.044009 | 0.044009 | 0.044009 | 0.044009 | 0.044009 | 0.044009 | 0.044009 | 0.044009 | 0.044009 | 0.044009 | 0.044009 | 0.044009 | 0.044009 | 0.044009 | 0.044009 | 0.044009 | 0.044009 | 0.044009 | 0.044009 | 0.044009 | 0.044009 | 0.044009 | 0.044009 | 0.044009 | 0.044009 | 0.044009 | 0.044009 | 0.044009 | 0.044009 | 0.044009 | 0.044009 | 0.044009 | 0.044009 | 0.044009 | 0.044009 | 0.044009 | 0.044009 | 0.044009 | 0.044009 | 0.044009 | 0.044009 | 0.044009 | 0.044009 | 0.044009 | 0.044009 | 0.044009 | 0.044009 | 0.044009 | 0.044009 | 0.044009 | 0.044009 | 0.044009 | 0.044009 | 0.044009 | 0.044009 | 0.044009 | 0.044009 | 0.044009 | 0.044009 | 0.044009 | 0.044009 | 0.044009 | 0.044009 | 0.044009 | 0.044009 | 0.044009
|  | NED1 | Norfolk Bradenham to Norfolk East Dereham potable transfer (5 Ml/d) | Total NPC |  |  | Total | 2019-20: 6.2954
|  | NED2 | Norfolk Bradenham to Norfolk East Dereham potable transfer (10 Ml/d) | Capex |  |  |  | 0 | 0 | 0 | 0 | 0 | 0 | 0.9274 | 2.5054 | 3.7255 | 1.8488 | 0 | 0 | 0 | 0 | 0 | 0.0087925 | 0.022703 | 0 | 0 | 0 | 0 | 0 | 0.0087925 | 0.41887 | 1.1219 | 0 | 0 | 0 | 0 | 0.0087925 | 0.022703 | 0 | 0 | 0 | 0 | 0 | 0.0087925 | 0.022703 | 0.40387 | 1.1219 | 0 | 0 | 0 | 0.0087925 | 0.022703 | 0 | 0 | 0 | 0 | 0 | 0.0087925 | 0.022703 | 0 | 0.40387 | 1.1219 | 0 | 0 | 0.0087925 | 0.16358 | 0.56351 | 0 | 0 | 0 | 0 | 0.0087925 | 0.022703 | 0 | 0 | 0.40387 | 1.1219 | 0 | 0.0087925 | 0.022703 | 0 | 0 | 0 | 0 | 0 | 0.0087925 | 0.022703 | 0 | 0 | 0 | 0.40387 | 1.1219 | 0.0087925
|  | NED2 | Norfolk Bradenham to Norfolk East Dereham potable transfer (10 Ml/d) | Capex | Optimism Bias |  |  | 0 | 0 | 0 | 0 | 0 | 0 | 0.17064 | 0.46099 | 0.68549 | 0.34018 | 0 | 0 | 0 | 0 | 0 | 0.0016178 | 0.0041773 | 0 | 0 | 0 | 0 | 0 | 0.0016178 | 0.077072 | 0.20642 | 0 | 0 | 0 | 0 | 0.0016178 | 0.0041773 | 0 | 0 | 0 | 0 | 0 | 0.0016178 | 0.0041773 | 0.074312 | 0.20642 | 0 | 0 | 0 | 0.0016178 | 0.0041773 | 0 | 0 | 0 | 0 | 0 | 0.0016178 | 0.0041773 | 0 | 0.074312 | 0.20642 | 0 | 0 | 0.0016178 | 0.030099 | 0.10369 | 0 | 0 | 0 | 0 | 0.0016178 | 0.0041773 | 0 | 0 | 0.074312 | 0.20642 | 0 | 0.0016178 | 0.0041773 | 0 | 0 | 0 | 0 | 0 | 0.0016178 | 0.0041773 | 0 | 0 | 0 | 0.074312 | 0.20642 | 0.0016178
|  | NED2 | Norfolk Bradenham to Norfolk East Dereham potable transfer (10 Ml/d) | Discount Factor | [9 empty] | 0.96618 | 0.93351 | 0.90194 | 0.87144 | 0.84197 | 0.8135 | 0.78599 | 0.75941 | 0.73373 | 0.70892 | 0.68495 | 0.66178 | 0.6394 | 0.61778 | 0.59689 | 0.57671 | 0.5572 | 0.53836 | 0.52016 | 0.50257 | 0.48557 | 0.46915 | 0.45329 | 0.43796 | 0.42315 | 0.40884 | 0.39501 | 0.38165 | 0.36875 | 0.35628 | 0.39999 | 0.38834 | 0.37703 | 0.36604 | 0.35538 | 0.34503 | 0.33498 | 0.32523 | 0.31575 | 0.30656 | 0.29763 | 0.28896 | 0.28054 | 0.27237 | 0.26444 | 0.25674 | 0.24926 | 0.242 | 0.23495 | 0.22811 | 0.22146 | 0.21501 | 0.20875 | 0.20267 | 0.19677 | 0.19104 | 0.18547 | 0.18007 | 0.17483 | 0.16973 | 0.16479 | 0.15999 | 0.15533 | 0.15081 | 0.14641 | 0.14215 | 0.13801 | 0.13399 | 0.13009 | 0.1263 | 0.12262 | 0.11905 | 0.11558 | 0.11221 | 0.10895 | 0.1531 | 0.14937 | 0.14573 | 0.14217 | 0.1387
|  | NED2 | Norfolk Bradenham to Norfolk East Dereham potable transfer (10 Ml/d) | Discount Rate | [9 empty] | 0.035 | 0.035 | 0.035 | 0.035 | 0.035 | 0.035 | 0.035 | 0.035 | 0.035 | 0.035 | 0.035 | 0.035 | 0.035 | 0.035 | 0.035 | 0.035 | 0.035 | 0.035 | 0.035 | 0.035 | 0.035 | 0.035 | 0.035 | 0.035 | 0.035 | 0.035 | 0.035 | 0.035 | 0.035 | 0.035 | 0.03 | 0.03 | 0.03 | 0.03 | 0.03 | 0.03 | 0.03 | 0.03 | 0.03 | 0.03 | 0.03 | 0.03 | 0.03 | 0.03 | 0.03 | 0.03 | 0.03 | 0.03 | 0.03 | 0.03 | 0.03 | 0.03 | 0.03 | 0.03 | 0.03 | 0.03 | 0.03 | 0.03 | 0.03 | 0.03 | 0.03 | 0.03 | 0.03 | 0.03 | 0.03 | 0.03 | 0.03 | 0.03 | 0.03 | 0.03 | 0.03 | 0.03 | 0.03 | 0.03 | 0.03 | 0.025 | 0.025 | 0.025 | 0.025 | 0.025
|  | NED2 | Norfolk Bradenham to Norfolk East Dereham potable transfer (10 Ml/d) | Financing Cost | [9 empty] | 0.035137 | 0.13006 | 0.27121 | 0.33758 | 0.33021 | 0.32284 | 0.31548 | 0.30811 | 0.30075 | 0.29369 | 0.28714 | 0.27974 | 0.27234 | 0.26493 | 0.25753 | 0.25013 | 0.24306 | 0.25104 | 0.28651 | 0.28084 | 0.27517 | 0.2695 | 0.26383 | 0.25849 | 0.25366 | 0.24795 | 0.24224 | 0.23654 | 0.23083 | 0.22512 | 0.21975 | 0.2149 | 0.22449 | 0.26129 | 0.25558 | 0.24987 | 0.24416 | 0.23878 | 0.23393 | 0.22822 | 0.22251 | 0.2168 | 0.21109 | 0.20538 | 0.2 | 0.19515 | 0.18944 | 0.19903 | 0.23583 | 0.23012 | 0.22441 | 0.21903 | 0.21946 | 0.23505 | 0.22934 | 0.22363 | 0.21792 | 0.21221 | 0.20683 | 0.20198 | 0.19627 | 0.19056 | 0.20015 | 0.23695 | 0.23124 | 0.22586 | 0.22101 | 0.2153 | 0.20959 | 0.20388 | 0.19817 | 0.19246 | 0.18708 | 0.18223 | 0.17652 | 0.17081 | 0.1651 | 0.17469 | 0.21149 | 0.20611
|  | NED2 | Norfolk Bradenham to Norfolk East Dereham potable transfer (10 Ml/d) | Net Present Cost (NPC) | [9 empty] | 0.033949 | 0.12141 | 0.24462 | 0.30497 | 0.33018 | 0.34326 | 0.32586 | 0.30925 | 0.29339 | 0.27846 | 0.26456 | 0.25072 | 0.2375 | 0.2249 | 0.21288 | 0.20141 | 0.19066 | 0.1885 | 0.20058 | 0.19095 | 0.18174 | 0.17293 | 0.16451 | 0.15661 | 0.14927 | 0.14189 | 0.13484 | 0.1281 | 0.12166 | 0.11552 | 0.12754 | 0.12194 | 0.12201 | 0.13192 | 0.12605 | 0.12041 | 0.11499 | 0.10989 | 0.10516 | 0.10034 | 0.095722 | 0.091284 | 0.087024 | 0.082934 | 0.079096 | 0.075547 | 0.071924 | 0.07215 | 0.078693 | 0.075099 | 0.071647 | 0.068404 | 0.066502 | 0.067724 | 0.064628 | 0.061655 | 0.0588 | 0.056059 | 0.053486 | 0.051105 | 0.048676 | 0.046344 | 0.046484 | 0.050679 | 0.048367 | 0.046194 | 0.044179 | 0.042127 | 0.040158 | 0.038267 | 0.036452 | 0.03471 | 0.033078 | 0.03157 | 0.030029 | 0.041326 | 0.039465 | 0.0399 | 0.044158 | 0.042335
|  | NED2 | Norfolk Bradenham to Norfolk East Dereham potable transfer (10 Ml/d) | Opex | [9 empty] | 0 | 0 | 0 | 0.012389 | 0.061944 | 0.09911 | 0.09911 | 0.09911 | 0.09911 | 0.09911 | 0.09911 | 0.09911 | 0.09911 | 0.09911 | 0.09911 | 0.09911 | 0.09911 | 0.09911 | 0.09911 | 0.09911 | 0.09911 | 0.09911 | 0.09911 | 0.09911 | 0.09911 | 0.09911 | 0.09911 | 0.09911 | 0.09911 | 0.09911 | 0.09911 | 0.09911 | 0.09911 | 0.09911 | 0.09911 | 0.09911 | 0.09911 | 0.09911 | 0.09911 | 0.09911 | 0.09911 | 0.09911 | 0.09911 | 0.09911 | 0.09911 | 0.09911 | 0.09911 | 0.09911 | 0.09911 | 0.09911 | 0.09911 | 0.09911 | 0.09911 | 0.09911 | 0.09911 | 0.09911 | 0.09911 | 0.09911 | 0.09911 | 0.09911 | 0.09911 | 0.09911 | 0.09911 | 0.09911 | 0.09911 | 0.09911 | 0.09911 | 0.09911 | 0.09911 | 0.09911 | 0.09911 | 0.09911 | 0.09911 | 0.09911 | 0.09911 | 0.09911 | 0.09911 | 0.09911 | 0.09911 | 0.09911
|  | NED2 | Norfolk Bradenham to Norfolk East Dereham potable transfer (10 Ml/d) | Total NPC |  |  | Total | 2019-20: 9.6493
|  | NED3 | Norfolk East Dereham WTW backwash water recovery | Capex |  |  |  | 0 | 0 | 0 | 0 | 0 | 0 | 0.095006 | 0.11867 | 0.045703 | 0 | 0 | 0 | 0 | 0 | 0.0035433 | 0.0049606 | 0 | 0 | 0 | 0 | 0 | 0.0035433 | 0.10371 | 0.13825 | 0 | 0 | 0 | 0 | 0.0035433 | 0.0049606 | 0 | 0 | 0 | 0 | 0 | 0.0035433 | 0.0049606 | 0.098746 | 0.13825 | 0 | 0 | 0 | 0.0035433 | 0.0049606 | 0 | 0 | 0 | 0 | 0 | 0.0035433 | 0.0049606 | 0 | 0.098746 | 0.13825 | 0 | 0 | 0.0035433 | 0.0049606 | 0.0068056 | 0.027222 | 0 | 0 | 0 | 0.0035433 | 0.0049606 | 0 | 0 | 0.098746 | 0.13825 | 0 | 0.0035433 | 0.0049606 | 0 | 0 | 0 | 0 | 0 | 0.0035433 | 0.0049606 | 0 | 0 | 0 | 0.098746 | 0.13825 | 0.0035433 | 0.0049606
|  | NED3 | Norfolk East Dereham WTW backwash water recovery | Capex | Optimism Bias |  |  | 0 | 0 | 0 | 0 | 0 | 0 | -3.6629e-12 | -4.5751e-12 | -1.762e-12 | 0 | 0 | 0 | 0 | 0 | -1.3661e-13 | -1.9125e-13 | 0 | 0 | 0 | 0 | 0 | -1.3661e-13 | -3.9983e-12 | -5.3299e-12 | 0 | 0 | 0 | 0 | -1.3661e-13 | -1.9125e-13 | 0 | 0 | 0 | 0 | 0 | -1.3661e-13 | -1.9125e-13 | -3.8071e-12 | -5.3299e-12 | 0 | 0 | 0 | -1.3661e-13 | -1.9125e-13 | 0 | 0 | 0 | 0 | 0 | -1.3661e-13 | -1.9125e-13 | 0 | -3.8071e-12 | -5.3299e-12 | 0 | 0 | -1.3661e-13 | -1.9125e-13 | -2.6238e-13 | -1.0495e-12 | 0 | 0 | 0 | -1.3661e-13 | -1.9125e-13 | 0 | 0 | -3.8071e-12 | -5.3299e-12 | 0 | -1.3661e-13 | -1.9125e-13 | 0 | 0 | 0 | 0 | 0 | -1.3661e-13 | -1.9125e-13 | 0 | 0 | 0 | -3.8071e-12 | -5.3299e-12 | -1.3661e-13 | -1.9125e-13
|  | NED3 | Norfolk East Dereham WTW backwash water recovery | Discount Factor | [9 empty] | 0.96618 | 0.93351 | 0.90194 | 0.87144 | 0.84197 | 0.8135 | 0.78599 | 0.75941 | 0.73373 | 0.70892 | 0.68495 | 0.66178 | 0.6394 | 0.61778 | 0.59689 | 0.57671 | 0.5572 | 0.53836 | 0.52016 | 0.50257 | 0.48557 | 0.46915 | 0.45329 | 0.43796 | 0.42315 | 0.40884 | 0.39501 | 0.38165 | 0.36875 | 0.35628 | 0.39999 | 0.38834 | 0.37703 | 0.36604 | 0.35538 | 0.34503 | 0.33498 | 0.32523 | 0.31575 | 0.30656 | 0.29763 | 0.28896 | 0.28054 | 0.27237 | 0.26444 | 0.25674 | 0.24926 | 0.242 | 0.23495 | 0.22811 | 0.22146 | 0.21501 | 0.20875 | 0.20267 | 0.19677 | 0.19104 | 0.18547 | 0.18007 | 0.17483 | 0.16973 | 0.16479 | 0.15999 | 0.15533 | 0.15081 | 0.14641 | 0.14215 | 0.13801 | 0.13399 | 0.13009 | 0.1263 | 0.12262 | 0.11905 | 0.11558 | 0.11221 | 0.10895 | 0.1531 | 0.14937 | 0.14573 | 0.14217 | 0.1387
|  | NED3 | Norfolk East Dereham WTW backwash water recovery | Discount Rate | [9 empty] | 0.035 | 0.035 | 0.035 | 0.035 | 0.035 | 0.035 | 0.035 | 0.035 | 0.035 | 0.035 | 0.035 | 0.035 | 0.035 | 0.035 | 0.035 | 0.035 | 0.035 | 0.035 | 0.035 | 0.035 | 0.035 | 0.035 | 0.035 | 0.035 | 0.035 | 0.035 | 0.035 | 0.035 | 0.035 | 0.035 | 0.03 | 0.03 | 0.03 | 0.03 | 0.03 | 0.03 | 0.03 | 0.03 | 0.03 | 0.03 | 0.03 | 0.03 | 0.03 | 0.03 | 0.03 | 0.03 | 0.03 | 0.03 | 0.03 | 0.03 | 0.03 | 0.03 | 0.03 | 0.03 | 0.03 | 0.03 | 0.03 | 0.03 | 0.03 | 0.03 | 0.03 | 0.03 | 0.03 | 0.03 | 0.03 | 0.03 | 0.03 | 0.03 | 0.03 | 0.03 | 0.03 | 0.03 | 0.03 | 0.03 | 0.03 | 0.025 | 0.025 | 0.025 | 0.025 | 0.025
|  | NED3 | Norfolk East Dereham WTW backwash water recovery | Financing Cost | [9 empty] | 0.0030402 | 0.0068375 | 0.0083 | 0.0080384 | 0.0075151 | 0.0069919 | 0.0064686 | 0.0059454 | 0.0055274 | 0.0051354 | 0.0045927 | 0.0040694 | 0.0035462 | 0.0030229 | 0.0024997 | 0.0020898 | 0.0047798 | 0.0083223 | 0.0075248 | 0.0069585 | 0.0063923 | 0.0058261 | 0.0053732 | 0.0049657 | 0.0043995 | 0.0038333 | 0.003267 | 0.0027008 | 0.0021345 | 0.0016817 | 0.0012742 | 0.0038679 | 0.0077255 | 0.0071592 | 0.006593 | 0.0060268 | 0.0055739 | 0.0051664 | 0.0046002 | 0.0040339 | 0.0034677 | 0.0029015 | 0.0023352 | 0.0018824 | 0.0014749 | 0.00090866 | 0.0035023 | 0.0073599 | 0.0067937 | 0.0062275 | 0.0057746 | 0.0053671 | 0.0050165 | 0.0053192 | 0.0047529 | 0.0041867 | 0.0036205 | 0.0031676 | 0.0027601 | 0.0021939 | 0.0016277 | 0.0042213 | 0.0080789 | 0.0075127 | 0.0070598 | 0.0066523 | 0.0060861 | 0.0055199 | 0.0049536 | 0.0043874 | 0.0038212 | 0.0033683 | 0.0029608 | 0.0023946 | 0.0018283 | 0.0012621 | 0.0038558 | 0.0077134 | 0.0072605 | 0.006853
|  | NED3 | Norfolk East Dereham WTW backwash water recovery | Net Present Cost (NPC) | [9 empty] | 0.0029374 | 0.0063829 | 0.0075314 | 0.0071537 | 0.0065304 | 0.0058839 | 0.0052737 | 0.004698 | 0.0042324 | 0.0038114 | 0.0033108 | 0.0028525 | 0.0024215 | 0.0020163 | 0.0016358 | 0.0013441 | 0.0027976 | 0.0046101 | 0.0040394 | 0.0036182 | 0.0032209 | 0.0028463 | 0.0025448 | 0.0022803 | 0.0019636 | 0.0016657 | 0.0013857 | 0.0011227 | 0.00087595 | 0.00068499 | 0.00060603 | 0.0015956 | 0.0030035 | 0.0027088 | 0.0024287 | 0.0021626 | 0.0019479 | 0.0017586 | 0.0015286 | 0.0013105 | 0.0011038 | 0.00090803 | 0.00072273 | 0.00057833 | 0.00045373 | 0.00029514 | 0.00093304 | 0.0018394 | 0.0016528 | 0.0014755 | 0.0013322 | 0.0012058 | 0.0010975 | 0.0011269 | 0.00098263 | 0.00084584 | 0.00071618 | 0.00061378 | 0.00052466 | 0.00041327 | 0.00030792 | 0.00071391 | 0.0012923 | 0.0011693 | 0.0010689 | 0.00097987 | 0.00087318 | 0.00077188 | 0.00067574 | 0.00058454 | 0.00049809 | 0.00042967 | 0.00037006 | 0.00029574 | 0.00022544 | 0.00023012 | 0.00061192 | 0.0011592 | 0.0010665 | 0.00098396
|  | NED3 | Norfolk East Dereham WTW backwash water recovery | Opex | [9 empty] | 0 | 0 | 5.0194e-05 | 0.00017065 | 0.00024093 | 0.00024093 | 0.00024093 | 0.00024093 | 0.00024093 | 0.00024093 | 0.00024093 | 0.00024093 | 0.00024093 | 0.00024093 | 0.00024093 | 0.00024093 | 0.00024093 | 0.00024093 | 0.00024093 | 0.00024093 | 0.00024093 | 0.00024093 | 0.00024093 | 0.00024093 | 0.00024093 | 0.00024093 | 0.00024093 | 0.00024093 | 0.00024093 | 0.00024093 | 0.00024093 | 0.00024093 | 0.00024093 | 0.00024093 | 0.00024093 | 0.00024093 | 0.00024093 | 0.00024093 | 0.00024093 | 0.00024093 | 0.00024093 | 0.00024093 | 0.00024093 | 0.00024093 | 0.00024093 | 0.00024093 | 0.00024093 | 0.00024093 | 0.00024093 | 0.00024093 | 0.00024093 | 0.00024093 | 0.00024093 | 0.00024093 | 0.00024093 | 0.00024093 | 0.00024093 | 0.00024093 | 0.00024093 | 0.00024093 | 0.00024093 | 0.00024093 | 0.00024093 | 0.00024093 | 0.00024093 | 0.00024093 | 0.00024093 | 0.00024093 | 0.00024093 | 0.00024093 | 0.00024093 | 0.00024093 | 0.00024093 | 0.00024093 | 0.00024093 | 0.00024093 | 0.00024093 | 0.00024093 | 0.00024093 | 0.00024093
|  | NED3 | Norfolk East Dereham WTW backwash water recovery | Total NPC |  |  | Total | 2019-20: 0.15385
|  | NEH1 | Norfolk Harleston to Norfolk East Harling potable transfer (5 Ml/d) | Capex |  |  |  | 0 | 0 | 0 | 0 | 0 | 0 | 1.9507 | 5.2698 | 7.8362 | 3.8888 | 0 | 0 | 0 | 0 | 0 | 0.0078695 | 0.020275 | 0 | 0 | 0 | 0 | 0 | 0.0078695 | 0.26455 | 0.69185 | 0 | 0 | 0 | 0 | 0.0078695 | 0.020275 | 0 | 0 | 0 | 0 | 0 | 0.0078695 | 0.020275 | 0.25091 | 0.69185 | 0 | 0 | 0 | 0.0078695 | 0.020275 | 0 | 0 | 0 | 0 | 0 | 0.0078695 | 0.020275 | 0 | 0.25091 | 0.69185 | 0 | 0 | 0.0078695 | 0.10858 | 0.35322 | 0 | 0 | 0 | 0 | 0.0078695 | 0.020275 | 0 | 0 | 0.25091 | 0.69185 | 0 | 0.0078695 | 0.020275 | 0 | 0 | 0 | 0 | 0 | 0.0078695 | 0.020275 | 0 | 0 | 0 | 0.25091 | 0.69185 | 0.0078695
|  | NEH1 | Norfolk Harleston to Norfolk East Harling potable transfer (5 Ml/d) | Capex | Optimism Bias |  |  | 0 | 0 | 0 | 0 | 0 | 0 | 0.35893 | 0.96964 | 1.4419 | 0.71553 | 0 | 0 | 0 | 0 | 0 | 0.001448 | 0.0037305 | 0 | 0 | 0 | 0 | 0 | 0.001448 | 0.048678 | 0.1273 | 0 | 0 | 0 | 0 | 0.001448 | 0.0037305 | 0 | 0 | 0 | 0 | 0 | 0.001448 | 0.0037305 | 0.046168 | 0.1273 | 0 | 0 | 0 | 0.001448 | 0.0037305 | 0 | 0 | 0 | 0 | 0 | 0.001448 | 0.0037305 | 0 | 0.046168 | 0.1273 | 0 | 0 | 0.001448 | 0.019979 | 0.064992 | 0 | 0 | 0 | 0 | 0.001448 | 0.0037305 | 0 | 0 | 0.046168 | 0.1273 | 0 | 0.001448 | 0.0037305 | 0 | 0 | 0 | 0 | 0 | 0.001448 | 0.0037305 | 0 | 0 | 0 | 0.046168 | 0.1273 | 0.001448
|  | NEH1 | Norfolk Harleston to Norfolk East Harling potable transfer (5 Ml/d) | Discount Factor | [9 empty] | 0.96618 | 0.93351 | 0.90194 | 0.87144 | 0.84197 | 0.8135 | 0.78599 | 0.75941 | 0.73373 | 0.70892 | 0.68495 | 0.66178 | 0.6394 | 0.61778 | 0.59689 | 0.57671 | 0.5572 | 0.53836 | 0.52016 | 0.50257 | 0.48557 | 0.46915 | 0.45329 | 0.43796 | 0.42315 | 0.40884 | 0.39501 | 0.38165 | 0.36875 | 0.35628 | 0.39999 | 0.38834 | 0.37703 | 0.36604 | 0.35538 | 0.34503 | 0.33498 | 0.32523 | 0.31575 | 0.30656 | 0.29763 | 0.28896 | 0.28054 | 0.27237 | 0.26444 | 0.25674 | 0.24926 | 0.242 | 0.23495 | 0.22811 | 0.22146 | 0.21501 | 0.20875 | 0.20267 | 0.19677 | 0.19104 | 0.18547 | 0.18007 | 0.17483 | 0.16973 | 0.16479 | 0.15999 | 0.15533 | 0.15081 | 0.14641 | 0.14215 | 0.13801 | 0.13399 | 0.13009 | 0.1263 | 0.12262 | 0.11905 | 0.11558 | 0.11221 | 0.10895 | 0.1531 | 0.14937 | 0.14573 | 0.14217 | 0.1387
|  | NEH1 | Norfolk Harleston to Norfolk East Harling potable transfer (5 Ml/d) | Discount Rate | [9 empty] | 0.035 | 0.035 | 0.035 | 0.035 | 0.035 | 0.035 | 0.035 | 0.035 | 0.035 | 0.035 | 0.035 | 0.035 | 0.035 | 0.035 | 0.035 | 0.035 | 0.035 | 0.035 | 0.035 | 0.035 | 0.035 | 0.035 | 0.035 | 0.035 | 0.035 | 0.035 | 0.035 | 0.035 | 0.035 | 0.035 | 0.03 | 0.03 | 0.03 | 0.03 | 0.03 | 0.03 | 0.03 | 0.03 | 0.03 | 0.03 | 0.03 | 0.03 | 0.03 | 0.03 | 0.03 | 0.03 | 0.03 | 0.03 | 0.03 | 0.03 | 0.03 | 0.03 | 0.03 | 0.03 | 0.03 | 0.03 | 0.03 | 0.03 | 0.03 | 0.03 | 0.03 | 0.03 | 0.03 | 0.03 | 0.03 | 0.03 | 0.03 | 0.03 | 0.03 | 0.03 | 0.03 | 0.03 | 0.03 | 0.03 | 0.03 | 0.025 | 0.025 | 0.025 | 0.025 | 0.025
|  | NEH1 | Norfolk Harleston to Norfolk East Harling potable transfer (5 Ml/d) | Financing Cost | [9 empty] | 0.073908 | 0.27357 | 0.57047 | 0.7143 | 0.70729 | 0.70028 | 0.69327 | 0.68626 | 0.67925 | 0.67252 | 0.66624 | 0.65919 | 0.65215 | 0.6451 | 0.63806 | 0.63101 | 0.62426 | 0.62694 | 0.64629 | 0.6402 | 0.63411 | 0.62802 | 0.62193 | 0.61614 | 0.61081 | 0.60469 | 0.59857 | 0.59245 | 0.58633 | 0.58021 | 0.57439 | 0.56904 | 0.57242 | 0.59252 | 0.58639 | 0.58027 | 0.57415 | 0.56833 | 0.56297 | 0.55685 | 0.55073 | 0.54461 | 0.53849 | 0.53237 | 0.52654 | 0.52119 | 0.51507 | 0.51845 | 0.53854 | 0.53242 | 0.5263 | 0.52048 | 0.51844 | 0.52566 | 0.51954 | 0.51342 | 0.5073 | 0.50118 | 0.49535 | 0.49 | 0.48388 | 0.47776 | 0.48114 | 0.50123 | 0.49511 | 0.48929 | 0.48393 | 0.47781 | 0.47169 | 0.46557 | 0.45945 | 0.45333 | 0.4475 | 0.44215 | 0.43603 | 0.42991 | 0.42378 | 0.42717 | 0.44726 | 0.44144
|  | NEH1 | Norfolk Harleston to Norfolk East Harling potable transfer (5 Ml/d) | Net Present Cost (NPC) | [9 empty] | 0.071409 | 0.25538 | 0.51453 | 0.62752 | 0.6199 | 0.60737 | 0.58132 | 0.55634 | 0.53238 | 0.5096 | 0.48807 | 0.4669 | 0.44661 | 0.42715 | 0.4085 | 0.39062 | 0.37366 | 0.36246 | 0.36027 | 0.34502 | 0.3304 | 0.31637 | 0.30291 | 0.29013 | 0.27806 | 0.26616 | 0.25474 | 0.24379 | 0.23329 | 0.22322 | 0.24828 | 0.23897 | 0.23329 | 0.23385 | 0.22486 | 0.2162 | 0.20785 | 0.1999 | 0.19239 | 0.18491 | 0.1777 | 0.17076 | 0.16407 | 0.15762 | 0.15149 | 0.1457 | 0.13993 | 0.13668 | 0.13742 | 0.13202 | 0.12682 | 0.12187 | 0.11789 | 0.11593 | 0.11134 | 0.10693 | 0.10268 | 0.098589 | 0.0947 | 0.091033 | 0.087372 | 0.083848 | 0.081932 | 0.082575 | 0.079274 | 0.076137 | 0.073181 | 0.070229 | 0.067387 | 0.064651 | 0.062018 | 0.059483 | 0.057077 | 0.054814 | 0.05255 | 0.072913 | 0.070221 | 0.069001 | 0.070175 | 0.067655
|  | NEH1 | Norfolk Harleston to Norfolk East Harling potable transfer (5 Ml/d) | Opex | [9 empty] | 0 | 0 | 0 | 0.0057911 | 0.028955 | 0.046328 | 0.046328 | 0.046328 | 0.046328 | 0.046328 | 0.046328 | 0.046328 | 0.046328 | 0.046328 | 0.046328 | 0.046328 | 0.046328 | 0.046328 | 0.046328 | 0.046328 | 0.046328 | 0.046328 | 0.046328 | 0.046328 | 0.046328 | 0.046328 | 0.046328 | 0.046328 | 0.046328 | 0.046328 | 0.046328 | 0.046328 | 0.046328 | 0.046328 | 0.046328 | 0.046328 | 0.046328 | 0.046328 | 0.046328 | 0.046328 | 0.046328 | 0.046328 | 0.046328 | 0.046328 | 0.046328 | 0.046328 | 0.046328 | 0.046328 | 0.046328 | 0.046328 | 0.046328 | 0.046328 | 0.046328 | 0.046328 | 0.046328 | 0.046328 | 0.046328 | 0.046328 | 0.046328 | 0.046328 | 0.046328 | 0.046328 | 0.046328 | 0.046328 | 0.046328 | 0.046328 | 0.046328 | 0.046328 | 0.046328 | 0.046328 | 0.046328 | 0.046328 | 0.046328 | 0.046328 | 0.046328 | 0.046328 | 0.046328 | 0.046328 | 0.046328 | 0.046328
|  | NEH1 | Norfolk Harleston to Norfolk East Harling potable transfer (5 Ml/d) | Total NPC |  |  | Total | 2019-20: 17.8682
|  | NEH2 | Norfolk Harleston to Norfolk East Harling potable transfer (10 Ml/d) | Capex |  |  |  | 0 | 0 | 0 | 0 | 0 | 0 | 2.5539 | 6.8992 | 10.2592 | 5.0912 | 0 | 0 | 0 | 0 | 0 | 0.0087676 | 0.022637 | 0 | 0 | 0 | 0 | 0 | 0.0087676 | 0.40651 | 1.0871 | 0 | 0 | 0 | 0 | 0.0087676 | 0.022637 | 0 | 0 | 0 | 0 | 0 | 0.0087676 | 0.022637 | 0.39152 | 1.0871 | 0 | 0 | 0 | 0.0087676 | 0.022637 | 0 | 0 | 0 | 0 | 0 | 0.0087676 | 0.022637 | 0 | 0.39152 | 1.0871 | 0 | 0 | 0.0087676 | 0.15885 | 0.54485 | 0 | 0 | 0 | 0 | 0.0087676 | 0.022637 | 0 | 0 | 0.39152 | 1.0871 | 0 | 0.0087676 | 0.022637 | 0 | 0 | 0 | 0 | 0 | 0.0087676 | 0.022637 | 0 | 0 | 0 | 0.39152 | 1.0871 | 0.0087676
|  | NEH2 | Norfolk Harleston to Norfolk East Harling potable transfer (10 Ml/d) | Capex | Optimism Bias |  |  | 0 | 0 | 0 | 0 | 0 | 0 | 0.46991 | 1.2695 | 1.8877 | 0.93678 | 0 | 0 | 0 | 0 | 0 | 0.0016132 | 0.0041653 | 0 | 0 | 0 | 0 | 0 | 0.0016132 | 0.074798 | 0.20002 | 0 | 0 | 0 | 0 | 0.0016132 | 0.0041653 | 0 | 0 | 0 | 0 | 0 | 0.0016132 | 0.0041653 | 0.072041 | 0.20002 | 0 | 0 | 0 | 0.0016132 | 0.0041653 | 0 | 0 | 0 | 0 | 0 | 0.0016132 | 0.0041653 | 0 | 0.072041 | 0.20002 | 0 | 0 | 0.0016132 | 0.029228 | 0.10025 | 0 | 0 | 0 | 0 | 0.0016132 | 0.0041653 | 0 | 0 | 0.072041 | 0.20002 | 0 | 0.0016132 | 0.0041653 | 0 | 0 | 0 | 0 | 0 | 0.0016132 | 0.0041653 | 0 | 0 | 0 | 0.072041 | 0.20002 | 0.0016132
|  | NEH2 | Norfolk Harleston to Norfolk East Harling potable transfer (10 Ml/d) | Discount Factor | [9 empty] | 0.96618 | 0.93351 | 0.90194 | 0.87144 | 0.84197 | 0.8135 | 0.78599 | 0.75941 | 0.73373 | 0.70892 | 0.68495 | 0.66178 | 0.6394 | 0.61778 | 0.59689 | 0.57671 | 0.5572 | 0.53836 | 0.52016 | 0.50257 | 0.48557 | 0.46915 | 0.45329 | 0.43796 | 0.42315 | 0.40884 | 0.39501 | 0.38165 | 0.36875 | 0.35628 | 0.39999 | 0.38834 | 0.37703 | 0.36604 | 0.35538 | 0.34503 | 0.33498 | 0.32523 | 0.31575 | 0.30656 | 0.29763 | 0.28896 | 0.28054 | 0.27237 | 0.26444 | 0.25674 | 0.24926 | 0.242 | 0.23495 | 0.22811 | 0.22146 | 0.21501 | 0.20875 | 0.20267 | 0.19677 | 0.19104 | 0.18547 | 0.18007 | 0.17483 | 0.16973 | 0.16479 | 0.15999 | 0.15533 | 0.15081 | 0.14641 | 0.14215 | 0.13801 | 0.13399 | 0.13009 | 0.1263 | 0.12262 | 0.11905 | 0.11558 | 0.11221 | 0.10895 | 0.1531 | 0.14937 | 0.14573 | 0.14217 | 0.1387
|  | NEH2 | Norfolk Harleston to Norfolk East Harling potable transfer (10 Ml/d) | Discount Rate | [9 empty] | 0.035 | 0.035 | 0.035 | 0.035 | 0.035 | 0.035 | 0.035 | 0.035 | 0.035 | 0.035 | 0.035 | 0.035 | 0.035 | 0.035 | 0.035 | 0.035 | 0.035 | 0.035 | 0.035 | 0.035 | 0.035 | 0.035 | 0.035 | 0.035 | 0.035 | 0.035 | 0.035 | 0.035 | 0.035 | 0.035 | 0.03 | 0.03 | 0.03 | 0.03 | 0.03 | 0.03 | 0.03 | 0.03 | 0.03 | 0.03 | 0.03 | 0.03 | 0.03 | 0.03 | 0.03 | 0.03 | 0.03 | 0.03 | 0.03 | 0.03 | 0.03 | 0.03 | 0.03 | 0.03 | 0.03 | 0.03 | 0.03 | 0.03 | 0.03 | 0.03 | 0.03 | 0.03 | 0.03 | 0.03 | 0.03 | 0.03 | 0.03 | 0.03 | 0.03 | 0.03 | 0.03 | 0.03 | 0.03 | 0.03 | 0.03 | 0.025 | 0.025 | 0.025 | 0.025 | 0.025
|  | NEH2 | Norfolk Harleston to Norfolk East Harling potable transfer (10 Ml/d) | Financing Cost | [9 empty] | 0.096761 | 0.35816 | 0.74686 | 0.93467 | 0.92449 | 0.91432 | 0.90414 | 0.89397 | 0.88379 | 0.87393 | 0.86457 | 0.85436 | 0.84414 | 0.83393 | 0.82372 | 0.81351 | 0.80363 | 0.80834 | 0.83968 | 0.83113 | 0.82259 | 0.81404 | 0.8055 | 0.79728 | 0.78958 | 0.781 | 0.77241 | 0.76383 | 0.75525 | 0.74667 | 0.73842 | 0.7307 | 0.73695 | 0.76955 | 0.76097 | 0.75239 | 0.7438 | 0.73555 | 0.72783 | 0.71924 | 0.71066 | 0.70207 | 0.69349 | 0.68491 | 0.67666 | 0.66893 | 0.66035 | 0.6666 | 0.6992 | 0.69062 | 0.68203 | 0.67378 | 0.67116 | 0.68317 | 0.67459 | 0.666 | 0.65742 | 0.64884 | 0.64059 | 0.63286 | 0.62428 | 0.61569 | 0.62194 | 0.65455 | 0.64596 | 0.63771 | 0.62999 | 0.6214 | 0.61282 | 0.60423 | 0.59565 | 0.58707 | 0.57882 | 0.57109 | 0.56251 | 0.55392 | 0.54534 | 0.55159 | 0.58419 | 0.57594
|  | NEH2 | Norfolk Harleston to Norfolk East Harling potable transfer (10 Ml/d) | Net Present Cost (NPC) | [9 empty] | 0.093489 | 0.33435 | 0.67363 | 0.82514 | 0.82974 | 0.82316 | 0.78733 | 0.75298 | 0.72005 | 0.68871 | 0.65901 | 0.62996 | 0.60213 | 0.57546 | 0.5499 | 0.52542 | 0.50215 | 0.4877 | 0.48751 | 0.46673 | 0.4468 | 0.42768 | 0.40934 | 0.3919 | 0.37539 | 0.35919 | 0.34365 | 0.32876 | 0.31447 | 0.30078 | 0.33438 | 0.32164 | 0.31463 | 0.3174 | 0.30511 | 0.29326 | 0.28184 | 0.27095 | 0.26062 | 0.2504 | 0.24055 | 0.23106 | 0.22192 | 0.21312 | 0.20473 | 0.19679 | 0.18892 | 0.18493 | 0.1872 | 0.17979 | 0.17265 | 0.16585 | 0.16047 | 0.15823 | 0.15193 | 0.14587 | 0.14003 | 0.1344 | 0.12905 | 0.12398 | 0.11895 | 0.11411 | 0.11176 | 0.11342 | 0.10886 | 0.10452 | 0.10041 | 0.096333 | 0.092411 | 0.088635 | 0.085001 | 0.081503 | 0.078176 | 0.075032 | 0.071911 | 0.099745 | 0.09603 | 0.094598 | 0.096926 | 0.093418
|  | NEH2 | Norfolk Harleston to Norfolk East Harling potable transfer (10 Ml/d) | Opex | [9 empty] | 0 | 0 | 0 | 0.012195 | 0.060976 | 0.097561 | 0.097561 | 0.097561 | 0.097561 | 0.097561 | 0.097561 | 0.097561 | 0.097561 | 0.097561 | 0.097561 | 0.097561 | 0.097561 | 0.097561 | 0.097561 | 0.097561 | 0.097561 | 0.097561 | 0.097561 | 0.097561 | 0.097561 | 0.097561 | 0.097561 | 0.097561 | 0.097561 | 0.097561 | 0.097561 | 0.097561 | 0.097561 | 0.097561 | 0.097561 | 0.097561 | 0.097561 | 0.097561 | 0.097561 | 0.097561 | 0.097561 | 0.097561 | 0.097561 | 0.097561 | 0.097561 | 0.097561 | 0.097561 | 0.097561 | 0.097561 | 0.097561 | 0.097561 | 0.097561 | 0.097561 | 0.097561 | 0.097561 | 0.097561 | 0.097561 | 0.097561 | 0.097561 | 0.097561 | 0.097561 | 0.097561 | 0.097561 | 0.097561 | 0.097561 | 0.097561 | 0.097561 | 0.097561 | 0.097561 | 0.097561 | 0.097561 | 0.097561 | 0.097561 | 0.097561 | 0.097561 | 0.097561 | 0.097561 | 0.097561 | 0.097561 | 0.097561
|  | NEH2 | Norfolk Harleston to Norfolk East Harling potable transfer (10 Ml/d) | Total NPC |  |  | Total | 2019-20: 24.116
|  | NEH3 | Suffolk Thetford to Norfolk East Harling potable transfer (5 Ml/d) | Capex |  |  |  | 0 | 0 | 0 | 0 | 0 | 0 | 0.5313 | 1.2397 | 3.542 | 7.084 | 5.313 | 0 | 0 | 0 | 0 | 0 | 0 | 0.07474 | 0 | 0 | 0 | 0 | 0 | 0 | 0.07474 | 1.0162 | 0 | 0 | 0 | 0 | 0 | 0.07474 | 0 | 0 | 0 | 0 | 0 | 0 | 0.07474 | 0 | 1.0162 | 0 | 0 | 0 | 0 | 0.07474 | 0 | 0 | 0 | 0 | 0 | 0 | 0.07474 | 0 | 0 | 1.0162 | 0 | 0 | 0.65915 | 2.7113 | 0 | 0 | 0 | 0 | 0 | 0 | 0.07474 | 0 | 0 | 0 | 1.0162 | 0 | 0 | 0.07474 | 0 | 0 | 0 | 0 | 0 | 0 | 0.07474 | 0 | 0 | 0 | 0 | 1.0162
|  | NEH3 | Suffolk Thetford to Norfolk East Harling potable transfer (5 Ml/d) | Capex | Optimism Bias |  |  | 0 | 0 | 0 | 0 | 0 | 0 | 0.070132 | 0.16364 | 0.46755 | 0.93509 | 0.70132 | 0 | 0 | 0 | 0 | 0 | 0 | 0.0098656 | 0 | 0 | 0 | 0 | 0 | 0 | 0.0098656 | 0.13414 | 0 | 0 | 0 | 0 | 0 | 0.0098656 | 0 | 0 | 0 | 0 | 0 | 0 | 0.0098656 | 0 | 0.13414 | 0 | 0 | 0 | 0 | 0.0098656 | 0 | 0 | 0 | 0 | 0 | 0 | 0.0098656 | 0 | 0 | 0.13414 | 0 | 0 | 0.087008 | 0.3579 | 0 | 0 | 0 | 0 | 0 | 0 | 0.0098656 | 0 | 0 | 0 | 0.13414 | 0 | 0 | 0.0098656 | 0 | 0 | 0 | 0 | 0 | 0 | 0.0098656 | 0 | 0 | 0 | 0 | 0.13414
|  | NEH3 | Suffolk Thetford to Norfolk East Harling potable transfer (5 Ml/d) | Discount Factor | [9 empty] | 0.96618 | 0.93351 | 0.90194 | 0.87144 | 0.84197 | 0.8135 | 0.78599 | 0.75941 | 0.73373 | 0.70892 | 0.68495 | 0.66178 | 0.6394 | 0.61778 | 0.59689 | 0.57671 | 0.5572 | 0.53836 | 0.52016 | 0.50257 | 0.48557 | 0.46915 | 0.45329 | 0.43796 | 0.42315 | 0.40884 | 0.39501 | 0.38165 | 0.36875 | 0.35628 | 0.39999 | 0.38834 | 0.37703 | 0.36604 | 0.35538 | 0.34503 | 0.33498 | 0.32523 | 0.31575 | 0.30656 | 0.29763 | 0.28896 | 0.28054 | 0.27237 | 0.26444 | 0.25674 | 0.24926 | 0.242 | 0.23495 | 0.22811 | 0.22146 | 0.21501 | 0.20875 | 0.20267 | 0.19677 | 0.19104 | 0.18547 | 0.18007 | 0.17483 | 0.16973 | 0.16479 | 0.15999 | 0.15533 | 0.15081 | 0.14641 | 0.14215 | 0.13801 | 0.13399 | 0.13009 | 0.1263 | 0.12262 | 0.11905 | 0.11558 | 0.11221 | 0.10895 | 0.1531 | 0.14937 | 0.14573 | 0.14217 | 0.1387
|  | NEH3 | Suffolk Thetford to Norfolk East Harling potable transfer (5 Ml/d) | Discount Rate | [9 empty] | 0.035 | 0.035 | 0.035 | 0.035 | 0.035 | 0.035 | 0.035 | 0.035 | 0.035 | 0.035 | 0.035 | 0.035 | 0.035 | 0.035 | 0.035 | 0.035 | 0.035 | 0.035 | 0.035 | 0.035 | 0.035 | 0.035 | 0.035 | 0.035 | 0.035 | 0.035 | 0.035 | 0.035 | 0.035 | 0.035 | 0.03 | 0.03 | 0.03 | 0.03 | 0.03 | 0.03 | 0.03 | 0.03 | 0.03 | 0.03 | 0.03 | 0.03 | 0.03 | 0.03 | 0.03 | 0.03 | 0.03 | 0.03 | 0.03 | 0.03 | 0.03 | 0.03 | 0.03 | 0.03 | 0.03 | 0.03 | 0.03 | 0.03 | 0.03 | 0.03 | 0.03 | 0.03 | 0.03 | 0.03 | 0.03 | 0.03 | 0.03 | 0.03 | 0.03 | 0.03 | 0.03 | 0.03 | 0.03 | 0.03 | 0.03 | 0.025 | 0.025 | 0.025 | 0.025 | 0.025
|  | NEH3 | Suffolk Thetford to Norfolk East Harling potable transfer (5 Ml/d) | Financing Cost | [9 empty] | 0.019246 | 0.064153 | 0.19246 | 0.44623 | 0.63178 | 0.62366 | 0.61553 | 0.60741 | 0.59928 | 0.59116 | 0.58315 | 0.57782 | 0.56963 | 0.56145 | 0.55327 | 0.54508 | 0.5369 | 0.52872 | 0.5243 | 0.55429 | 0.54669 | 0.53909 | 0.53149 | 0.52389 | 0.51629 | 0.51139 | 0.50379 | 0.49619 | 0.48859 | 0.48099 | 0.47339 | 0.46579 | 0.4609 | 0.4533 | 0.48251 | 0.47491 | 0.46731 | 0.45971 | 0.45211 | 0.44722 | 0.43962 | 0.43202 | 0.42442 | 0.41682 | 0.40922 | 0.40162 | 0.39673 | 0.38913 | 0.38153 | 0.41074 | 0.40314 | 0.39554 | 0.41158 | 0.50159 | 0.49364 | 0.48604 | 0.47844 | 0.47084 | 0.46324 | 0.45564 | 0.45074 | 0.44314 | 0.43554 | 0.42794 | 0.45716 | 0.44956 | 0.44196 | 0.43706 | 0.42946 | 0.42186 | 0.41426 | 0.40666 | 0.39906 | 0.39146 | 0.38657 | 0.37897 | 0.37137 | 0.36377 | 0.35617 | 0.38538
|  | NEH3 | Suffolk Thetford to Norfolk East Harling potable transfer (5 Ml/d) | Net Present Cost (NPC) | [9 empty] | 0.018595 | 0.059888 | 0.17359 | 0.38886 | 0.53194 | 0.54948 | 0.56522 | 0.53993 | 0.51571 | 0.49251 | 0.47037 | 0.45094 | 0.43046 | 0.41084 | 0.39207 | 0.37409 | 0.35688 | 0.3404 | 0.3266 | 0.33062 | 0.31575 | 0.30151 | 0.28787 | 0.2748 | 0.26229 | 0.25142 | 0.23992 | 0.22891 | 0.21836 | 0.20827 | 0.23078 | 0.22111 | 0.21282 | 0.20384 | 0.20829 | 0.1996 | 0.19124 | 0.1832 | 0.17546 | 0.16885 | 0.16167 | 0.15477 | 0.14813 | 0.14174 | 0.1356 | 0.1297 | 0.12471 | 0.11923 | 0.11398 | 0.11732 | 0.11222 | 0.10732 | 0.10754 | 0.12265 | 0.11751 | 0.11264 | 0.10795 | 0.10344 | 0.099094 | 0.094918 | 0.091347 | 0.08747 | 0.083742 | 0.080157 | 0.082099 | 0.078628 | 0.075289 | 0.07244 | 0.069342 | 0.066362 | 0.063497 | 0.060743 | 0.058096 | 0.055551 | 0.0534 | 0.07388 | 0.070943 | 0.068105 | 0.065364 | 0.067821
|  | NEH3 | Suffolk Thetford to Norfolk East Harling potable transfer (5 Ml/d) | Opex | [9 empty] | 0 | 0 | 0 | 0 | 0 | 0.05179 | 0.10358 | 0.10358 | 0.10358 | 0.10358 | 0.10358 | 0.10358 | 0.10358 | 0.10358 | 0.10358 | 0.10358 | 0.10358 | 0.10358 | 0.10358 | 0.10358 | 0.10358 | 0.10358 | 0.10358 | 0.10358 | 0.10358 | 0.10358 | 0.10358 | 0.10358 | 0.10358 | 0.10358 | 0.10358 | 0.10358 | 0.10358 | 0.10358 | 0.10358 | 0.10358 | 0.10358 | 0.10358 | 0.10358 | 0.10358 | 0.10358 | 0.10358 | 0.10358 | 0.10358 | 0.10358 | 0.10358 | 0.10358 | 0.10358 | 0.10358 | 0.10358 | 0.10358 | 0.10358 | 0.10358 | 0.10358 | 0.10358 | 0.10358 | 0.10358 | 0.10358 | 0.10358 | 0.10358 | 0.10358 | 0.10358 | 0.10358 | 0.10358 | 0.10358 | 0.10358 | 0.10358 | 0.10358 | 0.10358 | 0.10358 | 0.10358 | 0.10358 | 0.10358 | 0.10358 | 0.10358 | 0.10358 | 0.10358 | 0.10358 | 0.10358 | 0.10358
|  | NEH3 | Suffolk Thetford to Norfolk East Harling potable transfer (5 Ml/d) | Total NPC |  |  | Total | 2019-20: 16.1597
|  | NEH4 | Suffolk Thetford to Norfolk East Harling potable transfer (10 Ml/d) | Capex |  |  |  | 0 | 0 | 0 | 0 | 0 | 0 | 2.4695 | 6.6712 | 9.9201 | 4.9229 | 0 | 0 | 0 | 0 | 0 | 0.009101 | 0.023516 | 0 | 0 | 0 | 0 | 0 | 0.009101 | 0.56062 | 1.5255 | 0 | 0 | 0 | 0 | 0.009101 | 0.023516 | 0 | 0 | 0 | 0 | 0 | 0.009101 | 0.023516 | 0.54531 | 1.5255 | 0 | 0 | 0 | 0.009101 | 0.023516 | 0 | 0 | 0 | 0 | 0 | 0.009101 | 0.023516 | 0 | 0.54531 | 1.5255 | 0 | 0 | 0.009101 | 0.21831 | 0.77916 | 0 | 0 | 0 | 0 | 0.009101 | 0.023516 | 0 | 0 | 0.54531 | 1.5255 | 0 | 0.009101 | 0.023516 | 0 | 0 | 0 | 0 | 0 | 0.009101 | 0.023516 | 0 | 0 | 0 | 0.54531 | 1.5255 | 0.009101
|  | NEH4 | Suffolk Thetford to Norfolk East Harling potable transfer (10 Ml/d) | Capex | Optimism Bias |  |  | 0 | 0 | 0 | 0 | 0 | 0 | 0.45438 | 1.2275 | 1.8253 | 0.90582 | 0 | 0 | 0 | 0 | 0 | 0.0016746 | 0.0043269 | 0 | 0 | 0 | 0 | 0 | 0.0016746 | 0.10315 | 0.28069 | 0 | 0 | 0 | 0 | 0.0016746 | 0.0043269 | 0 | 0 | 0 | 0 | 0 | 0.0016746 | 0.0043269 | 0.10034 | 0.28069 | 0 | 0 | 0 | 0.0016746 | 0.0043269 | 0 | 0 | 0 | 0 | 0 | 0.0016746 | 0.0043269 | 0 | 0.10034 | 0.28069 | 0 | 0 | 0.0016746 | 0.040168 | 0.14337 | 0 | 0 | 0 | 0 | 0.0016746 | 0.0043269 | 0 | 0 | 0.10034 | 0.28069 | 0 | 0.0016746 | 0.0043269 | 0 | 0 | 0 | 0 | 0 | 0.0016746 | 0.0043269 | 0 | 0 | 0 | 0.10034 | 0.28069 | 0.0016746
|  | NEH4 | Suffolk Thetford to Norfolk East Harling potable transfer (10 Ml/d) | Discount Factor | [9 empty] | 0.96618 | 0.93351 | 0.90194 | 0.87144 | 0.84197 | 0.8135 | 0.78599 | 0.75941 | 0.73373 | 0.70892 | 0.68495 | 0.66178 | 0.6394 | 0.61778 | 0.59689 | 0.57671 | 0.5572 | 0.53836 | 0.52016 | 0.50257 | 0.48557 | 0.46915 | 0.45329 | 0.43796 | 0.42315 | 0.40884 | 0.39501 | 0.38165 | 0.36875 | 0.35628 | 0.39999 | 0.38834 | 0.37703 | 0.36604 | 0.35538 | 0.34503 | 0.33498 | 0.32523 | 0.31575 | 0.30656 | 0.29763 | 0.28896 | 0.28054 | 0.27237 | 0.26444 | 0.25674 | 0.24926 | 0.242 | 0.23495 | 0.22811 | 0.22146 | 0.21501 | 0.20875 | 0.20267 | 0.19677 | 0.19104 | 0.18547 | 0.18007 | 0.17483 | 0.16973 | 0.16479 | 0.15999 | 0.15533 | 0.15081 | 0.14641 | 0.14215 | 0.13801 | 0.13399 | 0.13009 | 0.1263 | 0.12262 | 0.11905 | 0.11558 | 0.11221 | 0.10895 | 0.1531 | 0.14937 | 0.14573 | 0.14217 | 0.1387
|  | NEH4 | Suffolk Thetford to Norfolk East Harling potable transfer (10 Ml/d) | Discount Rate | [9 empty] | 0.035 | 0.035 | 0.035 | 0.035 | 0.035 | 0.035 | 0.035 | 0.035 | 0.035 | 0.035 | 0.035 | 0.035 | 0.035 | 0.035 | 0.035 | 0.035 | 0.035 | 0.035 | 0.035 | 0.035 | 0.035 | 0.035 | 0.035 | 0.035 | 0.035 | 0.035 | 0.035 | 0.035 | 0.035 | 0.035 | 0.03 | 0.03 | 0.03 | 0.03 | 0.03 | 0.03 | 0.03 | 0.03 | 0.03 | 0.03 | 0.03 | 0.03 | 0.03 | 0.03 | 0.03 | 0.03 | 0.03 | 0.03 | 0.03 | 0.03 | 0.03 | 0.03 | 0.03 | 0.03 | 0.03 | 0.03 | 0.03 | 0.03 | 0.03 | 0.03 | 0.03 | 0.03 | 0.03 | 0.03 | 0.03 | 0.03 | 0.03 | 0.03 | 0.03 | 0.03 | 0.03 | 0.03 | 0.03 | 0.03 | 0.03 | 0.025 | 0.025 | 0.025 | 0.025 | 0.025
|  | NEH4 | Suffolk Thetford to Norfolk East Harling potable transfer (10 Ml/d) | Financing Cost | [9 empty] | 0.093563 | 0.34632 | 0.72218 | 0.90253 | 0.8902 | 0.87787 | 0.86555 | 0.85322 | 0.84089 | 0.82888 | 0.8174 | 0.80503 | 0.79266 | 0.7803 | 0.76793 | 0.75556 | 0.74354 | 0.75175 | 0.79775 | 0.78787 | 0.77799 | 0.76811 | 0.75823 | 0.74869 | 0.73968 | 0.72976 | 0.71984 | 0.70991 | 0.69999 | 0.69007 | 0.68049 | 0.67146 | 0.6822 | 0.73008 | 0.72015 | 0.71023 | 0.70031 | 0.69073 | 0.68169 | 0.67177 | 0.66185 | 0.65192 | 0.642 | 0.63208 | 0.6225 | 0.61346 | 0.60354 | 0.61428 | 0.66215 | 0.65223 | 0.6423 | 0.63272 | 0.631 | 0.65052 | 0.6406 | 0.63067 | 0.62075 | 0.61083 | 0.60125 | 0.59221 | 0.58229 | 0.57237 | 0.5831 | 0.63098 | 0.62105 | 0.61148 | 0.60244 | 0.59252 | 0.5826 | 0.57267 | 0.56275 | 0.55282 | 0.54325 | 0.53421 | 0.52429 | 0.51436 | 0.50444 | 0.51518 | 0.56305 | 0.55347
|  | NEH4 | Suffolk Thetford to Norfolk East Harling potable transfer (10 Ml/d) | Net Present Cost (NPC) | [9 empty] | 0.090399 | 0.3233 | 0.65136 | 0.804 | 0.83404 | 0.8448 | 0.80654 | 0.76991 | 0.73483 | 0.70146 | 0.66988 | 0.63904 | 0.60952 | 0.58127 | 0.55423 | 0.52836 | 0.50379 | 0.49118 | 0.4985 | 0.47667 | 0.45575 | 0.43571 | 0.41649 | 0.39823 | 0.38095 | 0.36401 | 0.34778 | 0.33224 | 0.31734 | 0.30308 | 0.33643 | 0.32312 | 0.31776 | 0.32603 | 0.31301 | 0.30047 | 0.28839 | 0.27688 | 0.26596 | 0.25517 | 0.24478 | 0.23479 | 0.22516 | 0.2159 | 0.20708 | 0.19873 | 0.19047 | 0.18752 | 0.19331 | 0.18541 | 0.17781 | 0.17058 | 0.16525 | 0.16439 | 0.15765 | 0.15116 | 0.14492 | 0.13891 | 0.13319 | 0.12778 | 0.12242 | 0.11727 | 0.11552 | 0.11938 | 0.11445 | 0.10975 | 0.10531 | 0.10091 | 0.09668 | 0.092611 | 0.088697 | 0.084932 | 0.081351 | 0.077968 | 0.074616 | 0.10334 | 0.099338 | 0.098479 | 0.10288 | 0.099046
|  | NEH4 | Suffolk Thetford to Norfolk East Harling potable transfer (10 Ml/d) | Opex | [9 empty] | 0 | 0 | 0 | 0.020076 | 0.10038 | 0.1606 | 0.1606 | 0.1606 | 0.1606 | 0.1606 | 0.1606 | 0.1606 | 0.1606 | 0.1606 | 0.1606 | 0.1606 | 0.1606 | 0.1606 | 0.1606 | 0.1606 | 0.1606 | 0.1606 | 0.1606 | 0.1606 | 0.1606 | 0.1606 | 0.1606 | 0.1606 | 0.1606 | 0.1606 | 0.1606 | 0.1606 | 0.1606 | 0.1606 | 0.1606 | 0.1606 | 0.1606 | 0.1606 | 0.1606 | 0.1606 | 0.1606 | 0.1606 | 0.1606 | 0.1606 | 0.1606 | 0.1606 | 0.1606 | 0.1606 | 0.1606 | 0.1606 | 0.1606 | 0.1606 | 0.1606 | 0.1606 | 0.1606 | 0.1606 | 0.1606 | 0.1606 | 0.1606 | 0.1606 | 0.1606 | 0.1606 | 0.1606 | 0.1606 | 0.1606 | 0.1606 | 0.1606 | 0.1606 | 0.1606 | 0.1606 | 0.1606 | 0.1606 | 0.1606 | 0.1606 | 0.1606 | 0.1606 | 0.1606 | 0.1606 | 0.1606 | 0.1606
|  | NEH4 | Suffolk Thetford to Norfolk East Harling potable transfer (10 Ml/d) | Total NPC |  |  | Total | 2019-20: 24.4876
|  | NEH5 | Suffolk Thetford to Norfolk East Harling potable transfer (10 Ml/d) | Capex |  |  |  | 0 | 0 | 0 | 0 | 0 | 0 | 1.074 | 2.5059 | 7.1597 | 14.3194 | 10.7395 | 0 | 0 | 0 | 0 | 0 | 0 | 0.22535 | 0 | 0 | 0 | 0 | 0 | 0 | 0.22535 | 1.2155 | 0 | 0 | 0 | 0 | 0 | 0.22535 | 0 | 0 | 0 | 0 | 0 | 0 | 0.22535 | 0 | 1.2155 | 0 | 0 | 0 | 0 | 0.22535 | 0 | 0 | 0 | 0 | 0 | 0 | 0.22535 | 0 | 0 | 1.2155 | 0 | 0 | 0.81486 | 3.4848 | 0 | 0 | 0 | 0 | 0 | 0 | 0.22535 | 0 | 0 | 0 | 1.2155 | 0 | 0 | 0.22535 | 0 | 0 | 0 | 0 | 0 | 0 | 0.22535 | 0 | 0 | 0 | 0 | 1.2155
|  | NEH5 | Suffolk Thetford to Norfolk East Harling potable transfer (10 Ml/d) | Capex | Optimism Bias |  |  | 0 | 0 | 0 | 0 | 0 | 0 | 0.19761 | 0.46108 | 1.3174 | 2.6348 | 1.9761 | 0 | 0 | 0 | 0 | 0 | 0 | 0.041465 | 0 | 0 | 0 | 0 | 0 | 0 | 0.041465 | 0.22365 | 0 | 0 | 0 | 0 | 0 | 0.041465 | 0 | 0 | 0 | 0 | 0 | 0 | 0.041465 | 0 | 0.22365 | 0 | 0 | 0 | 0 | 0.041465 | 0 | 0 | 0 | 0 | 0 | 0 | 0.041465 | 0 | 0 | 0.22365 | 0 | 0 | 0.14993 | 0.6412 | 0 | 0 | 0 | 0 | 0 | 0 | 0.041465 | 0 | 0 | 0 | 0.22365 | 0 | 0 | 0.041465 | 0 | 0 | 0 | 0 | 0 | 0 | 0.041465 | 0 | 0 | 0 | 0 | 0.22365
|  | NEH5 | Suffolk Thetford to Norfolk East Harling potable transfer (10 Ml/d) | Discount Factor | [9 empty] | 0.96618 | 0.93351 | 0.90194 | 0.87144 | 0.84197 | 0.8135 | 0.78599 | 0.75941 | 0.73373 | 0.70892 | 0.68495 | 0.66178 | 0.6394 | 0.61778 | 0.59689 | 0.57671 | 0.5572 | 0.53836 | 0.52016 | 0.50257 | 0.48557 | 0.46915 | 0.45329 | 0.43796 | 0.42315 | 0.40884 | 0.39501 | 0.38165 | 0.36875 | 0.35628 | 0.39999 | 0.38834 | 0.37703 | 0.36604 | 0.35538 | 0.34503 | 0.33498 | 0.32523 | 0.31575 | 0.30656 | 0.29763 | 0.28896 | 0.28054 | 0.27237 | 0.26444 | 0.25674 | 0.24926 | 0.242 | 0.23495 | 0.22811 | 0.22146 | 0.21501 | 0.20875 | 0.20267 | 0.19677 | 0.19104 | 0.18547 | 0.18007 | 0.17483 | 0.16973 | 0.16479 | 0.15999 | 0.15533 | 0.15081 | 0.14641 | 0.14215 | 0.13801 | 0.13399 | 0.13009 | 0.1263 | 0.12262 | 0.11905 | 0.11558 | 0.11221 | 0.10895 | 0.1531 | 0.14937 | 0.14573 | 0.14217 | 0.1387
|  | NEH5 | Suffolk Thetford to Norfolk East Harling potable transfer (10 Ml/d) | Discount Rate | [9 empty] | 0.035 | 0.035 | 0.035 | 0.035 | 0.035 | 0.035 | 0.035 | 0.035 | 0.035 | 0.035 | 0.035 | 0.035 | 0.035 | 0.035 | 0.035 | 0.035 | 0.035 | 0.035 | 0.035 | 0.035 | 0.035 | 0.035 | 0.035 | 0.035 | 0.035 | 0.035 | 0.035 | 0.035 | 0.035 | 0.035 | 0.03 | 0.03 | 0.03 | 0.03 | 0.03 | 0.03 | 0.03 | 0.03 | 0.03 | 0.03 | 0.03 | 0.03 | 0.03 | 0.03 | 0.03 | 0.03 | 0.03 | 0.03 | 0.03 | 0.03 | 0.03 | 0.03 | 0.03 | 0.03 | 0.03 | 0.03 | 0.03 | 0.03 | 0.03 | 0.03 | 0.03 | 0.03 | 0.03 | 0.03 | 0.03 | 0.03 | 0.03 | 0.03 | 0.03 | 0.03 | 0.03 | 0.03 | 0.03 | 0.03 | 0.03 | 0.025 | 0.025 | 0.025 | 0.025 | 0.025
|  | NEH5 | Suffolk Thetford to Norfolk East Harling potable transfer (10 Ml/d) | Financing Cost | [9 empty] | 0.04069 | 0.13563 | 0.4069 | 0.94457 | 1.3397 | 1.3258 | 1.3119 | 1.298 | 1.2841 | 1.2702 | 1.2567 | 1.2517 | 1.2377 | 1.2238 | 1.2098 | 1.1958 | 1.1819 | 1.1679 | 1.1639 | 1.1978 | 1.1848 | 1.1717 | 1.1587 | 1.1456 | 1.1326 | 1.1281 | 1.115 | 1.102 | 1.0889 | 1.0759 | 1.0628 | 1.0498 | 1.0453 | 1.0322 | 1.0652 | 1.0522 | 1.0391 | 1.0261 | 1.013 | 1.0085 | 0.99548 | 0.98243 | 0.96938 | 0.95633 | 0.94328 | 0.93024 | 0.92573 | 0.91268 | 0.89963 | 0.93264 | 0.91959 | 0.90654 | 0.92406 | 1.0423 | 1.0288 | 1.0157 | 1.0027 | 0.98962 | 0.97657 | 0.96352 | 0.95901 | 0.94596 | 0.93292 | 0.91987 | 0.95287 | 0.93983 | 0.92678 | 0.92227 | 0.90922 | 0.89617 | 0.88313 | 0.87008 | 0.85703 | 0.84398 | 0.83947 | 0.82642 | 0.81338 | 0.80033 | 0.78728 | 0.82029
|  | NEH5 | Suffolk Thetford to Norfolk East Harling potable transfer (10 Ml/d) | Net Present Cost (NPC) | [9 empty] | 0.039314 | 0.12661 | 0.367 | 0.82314 | 1.128 | 1.1498 | 1.1688 | 1.1188 | 1.0707 | 1.0247 | 0.98077 | 0.94431 | 0.90344 | 0.86426 | 0.8267 | 0.79069 | 0.75617 | 0.72308 | 0.69654 | 0.69004 | 0.66037 | 0.63192 | 0.60463 | 0.57847 | 0.55339 | 0.53283 | 0.50966 | 0.48744 | 0.46615 | 0.44574 | 0.4952 | 0.47571 | 0.46016 | 0.44198 | 0.44083 | 0.42349 | 0.40679 | 0.39069 | 0.3752 | 0.36289 | 0.34843 | 0.33451 | 0.32111 | 0.3082 | 0.29578 | 0.28381 | 0.27442 | 0.26327 | 0.25254 | 0.25271 | 0.24246 | 0.23259 | 0.22948 | 0.24675 | 0.2369 | 0.22751 | 0.21846 | 0.20975 | 0.20136 | 0.19328 | 0.18691 | 0.17938 | 0.17213 | 0.16515 | 0.16517 | 0.1585 | 0.15209 | 0.14705 | 0.14107 | 0.13531 | 0.12977 | 0.12444 | 0.11931 | 0.11437 | 0.11055 | 0.15336 | 0.14767 | 0.14216 | 0.13684 | 0.13808
|  | NEH5 | Suffolk Thetford to Norfolk East Harling potable transfer (10 Ml/d) | Opex | [9 empty] | 0 | 0 | 0 | 0 | 0 | 0.087611 | 0.17522 | 0.17522 | 0.17522 | 0.17522 | 0.17522 | 0.17522 | 0.17522 | 0.17522 | 0.17522 | 0.17522 | 0.17522 | 0.17522 | 0.17522 | 0.17522 | 0.17522 | 0.17522 | 0.17522 | 0.17522 | 0.17522 | 0.17522 | 0.17522 | 0.17522 | 0.17522 | 0.17522 | 0.17522 | 0.17522 | 0.17522 | 0.17522 | 0.17522 | 0.17522 | 0.17522 | 0.17522 | 0.17522 | 0.17522 | 0.17522 | 0.17522 | 0.17522 | 0.17522 | 0.17522 | 0.17522 | 0.17522 | 0.17522 | 0.17522 | 0.17522 | 0.17522 | 0.17522 | 0.17522 | 0.17522 | 0.17522 | 0.17522 | 0.17522 | 0.17522 | 0.17522 | 0.17522 | 0.17522 | 0.17522 | 0.17522 | 0.17522 | 0.17522 | 0.17522 | 0.17522 | 0.17522 | 0.17522 | 0.17522 | 0.17522 | 0.17522 | 0.17522 | 0.17522 | 0.17522 | 0.17522 | 0.17522 | 0.17522 | 0.17522 | 0.17522
|  | NEH5 | Suffolk Thetford to Norfolk East Harling potable transfer (10 Ml/d) | Total NPC |  |  | Total | 2019-20: 34.029
|  | NEH6 | Norfolk Harleston to Norfolk East Harling potable transfer (15 Ml/d) | Capex |  |  |  | 0 | 0 | 0 | 0 | 0 | 0 | 2.9656 | 8.0116 | 11.9133 | 5.912 | 0 | 0 | 0 | 0 | 0 | 0.0091721 | 0.023703 | 0 | 0 | 0 | 0 | 0 | 0.0091721 | 0.59059 | 1.6158 | 0 | 0 | 0 | 0 | 0.0091721 | 0.023703 | 0 | 0 | 0 | 0 | 0 | 0.0091721 | 0.023703 | 0.57519 | 1.6158 | 0 | 0 | 0 | 0.0091721 | 0.023703 | 0 | 0 | 0 | 0 | 0 | 0.0091721 | 0.023703 | 0 | 0.57519 | 1.6158 | 0 | 0 | 0.0091721 | 0.22997 | 0.82507 | 0 | 0 | 0 | 0 | 0.0091721 | 0.023703 | 0 | 0 | 0.57519 | 1.6158 | 0 | 0.0091721 | 0.023703 | 0 | 0 | 0 | 0 | 0 | 0.0091721 | 0.023703 | 0 | 0 | 0 | 0.57519 | 1.6158 | 0.0091721
|  | NEH6 | Norfolk Harleston to Norfolk East Harling potable transfer (15 Ml/d) | Capex | Optimism Bias |  |  | 0 | 0 | 0 | 0 | 0 | 0 | 0.54567 | 1.4741 | 2.192 | 1.0878 | 0 | 0 | 0 | 0 | 0 | 0.0016877 | 0.0043614 | 0 | 0 | 0 | 0 | 0 | 0.0016877 | 0.10867 | 0.29731 | 0 | 0 | 0 | 0 | 0.0016877 | 0.0043614 | 0 | 0 | 0 | 0 | 0 | 0.0016877 | 0.0043614 | 0.10584 | 0.29731 | 0 | 0 | 0 | 0.0016877 | 0.0043614 | 0 | 0 | 0 | 0 | 0 | 0.0016877 | 0.0043614 | 0 | 0.10584 | 0.29731 | 0 | 0 | 0.0016877 | 0.042314 | 0.15181 | 0 | 0 | 0 | 0 | 0.0016877 | 0.0043614 | 0 | 0 | 0.10584 | 0.29731 | 0 | 0.0016877 | 0.0043614 | 0 | 0 | 0 | 0 | 0 | 0.0016877 | 0.0043614 | 0 | 0 | 0 | 0.10584 | 0.29731 | 0.0016877
|  | NEH6 | Norfolk Harleston to Norfolk East Harling potable transfer (15 Ml/d) | Discount Factor | [9 empty] | 0.96618 | 0.93351 | 0.90194 | 0.87144 | 0.84197 | 0.8135 | 0.78599 | 0.75941 | 0.73373 | 0.70892 | 0.68495 | 0.66178 | 0.6394 | 0.61778 | 0.59689 | 0.57671 | 0.5572 | 0.53836 | 0.52016 | 0.50257 | 0.48557 | 0.46915 | 0.45329 | 0.43796 | 0.42315 | 0.40884 | 0.39501 | 0.38165 | 0.36875 | 0.35628 | 0.39999 | 0.38834 | 0.37703 | 0.36604 | 0.35538 | 0.34503 | 0.33498 | 0.32523 | 0.31575 | 0.30656 | 0.29763 | 0.28896 | 0.28054 | 0.27237 | 0.26444 | 0.25674 | 0.24926 | 0.242 | 0.23495 | 0.22811 | 0.22146 | 0.21501 | 0.20875 | 0.20267 | 0.19677 | 0.19104 | 0.18547 | 0.18007 | 0.17483 | 0.16973 | 0.16479 | 0.15999 | 0.15533 | 0.15081 | 0.14641 | 0.14215 | 0.13801 | 0.13399 | 0.13009 | 0.1263 | 0.12262 | 0.11905 | 0.11558 | 0.11221 | 0.10895 | 0.1531 | 0.14937 | 0.14573 | 0.14217 | 0.1387
|  | NEH6 | Norfolk Harleston to Norfolk East Harling potable transfer (15 Ml/d) | Discount Rate | [9 empty] | 0.035 | 0.035 | 0.035 | 0.035 | 0.035 | 0.035 | 0.035 | 0.035 | 0.035 | 0.035 | 0.035 | 0.035 | 0.035 | 0.035 | 0.035 | 0.035 | 0.035 | 0.035 | 0.035 | 0.035 | 0.035 | 0.035 | 0.035 | 0.035 | 0.035 | 0.035 | 0.035 | 0.035 | 0.035 | 0.035 | 0.03 | 0.03 | 0.03 | 0.03 | 0.03 | 0.03 | 0.03 | 0.03 | 0.03 | 0.03 | 0.03 | 0.03 | 0.03 | 0.03 | 0.03 | 0.03 | 0.03 | 0.03 | 0.03 | 0.03 | 0.03 | 0.03 | 0.03 | 0.03 | 0.03 | 0.03 | 0.03 | 0.03 | 0.03 | 0.03 | 0.03 | 0.03 | 0.03 | 0.03 | 0.03 | 0.03 | 0.03 | 0.03 | 0.03 | 0.03 | 0.03 | 0.03 | 0.03 | 0.03 | 0.03 | 0.025 | 0.025 | 0.025 | 0.025 | 0.025
|  | NEH6 | Norfolk Harleston to Norfolk East Harling potable transfer (15 Ml/d) | Financing Cost | [9 empty] | 0.11236 | 0.4159 | 0.86727 | 1.0844 | 1.0707 | 1.057 | 1.0433 | 1.0296 | 1.0159 | 1.0026 | 0.98973 | 0.97599 | 0.96226 | 0.94853 | 0.93479 | 0.92106 | 0.90767 | 0.91561 | 0.96371 | 0.95261 | 0.94151 | 0.93042 | 0.91932 | 0.90857 | 0.89835 | 0.88721 | 0.87607 | 0.86493 | 0.8538 | 0.84266 | 0.83187 | 0.82163 | 0.83228 | 0.88236 | 0.87122 | 0.86008 | 0.84894 | 0.83815 | 0.82791 | 0.81677 | 0.80563 | 0.79449 | 0.78335 | 0.77221 | 0.76141 | 0.75117 | 0.74003 | 0.75069 | 0.80077 | 0.78963 | 0.77849 | 0.76769 | 0.76519 | 0.78523 | 0.77409 | 0.76295 | 0.75181 | 0.74067 | 0.72988 | 0.71963 | 0.70849 | 0.69735 | 0.70801 | 0.75809 | 0.74695 | 0.73615 | 0.72591 | 0.71477 | 0.70363 | 0.69249 | 0.68135 | 0.67021 | 0.65942 | 0.64918 | 0.63804 | 0.6269 | 0.61576 | 0.62641 | 0.67649 | 0.6657
|  | NEH6 | Norfolk Harleston to Norfolk East Harling potable transfer (15 Ml/d) | Net Present Cost (NPC) | [9 empty] | 0.10856 | 0.38825 | 0.78223 | 0.96397 | 0.99311 | 1.0015 | 0.95685 | 0.91409 | 0.87313 | 0.83412 | 0.79712 | 0.76107 | 0.72656 | 0.6935 | 0.66185 | 0.63155 | 0.60273 | 0.58662 | 0.59181 | 0.56622 | 0.54168 | 0.51816 | 0.4956 | 0.47414 | 0.45378 | 0.43388 | 0.41481 | 0.39653 | 0.37901 | 0.36223 | 0.40235 | 0.38665 | 0.37941 | 0.38669 | 0.37147 | 0.35681 | 0.34268 | 0.32919 | 0.31637 | 0.30374 | 0.29158 | 0.27986 | 0.26859 | 0.25773 | 0.24737 | 0.23754 | 0.22784 | 0.22378 | 0.22903 | 0.21982 | 0.21095 | 0.20248 | 0.19606 | 0.19442 | 0.18656 | 0.179 | 0.17172 | 0.16471 | 0.15803 | 0.15169 | 0.14543 | 0.13941 | 0.13701 | 0.14057 | 0.13484 | 0.12938 | 0.1242 | 0.11909 | 0.11417 | 0.10944 | 0.10489 | 0.10051 | 0.096331 | 0.092376 | 0.088472 | 0.12263 | 0.11797 | 0.11665 | 0.12092 | 0.11648
|  | NEH6 | Norfolk Harleston to Norfolk East Harling potable transfer (15 Ml/d) | Opex | [9 empty] | 0 | 0 | 0 | 0.021755 | 0.10877 | 0.17404 | 0.17404 | 0.17404 | 0.17404 | 0.17404 | 0.17404 | 0.17404 | 0.17404 | 0.17404 | 0.17404 | 0.17404 | 0.17404 | 0.17404 | 0.17404 | 0.17404 | 0.17404 | 0.17404 | 0.17404 | 0.17404 | 0.17404 | 0.17404 | 0.17404 | 0.17404 | 0.17404 | 0.17404 | 0.17404 | 0.17404 | 0.17404 | 0.17404 | 0.17404 | 0.17404 | 0.17404 | 0.17404 | 0.17404 | 0.17404 | 0.17404 | 0.17404 | 0.17404 | 0.17404 | 0.17404 | 0.17404 | 0.17404 | 0.17404 | 0.17404 | 0.17404 | 0.17404 | 0.17404 | 0.17404 | 0.17404 | 0.17404 | 0.17404 | 0.17404 | 0.17404 | 0.17404 | 0.17404 | 0.17404 | 0.17404 | 0.17404 | 0.17404 | 0.17404 | 0.17404 | 0.17404 | 0.17404 | 0.17404 | 0.17404 | 0.17404 | 0.17404 | 0.17404 | 0.17404 | 0.17404 | 0.17404 | 0.17404 | 0.17404 | 0.17404 | 0.17404
|  | NEH6 | Norfolk Harleston to Norfolk East Harling potable transfer (15 Ml/d) | Total NPC |  |  | Total | 2019-20: 29.1495
|  | NHL1 | Norwich and the Broads to Norfolk Harleston potable transfer (5 Ml/d) | Capex |  |  |  | 0 | 0 | 0 | 0 | 0 | 0 | 3.3342 | 9.0073 | 13.3939 | 6.6468 | 0 | 0 | 0 | 0 | 0 | 0.0078877 | 0.020322 | 0 | 0 | 0 | 0 | 0 | 0.0078877 | 0.26724 | 0.69932 | 0 | 0 | 0 | 0 | 0.0078877 | 0.020322 | 0 | 0 | 0 | 0 | 0 | 0.0078877 | 0.020322 | 0.25358 | 0.69932 | 0 | 0 | 0 | 0.0078877 | 0.020322 | 0 | 0 | 0 | 0 | 0 | 0.0078877 | 0.020322 | 0 | 0.25358 | 0.69932 | 0 | 0 | 0.0078877 | 0.11408 | 0.37502 | 0 | 0 | 0 | 0 | 0.0078877 | 0.020322 | 0 | 0 | 0.25358 | 0.69932 | 0 | 0.0078877 | 0.020322 | 0 | 0 | 0 | 0 | 0 | 0.0078877 | 0.020322 | 0 | 0 | 0 | 0.25358 | 0.69932 | 0.0078877
|  | NHL1 | Norwich and the Broads to Norfolk Harleston potable transfer (5 Ml/d) | Capex | Optimism Bias |  |  | 0 | 0 | 0 | 0 | 0 | 0 | 0.6135 | 1.6574 | 2.4645 | 1.223 | 0 | 0 | 0 | 0 | 0 | 0.0014513 | 0.0037393 | 0 | 0 | 0 | 0 | 0 | 0.0014513 | 0.049173 | 0.12867 | 0 | 0 | 0 | 0 | 0.0014513 | 0.0037393 | 0 | 0 | 0 | 0 | 0 | 0.0014513 | 0.0037393 | 0.046658 | 0.12867 | 0 | 0 | 0 | 0.0014513 | 0.0037393 | 0 | 0 | 0 | 0 | 0 | 0.0014513 | 0.0037393 | 0 | 0.046658 | 0.12867 | 0 | 0 | 0.0014513 | 0.02099 | 0.069004 | 0 | 0 | 0 | 0 | 0.0014513 | 0.0037393 | 0 | 0 | 0.046658 | 0.12867 | 0 | 0.0014513 | 0.0037393 | 0 | 0 | 0 | 0 | 0 | 0.0014513 | 0.0037393 | 0 | 0 | 0 | 0.046658 | 0.12867 | 0.0014513
|  | NHL1 | Norwich and the Broads to Norfolk Harleston potable transfer (5 Ml/d) | Discount Factor | [9 empty] | 0.96618 | 0.93351 | 0.90194 | 0.87144 | 0.84197 | 0.8135 | 0.78599 | 0.75941 | 0.73373 | 0.70892 | 0.68495 | 0.66178 | 0.6394 | 0.61778 | 0.59689 | 0.57671 | 0.5572 | 0.53836 | 0.52016 | 0.50257 | 0.48557 | 0.46915 | 0.45329 | 0.43796 | 0.42315 | 0.40884 | 0.39501 | 0.38165 | 0.36875 | 0.35628 | 0.39999 | 0.38834 | 0.37703 | 0.36604 | 0.35538 | 0.34503 | 0.33498 | 0.32523 | 0.31575 | 0.30656 | 0.29763 | 0.28896 | 0.28054 | 0.27237 | 0.26444 | 0.25674 | 0.24926 | 0.242 | 0.23495 | 0.22811 | 0.22146 | 0.21501 | 0.20875 | 0.20267 | 0.19677 | 0.19104 | 0.18547 | 0.18007 | 0.17483 | 0.16973 | 0.16479 | 0.15999 | 0.15533 | 0.15081 | 0.14641 | 0.14215 | 0.13801 | 0.13399 | 0.13009 | 0.1263 | 0.12262 | 0.11905 | 0.11558 | 0.11221 | 0.10895 | 0.1531 | 0.14937 | 0.14573 | 0.14217 | 0.1387
|  | NHL1 | Norwich and the Broads to Norfolk Harleston potable transfer (5 Ml/d) | Discount Rate | [9 empty] | 0.035 | 0.035 | 0.035 | 0.035 | 0.035 | 0.035 | 0.035 | 0.035 | 0.035 | 0.035 | 0.035 | 0.035 | 0.035 | 0.035 | 0.035 | 0.035 | 0.035 | 0.035 | 0.035 | 0.035 | 0.035 | 0.035 | 0.035 | 0.035 | 0.035 | 0.035 | 0.035 | 0.035 | 0.035 | 0.035 | 0.03 | 0.03 | 0.03 | 0.03 | 0.03 | 0.03 | 0.03 | 0.03 | 0.03 | 0.03 | 0.03 | 0.03 | 0.03 | 0.03 | 0.03 | 0.03 | 0.03 | 0.03 | 0.03 | 0.03 | 0.03 | 0.03 | 0.03 | 0.03 | 0.03 | 0.03 | 0.03 | 0.03 | 0.03 | 0.03 | 0.03 | 0.03 | 0.03 | 0.03 | 0.03 | 0.03 | 0.03 | 0.03 | 0.03 | 0.03 | 0.03 | 0.03 | 0.03 | 0.03 | 0.03 | 0.025 | 0.025 | 0.025 | 0.025 | 0.025
|  | NHL1 | Norwich and the Broads to Norfolk Harleston potable transfer (5 Ml/d) | Financing Cost | [9 empty] | 0.12633 | 0.4676 | 0.97507 | 1.222 | 1.2122 | 1.2025 | 1.1927 | 1.1829 | 1.1732 | 1.1637 | 1.1546 | 1.1448 | 1.135 | 1.1252 | 1.1154 | 1.1056 | 1.0961 | 1.0962 | 1.1131 | 1.1045 | 1.0958 | 1.0871 | 1.0785 | 1.0701 | 1.0622 | 1.0535 | 1.0448 | 1.0361 | 1.0274 | 1.0188 | 1.0104 | 1.0024 | 1.0034 | 1.0212 | 1.0125 | 1.0038 | 0.99509 | 0.9867 | 0.97877 | 0.97008 | 0.96139 | 0.95269 | 0.944 | 0.93531 | 0.92692 | 0.91899 | 0.9103 | 0.91122 | 0.92902 | 0.92033 | 0.91163 | 0.90324 | 0.89883 | 0.90431 | 0.89562 | 0.88693 | 0.87824 | 0.86954 | 0.86115 | 0.85323 | 0.84454 | 0.83584 | 0.83676 | 0.85456 | 0.84587 | 0.83747 | 0.82955 | 0.82086 | 0.81217 | 0.80347 | 0.79478 | 0.78609 | 0.7777 | 0.76977 | 0.76108 | 0.75239 | 0.74369 | 0.74461 | 0.76241 | 0.75402
|  | NHL1 | Norwich and the Broads to Norfolk Harleston potable transfer (5 Ml/d) | Net Present Cost (NPC) | [9 empty] | 0.12205 | 0.43651 | 0.87945 | 1.0704 | 1.0471 | 1.0191 | 0.97692 | 0.93647 | 0.89763 | 0.86054 | 0.82525 | 0.79086 | 0.75785 | 0.72617 | 0.69576 | 0.66658 | 0.63875 | 0.61716 | 0.60511 | 0.5803 | 0.55647 | 0.53359 | 0.51162 | 0.49066 | 0.47072 | 0.45125 | 0.43256 | 0.41461 | 0.39739 | 0.38085 | 0.42422 | 0.40879 | 0.39723 | 0.39217 | 0.37766 | 0.36366 | 0.35016 | 0.33723 | 0.32491 | 0.31278 | 0.30108 | 0.2898 | 0.27892 | 0.26843 | 0.25839 | 0.24883 | 0.23942 | 0.23266 | 0.23007 | 0.22139 | 0.21301 | 0.205 | 0.19811 | 0.19345 | 0.18611 | 0.17903 | 0.1722 | 0.16562 | 0.15933 | 0.15334 | 0.14745 | 0.14176 | 0.13777 | 0.13645 | 0.1312 | 0.12618 | 0.12142 | 0.11671 | 0.11218 | 0.10782 | 0.10361 | 0.09956 | 0.09569 | 0.092014 | 0.088387 | 0.12288 | 0.11859 | 0.11583 | 0.11553 | 0.11155
|  | NHL1 | Norwich and the Broads to Norfolk Harleston potable transfer (5 Ml/d) | Opex | [9 empty] | 0 | 0 | 0 | 0.0062768 | 0.031384 | 0.050214 | 0.050214 | 0.050214 | 0.050214 | 0.050214 | 0.050214 | 0.050214 | 0.050214 | 0.050214 | 0.050214 | 0.050214 | 0.050214 | 0.050214 | 0.050214 | 0.050214 | 0.050214 | 0.050214 | 0.050214 | 0.050214 | 0.050214 | 0.050214 | 0.050214 | 0.050214 | 0.050214 | 0.050214 | 0.050214 | 0.050214 | 0.050214 | 0.050214 | 0.050214 | 0.050214 | 0.050214 | 0.050214 | 0.050214 | 0.050214 | 0.050214 | 0.050214 | 0.050214 | 0.050214 | 0.050214 | 0.050214 | 0.050214 | 0.050214 | 0.050214 | 0.050214 | 0.050214 | 0.050214 | 0.050214 | 0.050214 | 0.050214 | 0.050214 | 0.050214 | 0.050214 | 0.050214 | 0.050214 | 0.050214 | 0.050214 | 0.050214 | 0.050214 | 0.050214 | 0.050214 | 0.050214 | 0.050214 | 0.050214 | 0.050214 | 0.050214 | 0.050214 | 0.050214 | 0.050214 | 0.050214 | 0.050214 | 0.050214 | 0.050214 | 0.050214 | 0.050214
|  | NHL1 | Norwich and the Broads to Norfolk Harleston potable transfer (5 Ml/d) | Total NPC |  |  | Total | 2019-20: 30.2152
|  | NHL2 | Norwich and the Broads to Norfolk Harleston potable transfer (10 Ml/d) | Capex |  |  |  | 0 | 0 | 0 | 0 | 0 | 0 | 4.2551 | 11.4952 | 17.0934 | 8.4827 | 0 | 0 | 0 | 0 | 0 | 0.0087947 | 0.022709 | 0 | 0 | 0 | 0 | 0 | 0.0087947 | 0.41999 | 1.125 | 0 | 0 | 0 | 0 | 0.0087947 | 0.022709 | 0 | 0 | 0 | 0 | 0 | 0.0087947 | 0.022709 | 0.40499 | 1.125 | 0 | 0 | 0 | 0.0087947 | 0.022709 | 0 | 0 | 0 | 0 | 0 | 0.0087947 | 0.022709 | 0 | 0.40499 | 1.125 | 0 | 0 | 0.0087947 | 0.17125 | 0.59415 | 0 | 0 | 0 | 0 | 0.0087947 | 0.022709 | 0 | 0 | 0.40499 | 1.125 | 0 | 0.0087947 | 0.022709 | 0 | 0 | 0 | 0 | 0 | 0.0087947 | 0.022709 | 0 | 0 | 0 | 0.40499 | 1.125 | 0.0087947
|  | NHL2 | Norwich and the Broads to Norfolk Harleston potable transfer (10 Ml/d) | Capex | Optimism Bias |  |  | 0 | 0 | 0 | 0 | 0 | 0 | 0.78294 | 2.1151 | 3.1452 | 1.5608 | 0 | 0 | 0 | 0 | 0 | 0.0016182 | 0.0041784 | 0 | 0 | 0 | 0 | 0 | 0.0016182 | 0.077279 | 0.20701 | 0 | 0 | 0 | 0 | 0.0016182 | 0.0041784 | 0 | 0 | 0 | 0 | 0 | 0.0016182 | 0.0041784 | 0.074518 | 0.20701 | 0 | 0 | 0 | 0.0016182 | 0.0041784 | 0 | 0 | 0 | 0 | 0 | 0.0016182 | 0.0041784 | 0 | 0.074518 | 0.20701 | 0 | 0 | 0.0016182 | 0.03151 | 0.10932 | 0 | 0 | 0 | 0 | 0.0016182 | 0.0041784 | 0 | 0 | 0.074518 | 0.20701 | 0 | 0.0016182 | 0.0041784 | 0 | 0 | 0 | 0 | 0 | 0.0016182 | 0.0041784 | 0 | 0 | 0 | 0.074518 | 0.20701 | 0.0016182
|  | NHL2 | Norwich and the Broads to Norfolk Harleston potable transfer (10 Ml/d) | Discount Factor | [9 empty] | 0.96618 | 0.93351 | 0.90194 | 0.87144 | 0.84197 | 0.8135 | 0.78599 | 0.75941 | 0.73373 | 0.70892 | 0.68495 | 0.66178 | 0.6394 | 0.61778 | 0.59689 | 0.57671 | 0.5572 | 0.53836 | 0.52016 | 0.50257 | 0.48557 | 0.46915 | 0.45329 | 0.43796 | 0.42315 | 0.40884 | 0.39501 | 0.38165 | 0.36875 | 0.35628 | 0.39999 | 0.38834 | 0.37703 | 0.36604 | 0.35538 | 0.34503 | 0.33498 | 0.32523 | 0.31575 | 0.30656 | 0.29763 | 0.28896 | 0.28054 | 0.27237 | 0.26444 | 0.25674 | 0.24926 | 0.242 | 0.23495 | 0.22811 | 0.22146 | 0.21501 | 0.20875 | 0.20267 | 0.19677 | 0.19104 | 0.18547 | 0.18007 | 0.17483 | 0.16973 | 0.16479 | 0.15999 | 0.15533 | 0.15081 | 0.14641 | 0.14215 | 0.13801 | 0.13399 | 0.13009 | 0.1263 | 0.12262 | 0.11905 | 0.11558 | 0.11221 | 0.10895 | 0.1531 | 0.14937 | 0.14573 | 0.14217 | 0.1387
|  | NHL2 | Norwich and the Broads to Norfolk Harleston potable transfer (10 Ml/d) | Discount Rate | [9 empty] | 0.035 | 0.035 | 0.035 | 0.035 | 0.035 | 0.035 | 0.035 | 0.035 | 0.035 | 0.035 | 0.035 | 0.035 | 0.035 | 0.035 | 0.035 | 0.035 | 0.035 | 0.035 | 0.035 | 0.035 | 0.035 | 0.035 | 0.035 | 0.035 | 0.035 | 0.035 | 0.035 | 0.035 | 0.035 | 0.035 | 0.03 | 0.03 | 0.03 | 0.03 | 0.03 | 0.03 | 0.03 | 0.03 | 0.03 | 0.03 | 0.03 | 0.03 | 0.03 | 0.03 | 0.03 | 0.03 | 0.03 | 0.03 | 0.03 | 0.03 | 0.03 | 0.03 | 0.03 | 0.03 | 0.03 | 0.03 | 0.03 | 0.03 | 0.03 | 0.03 | 0.03 | 0.03 | 0.03 | 0.03 | 0.03 | 0.03 | 0.03 | 0.03 | 0.03 | 0.03 | 0.03 | 0.03 | 0.03 | 0.03 | 0.03 | 0.025 | 0.025 | 0.025 | 0.025 | 0.025
|  | NHL2 | Norwich and the Broads to Norfolk Harleston potable transfer (10 Ml/d) | Financing Cost | [9 empty] | 0.16122 | 0.59675 | 1.2444 | 1.5589 | 1.5451 | 1.5313 | 1.5175 | 1.5037 | 1.4899 | 1.4764 | 1.4634 | 1.4496 | 1.4358 | 1.422 | 1.4081 | 1.3943 | 1.3808 | 1.3824 | 1.4117 | 1.3999 | 1.3881 | 1.3763 | 1.3645 | 1.353 | 1.3421 | 1.3302 | 1.3184 | 1.3066 | 1.2947 | 1.2829 | 1.2714 | 1.2604 | 1.2639 | 1.2947 | 1.2828 | 1.271 | 1.2592 | 1.2476 | 1.2367 | 1.2248 | 1.213 | 1.2011 | 1.1893 | 1.1774 | 1.1659 | 1.155 | 1.1431 | 1.1466 | 1.1774 | 1.1656 | 1.1537 | 1.1422 | 1.1368 | 1.1474 | 1.1356 | 1.1237 | 1.1119 | 1.1 | 1.0885 | 1.0775 | 1.0657 | 1.0539 | 1.0574 | 1.0881 | 1.0763 | 1.0648 | 1.0538 | 1.042 | 1.0301 | 1.0183 | 1.0064 | 0.99459 | 0.98308 | 0.9721 | 0.96026 | 0.94842 | 0.93657 | 0.94008 | 0.97086 | 0.95935
|  | NHL2 | Norwich and the Broads to Norfolk Harleston potable transfer (10 Ml/d) | Net Present Cost (NPC) | [9 empty] | 0.15577 | 0.55707 | 1.1224 | 1.3701 | 1.3571 | 1.3325 | 1.2766 | 1.223 | 1.1715 | 1.1223 | 1.0755 | 1.0299 | 0.98628 | 0.94439 | 0.9042 | 0.86565 | 0.82886 | 0.80168 | 0.78982 | 0.75718 | 0.72585 | 0.69576 | 0.66688 | 0.63931 | 0.61305 | 0.58748 | 0.56294 | 0.53938 | 0.51678 | 0.49508 | 0.55122 | 0.5309 | 0.51675 | 0.51297 | 0.49382 | 0.47535 | 0.45754 | 0.44047 | 0.42417 | 0.40819 | 0.39278 | 0.37791 | 0.36358 | 0.34977 | 0.33654 | 0.32392 | 0.31153 | 0.3033 | 0.3017 | 0.29021 | 0.27914 | 0.26853 | 0.25958 | 0.25417 | 0.24444 | 0.23506 | 0.22601 | 0.2173 | 0.20896 | 0.20101 | 0.1932 | 0.18568 | 0.18081 | 0.18019 | 0.17321 | 0.16653 | 0.16016 | 0.15391 | 0.14789 | 0.14208 | 0.13649 | 0.13111 | 0.12596 | 0.12106 | 0.11624 | 0.16154 | 0.15584 | 0.15254 | 0.1532 | 0.14787
|  | NHL2 | Norwich and the Broads to Norfolk Harleston potable transfer (10 Ml/d) | Opex | [9 empty] | 0 | 0 | 0 | 0.013339 | 0.066694 | 0.10671 | 0.10671 | 0.10671 | 0.10671 | 0.10671 | 0.10671 | 0.10671 | 0.10671 | 0.10671 | 0.10671 | 0.10671 | 0.10671 | 0.10671 | 0.10671 | 0.10671 | 0.10671 | 0.10671 | 0.10671 | 0.10671 | 0.10671 | 0.10671 | 0.10671 | 0.10671 | 0.10671 | 0.10671 | 0.10671 | 0.10671 | 0.10671 | 0.10671 | 0.10671 | 0.10671 | 0.10671 | 0.10671 | 0.10671 | 0.10671 | 0.10671 | 0.10671 | 0.10671 | 0.10671 | 0.10671 | 0.10671 | 0.10671 | 0.10671 | 0.10671 | 0.10671 | 0.10671 | 0.10671 | 0.10671 | 0.10671 | 0.10671 | 0.10671 | 0.10671 | 0.10671 | 0.10671 | 0.10671 | 0.10671 | 0.10671 | 0.10671 | 0.10671 | 0.10671 | 0.10671 | 0.10671 | 0.10671 | 0.10671 | 0.10671 | 0.10671 | 0.10671 | 0.10671 | 0.10671 | 0.10671 | 0.10671 | 0.10671 | 0.10671 | 0.10671 | 0.10671
|  | NHL2 | Norwich and the Broads to Norfolk Harleston potable transfer (10 Ml/d) | Total NPC |  |  | Total | 2019-20: 39.3565
|  | NHL3 | Norfolk East Harling to Norfolk Harleston potable transfer (10 Ml/d) | Capex |  |  |  | 0 | 0 | 0 | 0 | 0 | 0 | 2.3222 | 6.2734 | 9.3286 | 4.6294 | 0 | 0 | 0 | 0 | 0 | 0.022996 | 0.060527 | 0 | 0 | 0 | 0 | 0 | 0.022996 | 0.58106 | 1.4984 | 0 | 0 | 0 | 0 | 0.022996 | 0.060527 | 0 | 0 | 0 | 0 | 0 | 0.022996 | 0.060527 | 0.53632 | 1.4984 | 0 | 0 | 0 | 0.022996 | 0.060527 | 0 | 0 | 0 | 0 | 0 | 0.022996 | 0.060527 | 0 | 0.53632 | 1.4984 | 0 | 0 | 0.022996 | 0.77441 | 2.8555 | 0 | 0 | 0 | 0 | 0.022996 | 0.060527 | 0 | 0 | 0.53632 | 1.4984 | 0 | 0.022996 | 0.060527 | 0 | 0 | 0 | 0 | 0 | 0.022996 | 0.060527 | 0 | 0 | 0 | 0.53632 | 1.4984 | 0.022996
|  | NHL3 | Norfolk East Harling to Norfolk Harleston potable transfer (10 Ml/d) | Capex | Optimism Bias |  |  | 0 | 0 | 0 | 0 | 0 | 0 | 0.42729 | 1.1543 | 1.7165 | 0.8518 | 0 | 0 | 0 | 0 | 0 | 0.0042312 | 0.011137 | 0 | 0 | 0 | 0 | 0 | 0.0042312 | 0.10691 | 0.27571 | 0 | 0 | 0 | 0 | 0.0042312 | 0.011137 | 0 | 0 | 0 | 0 | 0 | 0.0042312 | 0.011137 | 0.098683 | 0.27571 | 0 | 0 | 0 | 0.0042312 | 0.011137 | 0 | 0 | 0 | 0 | 0 | 0.0042312 | 0.011137 | 0 | 0.098683 | 0.27571 | 0 | 0 | 0.0042312 | 0.14249 | 0.52541 | 0 | 0 | 0 | 0 | 0.0042312 | 0.011137 | 0 | 0 | 0.098683 | 0.27571 | 0 | 0.0042312 | 0.011137 | 0 | 0 | 0 | 0 | 0 | 0.0042312 | 0.011137 | 0 | 0 | 0 | 0.098683 | 0.27571 | 0.0042312
|  | NHL3 | Norfolk East Harling to Norfolk Harleston potable transfer (10 Ml/d) | Discount Factor | [9 empty] | 0.96618 | 0.93351 | 0.90194 | 0.87144 | 0.84197 | 0.8135 | 0.78599 | 0.75941 | 0.73373 | 0.70892 | 0.68495 | 0.66178 | 0.6394 | 0.61778 | 0.59689 | 0.57671 | 0.5572 | 0.53836 | 0.52016 | 0.50257 | 0.48557 | 0.46915 | 0.45329 | 0.43796 | 0.42315 | 0.40884 | 0.39501 | 0.38165 | 0.36875 | 0.35628 | 0.39999 | 0.38834 | 0.37703 | 0.36604 | 0.35538 | 0.34503 | 0.33498 | 0.32523 | 0.31575 | 0.30656 | 0.29763 | 0.28896 | 0.28054 | 0.27237 | 0.26444 | 0.25674 | 0.24926 | 0.242 | 0.23495 | 0.22811 | 0.22146 | 0.21501 | 0.20875 | 0.20267 | 0.19677 | 0.19104 | 0.18547 | 0.18007 | 0.17483 | 0.16973 | 0.16479 | 0.15999 | 0.15533 | 0.15081 | 0.14641 | 0.14215 | 0.13801 | 0.13399 | 0.13009 | 0.1263 | 0.12262 | 0.11905 | 0.11558 | 0.11221 | 0.10895 | 0.1531 | 0.14937 | 0.14573 | 0.14217 | 0.1387
|  | NHL3 | Norfolk East Harling to Norfolk Harleston potable transfer (10 Ml/d) | Discount Rate | [9 empty] | 0.035 | 0.035 | 0.035 | 0.035 | 0.035 | 0.035 | 0.035 | 0.035 | 0.035 | 0.035 | 0.035 | 0.035 | 0.035 | 0.035 | 0.035 | 0.035 | 0.035 | 0.035 | 0.035 | 0.035 | 0.035 | 0.035 | 0.035 | 0.035 | 0.035 | 0.035 | 0.035 | 0.035 | 0.035 | 0.035 | 0.03 | 0.03 | 0.03 | 0.03 | 0.03 | 0.03 | 0.03 | 0.03 | 0.03 | 0.03 | 0.03 | 0.03 | 0.03 | 0.03 | 0.03 | 0.03 | 0.03 | 0.03 | 0.03 | 0.03 | 0.03 | 0.03 | 0.03 | 0.03 | 0.03 | 0.03 | 0.03 | 0.03 | 0.03 | 0.03 | 0.03 | 0.03 | 0.03 | 0.03 | 0.03 | 0.03 | 0.03 | 0.03 | 0.03 | 0.03 | 0.03 | 0.03 | 0.03 | 0.03 | 0.03 | 0.025 | 0.025 | 0.025 | 0.025 | 0.025
|  | NHL3 | Norfolk East Harling to Norfolk Harleston potable transfer (10 Ml/d) | Financing Cost | [9 empty] | 0.087984 | 0.32567 | 0.67911 | 0.84768 | 0.83401 | 0.82035 | 0.80668 | 0.79302 | 0.77936 | 0.7665 | 0.75504 | 0.74133 | 0.72762 | 0.71391 | 0.7002 | 0.68649 | 0.67365 | 0.68131 | 0.72497 | 0.71374 | 0.7025 | 0.69127 | 0.68003 | 0.66967 | 0.66069 | 0.64938 | 0.63808 | 0.62677 | 0.61546 | 0.60416 | 0.59372 | 0.58471 | 0.59372 | 0.63918 | 0.62787 | 0.61655 | 0.60524 | 0.5948 | 0.58578 | 0.57447 | 0.56315 | 0.55184 | 0.54053 | 0.52921 | 0.51877 | 0.50975 | 0.49844 | 0.50745 | 0.5529 | 0.54159 | 0.53028 | 0.51984 | 0.53759 | 0.6342 | 0.62289 | 0.61157 | 0.60026 | 0.58895 | 0.5785 | 0.56948 | 0.55817 | 0.54686 | 0.55586 | 0.60132 | 0.59001 | 0.57957 | 0.57055 | 0.55924 | 0.54792 | 0.53661 | 0.5253 | 0.51398 | 0.50354 | 0.49452 | 0.48321 | 0.47189 | 0.46058 | 0.46959 | 0.51505 | 0.50461
|  | NHL3 | Norfolk East Harling to Norfolk Harleston potable transfer (10 Ml/d) | Net Present Cost (NPC) | [9 empty] | 0.085008 | 0.30402 | 0.61252 | 0.75163 | 0.76467 | 0.7639 | 0.72733 | 0.69236 | 0.65892 | 0.62753 | 0.59846 | 0.56915 | 0.54113 | 0.51436 | 0.48879 | 0.46435 | 0.44149 | 0.43069 | 0.43883 | 0.41835 | 0.39875 | 0.37999 | 0.36205 | 0.34526 | 0.32979 | 0.31402 | 0.29893 | 0.28451 | 0.27072 | 0.25753 | 0.28495 | 0.27316 | 0.2686 | 0.27741 | 0.26531 | 0.25368 | 0.2425 | 0.23204 | 0.22244 | 0.21249 | 0.20293 | 0.19375 | 0.18494 | 0.17647 | 0.16857 | 0.16134 | 0.15382 | 0.15152 | 0.15779 | 0.15061 | 0.14372 | 0.13729 | 0.137 | 0.15259 | 0.14592 | 0.13951 | 0.13334 | 0.12742 | 0.12189 | 0.11681 | 0.11154 | 0.10648 | 0.10478 | 0.10858 | 0.10376 | 0.099256 | 0.09512 | 0.090834 | 0.086717 | 0.082762 | 0.078964 | 0.075318 | 0.071917 | 0.06881 | 0.065573 | 0.09042 | 0.086525 | 0.085727 | 0.090099 | 0.086453
|  | NHL3 | Norfolk East Harling to Norfolk Harleston potable transfer (10 Ml/d) | Opex | [9 empty] | 0 | 0 | 0 | 0.014836 | 0.074179 | 0.11869 | 0.11869 | 0.11869 | 0.11869 | 0.11869 | 0.11869 | 0.11869 | 0.11869 | 0.11869 | 0.11869 | 0.11869 | 0.11869 | 0.11869 | 0.11869 | 0.11869 | 0.11869 | 0.11869 | 0.11869 | 0.11869 | 0.11869 | 0.11869 | 0.11869 | 0.11869 | 0.11869 | 0.11869 | 0.11869 | 0.11869 | 0.11869 | 0.11869 | 0.11869 | 0.11869 | 0.11869 | 0.11869 | 0.11869 | 0.11869 | 0.11869 | 0.11869 | 0.11869 | 0.11869 | 0.11869 | 0.11869 | 0.11869 | 0.11869 | 0.11869 | 0.11869 | 0.11869 | 0.11869 | 0.11869 | 0.11869 | 0.11869 | 0.11869 | 0.11869 | 0.11869 | 0.11869 | 0.11869 | 0.11869 | 0.11869 | 0.11869 | 0.11869 | 0.11869 | 0.11869 | 0.11869 | 0.11869 | 0.11869 | 0.11869 | 0.11869 | 0.11869 | 0.11869 | 0.11869 | 0.11869 | 0.11869 | 0.11869 | 0.11869 | 0.11869 | 0.11869
|  | NHL3 | Norfolk East Harling to Norfolk Harleston potable transfer (10 Ml/d) | Total NPC |  |  | Total | 2019-20: 21.5145
|  | NHL4 | Norfolk East Harling to Norfolk Harleston potable transfer (5 Ml/d) | Capex |  |  |  | 0 | 0 | 0 | 0 | 0 | 0 | 0.66066 | 1.5415 | 4.4044 | 8.8088 | 6.6066 | 0 | 0 | 0 | 0 | 0 | 0 | 0.090423 | 0 | 0 | 0 | 0 | 0 | 0 | 0.090423 | 1.3296 | 0 | 0 | 0 | 0 | 0 | 0.090423 | 0 | 0 | 0 | 0 | 0 | 0 | 0.090423 | 0 | 1.3296 | 0 | 0 | 0 | 0 | 0.090423 | 0 | 0 | 0 | 0 | 0 | 0 | 0.090423 | 0 | 0 | 1.3296 | 0 | 0 | 0.65083 | 2.6938 | 0 | 0 | 0 | 0 | 0 | 0 | 0.090423 | 0 | 0 | 0 | 1.3296 | 0 | 0 | 0.090423 | 0 | 0 | 0 | 0 | 0 | 0 | 0.090423 | 0 | 0 | 0 | 0 | 1.3296
|  | NHL4 | Norfolk East Harling to Norfolk Harleston potable transfer (5 Ml/d) | Capex | Optimism Bias |  |  | 0 | 0 | 0 | 0 | 0 | 0 | 0.087207 | 0.20348 | 0.58138 | 1.1628 | 0.87207 | 0 | 0 | 0 | 0 | 0 | 0 | 0.011936 | 0 | 0 | 0 | 0 | 0 | 0 | 0.011936 | 0.17551 | 0 | 0 | 0 | 0 | 0 | 0.011936 | 0 | 0 | 0 | 0 | 0 | 0 | 0.011936 | 0 | 0.17551 | 0 | 0 | 0 | 0 | 0.011936 | 0 | 0 | 0 | 0 | 0 | 0 | 0.011936 | 0 | 0 | 0.17551 | 0 | 0 | 0.08591 | 0.35558 | 0 | 0 | 0 | 0 | 0 | 0 | 0.011936 | 0 | 0 | 0 | 0.17551 | 0 | 0 | 0.011936 | 0 | 0 | 0 | 0 | 0 | 0 | 0.011936 | 0 | 0 | 0 | 0 | 0.17551
|  | NHL4 | Norfolk East Harling to Norfolk Harleston potable transfer (5 Ml/d) | Discount Factor | [9 empty] | 0.96618 | 0.93351 | 0.90194 | 0.87144 | 0.84197 | 0.8135 | 0.78599 | 0.75941 | 0.73373 | 0.70892 | 0.68495 | 0.66178 | 0.6394 | 0.61778 | 0.59689 | 0.57671 | 0.5572 | 0.53836 | 0.52016 | 0.50257 | 0.48557 | 0.46915 | 0.45329 | 0.43796 | 0.42315 | 0.40884 | 0.39501 | 0.38165 | 0.36875 | 0.35628 | 0.39999 | 0.38834 | 0.37703 | 0.36604 | 0.35538 | 0.34503 | 0.33498 | 0.32523 | 0.31575 | 0.30656 | 0.29763 | 0.28896 | 0.28054 | 0.27237 | 0.26444 | 0.25674 | 0.24926 | 0.242 | 0.23495 | 0.22811 | 0.22146 | 0.21501 | 0.20875 | 0.20267 | 0.19677 | 0.19104 | 0.18547 | 0.18007 | 0.17483 | 0.16973 | 0.16479 | 0.15999 | 0.15533 | 0.15081 | 0.14641 | 0.14215 | 0.13801 | 0.13399 | 0.13009 | 0.1263 | 0.12262 | 0.11905 | 0.11558 | 0.11221 | 0.10895 | 0.1531 | 0.14937 | 0.14573 | 0.14217 | 0.1387
|  | NHL4 | Norfolk East Harling to Norfolk Harleston potable transfer (5 Ml/d) | Discount Rate | [9 empty] | 0.035 | 0.035 | 0.035 | 0.035 | 0.035 | 0.035 | 0.035 | 0.035 | 0.035 | 0.035 | 0.035 | 0.035 | 0.035 | 0.035 | 0.035 | 0.035 | 0.035 | 0.035 | 0.035 | 0.035 | 0.035 | 0.035 | 0.035 | 0.035 | 0.035 | 0.035 | 0.035 | 0.035 | 0.035 | 0.035 | 0.03 | 0.03 | 0.03 | 0.03 | 0.03 | 0.03 | 0.03 | 0.03 | 0.03 | 0.03 | 0.03 | 0.03 | 0.03 | 0.03 | 0.03 | 0.03 | 0.03 | 0.03 | 0.03 | 0.03 | 0.03 | 0.03 | 0.03 | 0.03 | 0.03 | 0.03 | 0.03 | 0.03 | 0.03 | 0.03 | 0.03 | 0.03 | 0.03 | 0.03 | 0.03 | 0.03 | 0.03 | 0.03 | 0.03 | 0.03 | 0.03 | 0.03 | 0.03 | 0.03 | 0.03 | 0.025 | 0.025 | 0.025 | 0.025 | 0.025
|  | NHL4 | Norfolk East Harling to Norfolk Harleston potable transfer (5 Ml/d) | Financing Cost | [9 empty] | 0.023932 | 0.079772 | 0.23932 | 0.55499 | 0.78601 | 0.77625 | 0.76649 | 0.75673 | 0.74696 | 0.7372 | 0.72758 | 0.72119 | 0.71136 | 0.70152 | 0.69168 | 0.68185 | 0.67201 | 0.66217 | 0.65698 | 0.69704 | 0.68791 | 0.67878 | 0.66965 | 0.66053 | 0.6514 | 0.64555 | 0.63642 | 0.62729 | 0.61816 | 0.60903 | 0.59991 | 0.59078 | 0.58492 | 0.5758 | 0.61483 | 0.60571 | 0.59658 | 0.58745 | 0.57832 | 0.57247 | 0.56334 | 0.55421 | 0.54508 | 0.53596 | 0.52683 | 0.5177 | 0.51185 | 0.50272 | 0.49359 | 0.53263 | 0.5235 | 0.51437 | 0.52859 | 0.61645 | 0.60696 | 0.59784 | 0.58871 | 0.57958 | 0.57045 | 0.56132 | 0.55547 | 0.54634 | 0.53722 | 0.52809 | 0.56712 | 0.558 | 0.54887 | 0.54302 | 0.53389 | 0.52476 | 0.51563 | 0.5065 | 0.49738 | 0.48825 | 0.4824 | 0.47327 | 0.46414 | 0.45501 | 0.44588 | 0.48492
|  | NHL4 | Norfolk East Harling to Norfolk Harleston potable transfer (5 Ml/d) | Net Present Cost (NPC) | [9 empty] | 0.023122 | 0.074468 | 0.21585 | 0.48364 | 0.6618 | 0.67503 | 0.6866 | 0.65597 | 0.62662 | 0.59851 | 0.57168 | 0.54812 | 0.5233 | 0.49953 | 0.47676 | 0.45497 | 0.4341 | 0.41412 | 0.39742 | 0.40411 | 0.38601 | 0.36868 | 0.35207 | 0.33617 | 0.32094 | 0.30769 | 0.29368 | 0.28027 | 0.26742 | 0.25513 | 0.28278 | 0.271 | 0.2609 | 0.24996 | 0.25655 | 0.24593 | 0.23571 | 0.22587 | 0.21641 | 0.20831 | 0.19953 | 0.19108 | 0.18295 | 0.17514 | 0.16762 | 0.1604 | 0.15427 | 0.14757 | 0.14112 | 0.14592 | 0.13965 | 0.13362 | 0.13269 | 0.14663 | 0.1405 | 0.13466 | 0.12905 | 0.12364 | 0.11845 | 0.11345 | 0.10918 | 0.10454 | 0.10008 | 0.095784 | 0.098709 | 0.094537 | 0.090524 | 0.087103 | 0.083378 | 0.079797 | 0.076354 | 0.073043 | 0.069861 | 0.066802 | 0.064218 | 0.08885 | 0.08532 | 0.081909 | 0.078613 | 0.08211
|  | NHL4 | Norfolk East Harling to Norfolk Harleston potable transfer (5 Ml/d) | Opex | [9 empty] | 0 | 0 | 0 | 0 | 0 | 0.05353 | 0.10706 | 0.10706 | 0.10706 | 0.10706 | 0.10706 | 0.10706 | 0.10706 | 0.10706 | 0.10706 | 0.10706 | 0.10706 | 0.10706 | 0.10706 | 0.10706 | 0.10706 | 0.10706 | 0.10706 | 0.10706 | 0.10706 | 0.10706 | 0.10706 | 0.10706 | 0.10706 | 0.10706 | 0.10706 | 0.10706 | 0.10706 | 0.10706 | 0.10706 | 0.10706 | 0.10706 | 0.10706 | 0.10706 | 0.10706 | 0.10706 | 0.10706 | 0.10706 | 0.10706 | 0.10706 | 0.10706 | 0.10706 | 0.10706 | 0.10706 | 0.10706 | 0.10706 | 0.10706 | 0.10706 | 0.10706 | 0.10706 | 0.10706 | 0.10706 | 0.10706 | 0.10706 | 0.10706 | 0.10706 | 0.10706 | 0.10706 | 0.10706 | 0.10706 | 0.10706 | 0.10706 | 0.10706 | 0.10706 | 0.10706 | 0.10706 | 0.10706 | 0.10706 | 0.10706 | 0.10706 | 0.10706 | 0.10706 | 0.10706 | 0.10706 | 0.10706
|  | NHL4 | Norfolk East Harling to Norfolk Harleston potable transfer (5 Ml/d) | Total NPC |  |  | Total | 2019-20: 19.7358
|  | NHL5 | Norfolk East Harling to Harleston potable transfer (15 Ml/d) | Capex |  |  |  | 0 | 0 | 0 | 0 | 0 | 0 | 3.3819 | 9.1361 | 13.5854 | 6.7418 | 0 | 0 | 0 | 0 | 0 | 0.0091297 | 0.023591 | 0 | 0 | 0 | 0 | 0 | 0.0091297 | 0.55215 | 1.4998 | 0 | 0 | 0 | 0 | 0.0091297 | 0.023591 | 0 | 0 | 0 | 0 | 0 | 0.0091297 | 0.023591 | 0.53677 | 1.4998 | 0 | 0 | 0 | 0.0091297 | 0.023591 | 0 | 0 | 0 | 0 | 0 | 0.0091297 | 0.023591 | 0 | 0.53677 | 1.4998 | 0 | 0 | 0.0091297 | 0.23031 | 0.82687 | 0 | 0 | 0 | 0 | 0.0091297 | 0.023591 | 0 | 0 | 0.53677 | 1.4998 | 0 | 0.0091297 | 0.023591 | 0 | 0 | 0 | 0 | 0 | 0.0091297 | 0.023591 | 0 | 0 | 0 | 0.53677 | 1.4998 | 0.0091297
|  | NHL5 | Norfolk East Harling to Harleston potable transfer (15 Ml/d) | Capex | Optimism Bias |  |  | 0 | 0 | 0 | 0 | 0 | 0 | 0.62226 | 1.681 | 2.4997 | 1.2405 | 0 | 0 | 0 | 0 | 0 | 0.0016799 | 0.0043408 | 0 | 0 | 0 | 0 | 0 | 0.0016799 | 0.1016 | 0.27595 | 0 | 0 | 0 | 0 | 0.0016799 | 0.0043408 | 0 | 0 | 0 | 0 | 0 | 0.0016799 | 0.0043408 | 0.098765 | 0.27595 | 0 | 0 | 0 | 0.0016799 | 0.0043408 | 0 | 0 | 0 | 0 | 0 | 0.0016799 | 0.0043408 | 0 | 0.098765 | 0.27595 | 0 | 0 | 0.0016799 | 0.042377 | 0.15214 | 0 | 0 | 0 | 0 | 0.0016799 | 0.0043408 | 0 | 0 | 0.098765 | 0.27595 | 0 | 0.0016799 | 0.0043408 | 0 | 0 | 0 | 0 | 0 | 0.0016799 | 0.0043408 | 0 | 0 | 0 | 0.098765 | 0.27595 | 0.0016799
|  | NHL5 | Norfolk East Harling to Harleston potable transfer (15 Ml/d) | Discount Factor | [9 empty] | 0.96618 | 0.93351 | 0.90194 | 0.87144 | 0.84197 | 0.8135 | 0.78599 | 0.75941 | 0.73373 | 0.70892 | 0.68495 | 0.66178 | 0.6394 | 0.61778 | 0.59689 | 0.57671 | 0.5572 | 0.53836 | 0.52016 | 0.50257 | 0.48557 | 0.46915 | 0.45329 | 0.43796 | 0.42315 | 0.40884 | 0.39501 | 0.38165 | 0.36875 | 0.35628 | 0.39999 | 0.38834 | 0.37703 | 0.36604 | 0.35538 | 0.34503 | 0.33498 | 0.32523 | 0.31575 | 0.30656 | 0.29763 | 0.28896 | 0.28054 | 0.27237 | 0.26444 | 0.25674 | 0.24926 | 0.242 | 0.23495 | 0.22811 | 0.22146 | 0.21501 | 0.20875 | 0.20267 | 0.19677 | 0.19104 | 0.18547 | 0.18007 | 0.17483 | 0.16973 | 0.16479 | 0.15999 | 0.15533 | 0.15081 | 0.14641 | 0.14215 | 0.13801 | 0.13399 | 0.13009 | 0.1263 | 0.12262 | 0.11905 | 0.11558 | 0.11221 | 0.10895 | 0.1531 | 0.14937 | 0.14573 | 0.14217 | 0.1387
|  | NHL5 | Norfolk East Harling to Harleston potable transfer (15 Ml/d) | Discount Rate | [9 empty] | 0.035 | 0.035 | 0.035 | 0.035 | 0.035 | 0.035 | 0.035 | 0.035 | 0.035 | 0.035 | 0.035 | 0.035 | 0.035 | 0.035 | 0.035 | 0.035 | 0.035 | 0.035 | 0.035 | 0.035 | 0.035 | 0.035 | 0.035 | 0.035 | 0.035 | 0.035 | 0.035 | 0.035 | 0.035 | 0.035 | 0.03 | 0.03 | 0.03 | 0.03 | 0.03 | 0.03 | 0.03 | 0.03 | 0.03 | 0.03 | 0.03 | 0.03 | 0.03 | 0.03 | 0.03 | 0.03 | 0.03 | 0.03 | 0.03 | 0.03 | 0.03 | 0.03 | 0.03 | 0.03 | 0.03 | 0.03 | 0.03 | 0.03 | 0.03 | 0.03 | 0.03 | 0.03 | 0.03 | 0.03 | 0.03 | 0.03 | 0.03 | 0.03 | 0.03 | 0.03 | 0.03 | 0.03 | 0.03 | 0.03 | 0.03 | 0.025 | 0.025 | 0.025 | 0.025 | 0.025
|  | NHL5 | Norfolk East Harling to Harleston potable transfer (15 Ml/d) | Financing Cost | [9 empty] | 0.12813 | 0.47428 | 0.989 | 1.2373 | 1.2231 | 1.2089 | 1.1947 | 1.1805 | 1.1663 | 1.1524 | 1.1391 | 1.1248 | 1.1106 | 1.0963 | 1.0821 | 1.0679 | 1.054 | 1.06 | 1.1033 | 1.0918 | 1.0803 | 1.0688 | 1.0573 | 1.0462 | 1.0355 | 1.024 | 1.0125 | 1.0009 | 0.9894 | 0.97787 | 0.96668 | 0.95604 | 0.96484 | 1.0101 | 0.99859 | 0.98705 | 0.97551 | 0.96432 | 0.95368 | 0.94214 | 0.9306 | 0.91907 | 0.90753 | 0.89599 | 0.8848 | 0.87416 | 0.86262 | 0.87142 | 0.91671 | 0.90517 | 0.89363 | 0.88244 | 0.87955 | 0.89926 | 0.88773 | 0.87619 | 0.86465 | 0.85312 | 0.84192 | 0.83128 | 0.81974 | 0.80821 | 0.81701 | 0.86229 | 0.85076 | 0.83956 | 0.82892 | 0.81738 | 0.80585 | 0.79431 | 0.78277 | 0.77123 | 0.76004 | 0.7494 | 0.73786 | 0.72633 | 0.71479 | 0.72359 | 0.76887 | 0.75768
|  | NHL5 | Norfolk East Harling to Harleston potable transfer (15 Ml/d) | Net Present Cost (NPC) | [9 empty] | 0.1238 | 0.44274 | 0.89202 | 1.0955 | 1.1132 | 1.1123 | 1.0636 | 1.0168 | 0.972 | 0.92929 | 0.88872 | 0.84924 | 0.81142 | 0.77518 | 0.74047 | 0.70722 | 0.67556 | 0.65596 | 0.6563 | 0.62833 | 0.6015 | 0.57576 | 0.55108 | 0.52756 | 0.50523 | 0.48343 | 0.46252 | 0.44248 | 0.42326 | 0.40484 | 0.45003 | 0.43279 | 0.42351 | 0.42775 | 0.41119 | 0.39523 | 0.37985 | 0.36515 | 0.35116 | 0.33739 | 0.32413 | 0.31136 | 0.29905 | 0.2872 | 0.27587 | 0.26511 | 0.25451 | 0.24923 | 0.25261 | 0.24262 | 0.233 | 0.2238 | 0.21668 | 0.21437 | 0.20585 | 0.19765 | 0.18975 | 0.18215 | 0.17489 | 0.16799 | 0.16119 | 0.15465 | 0.15152 | 0.15393 | 0.14776 | 0.14186 | 0.13626 | 0.13075 | 0.12544 | 0.12033 | 0.11541 | 0.11068 | 0.10616 | 0.10187 | 0.097648 | 0.13546 | 0.13043 | 0.12853 | 0.13184 | 0.12707
|  | NHL5 | Norfolk East Harling to Harleston potable transfer (15 Ml/d) | Opex | [9 empty] | 0 | 0 | 0 | 0.019805 | 0.099025 | 0.15844 | 0.15844 | 0.15844 | 0.15844 | 0.15844 | 0.15844 | 0.15844 | 0.15844 | 0.15844 | 0.15844 | 0.15844 | 0.15844 | 0.15844 | 0.15844 | 0.15844 | 0.15844 | 0.15844 | 0.15844 | 0.15844 | 0.15844 | 0.15844 | 0.15844 | 0.15844 | 0.15844 | 0.15844 | 0.15844 | 0.15844 | 0.15844 | 0.15844 | 0.15844 | 0.15844 | 0.15844 | 0.15844 | 0.15844 | 0.15844 | 0.15844 | 0.15844 | 0.15844 | 0.15844 | 0.15844 | 0.15844 | 0.15844 | 0.15844 | 0.15844 | 0.15844 | 0.15844 | 0.15844 | 0.15844 | 0.15844 | 0.15844 | 0.15844 | 0.15844 | 0.15844 | 0.15844 | 0.15844 | 0.15844 | 0.15844 | 0.15844 | 0.15844 | 0.15844 | 0.15844 | 0.15844 | 0.15844 | 0.15844 | 0.15844 | 0.15844 | 0.15844 | 0.15844 | 0.15844 | 0.15844 | 0.15844 | 0.15844 | 0.15844 | 0.15844 | 0.15844
|  | NHL5 | Norfolk East Harling to Harleston potable transfer (15 Ml/d) | Total NPC |  |  | Total | 2019-20: 32.478
|  | NHL6 | Norwich and the Broads to Norfolk Harleston potable transfer (15 Ml/d) | Capex |  |  |  | 0 | 0 | 0 | 0 | 0 | 0 | 5.2179 | 14.0961 | 20.9609 | 10.402 | 0 | 0 | 0 | 0 | 0 | 0.0088523 | 0.02286 | 0 | 0 | 0 | 0 | 0 | 0.0088523 | 0.44802 | 1.204 | 0 | 0 | 0 | 0 | 0.0088523 | 0.02286 | 0 | 0 | 0 | 0 | 0 | 0.0088523 | 0.02286 | 0.43297 | 1.204 | 0 | 0 | 0 | 0.0088523 | 0.02286 | 0 | 0 | 0 | 0 | 0 | 0.0088523 | 0.02286 | 0 | 0.43297 | 1.204 | 0 | 0 | 0.0088523 | 0.18255 | 0.63874 | 0 | 0 | 0 | 0 | 0.0088523 | 0.02286 | 0 | 0 | 0.43297 | 1.204 | 0 | 0.0088523 | 0.02286 | 0 | 0 | 0 | 0 | 0 | 0.0088523 | 0.02286 | 0 | 0 | 0 | 0.43297 | 1.204 | 0.0088523
|  | NHL6 | Norwich and the Broads to Norfolk Harleston potable transfer (15 Ml/d) | Capex | Optimism Bias |  |  | 0 | 0 | 0 | 0 | 0 | 0 | 0.96009 | 2.5937 | 3.8568 | 1.914 | 0 | 0 | 0 | 0 | 0 | 0.0016288 | 0.0042063 | 0 | 0 | 0 | 0 | 0 | 0.0016288 | 0.082436 | 0.22153 | 0 | 0 | 0 | 0 | 0.0016288 | 0.0042063 | 0 | 0 | 0 | 0 | 0 | 0.0016288 | 0.0042063 | 0.079667 | 0.22153 | 0 | 0 | 0 | 0.0016288 | 0.0042063 | 0 | 0 | 0 | 0 | 0 | 0.0016288 | 0.0042063 | 0 | 0.079667 | 0.22153 | 0 | 0 | 0.0016288 | 0.033588 | 0.11753 | 0 | 0 | 0 | 0 | 0.0016288 | 0.0042063 | 0 | 0 | 0.079667 | 0.22153 | 0 | 0.0016288 | 0.0042063 | 0 | 0 | 0 | 0 | 0 | 0.0016288 | 0.0042063 | 0 | 0 | 0 | 0.079667 | 0.22153 | 0.0016288
|  | NHL6 | Norwich and the Broads to Norfolk Harleston potable transfer (15 Ml/d) | Discount Factor | [9 empty] | 0.96618 | 0.93351 | 0.90194 | 0.87144 | 0.84197 | 0.8135 | 0.78599 | 0.75941 | 0.73373 | 0.70892 | 0.68495 | 0.66178 | 0.6394 | 0.61778 | 0.59689 | 0.57671 | 0.5572 | 0.53836 | 0.52016 | 0.50257 | 0.48557 | 0.46915 | 0.45329 | 0.43796 | 0.42315 | 0.40884 | 0.39501 | 0.38165 | 0.36875 | 0.35628 | 0.39999 | 0.38834 | 0.37703 | 0.36604 | 0.35538 | 0.34503 | 0.33498 | 0.32523 | 0.31575 | 0.30656 | 0.29763 | 0.28896 | 0.28054 | 0.27237 | 0.26444 | 0.25674 | 0.24926 | 0.242 | 0.23495 | 0.22811 | 0.22146 | 0.21501 | 0.20875 | 0.20267 | 0.19677 | 0.19104 | 0.18547 | 0.18007 | 0.17483 | 0.16973 | 0.16479 | 0.15999 | 0.15533 | 0.15081 | 0.14641 | 0.14215 | 0.13801 | 0.13399 | 0.13009 | 0.1263 | 0.12262 | 0.11905 | 0.11558 | 0.11221 | 0.10895 | 0.1531 | 0.14937 | 0.14573 | 0.14217 | 0.1387
|  | NHL6 | Norwich and the Broads to Norfolk Harleston potable transfer (15 Ml/d) | Discount Rate | [9 empty] | 0.035 | 0.035 | 0.035 | 0.035 | 0.035 | 0.035 | 0.035 | 0.035 | 0.035 | 0.035 | 0.035 | 0.035 | 0.035 | 0.035 | 0.035 | 0.035 | 0.035 | 0.035 | 0.035 | 0.035 | 0.035 | 0.035 | 0.035 | 0.035 | 0.035 | 0.035 | 0.035 | 0.035 | 0.035 | 0.035 | 0.03 | 0.03 | 0.03 | 0.03 | 0.03 | 0.03 | 0.03 | 0.03 | 0.03 | 0.03 | 0.03 | 0.03 | 0.03 | 0.03 | 0.03 | 0.03 | 0.03 | 0.03 | 0.03 | 0.03 | 0.03 | 0.03 | 0.03 | 0.03 | 0.03 | 0.03 | 0.03 | 0.03 | 0.03 | 0.03 | 0.03 | 0.03 | 0.03 | 0.03 | 0.03 | 0.03 | 0.03 | 0.03 | 0.03 | 0.03 | 0.03 | 0.03 | 0.03 | 0.03 | 0.03 | 0.025 | 0.025 | 0.025 | 0.025 | 0.025
|  | NHL6 | Norwich and the Broads to Norfolk Harleston potable transfer (15 Ml/d) | Financing Cost | [9 empty] | 0.1977 | 0.73177 | 1.5259 | 1.912 | 1.896 | 1.88 | 1.864 | 1.848 | 1.832 | 1.8163 | 1.8011 | 1.7851 | 1.7691 | 1.753 | 1.737 | 1.721 | 1.7053 | 1.7057 | 1.7358 | 1.722 | 1.7081 | 1.6943 | 1.6804 | 1.6669 | 1.6539 | 1.6401 | 1.6262 | 1.6123 | 1.5984 | 1.5845 | 1.571 | 1.558 | 1.5605 | 1.5922 | 1.5783 | 1.5645 | 1.5506 | 1.537 | 1.524 | 1.5101 | 1.4962 | 1.4824 | 1.4685 | 1.4546 | 1.441 | 1.428 | 1.4141 | 1.4167 | 1.4484 | 1.4345 | 1.4206 | 1.4071 | 1.4 | 1.4103 | 1.3964 | 1.3825 | 1.3686 | 1.3548 | 1.3412 | 1.3282 | 1.3143 | 1.3004 | 1.3029 | 1.3347 | 1.3208 | 1.3072 | 1.2942 | 1.2803 | 1.2665 | 1.2526 | 1.2387 | 1.2248 | 1.2113 | 1.1982 | 1.1844 | 1.1705 | 1.1566 | 1.1591 | 1.1908 | 1.1773
|  | NHL6 | Norwich and the Broads to Norfolk Harleston potable transfer (15 Ml/d) | Net Present Cost (NPC) | [9 empty] | 0.19101 | 0.68311 | 1.3763 | 1.6793 | 1.6597 | 1.6272 | 1.5596 | 1.4947 | 1.4324 | 1.3729 | 1.316 | 1.2609 | 1.208 | 1.1573 | 1.1086 | 1.0618 | 1.0172 | 0.98299 | 0.96543 | 0.92583 | 0.8878 | 0.85128 | 0.81622 | 0.7827 | 0.75073 | 0.71967 | 0.68985 | 0.66122 | 0.63374 | 0.60737 | 0.67646 | 0.65171 | 0.63367 | 0.62683 | 0.60364 | 0.58127 | 0.55969 | 0.53898 | 0.51917 | 0.49979 | 0.48111 | 0.46308 | 0.4457 | 0.42893 | 0.41286 | 0.39749 | 0.38245 | 0.37192 | 0.36855 | 0.35465 | 0.34124 | 0.32839 | 0.31736 | 0.31019 | 0.29843 | 0.28708 | 0.27614 | 0.2656 | 0.2555 | 0.24585 | 0.2364 | 0.22729 | 0.22106 | 0.21941 | 0.21099 | 0.20291 | 0.19521 | 0.18766 | 0.18039 | 0.17338 | 0.16663 | 0.16012 | 0.15389 | 0.14795 | 0.14213 | 0.19761 | 0.19072 | 0.18643 | 0.1864 | 0.17997
|  | NHL6 | Norwich and the Broads to Norfolk Harleston potable transfer (15 Ml/d) | Opex | [9 empty] | 0 | 0 | 0 | 0.015029 | 0.075144 | 0.12023 | 0.12023 | 0.12023 | 0.12023 | 0.12023 | 0.12023 | 0.12023 | 0.12023 | 0.12023 | 0.12023 | 0.12023 | 0.12023 | 0.12023 | 0.12023 | 0.12023 | 0.12023 | 0.12023 | 0.12023 | 0.12023 | 0.12023 | 0.12023 | 0.12023 | 0.12023 | 0.12023 | 0.12023 | 0.12023 | 0.12023 | 0.12023 | 0.12023 | 0.12023 | 0.12023 | 0.12023 | 0.12023 | 0.12023 | 0.12023 | 0.12023 | 0.12023 | 0.12023 | 0.12023 | 0.12023 | 0.12023 | 0.12023 | 0.12023 | 0.12023 | 0.12023 | 0.12023 | 0.12023 | 0.12023 | 0.12023 | 0.12023 | 0.12023 | 0.12023 | 0.12023 | 0.12023 | 0.12023 | 0.12023 | 0.12023 | 0.12023 | 0.12023 | 0.12023 | 0.12023 | 0.12023 | 0.12023 | 0.12023 | 0.12023 | 0.12023 | 0.12023 | 0.12023 | 0.12023 | 0.12023 | 0.12023 | 0.12023 | 0.12023 | 0.12023 | 0.12023
|  | NHL6 | Norwich and the Broads to Norfolk Harleston potable transfer (15 Ml/d) | Total NPC |  |  | Total | 2019-20: 48.1712
|  | NHL7 | Norfolk Harleston WTW backwash water recovery | Capex |  |  |  | 0 | 0 | 0 | 0 | 0 | 0 | 0.28964 | 0.60847 | 0.54133 | 0.082439 | 0 | 0 | 0 | 0 | 0 | 0.059927 | 0.020306 | 0 | 0 | 0 | 0 | 0 | 0.059927 | 0.3901 | 0.12558 | 0 | 0 | 0 | 0.0047604 | 0.06143 | 0.020306 | 0 | 0 | 0 | 0 | 0 | 0.059927 | 0.020306 | 0.37092 | 0.12558 | 0 | 0 | 0 | 0.059927 | 0.020306 | 0 | 0 | 0 | 0.0047604 | 0.0015252 | 0.059927 | 0.020306 | 0 | 0.37092 | 0.12558 | 0 | 0 | 0.059927 | 0.14628 | 0.50388 | 0 | 0 | 0 | 0 | 0.059927 | 0.020306 | 0 | 0 | 0.37568 | 0.1271 | 0 | 0.059927 | 0.020306 | 0 | 0 | 0 | 0 | 0 | 0.059927 | 0.020306 | 0 | 0 | 0 | 0.37092 | 0.12558 | 0.059927
|  | NHL7 | Norfolk Harleston WTW backwash water recovery | Capex | Optimism Bias |  |  | 0 | 0 | 0 | 0 | 0 | 0 | -5.3859e-11 | -1.1315e-10 | -1.0066e-10 | -1.533e-11 | 0 | 0 | 0 | 0 | 0 | -1.1144e-11 | -3.776e-12 | 0 | 0 | 0 | 0 | 0 | -1.1144e-11 | -7.254e-11 | -2.3351e-11 | 0 | 0 | 0 | -8.8522e-13 | -1.1423e-11 | -3.776e-12 | 0 | 0 | 0 | 0 | 0 | -1.1144e-11 | -3.776e-12 | -6.8974e-11 | -2.3351e-11 | 0 | 0 | 0 | -1.1144e-11 | -3.776e-12 | 0 | 0 | 0 | -8.8522e-13 | -2.8362e-13 | -1.1144e-11 | -3.776e-12 | 0 | -6.8974e-11 | -2.3351e-11 | 0 | 0 | -1.1144e-11 | -2.7201e-11 | -9.3699e-11 | 0 | 0 | 0 | 0 | -1.1144e-11 | -3.776e-12 | 0 | 0 | -6.9859e-11 | -2.3635e-11 | 0 | -1.1144e-11 | -3.776e-12 | 0 | 0 | 0 | 0 | 0 | -1.1144e-11 | -3.776e-12 | 0 | 0 | 0 | -6.8974e-11 | -2.3351e-11 | -1.1144e-11
|  | NHL7 | Norfolk Harleston WTW backwash water recovery | Discount Factor | [9 empty] | 0.96618 | 0.93351 | 0.90194 | 0.87144 | 0.84197 | 0.8135 | 0.78599 | 0.75941 | 0.73373 | 0.70892 | 0.68495 | 0.66178 | 0.6394 | 0.61778 | 0.59689 | 0.57671 | 0.5572 | 0.53836 | 0.52016 | 0.50257 | 0.48557 | 0.46915 | 0.45329 | 0.43796 | 0.42315 | 0.40884 | 0.39501 | 0.38165 | 0.36875 | 0.35628 | 0.39999 | 0.38834 | 0.37703 | 0.36604 | 0.35538 | 0.34503 | 0.33498 | 0.32523 | 0.31575 | 0.30656 | 0.29763 | 0.28896 | 0.28054 | 0.27237 | 0.26444 | 0.25674 | 0.24926 | 0.242 | 0.23495 | 0.22811 | 0.22146 | 0.21501 | 0.20875 | 0.20267 | 0.19677 | 0.19104 | 0.18547 | 0.18007 | 0.17483 | 0.16973 | 0.16479 | 0.15999 | 0.15533 | 0.15081 | 0.14641 | 0.14215 | 0.13801 | 0.13399 | 0.13009 | 0.1263 | 0.12262 | 0.11905 | 0.11558 | 0.11221 | 0.10895 | 0.1531 | 0.14937 | 0.14573 | 0.14217 | 0.1387
|  | NHL7 | Norfolk Harleston WTW backwash water recovery | Discount Rate | [9 empty] | 0.035 | 0.035 | 0.035 | 0.035 | 0.035 | 0.035 | 0.035 | 0.035 | 0.035 | 0.035 | 0.035 | 0.035 | 0.035 | 0.035 | 0.035 | 0.035 | 0.035 | 0.035 | 0.035 | 0.035 | 0.035 | 0.035 | 0.035 | 0.035 | 0.035 | 0.035 | 0.035 | 0.035 | 0.035 | 0.035 | 0.03 | 0.03 | 0.03 | 0.03 | 0.03 | 0.03 | 0.03 | 0.03 | 0.03 | 0.03 | 0.03 | 0.03 | 0.03 | 0.03 | 0.03 | 0.03 | 0.03 | 0.03 | 0.03 | 0.03 | 0.03 | 0.03 | 0.03 | 0.03 | 0.03 | 0.03 | 0.03 | 0.03 | 0.03 | 0.03 | 0.03 | 0.03 | 0.03 | 0.03 | 0.03 | 0.03 | 0.03 | 0.03 | 0.03 | 0.03 | 0.03 | 0.03 | 0.03 | 0.03 | 0.03 | 0.025 | 0.025 | 0.025 | 0.025 | 0.025
|  | NHL7 | Norfolk Harleston WTW backwash water recovery | Financing Cost | [9 empty] | 0.0073771 | 0.022875 | 0.036662 | 0.037849 | 0.036022 | 0.034196 | 0.032369 | 0.030543 | 0.028716 | 0.02867 | 0.027348 | 0.025503 | 0.023659 | 0.021814 | 0.01997 | 0.018126 | 0.018199 | 0.028444 | 0.03023 | 0.028396 | 0.026562 | 0.024728 | 0.023043 | 0.023171 | 0.021984 | 0.020146 | 0.018307 | 0.016469 | 0.01463 | 0.012792 | 0.012871 | 0.011682 | 0.021713 | 0.023892 | 0.022053 | 0.020214 | 0.018375 | 0.018453 | 0.017264 | 0.015425 | 0.013586 | 0.011746 | 0.01006 | 0.0082693 | 0.0083478 | 0.0071585 | 0.0053193 | 0.01535 | 0.017529 | 0.01569 | 0.013851 | 0.013929 | 0.016731 | 0.030975 | 0.029136 | 0.027297 | 0.025458 | 0.023619 | 0.023697 | 0.022508 | 0.020669 | 0.01883 | 0.029012 | 0.03124 | 0.029401 | 0.02948 | 0.028291 | 0.026451 | 0.024612 | 0.022773 | 0.020934 | 0.019095 | 0.019173 | 0.017984 | 0.016145 | 0.014306 | 0.012467 | 0.022497 | 0.024676 | 0.024755
|  | NHL7 | Norfolk Harleston WTW backwash water recovery | Net Present Cost (NPC) | [9 empty] | 0.0071276 | 0.021354 | 0.033067 | 0.037924 | 0.041469 | 0.040118 | 0.037326 | 0.034676 | 0.032164 | 0.031043 | 0.029088 | 0.026884 | 0.024795 | 0.022817 | 0.020945 | 0.019173 | 0.018565 | 0.023453 | 0.023589 | 0.021869 | 0.020239 | 0.018695 | 0.017299 | 0.016769 | 0.0157 | 0.014418 | 0.013204 | 0.012056 | 0.01097 | 0.0099442 | 0.011196 | 0.010408 | 0.013887 | 0.01428 | 0.01321 | 0.012191 | 0.01122 | 0.010919 | 0.010225 | 0.0093635 | 0.0085434 | 0.0077631 | 0.0070638 | 0.0063704 | 0.0062057 | 0.0057196 | 0.0050946 | 0.0073735 | 0.0076708 | 0.0070278 | 0.0064158 | 0.0062458 | 0.0066487 | 0.009342 | 0.0087081 | 0.0081031 | 0.007526 | 0.0069756 | 0.0067862 | 0.0063866 | 0.0058975 | 0.0054315 | 0.006855 | 0.0069913 | 0.0065184 | 0.0063397 | 0.005991 | 0.00557 | 0.0051686 | 0.0047857 | 0.0044208 | 0.0040731 | 0.0039636 | 0.0037147 | 0.0034061 | 0.0045051 | 0.0041205 | 0.0054817 | 0.0056578 | 0.0055307
|  | NHL7 | Norfolk Harleston WTW backwash water recovery | Opex | [9 empty] | 0 | 0 | 0 | 0.0056698 | 0.01323 | 0.015119 | 0.015119 | 0.015119 | 0.015119 | 0.015119 | 0.015119 | 0.015119 | 0.015119 | 0.015119 | 0.015119 | 0.015119 | 0.015119 | 0.015119 | 0.015119 | 0.015119 | 0.015119 | 0.015119 | 0.015119 | 0.015119 | 0.015119 | 0.015119 | 0.015119 | 0.015119 | 0.015119 | 0.015119 | 0.015119 | 0.015119 | 0.015119 | 0.015119 | 0.015119 | 0.015119 | 0.015119 | 0.015119 | 0.015119 | 0.015119 | 0.015119 | 0.015119 | 0.015119 | 0.015119 | 0.015119 | 0.015119 | 0.015119 | 0.015119 | 0.015119 | 0.015119 | 0.015119 | 0.015119 | 0.015119 | 0.015119 | 0.015119 | 0.015119 | 0.015119 | 0.015119 | 0.015119 | 0.015119 | 0.015119 | 0.015119 | 0.015119 | 0.015119 | 0.015119 | 0.015119 | 0.015119 | 0.015119 | 0.015119 | 0.015119 | 0.015119 | 0.015119 | 0.015119 | 0.015119 | 0.015119 | 0.015119 | 0.015119 | 0.015119 | 0.015119 | 0.015119
|  | NHL7 | Norfolk Harleston WTW backwash water recovery | Total NPC |  |  | Total | 2019-20: 1.06
|  | NNC1 | Fenland to North Norfolk Coast potable transfer (10) | Capex |  |  |  | 0 | 0 | 0 | 0 | 0 | 0 | 2.4541 | 6.6298 | 9.8585 | 4.8923 | 0 | 0 | 0 | 0 | 0 | 0.0087453 | 0.022579 | 0 | 0 | 0 | 0 | 0 | 0.0087453 | 0.39526 | 1.0554 | 0 | 0 | 0 | 0 | 0.0087453 | 0.022579 | 0 | 0 | 0 | 0 | 0 | 0.0087453 | 0.022579 | 0.38029 | 1.0554 | 0 | 0 | 0 | 0.0087453 | 0.022579 | 0 | 0 | 0 | 0 | 0 | 0.0087453 | 0.022579 | 0 | 0.38029 | 1.0554 | 0 | 0 | 0.0087453 | 0.15223 | 0.5186 | 0 | 0 | 0 | 0 | 0.0087453 | 0.022579 | 0 | 0 | 0.38029 | 1.0554 | 0 | 0.0087453 | 0.022579 | 0 | 0 | 0 | 0 | 0 | 0.0087453 | 0.022579 | 0 | 0 | 0 | 0.38029 | 1.0554 | 0.0087453
|  | NNC1 | Fenland to North Norfolk Coast potable transfer (10) | Capex | Optimism Bias |  |  | 0 | 0 | 0 | 0 | 0 | 0 | 0.45156 | 1.2199 | 1.814 | 0.90019 | 0 | 0 | 0 | 0 | 0 | 0.0016091 | 0.0041545 | 0 | 0 | 0 | 0 | 0 | 0.0016091 | 0.072727 | 0.19419 | 0 | 0 | 0 | 0 | 0.0016091 | 0.0041545 | 0 | 0 | 0 | 0 | 0 | 0.0016091 | 0.0041545 | 0.069973 | 0.19419 | 0 | 0 | 0 | 0.0016091 | 0.0041545 | 0 | 0 | 0 | 0 | 0 | 0.0016091 | 0.0041545 | 0 | 0.069973 | 0.19419 | 0 | 0 | 0.0016091 | 0.02801 | 0.095422 | 0 | 0 | 0 | 0 | 0.0016091 | 0.0041545 | 0 | 0 | 0.069973 | 0.19419 | 0 | 0.0016091 | 0.0041545 | 0 | 0 | 0 | 0 | 0 | 0.0016091 | 0.0041545 | 0 | 0 | 0 | 0.069973 | 0.19419 | 0.0016091
|  | NNC1 | Fenland to North Norfolk Coast potable transfer (10) | Discount Factor | [9 empty] | 0.96618 | 0.93351 | 0.90194 | 0.87144 | 0.84197 | 0.8135 | 0.78599 | 0.75941 | 0.73373 | 0.70892 | 0.68495 | 0.66178 | 0.6394 | 0.61778 | 0.59689 | 0.57671 | 0.5572 | 0.53836 | 0.52016 | 0.50257 | 0.48557 | 0.46915 | 0.45329 | 0.43796 | 0.42315 | 0.40884 | 0.39501 | 0.38165 | 0.36875 | 0.35628 | 0.39999 | 0.38834 | 0.37703 | 0.36604 | 0.35538 | 0.34503 | 0.33498 | 0.32523 | 0.31575 | 0.30656 | 0.29763 | 0.28896 | 0.28054 | 0.27237 | 0.26444 | 0.25674 | 0.24926 | 0.242 | 0.23495 | 0.22811 | 0.22146 | 0.21501 | 0.20875 | 0.20267 | 0.19677 | 0.19104 | 0.18547 | 0.18007 | 0.17483 | 0.16973 | 0.16479 | 0.15999 | 0.15533 | 0.15081 | 0.14641 | 0.14215 | 0.13801 | 0.13399 | 0.13009 | 0.1263 | 0.12262 | 0.11905 | 0.11558 | 0.11221 | 0.10895 | 0.1531 | 0.14937 | 0.14573 | 0.14217 | 0.1387
|  | NNC1 | Fenland to North Norfolk Coast potable transfer (10) | Discount Rate | [9 empty] | 0.035 | 0.035 | 0.035 | 0.035 | 0.035 | 0.035 | 0.035 | 0.035 | 0.035 | 0.035 | 0.035 | 0.035 | 0.035 | 0.035 | 0.035 | 0.035 | 0.035 | 0.035 | 0.035 | 0.035 | 0.035 | 0.035 | 0.035 | 0.035 | 0.035 | 0.035 | 0.035 | 0.035 | 0.035 | 0.035 | 0.03 | 0.03 | 0.03 | 0.03 | 0.03 | 0.03 | 0.03 | 0.03 | 0.03 | 0.03 | 0.03 | 0.03 | 0.03 | 0.03 | 0.03 | 0.03 | 0.03 | 0.03 | 0.03 | 0.03 | 0.03 | 0.03 | 0.03 | 0.03 | 0.03 | 0.03 | 0.03 | 0.03 | 0.03 | 0.03 | 0.03 | 0.03 | 0.03 | 0.03 | 0.03 | 0.03 | 0.03 | 0.03 | 0.03 | 0.03 | 0.03 | 0.03 | 0.03 | 0.03 | 0.03 | 0.025 | 0.025 | 0.025 | 0.025 | 0.025
|  | NNC1 | Fenland to North Norfolk Coast potable transfer (10) | Financing Cost | [9 empty] | 0.092981 | 0.34417 | 0.71769 | 0.89818 | 0.88845 | 0.87872 | 0.86899 | 0.85926 | 0.84953 | 0.8401 | 0.83118 | 0.82141 | 0.81164 | 0.80187 | 0.7921 | 0.78233 | 0.77289 | 0.77764 | 0.80815 | 0.7999 | 0.79164 | 0.78339 | 0.77513 | 0.76721 | 0.75979 | 0.7515 | 0.74322 | 0.73493 | 0.72664 | 0.71835 | 0.71039 | 0.70295 | 0.70907 | 0.74077 | 0.73247 | 0.72418 | 0.71589 | 0.70793 | 0.70049 | 0.6922 | 0.68391 | 0.67562 | 0.66732 | 0.65903 | 0.65107 | 0.64363 | 0.63534 | 0.64146 | 0.67315 | 0.66486 | 0.65657 | 0.64861 | 0.64604 | 0.65734 | 0.64905 | 0.64076 | 0.63247 | 0.62417 | 0.61621 | 0.60878 | 0.60048 | 0.59219 | 0.59831 | 0.63 | 0.62171 | 0.61375 | 0.60631 | 0.59802 | 0.58973 | 0.58144 | 0.57315 | 0.56485 | 0.55689 | 0.54946 | 0.54116 | 0.53287 | 0.52458 | 0.5307 | 0.56239 | 0.55443
|  | NNC1 | Fenland to North Norfolk Coast potable transfer (10) | Net Present Cost (NPC) | [9 empty] | 0.089837 | 0.32129 | 0.64731 | 0.79282 | 0.79687 | 0.7903 | 0.75593 | 0.72298 | 0.69139 | 0.66133 | 0.63286 | 0.60499 | 0.57828 | 0.55269 | 0.52817 | 0.50467 | 0.48235 | 0.46859 | 0.46862 | 0.44862 | 0.42944 | 0.41105 | 0.39341 | 0.37663 | 0.36076 | 0.34517 | 0.33022 | 0.31589 | 0.30215 | 0.28898 | 0.32125 | 0.30901 | 0.30231 | 0.30511 | 0.29328 | 0.28187 | 0.27089 | 0.26041 | 0.25047 | 0.24064 | 0.23116 | 0.22203 | 0.21324 | 0.20477 | 0.1967 | 0.18906 | 0.18149 | 0.17768 | 0.17995 | 0.17282 | 0.16595 | 0.1594 | 0.15422 | 0.15202 | 0.14597 | 0.14013 | 0.13451 | 0.1291 | 0.12395 | 0.11907 | 0.11424 | 0.10959 | 0.10734 | 0.109 | 0.10461 | 0.10043 | 0.096479 | 0.092558 | 0.088783 | 0.08515 | 0.081653 | 0.078288 | 0.075087 | 0.072066 | 0.069064 | 0.095787 | 0.092213 | 0.090855 | 0.093145 | 0.089769
|  | NNC1 | Fenland to North Norfolk Coast potable transfer (10) | Opex | [9 empty] | 0 | 0 | 0 | 0.011596 | 0.057978 | 0.092766 | 0.092766 | 0.092766 | 0.092766 | 0.092766 | 0.092766 | 0.092766 | 0.092766 | 0.092766 | 0.092766 | 0.092766 | 0.092766 | 0.092766 | 0.092766 | 0.092766 | 0.092766 | 0.092766 | 0.092766 | 0.092766 | 0.092766 | 0.092766 | 0.092766 | 0.092766 | 0.092766 | 0.092766 | 0.092766 | 0.092766 | 0.092766 | 0.092766 | 0.092766 | 0.092766 | 0.092766 | 0.092766 | 0.092766 | 0.092766 | 0.092766 | 0.092766 | 0.092766 | 0.092766 | 0.092766 | 0.092766 | 0.092766 | 0.092766 | 0.092766 | 0.092766 | 0.092766 | 0.092766 | 0.092766 | 0.092766 | 0.092766 | 0.092766 | 0.092766 | 0.092766 | 0.092766 | 0.092766 | 0.092766 | 0.092766 | 0.092766 | 0.092766 | 0.092766 | 0.092766 | 0.092766 | 0.092766 | 0.092766 | 0.092766 | 0.092766 | 0.092766 | 0.092766 | 0.092766 | 0.092766 | 0.092766 | 0.092766 | 0.092766 | 0.092766 | 0.092766
|  | NNC1 | Fenland to North Norfolk Coast potable transfer (10) | Total NPC |  |  | Total | 2019-20: 23.1682
|  | NNC3 | Norfolk Aylsham to North Norfolk Coast potable transfer (10 Ml/d) | Capex |  |  |  | 0 | 0 | 0 | 0 | 0 | 0 | 1.5423 | 4.1664 | 6.1955 | 3.0746 | 0 | 0 | 0 | 0 | 0 | 0.0084301 | 0.021749 | 0 | 0 | 0 | 0 | 0 | 0.0084301 | 0.46631 | 1.2581 | 0 | 0 | 0 | 0 | 0.0084301 | 0.021749 | 0 | 0 | 0 | 0 | 0 | 0.0084301 | 0.021749 | 0.45214 | 1.2581 | 0 | 0 | 0 | 0.0084301 | 0.021749 | 0 | 0 | 0 | 0 | 0 | 0.0084301 | 0.021749 | 0 | 0.45214 | 1.2581 | 0 | 0 | 0.0084301 | 0.1814 | 0.6386 | 0 | 0 | 0 | 0 | 0.0084301 | 0.021749 | 0 | 0 | 0.45214 | 1.2581 | 0 | 0.0084301 | 0.021749 | 0 | 0 | 0 | 0 | 0 | 0.0084301 | 0.021749 | 0 | 0 | 0 | 0.45214 | 1.2581 | 0.0084301
|  | NNC3 | Norfolk Aylsham to North Norfolk Coast potable transfer (10 Ml/d) | Capex | Optimism Bias |  |  | 0 | 0 | 0 | 0 | 0 | 0 | 0.28378 | 0.76663 | 1.14 | 0.56572 | 0 | 0 | 0 | 0 | 0 | 0.0015511 | 0.0040018 | 0 | 0 | 0 | 0 | 0 | 0.0015511 | 0.085801 | 0.23149 | 0 | 0 | 0 | 0 | 0.0015511 | 0.0040018 | 0 | 0 | 0 | 0 | 0 | 0.0015511 | 0.0040018 | 0.083194 | 0.23149 | 0 | 0 | 0 | 0.0015511 | 0.0040018 | 0 | 0 | 0 | 0 | 0 | 0.0015511 | 0.0040018 | 0 | 0.083194 | 0.23149 | 0 | 0 | 0.0015511 | 0.033377 | 0.1175 | 0 | 0 | 0 | 0 | 0.0015511 | 0.0040018 | 0 | 0 | 0.083194 | 0.23149 | 0 | 0.0015511 | 0.0040018 | 0 | 0 | 0 | 0 | 0 | 0.0015511 | 0.0040018 | 0 | 0 | 0 | 0.083194 | 0.23149 | 0.0015511
|  | NNC3 | Norfolk Aylsham to North Norfolk Coast potable transfer (10 Ml/d) | Discount Factor | [9 empty] | 0.96618 | 0.93351 | 0.90194 | 0.87144 | 0.84197 | 0.8135 | 0.78599 | 0.75941 | 0.73373 | 0.70892 | 0.68495 | 0.66178 | 0.6394 | 0.61778 | 0.59689 | 0.57671 | 0.5572 | 0.53836 | 0.52016 | 0.50257 | 0.48557 | 0.46915 | 0.45329 | 0.43796 | 0.42315 | 0.40884 | 0.39501 | 0.38165 | 0.36875 | 0.35628 | 0.39999 | 0.38834 | 0.37703 | 0.36604 | 0.35538 | 0.34503 | 0.33498 | 0.32523 | 0.31575 | 0.30656 | 0.29763 | 0.28896 | 0.28054 | 0.27237 | 0.26444 | 0.25674 | 0.24926 | 0.242 | 0.23495 | 0.22811 | 0.22146 | 0.21501 | 0.20875 | 0.20267 | 0.19677 | 0.19104 | 0.18547 | 0.18007 | 0.17483 | 0.16973 | 0.16479 | 0.15999 | 0.15533 | 0.15081 | 0.14641 | 0.14215 | 0.13801 | 0.13399 | 0.13009 | 0.1263 | 0.12262 | 0.11905 | 0.11558 | 0.11221 | 0.10895 | 0.1531 | 0.14937 | 0.14573 | 0.14217 | 0.1387
|  | NNC3 | Norfolk Aylsham to North Norfolk Coast potable transfer (10 Ml/d) | Discount Rate | [9 empty] | 0.035 | 0.035 | 0.035 | 0.035 | 0.035 | 0.035 | 0.035 | 0.035 | 0.035 | 0.035 | 0.035 | 0.035 | 0.035 | 0.035 | 0.035 | 0.035 | 0.035 | 0.035 | 0.035 | 0.035 | 0.035 | 0.035 | 0.035 | 0.035 | 0.035 | 0.035 | 0.035 | 0.035 | 0.035 | 0.035 | 0.03 | 0.03 | 0.03 | 0.03 | 0.03 | 0.03 | 0.03 | 0.03 | 0.03 | 0.03 | 0.03 | 0.03 | 0.03 | 0.03 | 0.03 | 0.03 | 0.03 | 0.03 | 0.03 | 0.03 | 0.03 | 0.03 | 0.03 | 0.03 | 0.03 | 0.03 | 0.03 | 0.03 | 0.03 | 0.03 | 0.03 | 0.03 | 0.03 | 0.03 | 0.03 | 0.03 | 0.03 | 0.03 | 0.03 | 0.03 | 0.03 | 0.03 | 0.03 | 0.03 | 0.03 | 0.025 | 0.025 | 0.025 | 0.025 | 0.025
|  | NNC3 | Norfolk Aylsham to North Norfolk Coast potable transfer (10 Ml/d) | Financing Cost | [9 empty] | 0.058434 | 0.21629 | 0.45103 | 0.56296 | 0.55386 | 0.54475 | 0.53564 | 0.52654 | 0.51743 | 0.50862 | 0.50029 | 0.49115 | 0.482 | 0.47286 | 0.46371 | 0.45456 | 0.44574 | 0.45371 | 0.49261 | 0.48534 | 0.47807 | 0.4708 | 0.46353 | 0.45658 | 0.45012 | 0.44281 | 0.43551 | 0.4282 | 0.4209 | 0.41359 | 0.4066 | 0.40012 | 0.40995 | 0.4503 | 0.443 | 0.43569 | 0.42838 | 0.42139 | 0.41491 | 0.4076 | 0.40029 | 0.39298 | 0.38567 | 0.37837 | 0.37138 | 0.36489 | 0.35758 | 0.36741 | 0.40776 | 0.40046 | 0.39315 | 0.38616 | 0.38566 | 0.40249 | 0.39518 | 0.38787 | 0.38057 | 0.37326 | 0.36627 | 0.35978 | 0.35248 | 0.34517 | 0.35499 | 0.39535 | 0.38804 | 0.38105 | 0.37457 | 0.36726 | 0.35995 | 0.35264 | 0.34533 | 0.33803 | 0.33104 | 0.32455 | 0.31724 | 0.30994 | 0.30263 | 0.31245 | 0.35281 | 0.34582
|  | NNC3 | Norfolk Aylsham to North Norfolk Coast potable transfer (10 Ml/d) | Net Present Cost (NPC) | [9 empty] | 0.056458 | 0.20191 | 0.4068 | 0.50423 | 0.5322 | 0.54498 | 0.51939 | 0.49491 | 0.47149 | 0.4493 | 0.42841 | 0.40787 | 0.38823 | 0.36945 | 0.3515 | 0.33434 | 0.31811 | 0.31165 | 0.32134 | 0.30682 | 0.29292 | 0.2796 | 0.26685 | 0.25478 | 0.24343 | 0.23221 | 0.22147 | 0.2112 | 0.20136 | 0.19195 | 0.2127 | 0.20399 | 0.20175 | 0.21065 | 0.20192 | 0.19351 | 0.18543 | 0.17776 | 0.17053 | 0.16332 | 0.15639 | 0.14972 | 0.14331 | 0.13715 | 0.13131 | 0.12582 | 0.12033 | 0.1192 | 0.12521 | 0.1199 | 0.11479 | 0.10994 | 0.10664 | 0.10694 | 0.10239 | 0.09801 | 0.0938 | 0.089752 | 0.085916 | 0.082313 | 0.078711 | 0.075249 | 0.074583 | 0.078497 | 0.075141 | 0.071959 | 0.068968 | 0.06598 | 0.063107 | 0.060346 | 0.057693 | 0.055142 | 0.052728 | 0.050465 | 0.048199 | 0.066616 | 0.0639 | 0.063773 | 0.067955 | 0.065328
|  | NNC3 | Norfolk Aylsham to North Norfolk Coast potable transfer (10 Ml/d) | Opex | [9 empty] | 0 | 0 | 0 | 0.015646 | 0.078231 | 0.12517 | 0.12517 | 0.12517 | 0.12517 | 0.12517 | 0.12517 | 0.12517 | 0.12517 | 0.12517 | 0.12517 | 0.12517 | 0.12517 | 0.12517 | 0.12517 | 0.12517 | 0.12517 | 0.12517 | 0.12517 | 0.12517 | 0.12517 | 0.12517 | 0.12517 | 0.12517 | 0.12517 | 0.12517 | 0.12517 | 0.12517 | 0.12517 | 0.12517 | 0.12517 | 0.12517 | 0.12517 | 0.12517 | 0.12517 | 0.12517 | 0.12517 | 0.12517 | 0.12517 | 0.12517 | 0.12517 | 0.12517 | 0.12517 | 0.12517 | 0.12517 | 0.12517 | 0.12517 | 0.12517 | 0.12517 | 0.12517 | 0.12517 | 0.12517 | 0.12517 | 0.12517 | 0.12517 | 0.12517 | 0.12517 | 0.12517 | 0.12517 | 0.12517 | 0.12517 | 0.12517 | 0.12517 | 0.12517 | 0.12517 | 0.12517 | 0.12517 | 0.12517 | 0.12517 | 0.12517 | 0.12517 | 0.12517 | 0.12517 | 0.12517 | 0.12517 | 0.12517
|  | NNC3 | Norfolk Aylsham to North Norfolk Coast potable transfer (10 Ml/d) | Total NPC |  |  | Total | 2019-20: 15.6599
|  | NNC4 | Norfolk East Dereham to North Norfolk Coast potable transfer (10 Ml/d) | Capex |  |  |  | 0 | 0 | 0 | 0 | 0 | 0 | 2.1935 | 5.9257 | 8.8116 | 4.3728 | 0 | 0 | 0 | 0 | 0 | 0.0084301 | 0.021749 | 0 | 0 | 0 | 0 | 0 | 0.0084301 | 0.34712 | 0.92127 | 0 | 0 | 0 | 0 | 0.0084301 | 0.021749 | 0 | 0 | 0 | 0 | 0 | 0.0084301 | 0.021749 | 0.33264 | 0.92127 | 0 | 0 | 0 | 0.0084301 | 0.021749 | 0 | 0 | 0 | 0 | 0 | 0.0084301 | 0.021749 | 0 | 0.33264 | 0.92127 | 0 | 0 | 0.0084301 | 0.13743 | 0.46272 | 0 | 0 | 0 | 0 | 0.0084301 | 0.021749 | 0 | 0 | 0.33264 | 0.92127 | 0 | 0.0084301 | 0.021749 | 0 | 0 | 0 | 0 | 0 | 0.0084301 | 0.021749 | 0 | 0 | 0 | 0.33264 | 0.92127 | 0.0084301
|  | NNC4 | Norfolk East Dereham to North Norfolk Coast potable transfer (10 Ml/d) | Capex | Optimism Bias |  |  | 0 | 0 | 0 | 0 | 0 | 0 | 0.40361 | 1.0903 | 1.6213 | 0.8046 | 0 | 0 | 0 | 0 | 0 | 0.0015511 | 0.0040018 | 0 | 0 | 0 | 0 | 0 | 0.0015511 | 0.063869 | 0.16951 | 0 | 0 | 0 | 0 | 0.0015511 | 0.0040018 | 0 | 0 | 0 | 0 | 0 | 0.0015511 | 0.0040018 | 0.061205 | 0.16951 | 0 | 0 | 0 | 0.0015511 | 0.0040018 | 0 | 0 | 0 | 0 | 0 | 0.0015511 | 0.0040018 | 0 | 0.061205 | 0.16951 | 0 | 0 | 0.0015511 | 0.025287 | 0.08514 | 0 | 0 | 0 | 0 | 0.0015511 | 0.0040018 | 0 | 0 | 0.061205 | 0.16951 | 0 | 0.0015511 | 0.0040018 | 0 | 0 | 0 | 0 | 0 | 0.0015511 | 0.0040018 | 0 | 0 | 0 | 0.061205 | 0.16951 | 0.0015511
|  | NNC4 | Norfolk East Dereham to North Norfolk Coast potable transfer (10 Ml/d) | Discount Factor | [9 empty] | 0.96618 | 0.93351 | 0.90194 | 0.87144 | 0.84197 | 0.8135 | 0.78599 | 0.75941 | 0.73373 | 0.70892 | 0.68495 | 0.66178 | 0.6394 | 0.61778 | 0.59689 | 0.57671 | 0.5572 | 0.53836 | 0.52016 | 0.50257 | 0.48557 | 0.46915 | 0.45329 | 0.43796 | 0.42315 | 0.40884 | 0.39501 | 0.38165 | 0.36875 | 0.35628 | 0.39999 | 0.38834 | 0.37703 | 0.36604 | 0.35538 | 0.34503 | 0.33498 | 0.32523 | 0.31575 | 0.30656 | 0.29763 | 0.28896 | 0.28054 | 0.27237 | 0.26444 | 0.25674 | 0.24926 | 0.242 | 0.23495 | 0.22811 | 0.22146 | 0.21501 | 0.20875 | 0.20267 | 0.19677 | 0.19104 | 0.18547 | 0.18007 | 0.17483 | 0.16973 | 0.16479 | 0.15999 | 0.15533 | 0.15081 | 0.14641 | 0.14215 | 0.13801 | 0.13399 | 0.13009 | 0.1263 | 0.12262 | 0.11905 | 0.11558 | 0.11221 | 0.10895 | 0.1531 | 0.14937 | 0.14573 | 0.14217 | 0.1387
|  | NNC4 | Norfolk East Dereham to North Norfolk Coast potable transfer (10 Ml/d) | Discount Rate | [9 empty] | 0.035 | 0.035 | 0.035 | 0.035 | 0.035 | 0.035 | 0.035 | 0.035 | 0.035 | 0.035 | 0.035 | 0.035 | 0.035 | 0.035 | 0.035 | 0.035 | 0.035 | 0.035 | 0.035 | 0.035 | 0.035 | 0.035 | 0.035 | 0.035 | 0.035 | 0.035 | 0.035 | 0.035 | 0.035 | 0.035 | 0.03 | 0.03 | 0.03 | 0.03 | 0.03 | 0.03 | 0.03 | 0.03 | 0.03 | 0.03 | 0.03 | 0.03 | 0.03 | 0.03 | 0.03 | 0.03 | 0.03 | 0.03 | 0.03 | 0.03 | 0.03 | 0.03 | 0.03 | 0.03 | 0.03 | 0.03 | 0.03 | 0.03 | 0.03 | 0.03 | 0.03 | 0.03 | 0.03 | 0.03 | 0.03 | 0.03 | 0.03 | 0.03 | 0.03 | 0.03 | 0.03 | 0.03 | 0.03 | 0.03 | 0.03 | 0.025 | 0.025 | 0.025 | 0.025 | 0.025
|  | NNC4 | Norfolk East Dereham to North Norfolk Coast potable transfer (10 Ml/d) | Financing Cost | [9 empty] | 0.083108 | 0.30762 | 0.64148 | 0.80283 | 0.79419 | 0.78554 | 0.7769 | 0.76826 | 0.75961 | 0.75127 | 0.74341 | 0.73473 | 0.72605 | 0.71737 | 0.70869 | 0.70001 | 0.69165 | 0.69572 | 0.72222 | 0.71491 | 0.70759 | 0.70027 | 0.69295 | 0.68596 | 0.67945 | 0.6721 | 0.66474 | 0.65739 | 0.65004 | 0.64269 | 0.63566 | 0.62913 | 0.63438 | 0.66194 | 0.65458 | 0.64723 | 0.63987 | 0.63284 | 0.62631 | 0.61896 | 0.6116 | 0.60425 | 0.5969 | 0.58954 | 0.58251 | 0.57598 | 0.56863 | 0.57387 | 0.60143 | 0.59407 | 0.58672 | 0.57969 | 0.57749 | 0.58763 | 0.58027 | 0.57292 | 0.56557 | 0.55821 | 0.55118 | 0.54465 | 0.5373 | 0.52994 | 0.53519 | 0.56274 | 0.55539 | 0.54836 | 0.54183 | 0.53447 | 0.52712 | 0.51977 | 0.51241 | 0.50506 | 0.49802 | 0.4915 | 0.48414 | 0.47679 | 0.46943 | 0.47468 | 0.50224 | 0.4952
|  | NNC4 | Norfolk East Dereham to North Norfolk Coast potable transfer (10 Ml/d) | Net Present Cost (NPC) | [9 empty] | 0.080297 | 0.28717 | 0.57857 | 0.70782 | 0.70829 | 0.70026 | 0.66979 | 0.64057 | 0.61257 | 0.58594 | 0.56074 | 0.53603 | 0.51236 | 0.48967 | 0.46793 | 0.4471 | 0.42732 | 0.41506 | 0.41481 | 0.39711 | 0.38013 | 0.36384 | 0.34822 | 0.33338 | 0.31935 | 0.30554 | 0.29231 | 0.27962 | 0.26745 | 0.25579 | 0.28436 | 0.27354 | 0.26755 | 0.26984 | 0.25937 | 0.24928 | 0.23956 | 0.23029 | 0.22152 | 0.21282 | 0.20443 | 0.19635 | 0.18857 | 0.18107 | 0.17394 | 0.1672 | 0.16049 | 0.15709 | 0.15899 | 0.15268 | 0.1466 | 0.14082 | 0.13626 | 0.13435 | 0.12899 | 0.12383 | 0.11885 | 0.11407 | 0.10952 | 0.10522 | 0.10094 | 0.096825 | 0.094821 | 0.096214 | 0.092335 | 0.088646 | 0.085163 | 0.081697 | 0.078361 | 0.07515 | 0.072059 | 0.069085 | 0.06626 | 0.063597 | 0.060944 | 0.08452 | 0.08136 | 0.080141 | 0.082103 | 0.079125
|  | NNC4 | Norfolk East Dereham to North Norfolk Coast potable transfer (10 Ml/d) | Opex | [9 empty] | 0 | 0 | 0 | 0.0094068 | 0.047034 | 0.075255 | 0.075255 | 0.075255 | 0.075255 | 0.075255 | 0.075255 | 0.075255 | 0.075255 | 0.075255 | 0.075255 | 0.075255 | 0.075255 | 0.075255 | 0.075255 | 0.075255 | 0.075255 | 0.075255 | 0.075255 | 0.075255 | 0.075255 | 0.075255 | 0.075255 | 0.075255 | 0.075255 | 0.075255 | 0.075255 | 0.075255 | 0.075255 | 0.075255 | 0.075255 | 0.075255 | 0.075255 | 0.075255 | 0.075255 | 0.075255 | 0.075255 | 0.075255 | 0.075255 | 0.075255 | 0.075255 | 0.075255 | 0.075255 | 0.075255 | 0.075255 | 0.075255 | 0.075255 | 0.075255 | 0.075255 | 0.075255 | 0.075255 | 0.075255 | 0.075255 | 0.075255 | 0.075255 | 0.075255 | 0.075255 | 0.075255 | 0.075255 | 0.075255 | 0.075255 | 0.075255 | 0.075255 | 0.075255 | 0.075255 | 0.075255 | 0.075255 | 0.075255 | 0.075255 | 0.075255 | 0.075255 | 0.075255 | 0.075255 | 0.075255 | 0.075255 | 0.075255
|  | NNC4 | Norfolk East Dereham to North Norfolk Coast potable transfer (10 Ml/d) | Total NPC |  |  | Total | 2019-20: 20.5218
|  | NNC5 | North Norfolk Coast1 WTW backwash water recovery | Capex |  |  |  | 0 | 0 | 0 | 0 | 0 | 0 | 0.084291 | 0.097196 | 0.027714 | 0 | 0 | 0 | 0 | 0 | 0.0049606 | 0.0035433 | 0 | 0 | 0 | 0 | 0 | 0.0049606 | 0.11252 | 0.07784 | 0 | 0 | 0 | 0 | 0.0049606 | 0.0035433 | 0 | 0 | 0 | 0 | 0 | 0.0049606 | 0.0035433 | 0.10898 | 0.07784 | 0 | 0 | 0 | 0.0049606 | 0.0035433 | 0 | 0 | 0 | 0 | 0 | 0.0049606 | 0.0035433 | 0 | 0.10898 | 0.07784 | 0 | 0 | 0.0049606 | 0.0035433 | 0.0068056 | 0.027222 | 0 | 0 | 0 | 0.0049606 | 0.0035433 | 0 | 0 | 0.10898 | 0.07784 | 0 | 0.0049606 | 0.0035433 | 0 | 0 | 0 | 0 | 0 | 0.0049606 | 0.0035433 | 0 | 0 | 0 | 0.10898 | 0.07784 | 0.0049606 | 0.0035433
|  | NNC5 | North Norfolk Coast1 WTW backwash water recovery | Capex | Optimism Bias |  |  | 0 | 0 | 0 | 0 | 0 | 0 | -1.5311e-11 | -1.7655e-11 | -5.0341e-12 | 0 | 0 | 0 | 0 | 0 | -9.0105e-13 | -6.4361e-13 | 0 | 0 | 0 | 0 | 0 | -9.0105e-13 | -2.0438e-11 | -1.4139e-11 | 0 | 0 | 0 | 0 | -9.0105e-13 | -6.4361e-13 | 0 | 0 | 0 | 0 | 0 | -9.0105e-13 | -6.4361e-13 | -1.9795e-11 | -1.4139e-11 | 0 | 0 | 0 | -9.0105e-13 | -6.4361e-13 | 0 | 0 | 0 | 0 | 0 | -9.0105e-13 | -6.4361e-13 | 0 | -1.9795e-11 | -1.4139e-11 | 0 | 0 | -9.0105e-13 | -6.4361e-13 | -1.2362e-12 | -4.9447e-12 | 0 | 0 | 0 | -9.0105e-13 | -6.4361e-13 | 0 | 0 | -1.9795e-11 | -1.4139e-11 | 0 | -9.0105e-13 | -6.4361e-13 | 0 | 0 | 0 | 0 | 0 | -9.0105e-13 | -6.4361e-13 | 0 | 0 | 0 | -1.9795e-11 | -1.4139e-11 | -9.0105e-13 | -6.4361e-13
|  | NNC5 | North Norfolk Coast1 WTW backwash water recovery | Discount Factor | [9 empty] | 0.96618 | 0.93351 | 0.90194 | 0.87144 | 0.84197 | 0.8135 | 0.78599 | 0.75941 | 0.73373 | 0.70892 | 0.68495 | 0.66178 | 0.6394 | 0.61778 | 0.59689 | 0.57671 | 0.5572 | 0.53836 | 0.52016 | 0.50257 | 0.48557 | 0.46915 | 0.45329 | 0.43796 | 0.42315 | 0.40884 | 0.39501 | 0.38165 | 0.36875 | 0.35628 | 0.39999 | 0.38834 | 0.37703 | 0.36604 | 0.35538 | 0.34503 | 0.33498 | 0.32523 | 0.31575 | 0.30656 | 0.29763 | 0.28896 | 0.28054 | 0.27237 | 0.26444 | 0.25674 | 0.24926 | 0.242 | 0.23495 | 0.22811 | 0.22146 | 0.21501 | 0.20875 | 0.20267 | 0.19677 | 0.19104 | 0.18547 | 0.18007 | 0.17483 | 0.16973 | 0.16479 | 0.15999 | 0.15533 | 0.15081 | 0.14641 | 0.14215 | 0.13801 | 0.13399 | 0.13009 | 0.1263 | 0.12262 | 0.11905 | 0.11558 | 0.11221 | 0.10895 | 0.1531 | 0.14937 | 0.14573 | 0.14217 | 0.1387
|  | NNC5 | North Norfolk Coast1 WTW backwash water recovery | Discount Rate | [9 empty] | 0.035 | 0.035 | 0.035 | 0.035 | 0.035 | 0.035 | 0.035 | 0.035 | 0.035 | 0.035 | 0.035 | 0.035 | 0.035 | 0.035 | 0.035 | 0.035 | 0.035 | 0.035 | 0.035 | 0.035 | 0.035 | 0.035 | 0.035 | 0.035 | 0.035 | 0.035 | 0.035 | 0.035 | 0.035 | 0.035 | 0.03 | 0.03 | 0.03 | 0.03 | 0.03 | 0.03 | 0.03 | 0.03 | 0.03 | 0.03 | 0.03 | 0.03 | 0.03 | 0.03 | 0.03 | 0.03 | 0.03 | 0.03 | 0.03 | 0.03 | 0.03 | 0.03 | 0.03 | 0.03 | 0.03 | 0.03 | 0.03 | 0.03 | 0.03 | 0.03 | 0.03 | 0.03 | 0.03 | 0.03 | 0.03 | 0.03 | 0.03 | 0.03 | 0.03 | 0.03 | 0.03 | 0.03 | 0.03 | 0.03 | 0.03 | 0.025 | 0.025 | 0.025 | 0.025 | 0.025
|  | NNC5 | North Norfolk Coast1 WTW backwash water recovery | Financing Cost | [9 empty] | 0.0026973 | 0.0058076 | 0.0066944 | 0.0064863 | 0.0060701 | 0.0056539 | 0.0052377 | 0.0048215 | 0.0045527 | 0.0042191 | 0.0037834 | 0.0033672 | 0.002951 | 0.0025348 | 0.0021185 | 0.0018611 | 0.0049293 | 0.0066884 | 0.0060514 | 0.0055922 | 0.0051331 | 0.0046739 | 0.0043734 | 0.0040276 | 0.0035684 | 0.0031092 | 0.00265 | 0.0021908 | 0.0017316 | 0.0014312 | 0.0010853 | 0.0041134 | 0.0061451 | 0.0056859 | 0.0052267 | 0.0047675 | 0.0044671 | 0.0041212 | 0.003662 | 0.0032028 | 0.0027437 | 0.0022845 | 0.0018253 | 0.0015248 | 0.001179 | 0.0007198 | 0.0037479 | 0.0057796 | 0.0053204 | 0.0048612 | 0.0045607 | 0.0042149 | 0.0039713 | 0.004381 | 0.0039218 | 0.0034626 | 0.0030035 | 0.002703 | 0.0023572 | 0.001898 | 0.0014388 | 0.0044668 | 0.0064985 | 0.0060394 | 0.0057389 | 0.0053931 | 0.0049339 | 0.0044747 | 0.0040155 | 0.0035563 | 0.0030971 | 0.0027966 | 0.0024508 | 0.0019916 | 0.0015324 | 0.0010732 | 0.0041013 | 0.006133 | 0.0058325 | 0.0054867
|  | NNC5 | North Norfolk Coast1 WTW backwash water recovery | Net Present Cost (NPC) | [9 empty] | 0.0026061 | 0.0054214 | 0.0061014 | 0.0058187 | 0.0053137 | 0.0047954 | 0.0043061 | 0.0038444 | 0.0035172 | 0.0031618 | 0.0027564 | 0.0023878 | 0.0020409 | 0.0017148 | 0.0014083 | 0.0012122 | 0.0028808 | 0.0037305 | 0.003273 | 0.0029316 | 0.0026094 | 0.0023058 | 0.0020916 | 0.0018694 | 0.0016119 | 0.0013697 | 0.001142 | 0.00092808 | 0.00072737 | 0.00059573 | 0.00053049 | 0.0016909 | 0.0024077 | 0.0021695 | 0.0019431 | 0.0017281 | 0.0015771 | 0.0014187 | 0.0012324 | 0.0010557 | 0.0008883 | 0.00072973 | 0.00057966 | 0.00048094 | 0.00037548 | 0.00024665 | 0.00099424 | 0.0014569 | 0.0013066 | 0.0011638 | 0.0010634 | 0.00095806 | 0.0008793 | 0.00093673 | 0.0008191 | 0.00070752 | 0.00060174 | 0.00053011 | 0.00045421 | 0.00036304 | 0.0002768 | 0.0007532 | 0.0010468 | 0.0009471 | 0.00087553 | 0.00080087 | 0.00071417 | 0.00063184 | 0.0005537 | 0.00047958 | 0.00040931 | 0.00036162 | 0.00031111 | 0.00025052 | 0.0001932 | 0.00020121 | 0.0006486 | 0.00092885 | 0.00086348 | 0.00079445
|  | NNC5 | North Norfolk Coast1 WTW backwash water recovery | Opex | [9 empty] | 0 | 0 | 7.0275e-05 | 0.00019073 | 0.00024093 | 0.00024093 | 0.00024093 | 0.00024093 | 0.00024093 | 0.00024093 | 0.00024093 | 0.00024093 | 0.00024093 | 0.00024093 | 0.00024093 | 0.00024093 | 0.00024093 | 0.00024093 | 0.00024093 | 0.00024093 | 0.00024093 | 0.00024093 | 0.00024093 | 0.00024093 | 0.00024093 | 0.00024093 | 0.00024093 | 0.00024093 | 0.00024093 | 0.00024093 | 0.00024093 | 0.00024093 | 0.00024093 | 0.00024093 | 0.00024093 | 0.00024093 | 0.00024093 | 0.00024093 | 0.00024093 | 0.00024093 | 0.00024093 | 0.00024093 | 0.00024093 | 0.00024093 | 0.00024093 | 0.00024093 | 0.00024093 | 0.00024093 | 0.00024093 | 0.00024093 | 0.00024093 | 0.00024093 | 0.00024093 | 0.00024093 | 0.00024093 | 0.00024093 | 0.00024093 | 0.00024093 | 0.00024093 | 0.00024093 | 0.00024093 | 0.00024093 | 0.00024093 | 0.00024093 | 0.00024093 | 0.00024093 | 0.00024093 | 0.00024093 | 0.00024093 | 0.00024093 | 0.00024093 | 0.00024093 | 0.00024093 | 0.00024093 | 0.00024093 | 0.00024093 | 0.00024093 | 0.00024093 | 0.00024093 | 0.00024093
|  | NNC5 | North Norfolk Coast1 WTW backwash water recovery | Total NPC |  |  | Total | 2019-20: 0.1278
|  | NNC6 | North Norfolk Coast2 WTW backwash water recovery | Capex |  |  |  | 0 | 0 | 0 | 0 | 0 | 0 | 0.071756 | 0.077804 | 0.017948 | 0 | 0 | 0 | 0 | 0 | 0.0056692 | 0.0028346 | 0 | 0 | 0 | 0 | 0 | 0.0056692 | 0.12227 | 0.059717 | 0 | 0 | 0 | 0 | 0.0056692 | 0.0028346 | 0 | 0 | 0 | 0 | 0 | 0.0056692 | 0.0028346 | 0.11943 | 0.059717 | 0 | 0 | 0 | 0.0056692 | 0.0028346 | 0 | 0 | 0 | 0 | 0 | 0.0056692 | 0.0028346 | 0 | 0.11943 | 0.059717 | 0 | 0 | 0.0056692 | 0.0028346 | 0 | 0 | 0 | 0 | 0 | 0.0056692 | 0.0028346 | 0 | 0 | 0.11943 | 0.059717 | 0 | 0.0056692 | 0.0028346 | 0 | 0 | 0 | 0 | 0 | 0.0056692 | 0.0028346 | 0 | 0 | 0 | 0.11943 | 0.059717 | 0.0056692 | 0.0028346
|  | NNC6 | North Norfolk Coast2 WTW backwash water recovery | Capex | Optimism Bias |  |  | 0 | 0 | 0 | 0 | 0 | 0 | 7.7107e-12 | 8.3606e-12 | 1.9286e-12 | 0 | 0 | 0 | 0 | 0 | 6.092e-13 | 3.046e-13 | 0 | 0 | 0 | 0 | 0 | 6.092e-13 | 1.3139e-11 | 6.4171e-12 | 0 | 0 | 0 | 0 | 6.092e-13 | 3.046e-13 | 0 | 0 | 0 | 0 | 0 | 6.092e-13 | 3.046e-13 | 1.2834e-11 | 6.4171e-12 | 0 | 0 | 0 | 6.092e-13 | 3.046e-13 | 0 | 0 | 0 | 0 | 0 | 6.092e-13 | 3.046e-13 | 0 | 1.2834e-11 | 6.4171e-12 | 0 | 0 | 6.092e-13 | 3.046e-13 | 0 | 0 | 0 | 0 | 0 | 6.092e-13 | 3.046e-13 | 0 | 0 | 1.2834e-11 | 6.4171e-12 | 0 | 6.092e-13 | 3.046e-13 | 0 | 0 | 0 | 0 | 0 | 6.092e-13 | 3.046e-13 | 0 | 0 | 0 | 1.2834e-11 | 6.4171e-12 | 6.092e-13 | 3.046e-13
|  | NNC6 | North Norfolk Coast2 WTW backwash water recovery | Discount Factor | [9 empty] | 0.96618 | 0.93351 | 0.90194 | 0.87144 | 0.84197 | 0.8135 | 0.78599 | 0.75941 | 0.73373 | 0.70892 | 0.68495 | 0.66178 | 0.6394 | 0.61778 | 0.59689 | 0.57671 | 0.5572 | 0.53836 | 0.52016 | 0.50257 | 0.48557 | 0.46915 | 0.45329 | 0.43796 | 0.42315 | 0.40884 | 0.39501 | 0.38165 | 0.36875 | 0.35628 | 0.39999 | 0.38834 | 0.37703 | 0.36604 | 0.35538 | 0.34503 | 0.33498 | 0.32523 | 0.31575 | 0.30656 | 0.29763 | 0.28896 | 0.28054 | 0.27237 | 0.26444 | 0.25674 | 0.24926 | 0.242 | 0.23495 | 0.22811 | 0.22146 | 0.21501 | 0.20875 | 0.20267 | 0.19677 | 0.19104 | 0.18547 | 0.18007 | 0.17483 | 0.16973 | 0.16479 | 0.15999 | 0.15533 | 0.15081 | 0.14641 | 0.14215 | 0.13801 | 0.13399 | 0.13009 | 0.1263 | 0.12262 | 0.11905 | 0.11558 | 0.11221 | 0.10895 | 0.1531 | 0.14937 | 0.14573 | 0.14217 | 0.1387
|  | NNC6 | North Norfolk Coast2 WTW backwash water recovery | Discount Rate | [9 empty] | 0.035 | 0.035 | 0.035 | 0.035 | 0.035 | 0.035 | 0.035 | 0.035 | 0.035 | 0.035 | 0.035 | 0.035 | 0.035 | 0.035 | 0.035 | 0.035 | 0.035 | 0.035 | 0.035 | 0.035 | 0.035 | 0.035 | 0.035 | 0.035 | 0.035 | 0.035 | 0.035 | 0.035 | 0.035 | 0.035 | 0.03 | 0.03 | 0.03 | 0.03 | 0.03 | 0.03 | 0.03 | 0.03 | 0.03 | 0.03 | 0.03 | 0.03 | 0.03 | 0.03 | 0.03 | 0.03 | 0.03 | 0.03 | 0.03 | 0.03 | 0.03 | 0.03 | 0.03 | 0.03 | 0.03 | 0.03 | 0.03 | 0.03 | 0.03 | 0.03 | 0.03 | 0.03 | 0.03 | 0.03 | 0.03 | 0.03 | 0.03 | 0.03 | 0.03 | 0.03 | 0.03 | 0.03 | 0.03 | 0.03 | 0.03 | 0.025 | 0.025 | 0.025 | 0.025 | 0.025
|  | NNC6 | North Norfolk Coast2 WTW backwash water recovery | Financing Cost | [9 empty] | 0.0022962 | 0.0047859 | 0.0053603 | 0.0051712 | 0.0047931 | 0.004415 | 0.004037 | 0.0036589 | 0.0034493 | 0.0031295 | 0.002732 | 0.0023539 | 0.0019758 | 0.0015977 | 0.0012196 | 0.001023 | 0.0044301 | 0.0056445 | 0.0050538 | 0.0046327 | 0.0042117 | 0.0037906 | 0.0035509 | 0.0032206 | 0.0027995 | 0.0023785 | 0.0019574 | 0.0015363 | 0.0011153 | 0.00087562 | 0.00054526 | 0.0039461 | 0.005436 | 0.0050149 | 0.0045939 | 0.0041728 | 0.0039331 | 0.0036028 | 0.0031817 | 0.0027607 | 0.0023396 | 0.0019185 | 0.0014975 | 0.0012578 | 0.00092745 | 0.00050639 | 0.0039072 | 0.0053971 | 0.004976 | 0.004555 | 0.0043153 | 0.003985 | 0.0035639 | 0.0031428 | 0.0027218 | 0.0023007 | 0.0018796 | 0.00164 | 0.0013096 | 0.00088858 | 0.00046751 | 0.0038683 | 0.0053582 | 0.0049372 | 0.0046975 | 0.0043672 | 0.0039461 | 0.003525 | 0.003104 | 0.0026829 | 0.0022618 | 0.0020222 | 0.0016918 | 0.0012708 | 0.0008497 | 0.00042864 | 0.0038295 | 0.0053194 | 0.0050797 | 0.0047494
|  | NNC6 | North Norfolk Coast2 WTW backwash water recovery | Net Present Cost (NPC) | [9 empty] | 0.0022185 | 0.0044677 | 0.0049071 | 0.0046814 | 0.0042385 | 0.0037876 | 0.0033624 | 0.0029616 | 0.0027076 | 0.0023893 | 0.0020363 | 0.0017172 | 0.0014174 | 0.0011359 | 0.00087179 | 0.00072889 | 0.0026027 | 0.0031685 | 0.0027541 | 0.0024493 | 0.002162 | 0.0018914 | 0.0017188 | 0.001516 | 0.0012866 | 0.0010709 | 0.00086837 | 0.0006783 | 0.00050009 | 0.0003978 | 0.00031447 | 0.001626 | 0.0021403 | 0.0019239 | 0.0017182 | 0.0015229 | 0.0013982 | 0.0012501 | 0.0010807 | 0.00092016 | 0.00076803 | 0.00062399 | 0.00048769 | 0.00040821 | 0.00030896 | 0.00019186 | 0.001034 | 0.0013644 | 0.0012257 | 0.001094 | 0.001009 | 0.00090862 | 0.00079426 | 0.00068579 | 0.00058296 | 0.00048555 | 0.00039331 | 0.0003387 | 0.00027108 | 0.00019171 | 0.00011674 | 0.00065744 | 0.00086972 | 0.00078089 | 0.00072305 | 0.00065503 | 0.00057785 | 0.0005046 | 0.00043513 | 0.00036927 | 0.00030689 | 0.00026942 | 0.00022339 | 0.00016963 | 0.00011882 | 0.00010251 | 0.00060799 | 0.00081028 | 0.00075645 | 0.00069217
|  | NNC6 | North Norfolk Coast2 WTW backwash water recovery | Opex | [9 empty] | 0 | 0 | 8.0307e-05 | 0.00020077 | 0.00024093 | 0.00024093 | 0.00024093 | 0.00024093 | 0.00024093 | 0.00024093 | 0.00024093 | 0.00024093 | 0.00024093 | 0.00024093 | 0.00024093 | 0.00024093 | 0.00024093 | 0.00024093 | 0.00024093 | 0.00024093 | 0.00024093 | 0.00024093 | 0.00024093 | 0.00024093 | 0.00024093 | 0.00024093 | 0.00024093 | 0.00024093 | 0.00024093 | 0.00024093 | 0.00024093 | 0.00024093 | 0.00024093 | 0.00024093 | 0.00024093 | 0.00024093 | 0.00024093 | 0.00024093 | 0.00024093 | 0.00024093 | 0.00024093 | 0.00024093 | 0.00024093 | 0.00024093 | 0.00024093 | 0.00024093 | 0.00024093 | 0.00024093 | 0.00024093 | 0.00024093 | 0.00024093 | 0.00024093 | 0.00024093 | 0.00024093 | 0.00024093 | 0.00024093 | 0.00024093 | 0.00024093 | 0.00024093 | 0.00024093 | 0.00024093 | 0.00024093 | 0.00024093 | 0.00024093 | 0.00024093 | 0.00024093 | 0.00024093 | 0.00024093 | 0.00024093 | 0.00024093 | 0.00024093 | 0.00024093 | 0.00024093 | 0.00024093 | 0.00024093 | 0.00024093 | 0.00024093 | 0.00024093 | 0.00024093 | 0.00024093
|  | NNC6 | North Norfolk Coast2 WTW backwash water recovery | Total NPC |  |  | Total | 2019-20: 0.1035
|  | NTB1 | North Norfolk Coast2 WTW backwash water recovery | Capex |  |  |  | 0 | 0 | 0 | 0 | 0 | 0 | 16.2713 | 44.55 | 70.2961 | 38.8998 | 0 | 0 | 0 | 0 | 0 | 0.33534 | 1.596 | 0 | 0 | 0 | 0 | 0 | 0.33534 | 5.962 | 20.9 | 0 | 0 | 0 | 0 | 0.33534 | 1.596 | 0 | 0 | 0 | 0 | 0 | 0.33534 | 1.596 | 4.4225 | 20.9 | 0 | 0 | 0 | 0.33534 | 1.596 | 0 | 0 | 0 | 0 | 0 | 0.33534 | 1.596 | 0 | 4.4225 | 20.9 | 0 | 0 | 0.33534 | 15.3623 | 55.0649 | 0 | 0 | 0 | 0 | 0.33534 | 1.596 | 0 | 0 | 4.4225 | 20.9 | 0 | 0.33534 | 1.596 | 0 | 0 | 0 | 0 | 0 | 0.33534 | 1.596 | 0 | 0 | 0 | 4.4225 | 20.9 | 0.33534
|  | NTB1 | North Norfolk Coast2 WTW backwash water recovery | Capex | Optimism Bias |  |  | 0 | 0 | 0 | 0 | 0 | 0 | 6.7068 | 18.3628 | 28.975 | 16.0339 | 0 | 0 | 0 | 0 | 0 | 0.13822 | 0.65786 | 0 | 0 | 0 | 0 | 0 | 0.13822 | 2.4575 | 8.6147 | 0 | 0 | 0 | 0 | 0.13822 | 0.65786 | 0 | 0 | 0 | 0 | 0 | 0.13822 | 0.65786 | 1.8229 | 8.6147 | 0 | 0 | 0 | 0.13822 | 0.65786 | 0 | 0 | 0 | 0 | 0 | 0.13822 | 0.65786 | 0 | 1.8229 | 8.6147 | 0 | 0 | 0.13822 | 6.3321 | 22.6969 | 0 | 0 | 0 | 0 | 0.13822 | 0.65786 | 0 | 0 | 1.8229 | 8.6147 | 0 | 0.13822 | 0.65786 | 0 | 0 | 0 | 0 | 0 | 0.13822 | 0.65786 | 0 | 0 | 0 | 1.8229 | 8.6147 | 0.13822
|  | NTB1 | North Norfolk Coast2 WTW backwash water recovery | Discount Factor | [9 empty] | 0.96618 | 0.93351 | 0.90194 | 0.87144 | 0.84197 | 0.8135 | 0.78599 | 0.75941 | 0.73373 | 0.70892 | 0.68495 | 0.66178 | 0.6394 | 0.61778 | 0.59689 | 0.57671 | 0.5572 | 0.53836 | 0.52016 | 0.50257 | 0.48557 | 0.46915 | 0.45329 | 0.43796 | 0.42315 | 0.40884 | 0.39501 | 0.38165 | 0.36875 | 0.35628 | 0.39999 | 0.38834 | 0.37703 | 0.36604 | 0.35538 | 0.34503 | 0.33498 | 0.32523 | 0.31575 | 0.30656 | 0.29763 | 0.28896 | 0.28054 | 0.27237 | 0.26444 | 0.25674 | 0.24926 | 0.242 | 0.23495 | 0.22811 | 0.22146 | 0.21501 | 0.20875 | 0.20267 | 0.19677 | 0.19104 | 0.18547 | 0.18007 | 0.17483 | 0.16973 | 0.16479 | 0.15999 | 0.15533 | 0.15081 | 0.14641 | 0.14215 | 0.13801 | 0.13399 | 0.13009 | 0.1263 | 0.12262 | 0.11905 | 0.11558 | 0.11221 | 0.10895 | 0.1531 | 0.14937 | 0.14573 | 0.14217 | 0.1387
|  | NTB1 | North Norfolk Coast2 WTW backwash water recovery | Discount Rate | [9 empty] | 0.035 | 0.035 | 0.035 | 0.035 | 0.035 | 0.035 | 0.035 | 0.035 | 0.035 | 0.035 | 0.035 | 0.035 | 0.035 | 0.035 | 0.035 | 0.035 | 0.035 | 0.035 | 0.035 | 0.035 | 0.035 | 0.035 | 0.035 | 0.035 | 0.035 | 0.035 | 0.035 | 0.035 | 0.035 | 0.035 | 0.03 | 0.03 | 0.03 | 0.03 | 0.03 | 0.03 | 0.03 | 0.03 | 0.03 | 0.03 | 0.03 | 0.03 | 0.03 | 0.03 | 0.03 | 0.03 | 0.03 | 0.03 | 0.03 | 0.03 | 0.03 | 0.03 | 0.03 | 0.03 | 0.03 | 0.03 | 0.03 | 0.03 | 0.03 | 0.03 | 0.03 | 0.03 | 0.03 | 0.03 | 0.03 | 0.03 | 0.03 | 0.03 | 0.03 | 0.03 | 0.03 | 0.03 | 0.03 | 0.03 | 0.03 | 0.025 | 0.025 | 0.025 | 0.025 | 0.025
|  | NTB1 | North Norfolk Coast2 WTW backwash water recovery | Financing Cost | [9 empty] | 0.7353 | 2.7485 | 5.9252 | 7.5599 | 7.3137 | 7.0674 | 6.8211 | 6.5748 | 6.3286 | 6.0963 | 5.923 | 5.6806 | 5.4382 | 5.1958 | 4.9534 | 4.711 | 4.4837 | 4.5042 | 5.2404 | 5.0793 | 4.9181 | 4.757 | 4.5958 | 4.4498 | 4.3607 | 4.1993 | 4.0378 | 3.8764 | 3.715 | 3.5536 | 3.4073 | 3.318 | 3.3564 | 4.1394 | 3.9779 | 3.8165 | 3.655 | 3.5087 | 3.4194 | 3.2579 | 3.0964 | 2.935 | 2.7735 | 2.612 | 2.4657 | 2.3764 | 2.2149 | 2.2533 | 3.0363 | 2.8749 | 2.7134 | 2.5671 | 3.0936 | 5.4143 | 5.2528 | 5.0914 | 4.9299 | 4.7684 | 4.6221 | 4.5328 | 4.3713 | 4.2099 | 4.2483 | 5.0313 | 4.8698 | 4.7235 | 4.6341 | 4.4727 | 4.3112 | 4.1497 | 3.9883 | 3.8268 | 3.6805 | 3.5912 | 3.4297 | 3.2682 | 3.1068 | 3.1452 | 3.9282 | 3.7819
|  | NTB1 | North Norfolk Coast2 WTW backwash water recovery | Net Present Cost (NPC) | [9 empty] | 0.71043 | 2.5658 | 5.3442 | 6.9584 | 8.3123 | 9.221 | 8.7156 | 8.2338 | 7.7747 | 7.3472 | 6.98 | 6.5836 | 6.2059 | 5.8463 | 5.5039 | 5.178 | 4.8763 | 4.7224 | 4.9456 | 4.6974 | 4.4603 | 4.2339 | 4.0177 | 3.8178 | 3.651 | 3.4616 | 3.2807 | 3.1082 | 2.9436 | 2.7865 | 3.0698 | 2.9458 | 2.8744 | 3.0773 | 2.9303 | 2.7893 | 2.6539 | 2.529 | 2.4272 | 2.307 | 2.1917 | 2.0812 | 1.9753 | 1.8738 | 1.7805 | 1.7057 | 1.6158 | 1.578 | 1.716 | 1.6292 | 1.546 | 1.4695 | 1.5366 | 1.9622 | 1.8733 | 1.7879 | 1.7059 | 1.6271 | 1.5541 | 1.4937 | 1.4236 | 1.3563 | 1.3228 | 1.4023 | 1.3378 | 1.2781 | 1.2285 | 1.1711 | 1.116 | 1.0631 | 1.0123 | 0.96362 | 0.91864 | 0.88186 | 0.83858 | 0.57844 | 0.54022 | 0.53263 | 0.63096 | 0.59528
|  | NTB1 | North Norfolk Coast2 WTW backwash water recovery | Opex | [9 empty] | 0 | 0 | 0 | 0.42499 | 2.5588 | 4.2676 | 4.2676 | 4.2676 | 4.2676 | 4.2676 | 4.2676 | 4.2676 | 4.2676 | 4.2676 | 4.2676 | 4.2676 | 4.2676 | 4.2676 | 4.2676 | 4.2676 | 4.2676 | 4.2676 | 4.2676 | 4.2676 | 4.2676 | 4.2676 | 4.2676 | 4.2676 | 4.2676 | 4.2676 | 4.2676 | 4.2676 | 4.2676 | 4.2676 | 4.2676 | 4.2676 | 4.2676 | 4.2676 | 4.2676 | 4.2676 | 4.2676 | 4.2676 | 4.2676 | 4.2676 | 4.2676 | 4.2676 | 4.2676 | 4.2676 | 4.2676 | 4.2676 | 4.2676 | 4.2676 | 4.2676 | 4.2676 | 4.2676 | 4.2676 | 4.2676 | 4.2676 | 4.2676 | 4.2676 | 4.2676 | 4.2676 | 4.2676 | 4.2676 | 4.2676 | 4.2676 | 4.2676 | 4.2676 | 4.2676 | 4.2676 | 4.2676 | 4.2676 | 4.2676 | 4.2676 | 4.2676 | 0.50986 | 0.50986 | 0.50986 | 0.50986 | 0.50986
|  | NTB1 | North Norfolk Coast2 WTW backwash water recovery | Total NPC |  |  | Total | 2019-20: 241.7238
|  | NTB10 | Norfolk Bradneham to Norwich and the Broads potable transfer (20 Ml/d) | Capex |  |  |  | 0 | 0 | 0 | 0 | 0 | 0 | 2.1667 | 5.0556 | 14.4445 | 28.8889 | 21.6667 | 0 | 0 | 0 | 0 | 0 | 0 | 0.051306 | 0 | 0 | 0 | 0 | 0 | 0 | 0.051306 | 0.17761 | 0 | 0 | 0 | 0 | 0 | 0.051306 | 0 | 0 | 0 | 0 | 0 | 0 | 0.051306 | 0 | 0.17761 | 0 | 0 | 0 | 0 | 0.051306 | 0 | 0 | 0 | 0 | 0 | 0 | 0.051306 | 0 | 0 | 0.17761 | 0 | 0 | 0.51936 | 2.1288 | 0 | 0 | 0 | 0 | 0 | 0 | 0.051306 | 0 | 0 | 0 | 0.17761 | 0 | 0 | 0.051306 | 0 | 0 | 0 | 0 | 0 | 0 | 0.051306 | 0 | 0 | 0 | 0 | 0.17761
|  | NTB10 | Norfolk Bradneham to Norwich and the Broads potable transfer (20 Ml/d) | Capex | Optimism Bias |  |  | 0 | 0 | 0 | 0 | 0 | 0 | 0.286 | 0.66733 | 1.9067 | 3.8133 | 2.86 | 0 | 0 | 0 | 0 | 0 | 0 | 0.0067724 | 0 | 0 | 0 | 0 | 0 | 0 | 0.0067724 | 0.023444 | 0 | 0 | 0 | 0 | 0 | 0.0067724 | 0 | 0 | 0 | 0 | 0 | 0 | 0.0067724 | 0 | 0.023444 | 0 | 0 | 0 | 0 | 0.0067724 | 0 | 0 | 0 | 0 | 0 | 0 | 0.0067724 | 0 | 0 | 0.023444 | 0 | 0 | 0.068556 | 0.281 | 0 | 0 | 0 | 0 | 0 | 0 | 0.0067724 | 0 | 0 | 0 | 0.023444 | 0 | 0 | 0.0067724 | 0 | 0 | 0 | 0 | 0 | 0 | 0.0067724 | 0 | 0 | 0 | 0 | 0.023444
|  | NTB10 | Norfolk Bradneham to Norwich and the Broads potable transfer (20 Ml/d) | Discount Factor | [9 empty] | 0.96618 | 0.93351 | 0.90194 | 0.87144 | 0.84197 | 0.8135 | 0.78599 | 0.75941 | 0.73373 | 0.70892 | 0.68495 | 0.66178 | 0.6394 | 0.61778 | 0.59689 | 0.57671 | 0.5572 | 0.53836 | 0.52016 | 0.50257 | 0.48557 | 0.46915 | 0.45329 | 0.43796 | 0.42315 | 0.40884 | 0.39501 | 0.38165 | 0.36875 | 0.35628 | 0.39999 | 0.38834 | 0.37703 | 0.36604 | 0.35538 | 0.34503 | 0.33498 | 0.32523 | 0.31575 | 0.30656 | 0.29763 | 0.28896 | 0.28054 | 0.27237 | 0.26444 | 0.25674 | 0.24926 | 0.242 | 0.23495 | 0.22811 | 0.22146 | 0.21501 | 0.20875 | 0.20267 | 0.19677 | 0.19104 | 0.18547 | 0.18007 | 0.17483 | 0.16973 | 0.16479 | 0.15999 | 0.15533 | 0.15081 | 0.14641 | 0.14215 | 0.13801 | 0.13399 | 0.13009 | 0.1263 | 0.12262 | 0.11905 | 0.11558 | 0.11221 | 0.10895 | 0.1531 | 0.14937 | 0.14573 | 0.14217 | 0.1387
|  | NTB10 | Norfolk Bradneham to Norwich and the Broads potable transfer (20 Ml/d) | Discount Rate | [9 empty] | 0.035 | 0.035 | 0.035 | 0.035 | 0.035 | 0.035 | 0.035 | 0.035 | 0.035 | 0.035 | 0.035 | 0.035 | 0.035 | 0.035 | 0.035 | 0.035 | 0.035 | 0.035 | 0.035 | 0.035 | 0.035 | 0.035 | 0.035 | 0.035 | 0.035 | 0.035 | 0.035 | 0.035 | 0.035 | 0.035 | 0.03 | 0.03 | 0.03 | 0.03 | 0.03 | 0.03 | 0.03 | 0.03 | 0.03 | 0.03 | 0.03 | 0.03 | 0.03 | 0.03 | 0.03 | 0.03 | 0.03 | 0.03 | 0.03 | 0.03 | 0.03 | 0.03 | 0.03 | 0.03 | 0.03 | 0.03 | 0.03 | 0.03 | 0.03 | 0.03 | 0.03 | 0.03 | 0.03 | 0.03 | 0.03 | 0.03 | 0.03 | 0.03 | 0.03 | 0.03 | 0.03 | 0.03 | 0.03 | 0.03 | 0.03 | 0.025 | 0.025 | 0.025 | 0.025 | 0.025
|  | NTB10 | Norfolk Bradneham to Norwich and the Broads potable transfer (20 Ml/d) | Financing Cost | [9 empty] | 0.078485 | 0.26162 | 0.78485 | 1.826 | 2.598 | 2.5829 | 2.5678 | 2.5526 | 2.5375 | 2.5224 | 2.5073 | 2.4941 | 2.4789 | 2.4637 | 2.4486 | 2.4334 | 2.4182 | 2.403 | 2.3899 | 2.3813 | 2.3661 | 2.351 | 2.3359 | 2.3207 | 2.3056 | 2.2923 | 2.2771 | 2.262 | 2.2469 | 2.2317 | 2.2166 | 2.2014 | 2.1881 | 2.173 | 2.1643 | 2.1491 | 2.134 | 2.1189 | 2.1037 | 2.0904 | 2.0753 | 2.0601 | 2.045 | 2.0298 | 2.0147 | 1.9996 | 1.9863 | 1.9711 | 1.956 | 1.9473 | 1.9321 | 1.917 | 1.9205 | 1.982 | 1.9665 | 1.9514 | 1.9363 | 1.9211 | 1.906 | 1.8908 | 1.8775 | 1.8624 | 1.8472 | 1.8321 | 1.8234 | 1.8082 | 1.7931 | 1.7798 | 1.7647 | 1.7495 | 1.7344 | 1.7192 | 1.7041 | 1.689 | 1.6757 | 1.6605 | 1.6454 | 1.6302 | 1.6151 | 1.6064
|  | NTB10 | Norfolk Bradneham to Norwich and the Broads potable transfer (20 Ml/d) | Net Present Cost (NPC) | [9 empty] | 0.075831 | 0.24422 | 0.70789 | 1.5913 | 2.1875 | 2.1548 | 2.1218 | 2.0386 | 1.9585 | 1.8816 | 1.8076 | 1.7377 | 1.6693 | 1.6034 | 1.5402 | 1.4793 | 1.4208 | 1.3646 | 1.3116 | 1.263 | 1.2129 | 1.1648 | 1.1185 | 1.0741 | 1.0313 | 0.99104 | 0.95155 | 0.91359 | 0.87711 | 0.84205 | 0.9393 | 0.90606 | 0.87466 | 0.84364 | 0.81598 | 0.78698 | 0.75899 | 0.73196 | 0.70586 | 0.68123 | 0.65688 | 0.63337 | 0.61067 | 0.58876 | 0.56761 | 0.54719 | 0.52794 | 0.5089 | 0.49052 | 0.47424 | 0.45708 | 0.44051 | 0.4284 | 0.42839 | 0.41288 | 0.39796 | 0.38356 | 0.36966 | 0.35625 | 0.3433 | 0.33111 | 0.31904 | 0.3074 | 0.29616 | 0.28626 | 0.27577 | 0.26565 | 0.25613 | 0.2467 | 0.2376 | 0.22883 | 0.22036 | 0.21219 | 0.20431 | 0.19691 | 0.27441 | 0.26545 | 0.25677 | 0.24835 | 0.24109
|  | NTB10 | Norfolk Bradneham to Norwich and the Broads potable transfer (20 Ml/d) | Opex | [9 empty] | 0 | 0 | 0 | 0 | 0 | 0.065881 | 0.13176 | 0.13176 | 0.13176 | 0.13176 | 0.13176 | 0.13176 | 0.13176 | 0.13176 | 0.13176 | 0.13176 | 0.13176 | 0.13176 | 0.13176 | 0.13176 | 0.13176 | 0.13176 | 0.13176 | 0.13176 | 0.13176 | 0.13176 | 0.13176 | 0.13176 | 0.13176 | 0.13176 | 0.13176 | 0.13176 | 0.13176 | 0.13176 | 0.13176 | 0.13176 | 0.13176 | 0.13176 | 0.13176 | 0.13176 | 0.13176 | 0.13176 | 0.13176 | 0.13176 | 0.13176 | 0.13176 | 0.13176 | 0.13176 | 0.13176 | 0.13176 | 0.13176 | 0.13176 | 0.13176 | 0.13176 | 0.13176 | 0.13176 | 0.13176 | 0.13176 | 0.13176 | 0.13176 | 0.13176 | 0.13176 | 0.13176 | 0.13176 | 0.13176 | 0.13176 | 0.13176 | 0.13176 | 0.13176 | 0.13176 | 0.13176 | 0.13176 | 0.13176 | 0.13176 | 0.13176 | 0.13176 | 0.13176 | 0.13176 | 0.13176 | 0.13176
|  | NTB10 | Norfolk Bradneham to Norwich and the Broads potable transfer (20 Ml/d) | Total NPC |  |  | Total | 2019-20: 63.1758
|  | NTB17 | Bacton desalination (seawater) 25 Ml/d | Capex |  |  |  | 0 | 0 | 0 | 0 | 0 | 0 | 25.1201 | 68.8642 | 109.2465 | 61 | 0 | 0 | 0 | 0 | 0 | 0.34743 | 1.6814 | 0 | 0 | 0 | 0 | 0 | 0.34743 | 8.8242 | 34.0419 | 0 | 0 | 0 | 0 | 0.34743 | 1.6814 | 0 | 0 | 0 | 0 | 0 | 0.34743 | 1.6814 | 7.2042 | 34.0419 | 0 | 0 | 0 | 0.34743 | 1.6814 | 0 | 0 | 0 | 0 | 0 | 0.34743 | 1.6814 | 0 | 7.2042 | 34.0419 | 0 | 0 | 0.34743 | 25.8153 | 96.5356 | 0 | 0 | 0 | 0 | 0.34743 | 1.6814 | 0 | 0 | 7.2042 | 34.0419 | 0 | 0.34743 | 1.6814 | 0 | 0 | 0 | 0 | 0 | 0.34743 | 1.6814 | 0 | 0 | 0 | 7.2042 | 34.0419 | 0.34743
|  | NTB17 | Bacton desalination (seawater) 25 Ml/d | Capex | Optimism Bias |  |  | 0 | 0 | 0 | 0 | 0 | 0 | 11.5282 | 31.6034 | 50.1358 | 27.9943 | 0 | 0 | 0 | 0 | 0 | 0.15944 | 0.77164 | 0 | 0 | 0 | 0 | 0 | 0.15944 | 4.0496 | 15.6226 | 0 | 0 | 0 | 0 | 0.15944 | 0.77164 | 0 | 0 | 0 | 0 | 0 | 0.15944 | 0.77164 | 3.3062 | 15.6226 | 0 | 0 | 0 | 0.15944 | 0.77164 | 0 | 0 | 0 | 0 | 0 | 0.15944 | 0.77164 | 0 | 3.3062 | 15.6226 | 0 | 0 | 0.15944 | 11.8473 | 44.3025 | 0 | 0 | 0 | 0 | 0.15944 | 0.77164 | 0 | 0 | 3.3062 | 15.6226 | 0 | 0.15944 | 0.77164 | 0 | 0 | 0 | 0 | 0 | 0.15944 | 0.77164 | 0 | 0 | 0 | 3.3062 | 15.6226 | 0.15944
|  | NTB17 | Bacton desalination (seawater) 25 Ml/d | Discount Factor | [9 empty] | 0.96618 | 0.93351 | 0.90194 | 0.87144 | 0.84197 | 0.8135 | 0.78599 | 0.75941 | 0.73373 | 0.70892 | 0.68495 | 0.66178 | 0.6394 | 0.61778 | 0.59689 | 0.57671 | 0.5572 | 0.53836 | 0.52016 | 0.50257 | 0.48557 | 0.46915 | 0.45329 | 0.43796 | 0.42315 | 0.40884 | 0.39501 | 0.38165 | 0.36875 | 0.35628 | 0.39999 | 0.38834 | 0.37703 | 0.36604 | 0.35538 | 0.34503 | 0.33498 | 0.32523 | 0.31575 | 0.30656 | 0.29763 | 0.28896 | 0.28054 | 0.27237 | 0.26444 | 0.25674 | 0.24926 | 0.242 | 0.23495 | 0.22811 | 0.22146 | 0.21501 | 0.20875 | 0.20267 | 0.19677 | 0.19104 | 0.18547 | 0.18007 | 0.17483 | 0.16973 | 0.16479 | 0.15999 | 0.15533 | 0.15081 | 0.14641 | 0.14215 | 0.13801 | 0.13399 | 0.13009 | 0.1263 | 0.12262 | 0.11905 | 0.11558 | 0.11221 | 0.10895 | 0.1531 | 0.14937 | 0.14573 | 0.14217 | 0.1387
|  | NTB17 | Bacton desalination (seawater) 25 Ml/d | Discount Rate | [9 empty] | 0.035 | 0.035 | 0.035 | 0.035 | 0.035 | 0.035 | 0.035 | 0.035 | 0.035 | 0.035 | 0.035 | 0.035 | 0.035 | 0.035 | 0.035 | 0.035 | 0.035 | 0.035 | 0.035 | 0.035 | 0.035 | 0.035 | 0.035 | 0.035 | 0.035 | 0.035 | 0.035 | 0.035 | 0.035 | 0.035 | 0.03 | 0.03 | 0.03 | 0.03 | 0.03 | 0.03 | 0.03 | 0.03 | 0.03 | 0.03 | 0.03 | 0.03 | 0.03 | 0.03 | 0.03 | 0.03 | 0.03 | 0.03 | 0.03 | 0.03 | 0.03 | 0.03 | 0.03 | 0.03 | 0.03 | 0.03 | 0.03 | 0.03 | 0.03 | 0.03 | 0.03 | 0.03 | 0.03 | 0.03 | 0.03 | 0.03 | 0.03 | 0.03 | 0.03 | 0.03 | 0.03 | 0.03 | 0.03 | 0.03 | 0.03 | 0.025 | 0.025 | 0.025 | 0.025 | 0.025
|  | NTB17 | Bacton desalination (seawater) 25 Ml/d | Financing Cost | [9 empty] | 1.1717 | 4.3837 | 9.4791 | 12.1142 | 11.6942 | 11.2743 | 10.8544 | 10.4344 | 10.0145 | 9.6096 | 9.2694 | 8.8543 | 8.4391 | 8.024 | 7.6088 | 7.1936 | 6.7947 | 6.7805 | 8.018 | 7.7517 | 7.4855 | 7.2192 | 6.953 | 6.7029 | 6.515 | 6.2484 | 5.9819 | 5.7153 | 5.4487 | 5.1821 | 4.9318 | 4.7437 | 4.8134 | 6.1361 | 5.8694 | 5.6028 | 5.3362 | 5.0858 | 4.8977 | 4.6311 | 4.3644 | 4.0978 | 3.8312 | 3.5646 | 3.3142 | 3.1261 | 2.8595 | 2.9292 | 4.2518 | 3.9852 | 3.7186 | 3.4682 | 4.3955 | 8.6244 | 8.3578 | 8.0912 | 7.8246 | 7.558 | 7.3076 | 7.1194 | 6.8528 | 6.5862 | 6.6559 | 7.9786 | 7.7119 | 7.4615 | 7.2734 | 7.0068 | 6.7402 | 6.4736 | 6.2069 | 5.9403 | 5.6899 | 5.5018 | 5.2352 | 4.9686 | 4.702 | 4.7717 | 6.0943 | 5.8439
|  | NTB17 | Bacton desalination (seawater) 25 Ml/d | Net Present Cost (NPC) | [9 empty] | 1.132 | 4.0922 | 8.5496 | 11.5179 | 16.1943 | 19.644 | 18.6497 | 17.7001 | 16.7934 | 15.9385 | 15.1665 | 14.3789 | 13.6272 | 12.9099 | 12.2255 | 11.5727 | 10.959 | 10.5808 | 10.8667 | 10.3654 | 9.8856 | 9.4264 | 8.9869 | 8.5735 | 8.2041 | 7.8177 | 7.448 | 7.0944 | 6.7562 | 6.4327 | 7.1218 | 6.8413 | 6.6683 | 6.9583 | 6.6608 | 6.3748 | 6.0999 | 5.8407 | 5.6112 | 5.3661 | 5.1304 | 4.9039 | 4.6863 | 4.4772 | 4.2806 | 4.1076 | 3.9215 | 3.8242 | 4.0235 | 3.8455 | 3.6745 | 3.5136 | 3.6049 | 4.3569 | 4.1776 | 4.005 | 3.8389 | 3.679 | 3.5281 | 3.3934 | 3.2506 | 3.1133 | 3.0335 | 3.1446 | 3.0139 | 2.8906 | 2.7804 | 2.6637 | 2.5514 | 2.4434 | 2.3396 | 2.2397 | 2.1455 | 2.0619 | 1.9728 | 2.7316 | 2.6252 | 2.5713 | 2.6967 | 2.5962
|  | NTB17 | Bacton desalination (seawater) 25 Ml/d | Opex | [9 empty] | 0 | 0 | 0 | 1.1029 | 7.5395 | 12.8732 | 12.8732 | 12.8732 | 12.8732 | 12.8732 | 12.8732 | 12.8732 | 12.8732 | 12.8732 | 12.8732 | 12.8732 | 12.8732 | 12.8732 | 12.8732 | 12.8732 | 12.8732 | 12.8732 | 12.8732 | 12.8732 | 12.8732 | 12.8732 | 12.8732 | 12.8732 | 12.8732 | 12.8732 | 12.8732 | 12.8732 | 12.8732 | 12.8732 | 12.8732 | 12.8732 | 12.8732 | 12.8732 | 12.8732 | 12.8732 | 12.8732 | 12.8732 | 12.8732 | 12.8732 | 12.8732 | 12.8732 | 12.8732 | 12.8732 | 12.8732 | 12.8732 | 12.8732 | 12.8732 | 12.8732 | 12.8732 | 12.8732 | 12.8732 | 12.8732 | 12.8732 | 12.8732 | 12.8732 | 12.8732 | 12.8732 | 12.8732 | 12.8732 | 12.8732 | 12.8732 | 12.8732 | 12.8732 | 12.8732 | 12.8732 | 12.8732 | 12.8732 | 12.8732 | 12.8732 | 12.8732 | 12.8732 | 12.8732 | 12.8732 | 12.8732 | 12.8732
|  | NTB17 | Bacton desalination (seawater) 25 Ml/d | Total NPC |  |  | Total | 2019-20: 530.8718
|  | NTB18 | Bacton desalination (seawater) 50 Ml/d | Capex |  |  |  | 0 | 0 | 0 | 0 | 0 | 0 | 42.6167 | 116.912 | 186.0251 | 104.3872 | 0 | 0 | 0 | 0 | 0 | 0.60132 | 2.9143 | 0 | 0 | 0 | 0 | 0 | 0.60132 | 15.3819 | 58.6434 | 0 | 0 | 0 | 0 | 0.60132 | 2.9143 | 0 | 0 | 0 | 0 | 0 | 0.60132 | 2.9143 | 12.5686 | 58.6434 | 0 | 0 | 0 | 0.60132 | 2.9143 | 0 | 0 | 0 | 0 | 0 | 0.60132 | 2.9143 | 0 | 12.5686 | 58.6434 | 0 | 0 | 0.60132 | 47.7336 | 179.277 | 0 | 0 | 0 | 0 | 0.60132 | 2.9143 | 0 | 0 | 12.5686 | 58.6434 | 0 | 0.60132 | 2.9143 | 0 | 0 | 0 | 0 | 0 | 0.60132 | 2.9143 | 0 | 0 | 0 | 12.5686 | 58.6434 | 0.60132
|  | NTB18 | Bacton desalination (seawater) 50 Ml/d | Capex | Optimism Bias |  |  | 0 | 0 | 0 | 0 | 0 | 0 | 20.2092 | 55.4406 | 88.2146 | 49.5012 | 0 | 0 | 0 | 0 | 0 | 0.28515 | 1.382 | 0 | 0 | 0 | 0 | 0 | 0.28515 | 7.2942 | 27.8091 | 0 | 0 | 0 | 0 | 0.28515 | 1.382 | 0 | 0 | 0 | 0 | 0 | 0.28515 | 1.382 | 5.9601 | 27.8091 | 0 | 0 | 0 | 0.28515 | 1.382 | 0 | 0 | 0 | 0 | 0 | 0.28515 | 1.382 | 0 | 5.9601 | 27.8091 | 0 | 0 | 0.28515 | 22.6356 | 85.0146 | 0 | 0 | 0 | 0 | 0.28515 | 1.382 | 0 | 0 | 5.9601 | 27.8091 | 0 | 0.28515 | 1.382 | 0 | 0 | 0 | 0 | 0 | 0.28515 | 1.382 | 0 | 0 | 0 | 5.9601 | 27.8091 | 0.28515
|  | NTB18 | Bacton desalination (seawater) 50 Ml/d | Discount Factor | [9 empty] | 0.96618 | 0.93351 | 0.90194 | 0.87144 | 0.84197 | 0.8135 | 0.78599 | 0.75941 | 0.73373 | 0.70892 | 0.68495 | 0.66178 | 0.6394 | 0.61778 | 0.59689 | 0.57671 | 0.5572 | 0.53836 | 0.52016 | 0.50257 | 0.48557 | 0.46915 | 0.45329 | 0.43796 | 0.42315 | 0.40884 | 0.39501 | 0.38165 | 0.36875 | 0.35628 | 0.39999 | 0.38834 | 0.37703 | 0.36604 | 0.35538 | 0.34503 | 0.33498 | 0.32523 | 0.31575 | 0.30656 | 0.29763 | 0.28896 | 0.28054 | 0.27237 | 0.26444 | 0.25674 | 0.24926 | 0.242 | 0.23495 | 0.22811 | 0.22146 | 0.21501 | 0.20875 | 0.20267 | 0.19677 | 0.19104 | 0.18547 | 0.18007 | 0.17483 | 0.16973 | 0.16479 | 0.15999 | 0.15533 | 0.15081 | 0.14641 | 0.14215 | 0.13801 | 0.13399 | 0.13009 | 0.1263 | 0.12262 | 0.11905 | 0.11558 | 0.11221 | 0.10895 | 0.1531 | 0.14937 | 0.14573 | 0.14217 | 0.1387
|  | NTB18 | Bacton desalination (seawater) 50 Ml/d | Discount Rate | [9 empty] | 0.035 | 0.035 | 0.035 | 0.035 | 0.035 | 0.035 | 0.035 | 0.035 | 0.035 | 0.035 | 0.035 | 0.035 | 0.035 | 0.035 | 0.035 | 0.035 | 0.035 | 0.035 | 0.035 | 0.035 | 0.035 | 0.035 | 0.035 | 0.035 | 0.035 | 0.035 | 0.035 | 0.035 | 0.035 | 0.035 | 0.03 | 0.03 | 0.03 | 0.03 | 0.03 | 0.03 | 0.03 | 0.03 | 0.03 | 0.03 | 0.03 | 0.03 | 0.03 | 0.03 | 0.03 | 0.03 | 0.03 | 0.03 | 0.03 | 0.03 | 0.03 | 0.03 | 0.03 | 0.03 | 0.03 | 0.03 | 0.03 | 0.03 | 0.03 | 0.03 | 0.03 | 0.03 | 0.03 | 0.03 | 0.03 | 0.03 | 0.03 | 0.03 | 0.03 | 0.03 | 0.03 | 0.03 | 0.03 | 0.03 | 0.03 | 0.025 | 0.025 | 0.025 | 0.025 | 0.025
|  | NTB18 | Bacton desalination (seawater) 50 Ml/d | Financing Cost | [9 empty] | 2.0094 | 7.5217 | 16.2926 | 20.8443 | 20.1043 | 19.3643 | 18.6244 | 17.8844 | 17.1444 | 16.4308 | 15.8305 | 15.099 | 14.3674 | 13.6359 | 12.9044 | 12.1728 | 11.4697 | 11.4443 | 13.5883 | 13.1137 | 12.6392 | 12.1647 | 11.6901 | 11.2439 | 10.9066 | 10.4315 | 9.9564 | 9.4814 | 9.0063 | 8.5312 | 8.0845 | 7.7469 | 7.8647 | 10.156 | 9.6809 | 9.2057 | 8.7306 | 8.2838 | 7.9461 | 7.471 | 6.9958 | 6.5207 | 6.0455 | 5.5704 | 5.1236 | 4.7859 | 4.3108 | 4.4285 | 6.7199 | 6.2447 | 5.7696 | 5.3228 | 7.0783 | 15.0394 | 14.5642 | 14.0891 | 13.6139 | 13.1388 | 12.692 | 12.3543 | 11.8792 | 11.404 | 11.5218 | 13.8131 | 13.338 | 12.8912 | 12.5535 | 12.0784 | 11.6032 | 11.1281 | 10.6529 | 10.1778 | 9.731 | 9.3933 | 8.9182 | 8.443 | 7.9679 | 8.0857 | 10.377 | 9.9302
|  | NTB18 | Bacton desalination (seawater) 50 Ml/d | Net Present Cost (NPC) | [9 empty] | 1.9414 | 7.0216 | 14.695 | 19.9515 | 28.8596 | 35.4742 | 33.693 | 31.9917 | 30.3669 | 28.8341 | 27.4479 | 26.0355 | 24.6874 | 23.4006 | 22.1726 | 21.001 | 19.899 | 19.2124 | 19.6779 | 18.774 | 17.9087 | 17.0805 | 16.2878 | 15.5416 | 14.8733 | 14.1761 | 13.509 | 12.8709 | 12.2604 | 11.6766 | 12.9304 | 12.4227 | 12.1053 | 12.5914 | 12.0558 | 11.5407 | 11.0454 | 10.5784 | 10.1637 | 9.722 | 9.2974 | 8.8893 | 8.4971 | 8.1202 | 7.7655 | 7.4527 | 7.1172 | 6.9384 | 7.2746 | 6.9544 | 6.6466 | 6.3569 | 6.5382 | 7.9613 | 7.6359 | 7.3227 | 7.0213 | 6.7312 | 6.4571 | 6.2117 | 5.9525 | 5.7031 | 5.5553 | 5.739 | 5.5023 | 5.2785 | 5.0782 | 4.8666 | 4.663 | 4.4672 | 4.2788 | 4.0976 | 3.9267 | 3.7744 | 3.6127 | 5.0043 | 4.8113 | 4.7111 | 4.9219 | 4.7399
|  | NTB18 | Bacton desalination (seawater) 50 Ml/d | Opex | [9 empty] | 0 | 0 | 0 | 2.0505 | 14.1718 | 24.2425 | 24.2425 | 24.2425 | 24.2425 | 24.2425 | 24.2425 | 24.2425 | 24.2425 | 24.2425 | 24.2425 | 24.2425 | 24.2425 | 24.2425 | 24.2425 | 24.2425 | 24.2425 | 24.2425 | 24.2425 | 24.2425 | 24.2425 | 24.2425 | 24.2425 | 24.2425 | 24.2425 | 24.2425 | 24.2425 | 24.2425 | 24.2425 | 24.2425 | 24.2425 | 24.2425 | 24.2425 | 24.2425 | 24.2425 | 24.2425 | 24.2425 | 24.2425 | 24.2425 | 24.2425 | 24.2425 | 24.2425 | 24.2425 | 24.2425 | 24.2425 | 24.2425 | 24.2425 | 24.2425 | 24.2425 | 24.2425 | 24.2425 | 24.2425 | 24.2425 | 24.2425 | 24.2425 | 24.2425 | 24.2425 | 24.2425 | 24.2425 | 24.2425 | 24.2425 | 24.2425 | 24.2425 | 24.2425 | 24.2425 | 24.2425 | 24.2425 | 24.2425 | 24.2425 | 24.2425 | 24.2425 | 24.2425 | 24.2425 | 24.2425 | 24.2425 | 24.2425
|  | NTB18 | Bacton desalination (seawater) 50 Ml/d | Total NPC |  |  | Total | 2019-20: 960.3518
|  | NTB19 | Bacton desalination (seawater) 100 Ml/d | Capex |  |  |  | 0 | 0 | 0 | 0 | 0 | 0 | 71.5971 | 196.5527 | 313.6722 | 176.8739 | 0 | 0 | 0 | 0 | 0 | 1.0222 | 4.964 | 0 | 0 | 0 | 0 | 0 | 1.0222 | 25.0463 | 94.8594 | 0 | 0 | 0 | 0 | 1.0222 | 4.964 | 0 | 0 | 0 | 0 | 0 | 1.0222 | 4.964 | 20.2453 | 94.8594 | 0 | 0 | 0 | 1.0222 | 4.964 | 0 | 0 | 0 | 0 | 0 | 1.0222 | 4.964 | 0 | 20.2453 | 94.8594 | 0 | 0 | 1.0222 | 86.846 | 327.528 | 0 | 0 | 0 | 0 | 1.0222 | 4.964 | 0 | 0 | 20.2453 | 94.8594 | 0 | 1.0222 | 4.964 | 0 | 0 | 0 | 0 | 0 | 1.0222 | 4.964 | 0 | 0 | 0 | 20.2453 | 94.8594 | 1.0222
|  | NTB19 | Bacton desalination (seawater) 100 Ml/d | Capex | Optimism Bias |  |  | 0 | 0 | 0 | 0 | 0 | 0 | 35.0536 | 96.2314 | 153.5726 | 86.5967 | 0 | 0 | 0 | 0 | 0 | 0.50045 | 2.4303 | 0 | 0 | 0 | 0 | 0 | 0.50045 | 12.2626 | 46.4427 | 0 | 0 | 0 | 0 | 0.50045 | 2.4303 | 0 | 0 | 0 | 0 | 0 | 0.50045 | 2.4303 | 9.912 | 46.4427 | 0 | 0 | 0 | 0.50045 | 2.4303 | 0 | 0 | 0 | 0 | 0 | 0.50045 | 2.4303 | 0 | 9.912 | 46.4427 | 0 | 0 | 0.50045 | 42.5194 | 160.3563 | 0 | 0 | 0 | 0 | 0.50045 | 2.4303 | 0 | 0 | 9.912 | 46.4427 | 0 | 0.50045 | 2.4303 | 0 | 0 | 0 | 0 | 0 | 0.50045 | 2.4303 | 0 | 0 | 0 | 9.912 | 46.4427 | 0.50045
|  | NTB19 | Bacton desalination (seawater) 100 Ml/d | Discount Factor | [9 empty] | 0.96618 | 0.93351 | 0.90194 | 0.87144 | 0.84197 | 0.8135 | 0.78599 | 0.75941 | 0.73373 | 0.70892 | 0.68495 | 0.66178 | 0.6394 | 0.61778 | 0.59689 | 0.57671 | 0.5572 | 0.53836 | 0.52016 | 0.50257 | 0.48557 | 0.46915 | 0.45329 | 0.43796 | 0.42315 | 0.40884 | 0.39501 | 0.38165 | 0.36875 | 0.35628 | 0.39999 | 0.38834 | 0.37703 | 0.36604 | 0.35538 | 0.34503 | 0.33498 | 0.32523 | 0.31575 | 0.30656 | 0.29763 | 0.28896 | 0.28054 | 0.27237 | 0.26444 | 0.25674 | 0.24926 | 0.242 | 0.23495 | 0.22811 | 0.22146 | 0.21501 | 0.20875 | 0.20267 | 0.19677 | 0.19104 | 0.18547 | 0.18007 | 0.17483 | 0.16973 | 0.16479 | 0.15999 | 0.15533 | 0.15081 | 0.14641 | 0.14215 | 0.13801 | 0.13399 | 0.13009 | 0.1263 | 0.12262 | 0.11905 | 0.11558 | 0.11221 | 0.10895 | 0.1531 | 0.14937 | 0.14573 | 0.14217 | 0.1387
|  | NTB19 | Bacton desalination (seawater) 100 Ml/d | Discount Rate | [9 empty] | 0.035 | 0.035 | 0.035 | 0.035 | 0.035 | 0.035 | 0.035 | 0.035 | 0.035 | 0.035 | 0.035 | 0.035 | 0.035 | 0.035 | 0.035 | 0.035 | 0.035 | 0.035 | 0.035 | 0.035 | 0.035 | 0.035 | 0.035 | 0.035 | 0.035 | 0.035 | 0.035 | 0.035 | 0.035 | 0.035 | 0.03 | 0.03 | 0.03 | 0.03 | 0.03 | 0.03 | 0.03 | 0.03 | 0.03 | 0.03 | 0.03 | 0.03 | 0.03 | 0.03 | 0.03 | 0.03 | 0.03 | 0.03 | 0.03 | 0.03 | 0.03 | 0.03 | 0.03 | 0.03 | 0.03 | 0.03 | 0.03 | 0.03 | 0.03 | 0.03 | 0.03 | 0.03 | 0.03 | 0.03 | 0.03 | 0.03 | 0.03 | 0.03 | 0.03 | 0.03 | 0.03 | 0.03 | 0.03 | 0.03 | 0.03 | 0.025 | 0.025 | 0.025 | 0.025 | 0.025
|  | NTB19 | Bacton desalination (seawater) 100 Ml/d | Financing Cost | [9 empty] | 3.4117 | 12.7778 | 27.7249 | 35.5203 | 34.2546 | 32.9889 | 31.7231 | 30.4574 | 29.1917 | 27.9712 | 26.9464 | 25.6961 | 24.4459 | 23.1957 | 21.9454 | 20.6952 | 19.4937 | 19.4056 | 22.8619 | 22.0446 | 21.2274 | 20.4101 | 19.5929 | 18.8243 | 18.2433 | 17.4251 | 16.607 | 15.7889 | 14.9707 | 14.1526 | 13.3832 | 12.8017 | 12.9486 | 16.652 | 15.8338 | 15.0155 | 14.1973 | 13.4278 | 12.8461 | 12.0279 | 11.2097 | 10.3914 | 9.5732 | 8.755 | 7.9854 | 7.4038 | 6.5856 | 6.7324 | 10.4358 | 9.6176 | 8.7993 | 8.0298 | 11.3123 | 26.0673 | 25.249 | 24.4308 | 23.6126 | 22.7943 | 22.0248 | 21.4432 | 20.625 | 19.8067 | 19.9535 | 23.657 | 22.8387 | 22.0692 | 21.4876 | 20.6693 | 19.8511 | 19.0329 | 18.2146 | 17.3964 | 16.6269 | 16.0453 | 15.227 | 14.4088 | 13.5905 | 13.7373 | 17.4408 | 16.6713
|  | NTB19 | Bacton desalination (seawater) 100 Ml/d | Net Present Cost (NPC) | [9 empty] | 3.2964 | 11.9283 | 25.0062 | 32.826 | 41.2749 | 47.3671 | 44.7705 | 42.2953 | 39.9363 | 37.7206 | 35.7431 | 33.707 | 31.7677 | 29.9211 | 28.163 | 26.4896 | 24.9243 | 24.0341 | 25.0191 | 23.7624 | 22.562 | 21.4156 | 20.3209 | 19.2972 | 18.3987 | 17.4421 | 16.5291 | 15.6579 | 14.8267 | 14.0338 | 15.4478 | 14.772 | 14.3971 | 15.3334 | 14.596 | 13.8886 | 13.21 | 12.5749 | 12.025 | 11.424 | 10.8477 | 10.2953 | 9.7659 | 9.2586 | 8.7854 | 8.3802 | 7.9322 | 7.7367 | 8.3814 | 7.9507 | 7.5379 | 7.1529 | 7.6298 | 10.3979 | 9.9341 | 9.4884 | 9.0603 | 8.6491 | 8.2626 | 7.9233 | 7.5576 | 7.2066 | 7.0195 | 7.3736 | 7.039 | 6.7246 | 6.4485 | 6.151 | 5.8654 | 5.5912 | 5.328 | 5.0754 | 4.8387 | 4.6325 | 4.4084 | 6.07 | 5.7997 | 5.6797 | 6.0677 | 5.8129
|  | NTB19 | Bacton desalination (seawater) 100 Ml/d | Opex | [9 empty] | 0 | 0 | 0 | 2.1483 | 14.767 | 25.2375 | 25.2375 | 25.2375 | 25.2375 | 25.2375 | 25.2375 | 25.2375 | 25.2375 | 25.2375 | 25.2375 | 25.2375 | 25.2375 | 25.2375 | 25.2375 | 25.2375 | 25.2375 | 25.2375 | 25.2375 | 25.2375 | 25.2375 | 25.2375 | 25.2375 | 25.2375 | 25.2375 | 25.2375 | 25.2375 | 25.2375 | 25.2375 | 25.2375 | 25.2375 | 25.2375 | 25.2375 | 25.2375 | 25.2375 | 25.2375 | 25.2375 | 25.2375 | 25.2375 | 25.2375 | 25.2375 | 25.2375 | 25.2375 | 25.2375 | 25.2375 | 25.2375 | 25.2375 | 25.2375 | 25.2375 | 25.2375 | 25.2375 | 25.2375 | 25.2375 | 25.2375 | 25.2375 | 25.2375 | 25.2375 | 25.2375 | 25.2375 | 25.2375 | 25.2375 | 25.2375 | 25.2375 | 25.2375 | 25.2375 | 25.2375 | 25.2375 | 25.2375 | 25.2375 | 25.2375 | 25.2375 | 25.2375 | 25.2375 | 25.2375 | 25.2375 | 25.2375
|  | NTB19 | Bacton desalination (seawater) 100 Ml/d | Total NPC |  |  | Total | 2019-20: 1224.1662
|  | NTB20 | Desalination (seawater) plant in the Caister area (25 Ml/d) | Capex |  |  |  | 0 | 0 | 0 | 0 | 0 | 0 | 23.6467 | 64.8247 | 102.8366 | 57.4195 | 0 | 0 | 0 | 0 | 0 | 0.34752 | 1.6797 | 0 | 0 | 0 | 0 | 0 | 0.34752 | 9.0873 | 34.8517 | 0 | 0 | 0 | 0 | 0.34752 | 1.6797 | 0 | 0 | 0 | 0 | 0 | 0.34752 | 1.6797 | 7.4699 | 34.8517 | 0 | 0 | 0 | 0.34752 | 1.6797 | 0 | 0 | 0 | 0 | 0 | 0.34752 | 1.6797 | 0 | 7.4699 | 34.8517 | 0 | 0 | 0.34752 | 23.6578 | 87.9124 | 0 | 0 | 0 | 0 | 0.34752 | 1.6797 | 0 | 0 | 7.4699 | 34.8517 | 0 | 0.34752 | 1.6797 | 0 | 0 | 0 | 0 | 0 | 0.34752 | 1.6797 | 0 | 0 | 0 | 7.4699 | 34.8517 | 0.34752
|  | NTB20 | Desalination (seawater) plant in the Caister area (25 Ml/d) | Capex | Optimism Bias |  |  | 0 | 0 | 0 | 0 | 0 | 0 | 10.8502 | 29.7447 | 47.1863 | 26.3468 | 0 | 0 | 0 | 0 | 0 | 0.15946 | 0.77075 | 0 | 0 | 0 | 0 | 0 | 0.15946 | 4.1697 | 15.9916 | 0 | 0 | 0 | 0 | 0.15946 | 0.77075 | 0 | 0 | 0 | 0 | 0 | 0.15946 | 0.77075 | 3.4275 | 15.9916 | 0 | 0 | 0 | 0.15946 | 0.77075 | 0 | 0 | 0 | 0 | 0 | 0.15946 | 0.77075 | 0 | 3.4275 | 15.9916 | 0 | 0 | 0.15946 | 10.8553 | 40.3384 | 0 | 0 | 0 | 0 | 0.15946 | 0.77075 | 0 | 0 | 3.4275 | 15.9916 | 0 | 0.15946 | 0.77075 | 0 | 0 | 0 | 0 | 0 | 0.15946 | 0.77075 | 0 | 0 | 0 | 3.4275 | 15.9916 | 0.15946
|  | NTB20 | Desalination (seawater) plant in the Caister area (25 Ml/d) | Discount Factor | [9 empty] | 0.96618 | 0.93351 | 0.90194 | 0.87144 | 0.84197 | 0.8135 | 0.78599 | 0.75941 | 0.73373 | 0.70892 | 0.68495 | 0.66178 | 0.6394 | 0.61778 | 0.59689 | 0.57671 | 0.5572 | 0.53836 | 0.52016 | 0.50257 | 0.48557 | 0.46915 | 0.45329 | 0.43796 | 0.42315 | 0.40884 | 0.39501 | 0.38165 | 0.36875 | 0.35628 | 0.39999 | 0.38834 | 0.37703 | 0.36604 | 0.35538 | 0.34503 | 0.33498 | 0.32523 | 0.31575 | 0.30656 | 0.29763 | 0.28896 | 0.28054 | 0.27237 | 0.26444 | 0.25674 | 0.24926 | 0.242 | 0.23495 | 0.22811 | 0.22146 | 0.21501 | 0.20875 | 0.20267 | 0.19677 | 0.19104 | 0.18547 | 0.18007 | 0.17483 | 0.16973 | 0.16479 | 0.15999 | 0.15533 | 0.15081 | 0.14641 | 0.14215 | 0.13801 | 0.13399 | 0.13009 | 0.1263 | 0.12262 | 0.11905 | 0.11558 | 0.11221 | 0.10895 | 0.1531 | 0.14937 | 0.14573 | 0.14217 | 0.1387
|  | NTB20 | Desalination (seawater) plant in the Caister area (25 Ml/d) | Discount Rate | [9 empty] | 0.035 | 0.035 | 0.035 | 0.035 | 0.035 | 0.035 | 0.035 | 0.035 | 0.035 | 0.035 | 0.035 | 0.035 | 0.035 | 0.035 | 0.035 | 0.035 | 0.035 | 0.035 | 0.035 | 0.035 | 0.035 | 0.035 | 0.035 | 0.035 | 0.035 | 0.035 | 0.035 | 0.035 | 0.035 | 0.035 | 0.03 | 0.03 | 0.03 | 0.03 | 0.03 | 0.03 | 0.03 | 0.03 | 0.03 | 0.03 | 0.03 | 0.03 | 0.03 | 0.03 | 0.03 | 0.03 | 0.03 | 0.03 | 0.03 | 0.03 | 0.03 | 0.03 | 0.03 | 0.03 | 0.03 | 0.03 | 0.03 | 0.03 | 0.03 | 0.03 | 0.03 | 0.03 | 0.03 | 0.03 | 0.03 | 0.03 | 0.03 | 0.03 | 0.03 | 0.03 | 0.03 | 0.03 | 0.03 | 0.03 | 0.03 | 0.025 | 0.025 | 0.025 | 0.025 | 0.025
|  | NTB20 | Desalination (seawater) plant in the Caister area (25 Ml/d) | Financing Cost | [9 empty] | 1.1029 | 4.1262 | 8.9224 | 11.3981 | 10.9938 | 10.5896 | 10.1853 | 9.781 | 9.3768 | 8.9876 | 8.6626 | 8.2624 | 7.8621 | 7.4619 | 7.0617 | 6.6615 | 6.2775 | 6.29 | 7.5761 | 7.3174 | 7.0586 | 6.7999 | 6.5411 | 6.2986 | 6.1181 | 5.8591 | 5.6 | 5.3409 | 5.0819 | 4.8228 | 4.58 | 4.3993 | 4.4889 | 5.8568 | 5.5977 | 5.3386 | 5.0795 | 4.8366 | 4.6559 | 4.3968 | 4.1377 | 3.8786 | 3.6195 | 3.3604 | 3.1175 | 2.9368 | 2.6777 | 2.7673 | 4.1352 | 3.8761 | 3.617 | 3.3741 | 4.2091 | 8.0438 | 7.7847 | 7.5256 | 7.2665 | 7.0073 | 6.7645 | 6.5838 | 6.3247 | 6.0656 | 6.1552 | 7.523 | 7.2639 | 7.021 | 6.8404 | 6.5812 | 6.3221 | 6.063 | 5.8039 | 5.5448 | 5.3019 | 5.1212 | 4.8621 | 4.603 | 4.3439 | 4.4335 | 5.8014 | 5.5585
|  | NTB20 | Desalination (seawater) plant in the Caister area (25 Ml/d) | Net Present Cost (NPC) | [9 empty] | 1.0656 | 3.8519 | 8.0475 | 10.8828 | 15.5979 | 19.0948 | 18.1314 | 17.2112 | 16.3326 | 15.5044 | 14.7575 | 13.9936 | 13.2644 | 12.5686 | 11.9047 | 11.2713 | 10.6762 | 10.3219 | 10.6418 | 10.1519 | 9.683 | 9.2342 | 8.8046 | 8.4007 | 8.0402 | 7.6624 | 7.301 | 6.9552 | 6.6245 | 6.3081 | 6.9849 | 6.7113 | 6.5496 | 6.8596 | 6.5677 | 6.287 | 6.0171 | 5.7628 | 5.5379 | 5.2972 | 5.0658 | 4.8434 | 4.6296 | 4.4242 | 4.2311 | 4.0615 | 3.8786 | 3.7873 | 3.9984 | 3.8228 | 3.6541 | 3.4954 | 3.568 | 4.2412 | 4.0667 | 3.8987 | 3.7371 | 3.5816 | 3.4348 | 3.3041 | 3.1652 | 3.0316 | 2.9572 | 3.0773 | 2.9498 | 2.8293 | 2.722 | 2.608 | 2.4983 | 2.3928 | 2.2914 | 2.1938 | 2.1018 | 2.0203 | 1.9332 | 2.6772 | 2.5732 | 2.5235 | 2.6564 | 2.5579
|  | NTB20 | Desalination (seawater) plant in the Caister area (25 Ml/d) | Opex | [9 empty] | 0 | 0 | 0 | 1.0902 | 7.5316 | 12.8829 | 12.8829 | 12.8829 | 12.8829 | 12.8829 | 12.8829 | 12.8829 | 12.8829 | 12.8829 | 12.8829 | 12.8829 | 12.8829 | 12.8829 | 12.8829 | 12.8829 | 12.8829 | 12.8829 | 12.8829 | 12.8829 | 12.8829 | 12.8829 | 12.8829 | 12.8829 | 12.8829 | 12.8829 | 12.8829 | 12.8829 | 12.8829 | 12.8829 | 12.8829 | 12.8829 | 12.8829 | 12.8829 | 12.8829 | 12.8829 | 12.8829 | 12.8829 | 12.8829 | 12.8829 | 12.8829 | 12.8829 | 12.8829 | 12.8829 | 12.8829 | 12.8829 | 12.8829 | 12.8829 | 12.8829 | 12.8829 | 12.8829 | 12.8829 | 12.8829 | 12.8829 | 12.8829 | 12.8829 | 12.8829 | 12.8829 | 12.8829 | 12.8829 | 12.8829 | 12.8829 | 12.8829 | 12.8829 | 12.8829 | 12.8829 | 12.8829 | 12.8829 | 12.8829 | 12.8829 | 12.8829 | 12.8829 | 12.8829 | 12.8829 | 12.8829 | 12.8829
|  | NTB20 | Desalination (seawater) plant in the Caister area (25 Ml/d) | Total NPC |  |  | Total | 2019-20: 518.3456
|  | NTB21 | Desalination (seawater) plant in the Caister area (50 Ml/d) | Capex |  |  |  | 0 | 0 | 0 | 0 | 0 | 0 | 38.5696 | 105.8196 | 168.4435 | 94.5844 | 0 | 0 | 0 | 0 | 0 | 0.59817 | 2.9026 | 0 | 0 | 0 | 0 | 0 | 0.59817 | 15.0557 | 57.6082 | 0 | 0 | 0 | 0 | 0.59817 | 2.9026 | 0 | 0 | 0 | 0 | 0 | 0.59817 | 2.9026 | 12.2527 | 57.6082 | 0 | 0 | 0 | 0.59817 | 2.9026 | 0 | 0 | 0 | 0 | 0 | 0.59817 | 2.9026 | 0 | 12.2527 | 57.6082 | 0 | 0 | 0.59817 | 41.878 | 155.9014 | 0 | 0 | 0 | 0 | 0.59817 | 2.9026 | 0 | 0 | 12.2527 | 57.6082 | 0 | 0.59817 | 2.9026 | 0 | 0 | 0 | 0 | 0 | 0.59817 | 2.9026 | 0 | 0 | 0 | 12.2527 | 57.6082 | 0.59817
|  | NTB21 | Desalination (seawater) plant in the Caister area (50 Ml/d) | Capex | Optimism Bias |  |  | 0 | 0 | 0 | 0 | 0 | 0 | 18.3705 | 50.4014 | 80.2288 | 45.0501 | 0 | 0 | 0 | 0 | 0 | 0.2849 | 1.3825 | 0 | 0 | 0 | 0 | 0 | 0.2849 | 7.1709 | 27.4385 | 0 | 0 | 0 | 0 | 0.2849 | 1.3825 | 0 | 0 | 0 | 0 | 0 | 0.2849 | 1.3825 | 5.8359 | 27.4385 | 0 | 0 | 0 | 0.2849 | 1.3825 | 0 | 0 | 0 | 0 | 0 | 0.2849 | 1.3825 | 0 | 5.8359 | 27.4385 | 0 | 0 | 0.2849 | 19.9463 | 74.2551 | 0 | 0 | 0 | 0 | 0.2849 | 1.3825 | 0 | 0 | 5.8359 | 27.4385 | 0 | 0.2849 | 1.3825 | 0 | 0 | 0 | 0 | 0 | 0.2849 | 1.3825 | 0 | 0 | 0 | 5.8359 | 27.4385 | 0.2849
|  | NTB21 | Desalination (seawater) plant in the Caister area (50 Ml/d) | Discount Factor | [9 empty] | 0.96618 | 0.93351 | 0.90194 | 0.87144 | 0.84197 | 0.8135 | 0.78599 | 0.75941 | 0.73373 | 0.70892 | 0.68495 | 0.66178 | 0.6394 | 0.61778 | 0.59689 | 0.57671 | 0.5572 | 0.53836 | 0.52016 | 0.50257 | 0.48557 | 0.46915 | 0.45329 | 0.43796 | 0.42315 | 0.40884 | 0.39501 | 0.38165 | 0.36875 | 0.35628 | 0.39999 | 0.38834 | 0.37703 | 0.36604 | 0.35538 | 0.34503 | 0.33498 | 0.32523 | 0.31575 | 0.30656 | 0.29763 | 0.28896 | 0.28054 | 0.27237 | 0.26444 | 0.25674 | 0.24926 | 0.242 | 0.23495 | 0.22811 | 0.22146 | 0.21501 | 0.20875 | 0.20267 | 0.19677 | 0.19104 | 0.18547 | 0.18007 | 0.17483 | 0.16973 | 0.16479 | 0.15999 | 0.15533 | 0.15081 | 0.14641 | 0.14215 | 0.13801 | 0.13399 | 0.13009 | 0.1263 | 0.12262 | 0.11905 | 0.11558 | 0.11221 | 0.10895 | 0.1531 | 0.14937 | 0.14573 | 0.14217 | 0.1387
|  | NTB21 | Desalination (seawater) plant in the Caister area (50 Ml/d) | Discount Rate | [9 empty] | 0.035 | 0.035 | 0.035 | 0.035 | 0.035 | 0.035 | 0.035 | 0.035 | 0.035 | 0.035 | 0.035 | 0.035 | 0.035 | 0.035 | 0.035 | 0.035 | 0.035 | 0.035 | 0.035 | 0.035 | 0.035 | 0.035 | 0.035 | 0.035 | 0.035 | 0.035 | 0.035 | 0.035 | 0.035 | 0.035 | 0.03 | 0.03 | 0.03 | 0.03 | 0.03 | 0.03 | 0.03 | 0.03 | 0.03 | 0.03 | 0.03 | 0.03 | 0.03 | 0.03 | 0.03 | 0.03 | 0.03 | 0.03 | 0.03 | 0.03 | 0.03 | 0.03 | 0.03 | 0.03 | 0.03 | 0.03 | 0.03 | 0.03 | 0.03 | 0.03 | 0.03 | 0.03 | 0.03 | 0.03 | 0.03 | 0.03 | 0.03 | 0.03 | 0.03 | 0.03 | 0.03 | 0.03 | 0.03 | 0.03 | 0.03 | 0.025 | 0.025 | 0.025 | 0.025 | 0.025
|  | NTB21 | Desalination (seawater) plant in the Caister area (50 Ml/d) | Financing Cost | [9 empty] | 1.8211 | 6.8173 | 14.7702 | 18.8925 | 18.2057 | 17.5189 | 16.8322 | 16.1454 | 15.4586 | 14.7981 | 14.25 | 13.5703 | 12.8907 | 12.2111 | 11.5315 | 10.8518 | 10.2005 | 10.2131 | 12.3548 | 11.9128 | 11.4709 | 11.0289 | 10.5869 | 10.1732 | 9.8681 | 9.4256 | 8.9831 | 8.5406 | 8.0981 | 7.6556 | 7.2414 | 6.936 | 7.0723 | 9.3513 | 8.9087 | 8.4661 | 8.0236 | 7.6093 | 7.3038 | 6.8613 | 6.4187 | 5.9761 | 5.5336 | 5.091 | 4.6767 | 4.3713 | 3.9287 | 4.065 | 6.3439 | 5.9014 | 5.4588 | 5.0445 | 6.5619 | 13.4659 | 13.0234 | 12.5808 | 12.1382 | 11.6957 | 11.2814 | 10.9759 | 10.5334 | 10.0908 | 10.2271 | 12.506 | 12.0634 | 11.6491 | 11.3437 | 10.9011 | 10.4586 | 10.016 | 9.5735 | 9.1309 | 8.7166 | 8.4111 | 7.9686 | 7.526 | 7.0835 | 7.2197 | 9.4987 | 9.0844
|  | NTB21 | Desalination (seawater) plant in the Caister area (50 Ml/d) | Net Present Cost (NPC) | [9 empty] | 1.7595 | 6.364 | 13.3219 | 18.2318 | 27.1592 | 33.8115 | 32.1283 | 30.5203 | 28.9843 | 27.5359 | 26.2293 | 24.8926 | 23.6162 | 22.3978 | 21.2347 | 20.1247 | 19.0812 | 18.4427 | 18.9331 | 18.0707 | 17.245 | 16.4545 | 15.6977 | 14.9857 | 14.3498 | 13.6837 | 13.0461 | 12.4361 | 11.8524 | 11.2939 | 12.5138 | 12.0307 | 11.7317 | 12.2242 | 11.7109 | 11.2171 | 10.7421 | 10.2945 | 9.8982 | 9.4742 | 9.0666 | 8.6746 | 8.2978 | 7.9356 | 7.5949 | 7.2953 | 6.9725 | 6.8024 | 7.1397 | 6.8308 | 6.5338 | 6.2544 | 6.389 | 7.6022 | 7.2936 | 6.9967 | 6.7108 | 6.4356 | 6.1758 | 5.944 | 5.698 | 5.4612 | 5.3233 | 5.512 | 5.2866 | 5.0737 | 4.8838 | 4.6823 | 4.4883 | 4.3017 | 4.1221 | 3.9494 | 3.7865 | 3.6419 | 3.4876 | 4.8335 | 4.6495 | 4.556 | 4.7688 | 4.5951
|  | NTB21 | Desalination (seawater) plant in the Caister area (50 Ml/d) | Opex | [9 empty] | 0 | 0 | 0 | 2.0289 | 14.0509 | 24.044 | 24.044 | 24.044 | 24.044 | 24.044 | 24.044 | 24.044 | 24.044 | 24.044 | 24.044 | 24.044 | 24.044 | 24.044 | 24.044 | 24.044 | 24.044 | 24.044 | 24.044 | 24.044 | 24.044 | 24.044 | 24.044 | 24.044 | 24.044 | 24.044 | 24.044 | 24.044 | 24.044 | 24.044 | 24.044 | 24.044 | 24.044 | 24.044 | 24.044 | 24.044 | 24.044 | 24.044 | 24.044 | 24.044 | 24.044 | 24.044 | 24.044 | 24.044 | 24.044 | 24.044 | 24.044 | 24.044 | 24.044 | 24.044 | 24.044 | 24.044 | 24.044 | 24.044 | 24.044 | 24.044 | 24.044 | 24.044 | 24.044 | 24.044 | 24.044 | 24.044 | 24.044 | 24.044 | 24.044 | 24.044 | 24.044 | 24.044 | 24.044 | 24.044 | 24.044 | 24.044 | 24.044 | 24.044 | 24.044 | 24.044
|  | NTB21 | Desalination (seawater) plant in the Caister area (50 Ml/d) | Total NPC |  |  | Total | 2019-20: 921.7691
|  | NTB22 | Desalination (seawater) plant in the Caister area (100 Ml/d) | Capex |  |  |  | 0 | 0 | 0 | 0 | 0 | 0 | 65.4989 | 179.8303 | 287.1114 | 162.0133 | 0 | 0 | 0 | 0 | 0 | 1.0269 | 4.983 | 0 | 0 | 0 | 0 | 0 | 1.0269 | 25.3847 | 95.6163 | 0 | 0 | 0 | 0 | 1.0269 | 4.983 | 0 | 0 | 0 | 0 | 0 | 1.0269 | 4.983 | 20.5655 | 95.6163 | 0 | 0 | 0 | 1.0269 | 4.983 | 0 | 0 | 0 | 0 | 0 | 1.0269 | 4.983 | 0 | 20.5655 | 95.6163 | 0 | 0 | 1.0269 | 77.8672 | 291.5369 | 0 | 0 | 0 | 0 | 1.0269 | 4.983 | 0 | 0 | 20.5655 | 95.6163 | 0 | 1.0269 | 4.983 | 0 | 0 | 0 | 0 | 0 | 1.0269 | 4.983 | 0 | 0 | 0 | 20.5655 | 95.6163 | 1.0269
|  | NTB22 | Desalination (seawater) plant in the Caister area (100 Ml/d) | Capex | Optimism Bias |  |  | 0 | 0 | 0 | 0 | 0 | 0 | 32.2192 | 88.4594 | 141.2315 | 79.6951 | 0 | 0 | 0 | 0 | 0 | 0.50514 | 2.4512 | 0 | 0 | 0 | 0 | 0 | 0.50514 | 12.4869 | 47.0341 | 0 | 0 | 0 | 0 | 0.50514 | 2.4512 | 0 | 0 | 0 | 0 | 0 | 0.50514 | 2.4512 | 10.1163 | 47.0341 | 0 | 0 | 0 | 0.50514 | 2.4512 | 0 | 0 | 0 | 0 | 0 | 0.50514 | 2.4512 | 0 | 10.1163 | 47.0341 | 0 | 0 | 0.50514 | 38.3033 | 143.4084 | 0 | 0 | 0 | 0 | 0.50514 | 2.4512 | 0 | 0 | 10.1163 | 47.0341 | 0 | 0.50514 | 2.4512 | 0 | 0 | 0 | 0 | 0 | 0.50514 | 2.4512 | 0 | 0 | 0 | 10.1163 | 47.0341 | 0.50514
|  | NTB22 | Desalination (seawater) plant in the Caister area (100 Ml/d) | Discount Factor | [9 empty] | 0.96618 | 0.93351 | 0.90194 | 0.87144 | 0.84197 | 0.8135 | 0.78599 | 0.75941 | 0.73373 | 0.70892 | 0.68495 | 0.66178 | 0.6394 | 0.61778 | 0.59689 | 0.57671 | 0.5572 | 0.53836 | 0.52016 | 0.50257 | 0.48557 | 0.46915 | 0.45329 | 0.43796 | 0.42315 | 0.40884 | 0.39501 | 0.38165 | 0.36875 | 0.35628 | 0.39999 | 0.38834 | 0.37703 | 0.36604 | 0.35538 | 0.34503 | 0.33498 | 0.32523 | 0.31575 | 0.30656 | 0.29763 | 0.28896 | 0.28054 | 0.27237 | 0.26444 | 0.25674 | 0.24926 | 0.242 | 0.23495 | 0.22811 | 0.22146 | 0.21501 | 0.20875 | 0.20267 | 0.19677 | 0.19104 | 0.18547 | 0.18007 | 0.17483 | 0.16973 | 0.16479 | 0.15999 | 0.15533 | 0.15081 | 0.14641 | 0.14215 | 0.13801 | 0.13399 | 0.13009 | 0.1263 | 0.12262 | 0.11905 | 0.11558 | 0.11221 | 0.10895 | 0.1531 | 0.14937 | 0.14573 | 0.14217 | 0.1387
|  | NTB22 | Desalination (seawater) plant in the Caister area (100 Ml/d) | Discount Rate | [9 empty] | 0.035 | 0.035 | 0.035 | 0.035 | 0.035 | 0.035 | 0.035 | 0.035 | 0.035 | 0.035 | 0.035 | 0.035 | 0.035 | 0.035 | 0.035 | 0.035 | 0.035 | 0.035 | 0.035 | 0.035 | 0.035 | 0.035 | 0.035 | 0.035 | 0.035 | 0.035 | 0.035 | 0.035 | 0.035 | 0.035 | 0.03 | 0.03 | 0.03 | 0.03 | 0.03 | 0.03 | 0.03 | 0.03 | 0.03 | 0.03 | 0.03 | 0.03 | 0.03 | 0.03 | 0.03 | 0.03 | 0.03 | 0.03 | 0.03 | 0.03 | 0.03 | 0.03 | 0.03 | 0.03 | 0.03 | 0.03 | 0.03 | 0.03 | 0.03 | 0.03 | 0.03 | 0.03 | 0.03 | 0.03 | 0.03 | 0.03 | 0.03 | 0.03 | 0.03 | 0.03 | 0.03 | 0.03 | 0.03 | 0.03 | 0.03 | 0.025 | 0.025 | 0.025 | 0.025 | 0.025
|  | NTB22 | Desalination (seawater) plant in the Caister area (100 Ml/d) | Financing Cost | [9 empty] | 3.126 | 11.7084 | 25.4108 | 32.5507 | 31.3662 | 30.1818 | 28.9973 | 27.8129 | 26.6285 | 25.4895 | 24.5457 | 23.3738 | 22.2018 | 21.0298 | 19.8579 | 18.6859 | 17.5629 | 17.5706 | 21.1286 | 20.3513 | 19.5739 | 18.7966 | 18.0193 | 17.291 | 16.7511 | 15.9729 | 15.1947 | 14.4165 | 13.6383 | 12.8601 | 12.1309 | 11.5906 | 11.7941 | 15.5806 | 14.8023 | 14.024 | 13.2457 | 12.5164 | 11.976 | 11.1976 | 10.4193 | 9.641 | 8.8627 | 8.0844 | 7.3551 | 6.8147 | 6.0363 | 6.2398 | 10.0263 | 9.248 | 8.4697 | 7.7404 | 10.6447 | 23.7499 | 22.9716 | 22.1932 | 21.4149 | 20.6366 | 19.9073 | 19.3669 | 18.5886 | 17.8103 | 18.0138 | 21.8003 | 21.0219 | 20.2926 | 19.7522 | 18.9739 | 18.1956 | 17.4173 | 16.639 | 15.8606 | 15.1313 | 14.5909 | 13.8126 | 13.0343 | 12.256 | 12.4595 | 16.246 | 15.5167
|  | NTB22 | Desalination (seawater) plant in the Caister area (100 Ml/d) | Net Present Cost (NPC) | [9 empty] | 3.0202 | 10.9299 | 22.9191 | 30.2428 | 38.8378 | 45.0649 | 42.61 | 40.2696 | 38.0388 | 35.9451 | 34.0831 | 32.1549 | 30.3182 | 28.5689 | 26.9033 | 25.3176 | 23.8358 | 23.0339 | 24.1056 | 22.8998 | 21.748 | 20.6478 | 19.5973 | 18.6156 | 17.7576 | 16.839 | 15.9621 | 15.1253 | 14.3269 | 13.5652 | 14.9377 | 14.2928 | 13.9532 | 14.9329 | 14.2213 | 13.5386 | 12.8835 | 12.2711 | 11.743 | 11.1624 | 10.6056 | 10.0718 | 9.5601 | 9.0697 | 8.6127 | 8.2231 | 7.7895 | 7.6119 | 8.2798 | 7.8611 | 7.4598 | 7.0857 | 7.4856 | 9.9236 | 9.4814 | 9.0566 | 8.6485 | 8.2564 | 7.8884 | 7.5669 | 7.2183 | 6.8835 | 6.7146 | 7.0901 | 6.7696 | 6.4688 | 6.2058 | 5.9208 | 5.6471 | 5.3843 | 5.132 | 4.8899 | 4.6632 | 4.4667 | 4.2518 | 5.856 | 5.597 | 5.4901 | 5.8945 | 5.6496
|  | NTB22 | Desalination (seawater) plant in the Caister area (100 Ml/d) | Opex | [9 empty] | 0 | 0 | 0 | 2.1537 | 14.7609 | 25.2145 | 25.2145 | 25.2145 | 25.2145 | 25.2145 | 25.2145 | 25.2145 | 25.2145 | 25.2145 | 25.2145 | 25.2145 | 25.2145 | 25.2145 | 25.2145 | 25.2145 | 25.2145 | 25.2145 | 25.2145 | 25.2145 | 25.2145 | 25.2145 | 25.2145 | 25.2145 | 25.2145 | 25.2145 | 25.2145 | 25.2145 | 25.2145 | 25.2145 | 25.2145 | 25.2145 | 25.2145 | 25.2145 | 25.2145 | 25.2145 | 25.2145 | 25.2145 | 25.2145 | 25.2145 | 25.2145 | 25.2145 | 25.2145 | 25.2145 | 25.2145 | 25.2145 | 25.2145 | 25.2145 | 25.2145 | 25.2145 | 25.2145 | 25.2145 | 25.2145 | 25.2145 | 25.2145 | 25.2145 | 25.2145 | 25.2145 | 25.2145 | 25.2145 | 25.2145 | 25.2145 | 25.2145 | 25.2145 | 25.2145 | 25.2145 | 25.2145 | 25.2145 | 25.2145 | 25.2145 | 25.2145 | 25.2145 | 25.2145 | 25.2145 | 25.2145 | 25.2145
|  | NTB22 | Desalination (seawater) plant in the Caister area (100 Ml/d) | Total NPC |  |  | Total | 2019-20: 1173.9528
|  | NTB24 | Norfolk Harleston to Norwich and the Broads potable transfer (5 Ml/d) | Capex |  |  |  | 0 | 0 | 0 | 0 | 0 | 0 | 3.1915 | 8.6219 | 12.8208 | 6.3624 | 0 | 0 | 0 | 0 | 0 | 0.0078331 | 0.020179 | 0 | 0 | 0 | 0 | 0 | 0.0078331 | 0.25917 | 0.67691 | 0 | 0 | 0 | 0 | 0.0078331 | 0.020179 | 0 | 0 | 0 | 0 | 0 | 0.0078331 | 0.020179 | 0.24558 | 0.67691 | 0 | 0 | 0 | 0.0078331 | 0.020179 | 0 | 0 | 0 | 0 | 0 | 0.0078331 | 0.020179 | 0 | 0.24558 | 0.67691 | 0 | 0 | 0.0078331 | 0.11115 | 0.36388 | 0 | 0 | 0 | 0 | 0.0078331 | 0.020179 | 0 | 0 | 0.24558 | 0.67691 | 0 | 0.0078331 | 0.020179 | 0 | 0 | 0 | 0 | 0 | 0.0078331 | 0.020179 | 0 | 0 | 0 | 0.24558 | 0.67691 | 0.0078331
|  | NTB24 | Norfolk Harleston to Norwich and the Broads potable transfer (5 Ml/d) | Capex | Optimism Bias |  |  | 0 | 0 | 0 | 0 | 0 | 0 | 0.58724 | 1.5864 | 2.359 | 1.1707 | 0 | 0 | 0 | 0 | 0 | 0.0014413 | 0.0037129 | 0 | 0 | 0 | 0 | 0 | 0.0014413 | 0.047686 | 0.12455 | 0 | 0 | 0 | 0 | 0.0014413 | 0.0037129 | 0 | 0 | 0 | 0 | 0 | 0.0014413 | 0.0037129 | 0.045187 | 0.12455 | 0 | 0 | 0 | 0.0014413 | 0.0037129 | 0 | 0 | 0 | 0 | 0 | 0.0014413 | 0.0037129 | 0 | 0.045187 | 0.12455 | 0 | 0 | 0.0014413 | 0.020452 | 0.066955 | 0 | 0 | 0 | 0 | 0.0014413 | 0.0037129 | 0 | 0 | 0.045187 | 0.12455 | 0 | 0.0014413 | 0.0037129 | 0 | 0 | 0 | 0 | 0 | 0.0014413 | 0.0037129 | 0 | 0 | 0 | 0.045187 | 0.12455 | 0.0014413
|  | NTB24 | Norfolk Harleston to Norwich and the Broads potable transfer (5 Ml/d) | Discount Factor | [9 empty] | 0.96618 | 0.93351 | 0.90194 | 0.87144 | 0.84197 | 0.8135 | 0.78599 | 0.75941 | 0.73373 | 0.70892 | 0.68495 | 0.66178 | 0.6394 | 0.61778 | 0.59689 | 0.57671 | 0.5572 | 0.53836 | 0.52016 | 0.50257 | 0.48557 | 0.46915 | 0.45329 | 0.43796 | 0.42315 | 0.40884 | 0.39501 | 0.38165 | 0.36875 | 0.35628 | 0.39999 | 0.38834 | 0.37703 | 0.36604 | 0.35538 | 0.34503 | 0.33498 | 0.32523 | 0.31575 | 0.30656 | 0.29763 | 0.28896 | 0.28054 | 0.27237 | 0.26444 | 0.25674 | 0.24926 | 0.242 | 0.23495 | 0.22811 | 0.22146 | 0.21501 | 0.20875 | 0.20267 | 0.19677 | 0.19104 | 0.18547 | 0.18007 | 0.17483 | 0.16973 | 0.16479 | 0.15999 | 0.15533 | 0.15081 | 0.14641 | 0.14215 | 0.13801 | 0.13399 | 0.13009 | 0.1263 | 0.12262 | 0.11905 | 0.11558 | 0.11221 | 0.10895 | 0.1531 | 0.14937 | 0.14573 | 0.14217 | 0.1387
|  | NTB24 | Norfolk Harleston to Norwich and the Broads potable transfer (5 Ml/d) | Discount Rate | [9 empty] | 0.035 | 0.035 | 0.035 | 0.035 | 0.035 | 0.035 | 0.035 | 0.035 | 0.035 | 0.035 | 0.035 | 0.035 | 0.035 | 0.035 | 0.035 | 0.035 | 0.035 | 0.035 | 0.035 | 0.035 | 0.035 | 0.035 | 0.035 | 0.035 | 0.035 | 0.035 | 0.035 | 0.035 | 0.035 | 0.035 | 0.03 | 0.03 | 0.03 | 0.03 | 0.03 | 0.03 | 0.03 | 0.03 | 0.03 | 0.03 | 0.03 | 0.03 | 0.03 | 0.03 | 0.03 | 0.03 | 0.03 | 0.03 | 0.03 | 0.03 | 0.03 | 0.03 | 0.03 | 0.03 | 0.03 | 0.03 | 0.03 | 0.03 | 0.03 | 0.03 | 0.03 | 0.03 | 0.03 | 0.03 | 0.03 | 0.03 | 0.03 | 0.03 | 0.03 | 0.03 | 0.03 | 0.03 | 0.03 | 0.03 | 0.03 | 0.025 | 0.025 | 0.025 | 0.025 | 0.025
|  | NTB24 | Norfolk Harleston to Norwich and the Broads potable transfer (5 Ml/d) | Financing Cost | [9 empty] | 0.12092 | 0.44759 | 0.93334 | 1.1697 | 1.1603 | 1.1509 | 1.1415 | 1.1322 | 1.1228 | 1.1137 | 1.105 | 1.0956 | 1.0862 | 1.0767 | 1.0673 | 1.0579 | 1.0488 | 1.0489 | 1.0654 | 1.0571 | 1.0487 | 1.0404 | 1.0321 | 1.0241 | 1.0165 | 1.0082 | 0.99981 | 0.99146 | 0.98311 | 0.97475 | 0.9667 | 0.95911 | 0.96007 | 0.97736 | 0.96901 | 0.96065 | 0.9523 | 0.94424 | 0.93665 | 0.9283 | 0.91995 | 0.91159 | 0.90324 | 0.89489 | 0.88683 | 0.87924 | 0.87089 | 0.87184 | 0.88913 | 0.88078 | 0.87243 | 0.86437 | 0.86019 | 0.86559 | 0.85724 | 0.84888 | 0.84053 | 0.83218 | 0.82412 | 0.81653 | 0.80818 | 0.79983 | 0.80078 | 0.81807 | 0.80972 | 0.80166 | 0.79407 | 0.78572 | 0.77736 | 0.76901 | 0.76066 | 0.7523 | 0.74425 | 0.73666 | 0.7283 | 0.71995 | 0.7116 | 0.71255 | 0.72984 | 0.72179
|  | NTB24 | Norfolk Harleston to Norwich and the Broads potable transfer (5 Ml/d) | Net Present Cost (NPC) | [9 empty] | 0.11683 | 0.41783 | 0.84182 | 1.0245 | 1.0018 | 0.97465 | 0.93431 | 0.89559 | 0.85841 | 0.82293 | 0.78917 | 0.75625 | 0.72465 | 0.69433 | 0.66523 | 0.6373 | 0.61067 | 0.59008 | 0.5787 | 0.55495 | 0.53214 | 0.51024 | 0.48921 | 0.46916 | 0.45009 | 0.43145 | 0.41356 | 0.39639 | 0.37991 | 0.36409 | 0.40553 | 0.39077 | 0.37975 | 0.37502 | 0.36113 | 0.34773 | 0.3348 | 0.32243 | 0.31064 | 0.29903 | 0.28784 | 0.27704 | 0.26663 | 0.25659 | 0.24698 | 0.23784 | 0.22883 | 0.2224 | 0.21998 | 0.21167 | 0.20365 | 0.19599 | 0.18941 | 0.18499 | 0.17796 | 0.17118 | 0.16464 | 0.15834 | 0.15232 | 0.1466 | 0.14095 | 0.13551 | 0.13171 | 0.13048 | 0.12546 | 0.12066 | 0.1161 | 0.1116 | 0.10726 | 0.10308 | 0.099053 | 0.095174 | 0.091471 | 0.087955 | 0.084483 | 0.11745 | 0.11334 | 0.11071 | 0.11047 | 0.10666
|  | NTB24 | Norfolk Harleston to Norwich and the Broads potable transfer (5 Ml/d) | Opex | [9 empty] | 0 | 0 | 0 | 0.0058949 | 0.029474 | 0.047159 | 0.047159 | 0.047159 | 0.047159 | 0.047159 | 0.047159 | 0.047159 | 0.047159 | 0.047159 | 0.047159 | 0.047159 | 0.047159 | 0.047159 | 0.047159 | 0.047159 | 0.047159 | 0.047159 | 0.047159 | 0.047159 | 0.047159 | 0.047159 | 0.047159 | 0.047159 | 0.047159 | 0.047159 | 0.047159 | 0.047159 | 0.047159 | 0.047159 | 0.047159 | 0.047159 | 0.047159 | 0.047159 | 0.047159 | 0.047159 | 0.047159 | 0.047159 | 0.047159 | 0.047159 | 0.047159 | 0.047159 | 0.047159 | 0.047159 | 0.047159 | 0.047159 | 0.047159 | 0.047159 | 0.047159 | 0.047159 | 0.047159 | 0.047159 | 0.047159 | 0.047159 | 0.047159 | 0.047159 | 0.047159 | 0.047159 | 0.047159 | 0.047159 | 0.047159 | 0.047159 | 0.047159 | 0.047159 | 0.047159 | 0.047159 | 0.047159 | 0.047159 | 0.047159 | 0.047159 | 0.047159 | 0.047159 | 0.047159 | 0.047159 | 0.047159 | 0.047159
|  | NTB24 | Norfolk Harleston to Norwich and the Broads potable transfer (5 Ml/d) | Total NPC |  |  | Total | 2019-20: 28.8934
|  | NTB25 | Norfolk Halreston to Norwich and the Broads potable transfer (10 Ml/d) | Capex |  |  |  | 0 | 0 | 0 | 0 | 0 | 0 | 6.2837 | 16.9754 | 25.2424 | 12.5267 | 0 | 0 | 0 | 0 | 0 | 0.0087676 | 0.022637 | 0 | 0 | 0 | 0 | 0 | 0.0087676 | 0.40651 | 1.0871 | 0 | 0 | 0 | 0 | 0.0087676 | 0.022637 | 0 | 0 | 0 | 0 | 0 | 0.0087676 | 0.022637 | 0.39152 | 1.0871 | 0 | 0 | 0 | 0.0087676 | 0.022637 | 0 | 0 | 0 | 0 | 0 | 0.0087676 | 0.022637 | 0 | 0.39152 | 1.0871 | 0 | 0 | 0.0087676 | 0.16583 | 0.57276 | 0 | 0 | 0 | 0 | 0.0087676 | 0.022637 | 0 | 0 | 0.39152 | 1.0871 | 0 | 0.0087676 | 0.022637 | 0 | 0 | 0 | 0 | 0 | 0.0087676 | 0.022637 | 0 | 0 | 0 | 0.39152 | 1.0871 | 0.0087676
|  | NTB25 | Norfolk Halreston to Norwich and the Broads potable transfer (10 Ml/d) | Capex | Optimism Bias |  |  | 0 | 0 | 0 | 0 | 0 | 0 | 1.1562 | 3.1235 | 4.6446 | 2.3049 | 0 | 0 | 0 | 0 | 0 | 0.0016132 | 0.0041653 | 0 | 0 | 0 | 0 | 0 | 0.0016132 | 0.074798 | 0.20002 | 0 | 0 | 0 | 0 | 0.0016132 | 0.0041653 | 0 | 0 | 0 | 0 | 0 | 0.0016132 | 0.0041653 | 0.072041 | 0.20002 | 0 | 0 | 0 | 0.0016132 | 0.0041653 | 0 | 0 | 0 | 0 | 0 | 0.0016132 | 0.0041653 | 0 | 0.072041 | 0.20002 | 0 | 0 | 0.0016132 | 0.030512 | 0.10539 | 0 | 0 | 0 | 0 | 0.0016132 | 0.0041653 | 0 | 0 | 0.072041 | 0.20002 | 0 | 0.0016132 | 0.0041653 | 0 | 0 | 0 | 0 | 0 | 0.0016132 | 0.0041653 | 0 | 0 | 0 | 0.072041 | 0.20002 | 0.0016132
|  | NTB25 | Norfolk Halreston to Norwich and the Broads potable transfer (10 Ml/d) | Discount Factor | [9 empty] | 0.96618 | 0.93351 | 0.90194 | 0.87144 | 0.84197 | 0.8135 | 0.78599 | 0.75941 | 0.73373 | 0.70892 | 0.68495 | 0.66178 | 0.6394 | 0.61778 | 0.59689 | 0.57671 | 0.5572 | 0.53836 | 0.52016 | 0.50257 | 0.48557 | 0.46915 | 0.45329 | 0.43796 | 0.42315 | 0.40884 | 0.39501 | 0.38165 | 0.36875 | 0.35628 | 0.39999 | 0.38834 | 0.37703 | 0.36604 | 0.35538 | 0.34503 | 0.33498 | 0.32523 | 0.31575 | 0.30656 | 0.29763 | 0.28896 | 0.28054 | 0.27237 | 0.26444 | 0.25674 | 0.24926 | 0.242 | 0.23495 | 0.22811 | 0.22146 | 0.21501 | 0.20875 | 0.20267 | 0.19677 | 0.19104 | 0.18547 | 0.18007 | 0.17483 | 0.16973 | 0.16479 | 0.15999 | 0.15533 | 0.15081 | 0.14641 | 0.14215 | 0.13801 | 0.13399 | 0.13009 | 0.1263 | 0.12262 | 0.11905 | 0.11558 | 0.11221 | 0.10895 | 0.1531 | 0.14937 | 0.14573 | 0.14217 | 0.1387
|  | NTB25 | Norfolk Halreston to Norwich and the Broads potable transfer (10 Ml/d) | Discount Rate | [9 empty] | 0.035 | 0.035 | 0.035 | 0.035 | 0.035 | 0.035 | 0.035 | 0.035 | 0.035 | 0.035 | 0.035 | 0.035 | 0.035 | 0.035 | 0.035 | 0.035 | 0.035 | 0.035 | 0.035 | 0.035 | 0.035 | 0.035 | 0.035 | 0.035 | 0.035 | 0.035 | 0.035 | 0.035 | 0.035 | 0.035 | 0.03 | 0.03 | 0.03 | 0.03 | 0.03 | 0.03 | 0.03 | 0.03 | 0.03 | 0.03 | 0.03 | 0.03 | 0.03 | 0.03 | 0.03 | 0.03 | 0.03 | 0.03 | 0.03 | 0.03 | 0.03 | 0.03 | 0.03 | 0.03 | 0.03 | 0.03 | 0.03 | 0.03 | 0.03 | 0.03 | 0.03 | 0.03 | 0.03 | 0.03 | 0.03 | 0.03 | 0.03 | 0.03 | 0.03 | 0.03 | 0.03 | 0.03 | 0.03 | 0.03 | 0.03 | 0.025 | 0.025 | 0.025 | 0.025 | 0.025
|  | NTB25 | Norfolk Halreston to Norwich and the Broads potable transfer (10 Ml/d) | Financing Cost | [9 empty] | 0.23808 | 0.88124 | 1.8376 | 2.3036 | 2.2863 | 2.2689 | 2.2516 | 2.2343 | 2.217 | 2.2 | 2.1835 | 2.1661 | 2.1488 | 2.1314 | 2.1141 | 2.0967 | 2.0797 | 2.0773 | 2.1016 | 2.0862 | 2.0708 | 2.0554 | 2.04 | 2.0249 | 2.0104 | 1.9949 | 1.9795 | 1.964 | 1.9486 | 1.9332 | 1.918 | 1.9035 | 1.9029 | 1.9286 | 1.9131 | 1.8977 | 1.8823 | 1.8671 | 1.8526 | 1.8371 | 1.8217 | 1.8062 | 1.7908 | 1.7753 | 1.7602 | 1.7456 | 1.7302 | 1.7296 | 1.7553 | 1.7399 | 1.7244 | 1.7093 | 1.7001 | 1.7063 | 1.6909 | 1.6754 | 1.66 | 1.6445 | 1.6294 | 1.6148 | 1.5994 | 1.5839 | 1.5833 | 1.6091 | 1.5936 | 1.5785 | 1.5639 | 1.5485 | 1.533 | 1.5176 | 1.5021 | 1.4867 | 1.4716 | 1.457 | 1.4415 | 1.4261 | 1.4107 | 1.41 | 1.4358 | 1.4207
|  | NTB25 | Norfolk Halreston to Norwich and the Broads potable transfer (10 Ml/d) | Net Present Cost (NPC) | [9 empty] | 0.23003 | 0.82265 | 1.6574 | 2.0189 | 1.9805 | 1.9317 | 1.8527 | 1.7769 | 1.7041 | 1.6344 | 1.5679 | 1.5034 | 1.4414 | 1.382 | 1.3249 | 1.2701 | 1.2177 | 1.1752 | 1.1481 | 1.1015 | 1.0568 | 1.0138 | 0.97256 | 0.93307 | 0.89535 | 0.85876 | 0.82362 | 0.78988 | 0.75747 | 0.72635 | 0.80942 | 0.78018 | 0.75723 | 0.74459 | 0.71742 | 0.69119 | 0.66589 | 0.64158 | 0.61828 | 0.59554 | 0.5736 | 0.55243 | 0.53201 | 0.5123 | 0.49339 | 0.47527 | 0.45758 | 0.4441 | 0.43722 | 0.42096 | 0.40528 | 0.39022 | 0.37693 | 0.36721 | 0.35348 | 0.34023 | 0.32746 | 0.31514 | 0.30332 | 0.29201 | 0.28096 | 0.2703 | 0.26233 | 0.25858 | 0.24878 | 0.23939 | 0.2304 | 0.22162 | 0.21316 | 0.205 | 0.19713 | 0.18955 | 0.18229 | 0.17534 | 0.16855 | 0.2345 | 0.22648 | 0.22086 | 0.21914 | 0.2117
|  | NTB25 | Norfolk Halreston to Norwich and the Broads potable transfer (10 Ml/d) | Opex | [9 empty] | 0 | 0 | 0 | 0.013196 | 0.065979 | 0.10557 | 0.10557 | 0.10557 | 0.10557 | 0.10557 | 0.10557 | 0.10557 | 0.10557 | 0.10557 | 0.10557 | 0.10557 | 0.10557 | 0.10557 | 0.10557 | 0.10557 | 0.10557 | 0.10557 | 0.10557 | 0.10557 | 0.10557 | 0.10557 | 0.10557 | 0.10557 | 0.10557 | 0.10557 | 0.10557 | 0.10557 | 0.10557 | 0.10557 | 0.10557 | 0.10557 | 0.10557 | 0.10557 | 0.10557 | 0.10557 | 0.10557 | 0.10557 | 0.10557 | 0.10557 | 0.10557 | 0.10557 | 0.10557 | 0.10557 | 0.10557 | 0.10557 | 0.10557 | 0.10557 | 0.10557 | 0.10557 | 0.10557 | 0.10557 | 0.10557 | 0.10557 | 0.10557 | 0.10557 | 0.10557 | 0.10557 | 0.10557 | 0.10557 | 0.10557 | 0.10557 | 0.10557 | 0.10557 | 0.10557 | 0.10557 | 0.10557 | 0.10557 | 0.10557 | 0.10557 | 0.10557 | 0.10557 | 0.10557 | 0.10557 | 0.10557 | 0.10557
|  | NTB25 | Norfolk Halreston to Norwich and the Broads potable transfer (10 Ml/d) | Total NPC |  |  | Total | 2019-20: 57.4167
|  | NTB26 | Norfolk Bradenham to Norwich and the Broads potable transfer (50 Ml/d) | Capex |  |  |  | 0 | 0 | 0 | 0 | 0 | 0 | 13.7093 | 37.0354 | 55.0718 | 27.3297 | 0 | 0 | 0 | 0 | 0 | 0 | 0 | 0 | 0 | 0 | 0 | 0 | 0 | 0 | 0 | 0 | 0 | 0 | 0 | 0 | 0 | 0 | 0 | 0 | 0 | 0 | 0 | 0 | 0 | 0 | 0 | 0 | 0 | 0 | 0 | 0 | 0 | 0 | 0 | 0 | 0 | 0 | 0 | 0 | 0 | 0 | 0 | 0 | 0 | 0 | 0 | 0 | 0 | 0 | 0 | 0 | 0 | 0 | 0 | 0 | 0 | 0 | 0 | 0 | 0 | 0 | 0 | 0 | 0 | 0 | 0 | 0 | 0 | 0 | 0 | 0
|  | NTB26 | Norfolk Bradenham to Norwich and the Broads potable transfer (50 Ml/d) | Capex | Optimism Bias |  |  | 0 | 0 | 0 | 0 | 0 | 0 | 2.5225 | 6.8145 | 10.1332 | 5.0287 | 0 | 0 | 0 | 0 | 0 | 0 | 0 | 0 | 0 | 0 | 0 | 0 | 0 | 0 | 0 | 0 | 0 | 0 | 0 | 0 | 0 | 0 | 0 | 0 | 0 | 0 | 0 | 0 | 0 | 0 | 0 | 0 | 0 | 0 | 0 | 0 | 0 | 0 | 0 | 0 | 0 | 0 | 0 | 0 | 0 | 0 | 0 | 0 | 0 | 0 | 0 | 0 | 0 | 0 | 0 | 0 | 0 | 0 | 0 | 0 | 0 | 0 | 0 | 0 | 0 | 0 | 0 | 0 | 0 | 0 | 0 | 0 | 0 | 0 | 0 | 0
|  | NTB26 | Norfolk Bradenham to Norwich and the Broads potable transfer (50 Ml/d) | Discount Factor | [9 empty] | 0.96618 | 0.93351 | 0.90194 | 0.87144 | 0.84197 | 0.8135 | 0.78599 | 0.75941 | 0.73373 | 0.70892 | 0.68495 | 0.66178 | 0.6394 | 0.61778 | 0.59689 | 0.57671 | 0.5572 | 0.53836 | 0.52016 | 0.50257 | 0.48557 | 0.46915 | 0.45329 | 0.43796 | 0.42315 | 0.40884 | 0.39501 | 0.38165 | 0.36875 | 0.35628 | 0.39999 | 0.38834 | 0.37703 | 0.36604 | 0.35538 | 0.34503 | 0.33498 | 0.32523 | 0.31575 | 0.30656 | 0.29763 | 0.28896 | 0.28054 | 0.27237 | 0.26444 | 0.25674 | 0.24926 | 0.242 | 0.23495 | 0.22811 | 0.22146 | 0.21501 | 0.20875 | 0.20267 | 0.19677 | 0.19104 | 0.18547 | 0.18007 | 0.17483 | 0.16973 | 0.16479 | 0.15999 | 0.15533 | 0.15081 | 0.14641 | 0.14215 | 0.13801 | 0.13399 | 0.13009 | 0.1263 | 0.12262 | 0.11905 | 0.11558 | 0.11221 | 0.10895 | 0.1531 | 0.14937 | 0.14573 | 0.14217 | 0.1387
|  | NTB26 | Norfolk Bradenham to Norwich and the Broads potable transfer (50 Ml/d) | Discount Rate | [9 empty] | 0.035 | 0.035 | 0.035 | 0.035 | 0.035 | 0.035 | 0.035 | 0.035 | 0.035 | 0.035 | 0.035 | 0.035 | 0.035 | 0.035 | 0.035 | 0.035 | 0.035 | 0.035 | 0.035 | 0.035 | 0.035 | 0.035 | 0.035 | 0.035 | 0.035 | 0.035 | 0.035 | 0.035 | 0.035 | 0.035 | 0.03 | 0.03 | 0.03 | 0.03 | 0.03 | 0.03 | 0.03 | 0.03 | 0.03 | 0.03 | 0.03 | 0.03 | 0.03 | 0.03 | 0.03 | 0.03 | 0.03 | 0.03 | 0.03 | 0.03 | 0.03 | 0.03 | 0.03 | 0.03 | 0.03 | 0.03 | 0.03 | 0.03 | 0.03 | 0.03 | 0.03 | 0.03 | 0.03 | 0.03 | 0.03 | 0.03 | 0.03 | 0.03 | 0.03 | 0.03 | 0.03 | 0.03 | 0.03 | 0.03 | 0.03 | 0.025 | 0.025 | 0.025 | 0.025 | 0.025
|  | NTB26 | Norfolk Bradenham to Norwich and the Broads potable transfer (50 Ml/d) | Financing Cost | [9 empty] | 0.51942 | 1.9226 | 4.0092 | 5.032 | 5.0068 | 4.9816 | 4.9564 | 4.9311 | 4.9059 | 4.8807 | 4.8555 | 4.8302 | 4.805 | 4.7798 | 4.7546 | 4.7294 | 4.7041 | 4.6789 | 4.6537 | 4.6285 | 4.6032 | 4.578 | 4.5528 | 4.5276 | 4.5023 | 4.4771 | 4.4519 | 4.4267 | 4.4015 | 4.3762 | 4.351 | 4.3258 | 4.3006 | 4.2753 | 4.2501 | 4.2249 | 4.1997 | 4.1744 | 4.1492 | 4.124 | 4.0988 | 4.0736 | 4.0483 | 4.0231 | 3.9979 | 3.9727 | 3.9474 | 3.9222 | 3.897 | 3.8718 | 3.8465 | 3.8213 | 3.7961 | 3.7709 | 3.7456 | 3.7204 | 3.6952 | 3.67 | 3.6448 | 3.6195 | 3.5943 | 3.5691 | 3.5439 | 3.5186 | 3.4934 | 3.4682 | 3.443 | 3.4177 | 3.3925 | 3.3673 | 3.3421 | 3.3169 | 3.2916 | 3.2664 | 3.2412 | 3.216 | 3.1907 | 3.1655 | 3.1403 | 3.1151
|  | NTB26 | Norfolk Bradenham to Norwich and the Broads potable transfer (50 Ml/d) | Net Present Cost (NPC) | [9 empty] | 0.50185 | 1.7948 | 3.616 | 4.3883 | 4.2311 | 4.0765 | 3.9188 | 3.7671 | 3.6212 | 3.4809 | 3.3459 | 3.2161 | 3.0912 | 2.9711 | 2.8555 | 2.7444 | 2.6376 | 2.5348 | 2.4359 | 2.3409 | 2.2495 | 2.1616 | 2.0771 | 1.9958 | 1.9176 | 1.8424 | 1.7702 | 1.7007 | 1.6339 | 1.5696 | 1.7521 | 1.6913 | 1.6325 | 1.5757 | 1.5209 | 1.4679 | 1.4167 | 1.3672 | 1.3194 | 1.2733 | 1.2287 | 1.1856 | 1.144 | 1.1038 | 1.065 | 1.0275 | 0.99127 | 0.95629 | 0.92251 | 0.88989 | 0.85838 | 0.82796 | 0.79858 | 0.77021 | 0.74281 | 0.71636 | 0.69081 | 0.66615 | 0.64234 | 0.61935 | 0.59715 | 0.57572 | 0.55504 | 0.53507 | 0.51579 | 0.49718 | 0.47922 | 0.46188 | 0.44515 | 0.429 | 0.41341 | 0.39837 | 0.38385 | 0.36984 | 0.35632 | 0.49688 | 0.48099 | 0.46559 | 0.45065 | 0.43616
|  | NTB26 | Norfolk Bradenham to Norwich and the Broads potable transfer (50 Ml/d) | Opex | [9 empty] | 0 | 0 | 0 | 0.0036782 | 0.018391 | 0.029425 | 0.029425 | 0.029425 | 0.029425 | 0.029425 | 0.029425 | 0.029425 | 0.029425 | 0.029425 | 0.029425 | 0.029425 | 0.029425 | 0.029425 | 0.029425 | 0.029425 | 0.029425 | 0.029425 | 0.029425 | 0.029425 | 0.029425 | 0.029425 | 0.029425 | 0.029425 | 0.029425 | 0.029425 | 0.029425 | 0.029425 | 0.029425 | 0.029425 | 0.029425 | 0.029425 | 0.029425 | 0.029425 | 0.029425 | 0.029425 | 0.029425 | 0.029425 | 0.029425 | 0.029425 | 0.029425 | 0.029425 | 0.029425 | 0.029425 | 0.029425 | 0.029425 | 0.029425 | 0.029425 | 0.029425 | 0.029425 | 0.029425 | 0.029425 | 0.029425 | 0.029425 | 0.029425 | 0.029425 | 0.029425 | 0.029425 | 0.029425 | 0.029425 | 0.029425 | 0.029425 | 0.029425 | 0.029425 | 0.029425 | 0.029425 | 0.029425 | 0.029425 | 0.029425 | 0.029425 | 0.029425 | 0.029425 | 0.029425 | 0.029425 | 0.029425 | 0.029425
|  | NTB26 | Norfolk Bradenham to Norwich and the Broads potable transfer (50 Ml/d) | Total NPC |  |  | Total | 2019-20: 122.6958
|  | NTB27 | Lowestoft and Casiter reuse combined (to Wensum) - treatment | Capex |  |  |  | 0 | 0 | 0 | 0 | 0 | 0 | 31.1706 | 85.301 | 134.3127 | 74.0586 | 0 | 0 | 0 | 0 | 0 | 0.51089 | 2.4148 | 0 | 0 | 0 | 0 | 0 | 0.51089 | 10.6417 | 39.2733 | 0 | 0 | 0 | 0 | 0.51089 | 2.4148 | 0 | 0 | 0 | 0 | 0 | 0.51089 | 2.4148 | 8.3195 | 39.2733 | 0 | 0 | 0 | 0.51089 | 2.4148 | 0 | 0 | 0 | 0 | 0 | 0.51089 | 2.4148 | 0 | 8.3195 | 39.2733 | 0 | 0 | 0.51089 | 28.0468 | 102.5279 | 0 | 0 | 0 | 0 | 0.51089 | 2.4148 | 0 | 0 | 8.3195 | 39.2733 | 0 | 0.51089 | 2.4148 | 0 | 0 | 0 | 0 | 0 | 0.51089 | 2.4148 | 0 | 0 | 0 | 8.3195 | 39.2733 | 0.51089
|  | NTB27 | Lowestoft and Casiter reuse combined (to Wensum) - treatment | Capex | Optimism Bias |  |  | 0 | 0 | 0 | 0 | 0 | 0 | 12.5558 | 34.36 | 54.1024 | 29.8315 | 0 | 0 | 0 | 0 | 0 | 0.20579 | 0.9727 | 0 | 0 | 0 | 0 | 0 | 0.20579 | 4.2866 | 15.8196 | 0 | 0 | 0 | 0 | 0.20579 | 0.9727 | 0 | 0 | 0 | 0 | 0 | 0.20579 | 0.9727 | 3.3512 | 15.8196 | 0 | 0 | 0 | 0.20579 | 0.9727 | 0 | 0 | 0 | 0 | 0 | 0.20579 | 0.9727 | 0 | 3.3512 | 15.8196 | 0 | 0 | 0.20579 | 11.2975 | 41.2992 | 0 | 0 | 0 | 0 | 0.20579 | 0.9727 | 0 | 0 | 3.3512 | 15.8196 | 0 | 0.20579 | 0.9727 | 0 | 0 | 0 | 0 | 0 | 0.20579 | 0.9727 | 0 | 0 | 0 | 3.3512 | 15.8196 | 0.20579
|  | NTB27 | Lowestoft and Casiter reuse combined (to Wensum) - treatment | Discount Factor | [9 empty] | 0.96618 | 0.93351 | 0.90194 | 0.87144 | 0.84197 | 0.8135 | 0.78599 | 0.75941 | 0.73373 | 0.70892 | 0.68495 | 0.66178 | 0.6394 | 0.61778 | 0.59689 | 0.57671 | 0.5572 | 0.53836 | 0.52016 | 0.50257 | 0.48557 | 0.46915 | 0.45329 | 0.43796 | 0.42315 | 0.40884 | 0.39501 | 0.38165 | 0.36875 | 0.35628 | 0.39999 | 0.38834 | 0.37703 | 0.36604 | 0.35538 | 0.34503 | 0.33498 | 0.32523 | 0.31575 | 0.30656 | 0.29763 | 0.28896 | 0.28054 | 0.27237 | 0.26444 | 0.25674 | 0.24926 | 0.242 | 0.23495 | 0.22811 | 0.22146 | 0.21501 | 0.20875 | 0.20267 | 0.19677 | 0.19104 | 0.18547 | 0.18007 | 0.17483 | 0.16973 | 0.16479 | 0.15999 | 0.15533 | 0.15081 | 0.14641 | 0.14215 | 0.13801 | 0.13399 | 0.13009 | 0.1263 | 0.12262 | 0.11905 | 0.11558 | 0.11221 | 0.10895 | 0.1531 | 0.14937 | 0.14573 | 0.14217 | 0.1387
|  | NTB27 | Lowestoft and Casiter reuse combined (to Wensum) - treatment | Discount Rate | [9 empty] | 0.035 | 0.035 | 0.035 | 0.035 | 0.035 | 0.035 | 0.035 | 0.035 | 0.035 | 0.035 | 0.035 | 0.035 | 0.035 | 0.035 | 0.035 | 0.035 | 0.035 | 0.035 | 0.035 | 0.035 | 0.035 | 0.035 | 0.035 | 0.035 | 0.035 | 0.035 | 0.035 | 0.035 | 0.035 | 0.035 | 0.03 | 0.03 | 0.03 | 0.03 | 0.03 | 0.03 | 0.03 | 0.03 | 0.03 | 0.03 | 0.03 | 0.03 | 0.03 | 0.03 | 0.03 | 0.03 | 0.03 | 0.03 | 0.03 | 0.03 | 0.03 | 0.03 | 0.03 | 0.03 | 0.03 | 0.03 | 0.03 | 0.03 | 0.03 | 0.03 | 0.03 | 0.03 | 0.03 | 0.03 | 0.03 | 0.03 | 0.03 | 0.03 | 0.03 | 0.03 | 0.03 | 0.03 | 0.03 | 0.03 | 0.03 | 0.025 | 0.025 | 0.025 | 0.025 | 0.025
|  | NTB27 | Lowestoft and Casiter reuse combined (to Wensum) - treatment | Financing Cost | [9 empty] | 1.3992 | 5.2284 | 11.2577 | 14.355 | 13.9005 | 13.4461 | 12.9917 | 12.5373 | 12.0829 | 11.6498 | 11.305 | 10.8564 | 10.4077 | 9.9591 | 9.5105 | 9.0618 | 8.6361 | 8.653 | 10.031 | 9.734 | 9.437 | 9.14 | 8.843 | 8.5689 | 8.3801 | 8.0826 | 7.7851 | 7.4877 | 7.1902 | 6.8928 | 6.6182 | 6.4292 | 6.5051 | 7.9706 | 7.6731 | 7.3756 | 7.078 | 6.8034 | 6.6143 | 6.3168 | 6.0193 | 5.7217 | 5.4242 | 5.1267 | 4.8521 | 4.663 | 4.3655 | 4.4414 | 5.9068 | 5.6093 | 5.3118 | 5.0372 | 5.9872 | 10.2806 | 9.9831 | 9.6856 | 9.3881 | 9.0905 | 8.816 | 8.6268 | 8.3293 | 8.0318 | 8.1077 | 9.5732 | 9.2756 | 9.0011 | 8.8119 | 8.5144 | 8.2169 | 7.9194 | 7.6218 | 7.3243 | 7.0497 | 6.8606 | 6.5631 | 6.2656 | 5.968 | 6.044 | 7.5094 | 7.2348
|  | NTB27 | Lowestoft and Casiter reuse combined (to Wensum) - treatment | Net Present Cost (NPC) | [9 empty] | 1.3519 | 4.8808 | 10.1538 | 13.5518 | 17.768 | 20.7107 | 19.6532 | 18.6435 | 17.6796 | 16.7747 | 15.9713 | 15.1343 | 14.3357 | 13.5737 | 12.8469 | 12.1537 | 11.5055 | 11.1256 | 11.4661 | 10.9291 | 10.4153 | 9.9237 | 9.4535 | 9.0138 | 8.6291 | 8.2157 | 7.8203 | 7.4424 | 7.081 | 6.7356 | 7.4521 | 7.1616 | 6.9817 | 7.3147 | 6.996 | 6.6895 | 6.395 | 6.1195 | 5.8815 | 5.619 | 5.3668 | 5.1245 | 4.8918 | 4.6683 | 4.4597 | 4.2812 | 4.0824 | 3.9818 | 4.2102 | 4.0197 | 3.8367 | 3.6659 | 3.7575 | 4.5182 | 4.328 | 4.1451 | 3.9692 | 3.8 | 3.6414 | 3.5032 | 3.3521 | 3.2069 | 3.1253 | 3.2553 | 3.1169 | 2.9871 | 2.874 | 2.7504 | 2.6316 | 2.5174 | 2.4075 | 2.302 | 2.2032 | 2.1178 | 2.0237 | 1.1373 | 1.0651 | 1.0502 | 1.2329 | 1.1648
|  | NTB27 | Lowestoft and Casiter reuse combined (to Wensum) - treatment | Opex | [9 empty] | 0 | 0 | 0 | 1.196 | 7.2023 | 12.0126 | 12.0126 | 12.0126 | 12.0126 | 12.0126 | 12.0126 | 12.0126 | 12.0126 | 12.0126 | 12.0126 | 12.0126 | 12.0126 | 12.0126 | 12.0126 | 12.0126 | 12.0126 | 12.0126 | 12.0126 | 12.0126 | 12.0126 | 12.0126 | 12.0126 | 12.0126 | 12.0126 | 12.0126 | 12.0126 | 12.0126 | 12.0126 | 12.0126 | 12.0126 | 12.0126 | 12.0126 | 12.0126 | 12.0126 | 12.0126 | 12.0126 | 12.0126 | 12.0126 | 12.0126 | 12.0126 | 12.0126 | 12.0126 | 12.0126 | 12.0126 | 12.0126 | 12.0126 | 12.0126 | 12.0126 | 12.0126 | 12.0126 | 12.0126 | 12.0126 | 12.0126 | 12.0126 | 12.0126 | 12.0126 | 12.0126 | 12.0126 | 12.0126 | 12.0126 | 12.0126 | 12.0126 | 12.0126 | 12.0126 | 12.0126 | 12.0126 | 12.0126 | 12.0126 | 12.0126 | 12.0126 | 1.1627 | 1.1627 | 1.1627 | 1.1627 | 1.1627
|  | NTB27 | Lowestoft and Casiter reuse combined (to Wensum) - treatment | Total NPC |  |  | Total | 2019-20: 560.2342
|  | NTB28 | Lowestoft and Casiter reuse combined (to Costessey) - treatment | Capex |  |  |  | 0 | 0 | 0 | 0 | 0 | 0 | 29.2431 | 79.9808 | 125.6298 | 68.9845 | 0 | 0 | 0 | 0 | 0 | 0.45729 | 2.1528 | 0 | 0 | 0 | 0 | 0 | 0.45729 | 9.9511 | 37.1495 | 0 | 0 | 0 | 0 | 0.45729 | 2.1528 | 0 | 0 | 0 | 0 | 0 | 0.45729 | 2.1528 | 7.8845 | 37.1495 | 0 | 0 | 0 | 0.45729 | 2.1528 | 0 | 0 | 0 | 0 | 0 | 0.45729 | 2.1528 | 0 | 7.8845 | 37.1495 | 0 | 0 | 0.45729 | 24.7966 | 90.575 | 0 | 0 | 0 | 0 | 0.45729 | 2.1528 | 0 | 0 | 7.8845 | 37.1495 | 0 | 0.45729 | 2.1528 | 0 | 0 | 0 | 0 | 0 | 0.45729 | 2.1528 | 0 | 0 | 0 | 7.8845 | 37.1495 | 0.45729
|  | NTB28 | Lowestoft and Casiter reuse combined (to Costessey) - treatment | Capex | Optimism Bias |  |  | 0 | 0 | 0 | 0 | 0 | 0 | 11.4683 | 31.3663 | 49.2686 | 27.0539 | 0 | 0 | 0 | 0 | 0 | 0.17934 | 0.84429 | 0 | 0 | 0 | 0 | 0 | 0.17934 | 3.9025 | 14.569 | 0 | 0 | 0 | 0 | 0.17934 | 0.84429 | 0 | 0 | 0 | 0 | 0 | 0.17934 | 0.84429 | 3.0921 | 14.569 | 0 | 0 | 0 | 0.17934 | 0.84429 | 0 | 0 | 0 | 0 | 0 | 0.17934 | 0.84429 | 0 | 3.0921 | 14.569 | 0 | 0 | 0.17934 | 9.7246 | 35.5211 | 0 | 0 | 0 | 0 | 0.17934 | 0.84429 | 0 | 0 | 3.0921 | 14.569 | 0 | 0.17934 | 0.84429 | 0 | 0 | 0 | 0 | 0 | 0.17934 | 0.84429 | 0 | 0 | 0 | 3.0921 | 14.569 | 0.17934
|  | NTB28 | Lowestoft and Casiter reuse combined (to Costessey) - treatment | Discount Factor | [9 empty] | 0.96618 | 0.93351 | 0.90194 | 0.87144 | 0.84197 | 0.8135 | 0.78599 | 0.75941 | 0.73373 | 0.70892 | 0.68495 | 0.66178 | 0.6394 | 0.61778 | 0.59689 | 0.57671 | 0.5572 | 0.53836 | 0.52016 | 0.50257 | 0.48557 | 0.46915 | 0.45329 | 0.43796 | 0.42315 | 0.40884 | 0.39501 | 0.38165 | 0.36875 | 0.35628 | 0.39999 | 0.38834 | 0.37703 | 0.36604 | 0.35538 | 0.34503 | 0.33498 | 0.32523 | 0.31575 | 0.30656 | 0.29763 | 0.28896 | 0.28054 | 0.27237 | 0.26444 | 0.25674 | 0.24926 | 0.242 | 0.23495 | 0.22811 | 0.22146 | 0.21501 | 0.20875 | 0.20267 | 0.19677 | 0.19104 | 0.18547 | 0.18007 | 0.17483 | 0.16973 | 0.16479 | 0.15999 | 0.15533 | 0.15081 | 0.14641 | 0.14215 | 0.13801 | 0.13399 | 0.13009 | 0.1263 | 0.12262 | 0.11905 | 0.11558 | 0.11221 | 0.10895 | 0.1531 | 0.14937 | 0.14573 | 0.14217 | 0.1387
|  | NTB28 | Lowestoft and Casiter reuse combined (to Costessey) - treatment | Discount Rate | [9 empty] | 0.035 | 0.035 | 0.035 | 0.035 | 0.035 | 0.035 | 0.035 | 0.035 | 0.035 | 0.035 | 0.035 | 0.035 | 0.035 | 0.035 | 0.035 | 0.035 | 0.035 | 0.035 | 0.035 | 0.035 | 0.035 | 0.035 | 0.035 | 0.035 | 0.035 | 0.035 | 0.035 | 0.035 | 0.035 | 0.035 | 0.03 | 0.03 | 0.03 | 0.03 | 0.03 | 0.03 | 0.03 | 0.03 | 0.03 | 0.03 | 0.03 | 0.03 | 0.03 | 0.03 | 0.03 | 0.03 | 0.03 | 0.03 | 0.03 | 0.03 | 0.03 | 0.03 | 0.03 | 0.03 | 0.03 | 0.03 | 0.03 | 0.03 | 0.03 | 0.03 | 0.03 | 0.03 | 0.03 | 0.03 | 0.03 | 0.03 | 0.03 | 0.03 | 0.03 | 0.03 | 0.03 | 0.03 | 0.03 | 0.03 | 0.03 | 0.025 | 0.025 | 0.025 | 0.025 | 0.025
|  | NTB28 | Lowestoft and Casiter reuse combined (to Costessey) - treatment | Financing Cost | [9 empty] | 1.3028 | 4.8659 | 10.4626 | 13.3267 | 12.9084 | 12.4901 | 12.0718 | 11.6536 | 11.2353 | 10.8359 | 10.5146 | 10.1013 | 9.688 | 9.2748 | 8.8615 | 8.4482 | 8.0553 | 8.0739 | 9.3749 | 9.103 | 8.8312 | 8.5593 | 8.2874 | 8.036 | 7.8598 | 7.5875 | 7.3152 | 7.0429 | 6.7707 | 6.4984 | 6.2465 | 6.0701 | 6.149 | 7.5317 | 7.2593 | 6.987 | 6.7147 | 6.4627 | 6.2863 | 6.0139 | 5.7416 | 5.4693 | 5.1969 | 4.9246 | 4.6726 | 4.4962 | 4.2238 | 4.3027 | 5.6854 | 5.4131 | 5.1407 | 4.8887 | 5.711 | 9.4636 | 9.1913 | 8.919 | 8.6466 | 8.3743 | 8.1223 | 7.9459 | 7.6735 | 7.4012 | 7.4801 | 8.8628 | 8.5904 | 8.3385 | 8.162 | 7.8897 | 7.6173 | 7.345 | 7.0727 | 6.8003 | 6.5484 | 6.3719 | 6.0996 | 5.8272 | 5.5549 | 5.6338 | 7.0165 | 6.7645
|  | NTB28 | Lowestoft and Casiter reuse combined (to Costessey) - treatment | Net Present Cost (NPC) | [9 empty] | 1.2587 | 4.5423 | 9.4367 | 12.6641 | 16.9348 | 19.9215 | 18.9191 | 17.9616 | 17.0473 | 16.1877 | 15.4202 | 14.6253 | 13.8664 | 13.1422 | 12.4511 | 11.7917 | 11.1741 | 10.8062 | 11.1175 | 10.6049 | 10.1143 | 9.6447 | 9.1953 | 8.7742 | 8.403 | 8.0075 | 7.6291 | 7.2672 | 6.9211 | 6.59 | 7.2977 | 7.0167 | 6.8421 | 7.1489 | 6.8439 | 6.5506 | 6.2686 | 6.0041 | 5.7735 | 5.5218 | 5.2799 | 5.0475 | 4.824 | 4.6094 | 4.4085 | 4.2348 | 4.0436 | 3.9449 | 4.1548 | 3.9717 | 3.7957 | 3.631 | 3.6969 | 4.3497 | 4.1695 | 3.996 | 3.8291 | 3.6685 | 3.5176 | 3.3852 | 3.2417 | 3.1037 | 3.0256 | 3.146 | 3.0145 | 2.8909 | 2.7823 | 2.6648 | 2.5517 | 2.443 | 2.3385 | 2.2379 | 2.1436 | 2.0614 | 1.9717 | 1.0671 | 1.0004 | 0.98753 | 1.16 | 1.0968
|  | NTB28 | Lowestoft and Casiter reuse combined (to Costessey) - treatment | Opex | [9 empty] | 0 | 0 | 0 | 1.2056 | 7.2049 | 11.9985 | 11.9985 | 11.9985 | 11.9985 | 11.9985 | 11.9985 | 11.9985 | 11.9985 | 11.9985 | 11.9985 | 11.9985 | 11.9985 | 11.9985 | 11.9985 | 11.9985 | 11.9985 | 11.9985 | 11.9985 | 11.9985 | 11.9985 | 11.9985 | 11.9985 | 11.9985 | 11.9985 | 11.9985 | 11.9985 | 11.9985 | 11.9985 | 11.9985 | 11.9985 | 11.9985 | 11.9985 | 11.9985 | 11.9985 | 11.9985 | 11.9985 | 11.9985 | 11.9985 | 11.9985 | 11.9985 | 11.9985 | 11.9985 | 11.9985 | 11.9985 | 11.9985 | 11.9985 | 11.9985 | 11.9985 | 11.9985 | 11.9985 | 11.9985 | 11.9985 | 11.9985 | 11.9985 | 11.9985 | 11.9985 | 11.9985 | 11.9985 | 11.9985 | 11.9985 | 11.9985 | 11.9985 | 11.9985 | 11.9985 | 11.9985 | 11.9985 | 11.9985 | 11.9985 | 11.9985 | 11.9985 | 1.1428 | 1.1428 | 1.1428 | 1.1428 | 1.1428
|  | NTB28 | Lowestoft and Casiter reuse combined (to Costessey) - treatment | Total NPC |  |  | Total | 2019-20: 543.0901
|  | NTB29 | Water Reuse at Caister Pump Lane WRC with outfall received on the River Wensum. With water treatment extension at Heigham WTW | Capex |  |  |  | 0 | 0 | 0 | 0 | 0 | 0 | 23.7227 | 65.1557 | 104.1856 | 58.9384 | 0 | 0 | 0 | 0 | 0 | 0.47596 | 2.3094 | 0 | 0 | 0 | 0 | 0 | 0.47596 | 9.7539 | 36.3087 | 0 | 0 | 0 | 0 | 0.47596 | 2.3094 | 0 | 0 | 0 | 0 | 0 | 0.47596 | 2.3094 | 7.5125 | 36.3087 | 0 | 0 | 0 | 0.47596 | 2.3094 | 0 | 0 | 0 | 0 | 0 | 0.47596 | 2.3094 | 0 | 7.5125 | 36.3087 | 0 | 0 | 0.47596 | 27.7619 | 101.8098 | 0 | 0 | 0 | 0 | 0.47596 | 2.3094 | 0 | 0 | 7.5125 | 36.3087 | 0 | 0.47596 | 2.3094 | 0 | 0 | 0 | 0 | 0 | 0.47596 | 2.3094 | 0 | 0 | 0 | 7.5125 | 36.3087 | 0.47596
|  | NTB29 | Water Reuse at Caister Pump Lane WRC with outfall received on the River Wensum. With water treatment extension at Heigham WTW | Capex | Optimism Bias |  |  | 0 | 0 | 0 | 0 | 0 | 0 | 11.2324 | 30.8502 | 49.3303 | 27.9065 | 0 | 0 | 0 | 0 | 0 | 0.22536 | 1.0935 | 0 | 0 | 0 | 0 | 0 | 0.22536 | 4.6183 | 17.1916 | 0 | 0 | 0 | 0 | 0.22536 | 1.0935 | 0 | 0 | 0 | 0 | 0 | 0.22536 | 1.0935 | 3.557 | 17.1916 | 0 | 0 | 0 | 0.22536 | 1.0935 | 0 | 0 | 0 | 0 | 0 | 0.22536 | 1.0935 | 0 | 3.557 | 17.1916 | 0 | 0 | 0.22536 | 13.1448 | 48.2054 | 0 | 0 | 0 | 0 | 0.22536 | 1.0935 | 0 | 0 | 3.557 | 17.1916 | 0 | 0.22536 | 1.0935 | 0 | 0 | 0 | 0 | 0 | 0.22536 | 1.0935 | 0 | 0 | 0 | 3.557 | 17.1916 | 0.22536
|  | NTB29 | Water Reuse at Caister Pump Lane WRC with outfall received on the River Wensum. With water treatment extension at Heigham WTW | Discount Factor | [9 empty] | 0.96618 | 0.93351 | 0.90194 | 0.87144 | 0.84197 | 0.8135 | 0.78599 | 0.75941 | 0.73373 | 0.70892 | 0.68495 | 0.66178 | 0.6394 | 0.61778 | 0.59689 | 0.57671 | 0.5572 | 0.53836 | 0.52016 | 0.50257 | 0.48557 | 0.46915 | 0.45329 | 0.43796 | 0.42315 | 0.40884 | 0.39501 | 0.38165 | 0.36875 | 0.35628 | 0.39999 | 0.38834 | 0.37703 | 0.36604 | 0.35538 | 0.34503 | 0.33498 | 0.32523 | 0.31575 | 0.30656 | 0.29763 | 0.28896 | 0.28054 | 0.27237 | 0.26444 | 0.25674 | 0.24926 | 0.242 | 0.23495 | 0.22811 | 0.22146 | 0.21501 | 0.20875 | 0.20267 | 0.19677 | 0.19104 | 0.18547 | 0.18007 | 0.17483 | 0.16973 | 0.16479 | 0.15999 | 0.15533 | 0.15081 | 0.14641 | 0.14215 | 0.13801 | 0.13399 | 0.13009 | 0.1263 | 0.12262 | 0.11905 | 0.11558 | 0.11221 | 0.10895 | 0.1531 | 0.14937 | 0.14573 | 0.14217 | 0.1387
|  | NTB29 | Water Reuse at Caister Pump Lane WRC with outfall received on the River Wensum. With water treatment extension at Heigham WTW | Discount Rate | [9 empty] | 0.035 | 0.035 | 0.035 | 0.035 | 0.035 | 0.035 | 0.035 | 0.035 | 0.035 | 0.035 | 0.035 | 0.035 | 0.035 | 0.035 | 0.035 | 0.035 | 0.035 | 0.035 | 0.035 | 0.035 | 0.035 | 0.035 | 0.035 | 0.035 | 0.035 | 0.035 | 0.035 | 0.035 | 0.035 | 0.035 | 0.03 | 0.03 | 0.03 | 0.03 | 0.03 | 0.03 | 0.03 | 0.03 | 0.03 | 0.03 | 0.03 | 0.03 | 0.03 | 0.03 | 0.03 | 0.03 | 0.03 | 0.03 | 0.03 | 0.03 | 0.03 | 0.03 | 0.03 | 0.03 | 0.03 | 0.03 | 0.03 | 0.03 | 0.03 | 0.03 | 0.03 | 0.03 | 0.03 | 0.03 | 0.03 | 0.03 | 0.03 | 0.03 | 0.03 | 0.03 | 0.03 | 0.03 | 0.03 | 0.03 | 0.03 | 0.025 | 0.025 | 0.025 | 0.025 | 0.025
|  | NTB29 | Water Reuse at Caister Pump Lane WRC with outfall received on the River Wensum. With water treatment extension at Heigham WTW | Financing Cost | [9 empty] | 1.1186 | 4.1908 | 9.1033 | 11.6626 | 11.2231 | 10.7837 | 10.3443 | 9.9048 | 9.4654 | 9.0468 | 8.7177 | 8.2844 | 7.8511 | 7.4178 | 6.9844 | 6.5511 | 6.1403 | 6.1553 | 7.4975 | 7.2144 | 6.9313 | 6.6482 | 6.3651 | 6.1044 | 5.93 | 5.6466 | 5.3632 | 5.0797 | 4.7963 | 4.5128 | 4.2518 | 4.0773 | 4.1481 | 5.5766 | 5.2931 | 5.0096 | 4.7261 | 4.465 | 4.2904 | 4.0069 | 3.7235 | 3.44 | 3.1565 | 2.873 | 2.6119 | 2.4373 | 2.1538 | 2.2246 | 3.6531 | 3.3696 | 3.0861 | 2.825 | 3.8386 | 8.3436 | 8.0601 | 7.7766 | 7.4931 | 7.2096 | 6.9485 | 6.7739 | 6.4904 | 6.2069 | 6.2777 | 7.7062 | 7.4227 | 7.1617 | 6.9871 | 6.7036 | 6.4201 | 6.1366 | 5.8531 | 5.5696 | 5.3085 | 5.1339 | 4.8504 | 4.567 | 4.2835 | 4.3542 | 5.7827 | 5.5217
|  | NTB29 | Water Reuse at Caister Pump Lane WRC with outfall received on the River Wensum. With water treatment extension at Heigham WTW | Net Present Cost (NPC) | [9 empty] | 1.0807 | 3.9121 | 8.2106 | 11.0283 | 14.4747 | 16.8679 | 15.9521 | 15.0789 | 14.2466 | 13.468 | 12.7872 | 12.068 | 11.3829 | 10.7302 | 10.1087 | 9.517 | 8.9662 | 8.6711 | 9.076 | 8.6268 | 8.1976 | 7.7876 | 7.3959 | 7.0317 | 6.7201 | 6.377 | 6.0494 | 5.7366 | 5.4381 | 5.1532 | 5.681 | 5.4478 | 5.3158 | 5.6839 | 5.4176 | 5.162 | 4.9166 | 4.6885 | 4.4969 | 4.279 | 4.07 | 3.8695 | 3.6773 | 3.4929 | 3.3222 | 3.1806 | 3.0173 | 2.9465 | 3.1963 | 3.0386 | 2.8873 | 2.7471 | 2.8786 | 3.7078 | 3.544 | 3.3866 | 3.2354 | 3.0901 | 2.9545 | 2.8388 | 2.7094 | 2.5851 | 2.5208 | 2.6628 | 2.5438 | 2.4326 | 2.3376 | 2.2316 | 2.1297 | 2.0318 | 1.9379 | 1.8477 | 1.7637 | 1.6928 | 1.6126 | 0.79962 | 0.73777 | 0.73009 | 0.91538 | 0.85684
|  | NTB29 | Water Reuse at Caister Pump Lane WRC with outfall received on the River Wensum. With water treatment extension at Heigham WTW | Opex | [9 empty] | 0 | 0 | 0 | 0.99267 | 5.9683 | 9.9512 | 9.9512 | 9.9512 | 9.9512 | 9.9512 | 9.9512 | 9.9512 | 9.9512 | 9.9512 | 9.9512 | 9.9512 | 9.9512 | 9.9512 | 9.9512 | 9.9512 | 9.9512 | 9.9512 | 9.9512 | 9.9512 | 9.9512 | 9.9512 | 9.9512 | 9.9512 | 9.9512 | 9.9512 | 9.9512 | 9.9512 | 9.9512 | 9.9512 | 9.9512 | 9.9512 | 9.9512 | 9.9512 | 9.9512 | 9.9512 | 9.9512 | 9.9512 | 9.9512 | 9.9512 | 9.9512 | 9.9512 | 9.9512 | 9.9512 | 9.9512 | 9.9512 | 9.9512 | 9.9512 | 9.9512 | 9.9512 | 9.9512 | 9.9512 | 9.9512 | 9.9512 | 9.9512 | 9.9512 | 9.9512 | 9.9512 | 9.9512 | 9.9512 | 9.9512 | 9.9512 | 9.9512 | 9.9512 | 9.9512 | 9.9512 | 9.9512 | 9.9512 | 9.9512 | 9.9512 | 9.9512 | 0.65579 | 0.65579 | 0.65579 | 0.65579 | 0.65579
|  | NTB29 | Water Reuse at Caister Pump Lane WRC with outfall received on the River Wensum. With water treatment extension at Heigham WTW | Total NPC |  |  | Total | 2019-20: 442.1685
|  | NTB3 | Great Yarmouth desalination (seawater) 25 Ml/d | Capex |  |  |  | 0 | 0 | 0 | 0 | 0 | 0 | 26.6999 | 73.1202 | 115.4936 | 64.0195 | 0 | 0 | 0 | 0 | 0 | 0.36042 | 1.7449 | 0 | 0 | 0 | 0 | 0 | 0.36042 | 8.7891 | 33.4668 | 0 | 0 | 0 | 0 | 0.36042 | 1.7449 | 0 | 0 | 0 | 0 | 0 | 0.36042 | 1.7449 | 7.107 | 33.4668 | 0 | 0 | 0 | 0.36042 | 1.7449 | 0 | 0 | 0 | 0 | 0 | 0.36042 | 1.7449 | 0 | 7.107 | 33.4668 | 0 | 0 | 0.36042 | 24.0758 | 89.3237 | 0 | 0 | 0 | 0 | 0.36042 | 1.7449 | 0 | 0 | 7.107 | 33.4668 | 0 | 0.36042 | 1.7449 | 0 | 0 | 0 | 0 | 0 | 0.36042 | 1.7449 | 0 | 0 | 0 | 7.107 | 33.4668 | 0.36042
|  | NTB3 | Great Yarmouth desalination (seawater) 25 Ml/d | Capex | Optimism Bias |  |  | 0 | 0 | 0 | 0 | 0 | 0 | 13.0712 | 35.7966 | 56.5408 | 31.3412 | 0 | 0 | 0 | 0 | 0 | 0.17645 | 0.85423 | 0 | 0 | 0 | 0 | 0 | 0.17645 | 4.3028 | 16.384 | 0 | 0 | 0 | 0 | 0.17645 | 0.85423 | 0 | 0 | 0 | 0 | 0 | 0.17645 | 0.85423 | 3.4793 | 16.384 | 0 | 0 | 0 | 0.17645 | 0.85423 | 0 | 0 | 0 | 0 | 0 | 0.17645 | 0.85423 | 0 | 3.4793 | 16.384 | 0 | 0 | 0.17645 | 11.7865 | 43.7291 | 0 | 0 | 0 | 0 | 0.17645 | 0.85423 | 0 | 0 | 3.4793 | 16.384 | 0 | 0.17645 | 0.85423 | 0 | 0 | 0 | 0 | 0 | 0.17645 | 0.85423 | 0 | 0 | 0 | 3.4793 | 16.384 | 0.17645
|  | NTB3 | Great Yarmouth desalination (seawater) 25 Ml/d | Discount Factor | [9 empty] | 0.96618 | 0.93351 | 0.90194 | 0.87144 | 0.84197 | 0.8135 | 0.78599 | 0.75941 | 0.73373 | 0.70892 | 0.68495 | 0.66178 | 0.6394 | 0.61778 | 0.59689 | 0.57671 | 0.5572 | 0.53836 | 0.52016 | 0.50257 | 0.48557 | 0.46915 | 0.45329 | 0.43796 | 0.42315 | 0.40884 | 0.39501 | 0.38165 | 0.36875 | 0.35628 | 0.39999 | 0.38834 | 0.37703 | 0.36604 | 0.35538 | 0.34503 | 0.33498 | 0.32523 | 0.31575 | 0.30656 | 0.29763 | 0.28896 | 0.28054 | 0.27237 | 0.26444 | 0.25674 | 0.24926 | 0.242 | 0.23495 | 0.22811 | 0.22146 | 0.21501 | 0.20875 | 0.20267 | 0.19677 | 0.19104 | 0.18547 | 0.18007 | 0.17483 | 0.16973 | 0.16479 | 0.15999 | 0.15533 | 0.15081 | 0.14641 | 0.14215 | 0.13801 | 0.13399 | 0.13009 | 0.1263 | 0.12262 | 0.11905 | 0.11558 | 0.11221 | 0.10895 | 0.1531 | 0.14937 | 0.14573 | 0.14217 | 0.1387
|  | NTB3 | Great Yarmouth desalination (seawater) 25 Ml/d | Discount Rate | [9 empty] | 0.035 | 0.035 | 0.035 | 0.035 | 0.035 | 0.035 | 0.035 | 0.035 | 0.035 | 0.035 | 0.035 | 0.035 | 0.035 | 0.035 | 0.035 | 0.035 | 0.035 | 0.035 | 0.035 | 0.035 | 0.035 | 0.035 | 0.035 | 0.035 | 0.035 | 0.035 | 0.035 | 0.035 | 0.035 | 0.035 | 0.03 | 0.03 | 0.03 | 0.03 | 0.03 | 0.03 | 0.03 | 0.03 | 0.03 | 0.03 | 0.03 | 0.03 | 0.03 | 0.03 | 0.03 | 0.03 | 0.03 | 0.03 | 0.03 | 0.03 | 0.03 | 0.03 | 0.03 | 0.03 | 0.03 | 0.03 | 0.03 | 0.03 | 0.03 | 0.03 | 0.03 | 0.03 | 0.03 | 0.03 | 0.03 | 0.03 | 0.03 | 0.03 | 0.03 | 0.03 | 0.03 | 0.03 | 0.03 | 0.03 | 0.03 | 0.025 | 0.025 | 0.025 | 0.025 | 0.025
|  | NTB3 | Great Yarmouth desalination (seawater) 25 Ml/d | Financing Cost | [9 empty] | 1.2715 | 4.7536 | 10.2536 | 13.0809 | 12.6385 | 12.1961 | 11.7536 | 11.3112 | 10.8688 | 10.4423 | 10.0846 | 9.6476 | 9.2107 | 8.7738 | 8.3369 | 7.9 | 7.4802 | 7.4511 | 8.6838 | 8.4177 | 8.1516 | 7.8855 | 7.6194 | 7.3705 | 7.1875 | 6.921 | 6.6546 | 6.3882 | 6.1218 | 5.8554 | 5.6061 | 5.4229 | 5.4952 | 6.8239 | 6.5575 | 6.291 | 6.0246 | 5.7753 | 5.592 | 5.3255 | 5.0591 | 4.7926 | 4.5261 | 4.2597 | 4.0104 | 3.8271 | 3.5606 | 3.6329 | 4.9617 | 4.6952 | 4.4288 | 4.1795 | 5.05 | 9.0306 | 8.7641 | 8.4976 | 8.2312 | 7.9647 | 7.7154 | 7.5322 | 7.2657 | 6.9992 | 7.0715 | 8.4003 | 8.1338 | 7.8845 | 7.7013 | 7.4348 | 7.1683 | 6.9019 | 6.6354 | 6.369 | 6.1197 | 5.9364 | 5.6699 | 5.4035 | 5.137 | 5.2093 | 6.5381 | 6.2888
|  | NTB3 | Great Yarmouth desalination (seawater) 25 Ml/d | Net Present Cost (NPC) | [9 empty] | 1.2285 | 4.4376 | 9.2481 | 12.3354 | 16.91 | 20.2873 | 19.2535 | 18.2664 | 17.3241 | 16.4359 | 15.6351 | 14.8172 | 14.0368 | 13.2922 | 12.5819 | 11.9044 | 11.268 | 10.8713 | 11.1448 | 10.6342 | 10.1454 | 9.6775 | 9.2296 | 8.8085 | 8.4332 | 8.0391 | 7.662 | 7.3012 | 6.956 | 6.6259 | 7.3391 | 7.0541 | 6.876 | 7.1621 | 6.8588 | 6.5671 | 6.2865 | 6.0224 | 5.7891 | 5.5388 | 5.2981 | 5.0668 | 4.8445 | 4.6308 | 4.43 | 4.2539 | 4.0636 | 3.9628 | 4.1595 | 3.9776 | 3.8027 | 3.6384 | 3.7141 | 4.4127 | 4.2317 | 4.0576 | 3.89 | 3.7287 | 3.5765 | 3.4412 | 3.2971 | 3.1584 | 3.0777 | 3.1884 | 3.0565 | 2.9321 | 2.8214 | 2.7035 | 2.5901 | 2.481 | 2.3761 | 2.2751 | 2.18 | 2.096 | 2.0059 | 2.7782 | 2.6706 | 2.616 | 2.7411 | 2.6397
|  | NTB3 | Great Yarmouth desalination (seawater) 25 Ml/d | Opex | [9 empty] | 0 | 0 | 0 | 1.0742 | 7.4453 | 12.7422 | 12.7422 | 12.7422 | 12.7422 | 12.7422 | 12.7422 | 12.7422 | 12.7422 | 12.7422 | 12.7422 | 12.7422 | 12.7422 | 12.7422 | 12.7422 | 12.7422 | 12.7422 | 12.7422 | 12.7422 | 12.7422 | 12.7422 | 12.7422 | 12.7422 | 12.7422 | 12.7422 | 12.7422 | 12.7422 | 12.7422 | 12.7422 | 12.7422 | 12.7422 | 12.7422 | 12.7422 | 12.7422 | 12.7422 | 12.7422 | 12.7422 | 12.7422 | 12.7422 | 12.7422 | 12.7422 | 12.7422 | 12.7422 | 12.7422 | 12.7422 | 12.7422 | 12.7422 | 12.7422 | 12.7422 | 12.7422 | 12.7422 | 12.7422 | 12.7422 | 12.7422 | 12.7422 | 12.7422 | 12.7422 | 12.7422 | 12.7422 | 12.7422 | 12.7422 | 12.7422 | 12.7422 | 12.7422 | 12.7422 | 12.7422 | 12.7422 | 12.7422 | 12.7422 | 12.7422 | 12.7422 | 12.7422 | 12.7422 | 12.7422 | 12.7422 | 12.7422
|  | NTB3 | Great Yarmouth desalination (seawater) 25 Ml/d | Total NPC |  |  | Total | 2019-20: 547.1506
|  | NTB30 | Great Yarmouth desalination (seawater) 25 Ml/d | Capex |  |  |  | 0 | 0 | 0 | 0 | 0 | 0 | 18.8494 | 51.6473 | 81.7551 | 45.4839 | 0 | 0 | 0 | 0 | 0 | 0.28676 | 1.3866 | 0 | 0 | 0 | 0 | 0 | 0.28676 | 5.7001 | 20.7545 | 0 | 0 | 0 | 0 | 0.28676 | 1.3866 | 0 | 0 | 0 | 0 | 0 | 0.28676 | 1.3866 | 4.3602 | 20.7545 | 0 | 0 | 0 | 0.28676 | 1.3866 | 0 | 0 | 0 | 0 | 0 | 0.28676 | 1.3866 | 0 | 4.3602 | 20.7545 | 0 | 0 | 0.28676 | 20.5149 | 76.5132 | 0 | 0 | 0 | 0 | 0.28676 | 1.3866 | 0 | 0 | 4.3602 | 20.7545 | 0 | 0.28676 | 1.3866 | 0 | 0 | 0 | 0 | 0 | 0.28676 | 1.3866 | 0 | 0 | 0 | 4.3602 | 20.7545 | 0.28676
|  | NTB30 | Great Yarmouth desalination (seawater) 25 Ml/d | Capex | Optimism Bias |  |  | 0 | 0 | 0 | 0 | 0 | 0 | 8.4436 | 23.1355 | 36.6224 | 20.3746 | 0 | 0 | 0 | 0 | 0 | 0.12846 | 0.62115 | 0 | 0 | 0 | 0 | 0 | 0.12846 | 2.5534 | 9.297 | 0 | 0 | 0 | 0 | 0.12846 | 0.62115 | 0 | 0 | 0 | 0 | 0 | 0.12846 | 0.62115 | 1.9531 | 9.297 | 0 | 0 | 0 | 0.12846 | 0.62115 | 0 | 0 | 0 | 0 | 0 | 0.12846 | 0.62115 | 0 | 1.9531 | 9.297 | 0 | 0 | 0.12846 | 9.1897 | 34.2743 | 0 | 0 | 0 | 0 | 0.12846 | 0.62115 | 0 | 0 | 1.9531 | 9.297 | 0 | 0.12846 | 0.62115 | 0 | 0 | 0 | 0 | 0 | 0.12846 | 0.62115 | 0 | 0 | 0 | 1.9531 | 9.297 | 0.12846
|  | NTB30 | Great Yarmouth desalination (seawater) 25 Ml/d | Discount Factor | [9 empty] | 0.96618 | 0.93351 | 0.90194 | 0.87144 | 0.84197 | 0.8135 | 0.78599 | 0.75941 | 0.73373 | 0.70892 | 0.68495 | 0.66178 | 0.6394 | 0.61778 | 0.59689 | 0.57671 | 0.5572 | 0.53836 | 0.52016 | 0.50257 | 0.48557 | 0.46915 | 0.45329 | 0.43796 | 0.42315 | 0.40884 | 0.39501 | 0.38165 | 0.36875 | 0.35628 | 0.39999 | 0.38834 | 0.37703 | 0.36604 | 0.35538 | 0.34503 | 0.33498 | 0.32523 | 0.31575 | 0.30656 | 0.29763 | 0.28896 | 0.28054 | 0.27237 | 0.26444 | 0.25674 | 0.24926 | 0.242 | 0.23495 | 0.22811 | 0.22146 | 0.21501 | 0.20875 | 0.20267 | 0.19677 | 0.19104 | 0.18547 | 0.18007 | 0.17483 | 0.16973 | 0.16479 | 0.15999 | 0.15533 | 0.15081 | 0.14641 | 0.14215 | 0.13801 | 0.13399 | 0.13009 | 0.1263 | 0.12262 | 0.11905 | 0.11558 | 0.11221 | 0.10895 | 0.1531 | 0.14937 | 0.14573 | 0.14217 | 0.1387
|  | NTB30 | Great Yarmouth desalination (seawater) 25 Ml/d | Discount Rate | [9 empty] | 0.035 | 0.035 | 0.035 | 0.035 | 0.035 | 0.035 | 0.035 | 0.035 | 0.035 | 0.035 | 0.035 | 0.035 | 0.035 | 0.035 | 0.035 | 0.035 | 0.035 | 0.035 | 0.035 | 0.035 | 0.035 | 0.035 | 0.035 | 0.035 | 0.035 | 0.035 | 0.035 | 0.035 | 0.035 | 0.035 | 0.03 | 0.03 | 0.03 | 0.03 | 0.03 | 0.03 | 0.03 | 0.03 | 0.03 | 0.03 | 0.03 | 0.03 | 0.03 | 0.03 | 0.03 | 0.03 | 0.03 | 0.03 | 0.03 | 0.03 | 0.03 | 0.03 | 0.03 | 0.03 | 0.03 | 0.03 | 0.03 | 0.03 | 0.03 | 0.03 | 0.03 | 0.03 | 0.03 | 0.03 | 0.03 | 0.03 | 0.03 | 0.03 | 0.03 | 0.03 | 0.03 | 0.03 | 0.03 | 0.03 | 0.03 | 0.025 | 0.025 | 0.025 | 0.025 | 0.025
|  | NTB30 | Great Yarmouth desalination (seawater) 25 Ml/d | Financing Cost | [9 empty] | 0.87243 | 3.2629 | 7.0467 | 9.0103 | 8.7274 | 8.4445 | 8.1616 | 7.8786 | 7.5957 | 7.3252 | 7.1075 | 6.8286 | 6.5496 | 6.2706 | 5.9916 | 5.7127 | 5.447 | 5.4255 | 6.1474 | 5.9599 | 5.7725 | 5.5851 | 5.3977 | 5.2235 | 5.1002 | 4.9126 | 4.7249 | 4.5372 | 4.3496 | 4.1619 | 3.9875 | 3.8641 | 3.8785 | 4.6524 | 4.4647 | 4.277 | 4.0893 | 3.9149 | 3.7915 | 3.6038 | 3.4161 | 3.2284 | 3.0407 | 2.853 | 2.6786 | 2.5551 | 2.3674 | 2.3818 | 3.1557 | 2.968 | 2.7803 | 2.6059 | 3.3599 | 6.7086 | 6.5209 | 6.3332 | 6.1455 | 5.9578 | 5.7834 | 5.6599 | 5.4722 | 5.2845 | 5.2988 | 6.0728 | 5.8851 | 5.7107 | 5.5872 | 5.3995 | 5.2119 | 5.0242 | 4.8365 | 4.6488 | 4.4744 | 4.3509 | 4.1632 | 3.9755 | 3.7878 | 3.8021 | 4.5761 | 4.4017
|  | NTB30 | Great Yarmouth desalination (seawater) 25 Ml/d | Net Present Cost (NPC) | [9 empty] | 0.84292 | 3.0459 | 6.3557 | 8.7003 | 13.0689 | 16.3401 | 15.5651 | 14.8239 | 14.1151 | 13.4459 | 12.8422 | 12.2233 | 11.6316 | 11.0659 | 10.5251 | 10.0083 | 9.5219 | 9.1883 | 9.2531 | 8.846 | 8.4558 | 8.0819 | 7.7237 | 7.3862 | 7.0843 | 6.768 | 6.465 | 6.1747 | 5.8967 | 5.6305 | 6.2515 | 6.0215 | 5.8515 | 5.9644 | 5.7239 | 5.4925 | 5.2696 | 5.0594 | 4.8731 | 4.6736 | 4.4816 | 4.2968 | 4.119 | 3.9479 | 3.7868 | 3.6448 | 3.4919 | 3.3937 | 3.4766 | 3.3326 | 3.1939 | 3.0634 | 3.1316 | 3.719 | 3.5738 | 3.4338 | 3.299 | 3.1691 | 3.0463 | 2.9366 | 2.8202 | 2.708 | 2.6314 | 2.6714 | 2.5661 | 2.4666 | 2.3777 | 2.2833 | 2.1924 | 2.1048 | 2.0205 | 1.9393 | 1.8627 | 1.7946 | 1.7219 | 2.391 | 2.3047 | 2.2506 | 2.3057 | 2.2253
|  | NTB30 | Great Yarmouth desalination (seawater) 25 Ml/d | Opex | [9 empty] | 0 | 0 | 0 | 0.97352 | 6.7943 | 11.6417 | 11.6417 | 11.6417 | 11.6417 | 11.6417 | 11.6417 | 11.6417 | 11.6417 | 11.6417 | 11.6417 | 11.6417 | 11.6417 | 11.6417 | 11.6417 | 11.6417 | 11.6417 | 11.6417 | 11.6417 | 11.6417 | 11.6417 | 11.6417 | 11.6417 | 11.6417 | 11.6417 | 11.6417 | 11.6417 | 11.6417 | 11.6417 | 11.6417 | 11.6417 | 11.6417 | 11.6417 | 11.6417 | 11.6417 | 11.6417 | 11.6417 | 11.6417 | 11.6417 | 11.6417 | 11.6417 | 11.6417 | 11.6417 | 11.6417 | 11.6417 | 11.6417 | 11.6417 | 11.6417 | 11.6417 | 11.6417 | 11.6417 | 11.6417 | 11.6417 | 11.6417 | 11.6417 | 11.6417 | 11.6417 | 11.6417 | 11.6417 | 11.6417 | 11.6417 | 11.6417 | 11.6417 | 11.6417 | 11.6417 | 11.6417 | 11.6417 | 11.6417 | 11.6417 | 11.6417 | 11.6417 | 11.6417 | 11.6417 | 11.6417 | 11.6417 | 11.6417
|  | NTB30 | Great Yarmouth desalination (seawater) 25 Ml/d | Total NPC |  |  | Total | 2019-20: 452.4342
|  | NTB4 | Great Yarmouth desalination (seawater) 50 Ml/d | Capex |  |  |  | 0 | 0 | 0 | 0 | 0 | 0 | 37.9371 | 104.1446 | 166.1828 | 93.6906 | 0 | 0 | 0 | 0 | 0 | 0.57501 | 2.7919 | 0 | 0 | 0 | 0 | 0 | 0.57501 | 14.1532 | 54.0582 | 0 | 0 | 0 | 0 | 0.57501 | 2.7919 | 0 | 0 | 0 | 0 | 0 | 0.57501 | 2.7919 | 11.4568 | 54.0582 | 0 | 0 | 0 | 0.57501 | 2.7919 | 0 | 0 | 0 | 0 | 0 | 0.57501 | 2.7919 | 0 | 11.4568 | 54.0582 | 0 | 0 | 0.57501 | 41.4409 | 154.5958 | 0 | 0 | 0 | 0 | 0.57501 | 2.7919 | 0 | 0 | 11.4568 | 54.0582 | 0 | 0.57501 | 2.7919 | 0 | 0 | 0 | 0 | 0 | 0.57501 | 2.7919 | 0 | 0 | 0 | 11.4568 | 54.0582 | 0.57501
|  | NTB4 | Great Yarmouth desalination (seawater) 50 Ml/d | Capex | Optimism Bias |  |  | 0 | 0 | 0 | 0 | 0 | 0 | 21.0543 | 57.798 | 92.2279 | 51.9963 | 0 | 0 | 0 | 0 | 0 | 0.31912 | 1.5495 | 0 | 0 | 0 | 0 | 0 | 0.31912 | 7.8547 | 30.0011 | 0 | 0 | 0 | 0 | 0.31912 | 1.5495 | 0 | 0 | 0 | 0 | 0 | 0.31912 | 1.5495 | 6.3583 | 30.0011 | 0 | 0 | 0 | 0.31912 | 1.5495 | 0 | 0 | 0 | 0 | 0 | 0.31912 | 1.5495 | 0 | 6.3583 | 30.0011 | 0 | 0 | 0.31912 | 22.9988 | 85.7974 | 0 | 0 | 0 | 0 | 0.31912 | 1.5495 | 0 | 0 | 6.3583 | 30.0011 | 0 | 0.31912 | 1.5495 | 0 | 0 | 0 | 0 | 0 | 0.31912 | 1.5495 | 0 | 0 | 0 | 6.3583 | 30.0011 | 0.31912
|  | NTB4 | Great Yarmouth desalination (seawater) 50 Ml/d | Discount Factor | [9 empty] | 0.96618 | 0.93351 | 0.90194 | 0.87144 | 0.84197 | 0.8135 | 0.78599 | 0.75941 | 0.73373 | 0.70892 | 0.68495 | 0.66178 | 0.6394 | 0.61778 | 0.59689 | 0.57671 | 0.5572 | 0.53836 | 0.52016 | 0.50257 | 0.48557 | 0.46915 | 0.45329 | 0.43796 | 0.42315 | 0.40884 | 0.39501 | 0.38165 | 0.36875 | 0.35628 | 0.39999 | 0.38834 | 0.37703 | 0.36604 | 0.35538 | 0.34503 | 0.33498 | 0.32523 | 0.31575 | 0.30656 | 0.29763 | 0.28896 | 0.28054 | 0.27237 | 0.26444 | 0.25674 | 0.24926 | 0.242 | 0.23495 | 0.22811 | 0.22146 | 0.21501 | 0.20875 | 0.20267 | 0.19677 | 0.19104 | 0.18547 | 0.18007 | 0.17483 | 0.16973 | 0.16479 | 0.15999 | 0.15533 | 0.15081 | 0.14641 | 0.14215 | 0.13801 | 0.13399 | 0.13009 | 0.1263 | 0.12262 | 0.11905 | 0.11558 | 0.11221 | 0.10895 | 0.1531 | 0.14937 | 0.14573 | 0.14217 | 0.1387
|  | NTB4 | Great Yarmouth desalination (seawater) 50 Ml/d | Discount Rate | [9 empty] | 0.035 | 0.035 | 0.035 | 0.035 | 0.035 | 0.035 | 0.035 | 0.035 | 0.035 | 0.035 | 0.035 | 0.035 | 0.035 | 0.035 | 0.035 | 0.035 | 0.035 | 0.035 | 0.035 | 0.035 | 0.035 | 0.035 | 0.035 | 0.035 | 0.035 | 0.035 | 0.035 | 0.035 | 0.035 | 0.035 | 0.03 | 0.03 | 0.03 | 0.03 | 0.03 | 0.03 | 0.03 | 0.03 | 0.03 | 0.03 | 0.03 | 0.03 | 0.03 | 0.03 | 0.03 | 0.03 | 0.03 | 0.03 | 0.03 | 0.03 | 0.03 | 0.03 | 0.03 | 0.03 | 0.03 | 0.03 | 0.03 | 0.03 | 0.03 | 0.03 | 0.03 | 0.03 | 0.03 | 0.03 | 0.03 | 0.03 | 0.03 | 0.03 | 0.03 | 0.03 | 0.03 | 0.03 | 0.03 | 0.03 | 0.03 | 0.025 | 0.025 | 0.025 | 0.025 | 0.025
|  | NTB4 | Great Yarmouth desalination (seawater) 50 Ml/d | Financing Cost | [9 empty] | 1.8866 | 7.0655 | 15.3295 | 19.6163 | 18.8717 | 18.1272 | 17.3826 | 16.638 | 15.8935 | 15.1755 | 14.5724 | 13.8371 | 13.1018 | 12.3666 | 11.6313 | 10.896 | 10.1893 | 10.1396 | 12.2203 | 11.7746 | 11.3289 | 10.8832 | 10.4375 | 10.0204 | 9.7134 | 9.2671 | 8.8209 | 8.3746 | 7.9284 | 7.4821 | 7.0645 | 6.7572 | 6.881 | 9.1246 | 8.6783 | 8.232 | 7.7856 | 7.3679 | 7.0606 | 6.6143 | 6.1679 | 5.7216 | 5.2753 | 4.829 | 4.4113 | 4.1039 | 3.6576 | 3.7814 | 6.025 | 5.5787 | 5.1324 | 4.7147 | 6.3112 | 13.5382 | 13.0919 | 12.6456 | 12.1993 | 11.753 | 11.3353 | 11.0279 | 10.5816 | 10.1353 | 10.2591 | 12.5027 | 12.0564 | 11.6387 | 11.3313 | 10.885 | 10.4387 | 9.9924 | 9.546 | 9.0997 | 8.682 | 8.3747 | 7.9283 | 7.482 | 7.0357 | 7.1595 | 9.4031 | 8.9854
|  | NTB4 | Great Yarmouth desalination (seawater) 50 Ml/d | Net Present Cost (NPC) | [9 empty] | 1.8228 | 6.5958 | 13.8264 | 18.8212 | 27.4535 | 33.8687 | 32.1381 | 30.4859 | 28.9087 | 27.4221 | 26.0817 | 24.7131 | 23.4073 | 22.1615 | 20.9732 | 19.8399 | 18.7752 | 18.1135 | 18.5833 | 17.7309 | 16.9149 | 16.1338 | 15.3861 | 14.6832 | 14.0567 | 13.3989 | 12.7695 | 12.1674 | 11.5914 | 11.0404 | 12.2278 | 11.7523 | 11.4567 | 11.9443 | 11.4378 | 10.9507 | 10.4822 | 10.041 | 9.6515 | 9.2336 | 8.8318 | 8.4456 | 8.0744 | 7.7177 | 7.3824 | 7.0885 | 6.7708 | 6.6035 | 6.9383 | 6.6344 | 6.3424 | 6.0678 | 6.2244 | 7.5078 | 7.2013 | 6.9063 | 6.6224 | 6.3491 | 6.0912 | 5.8616 | 5.6173 | 5.3823 | 5.2447 | 5.4303 | 5.2068 | 4.9958 | 4.8079 | 4.608 | 4.4157 | 4.2308 | 4.0528 | 3.8816 | 3.7203 | 3.5775 | 3.4246 | 4.7444 | 4.562 | 4.4688 | 4.6788 | 4.5067
|  | NTB4 | Great Yarmouth desalination (seawater) 50 Ml/d | Opex | [9 empty] | 0 | 0 | 0 | 1.9814 | 13.7345 | 23.5061 | 23.5061 | 23.5061 | 23.5061 | 23.5061 | 23.5061 | 23.5061 | 23.5061 | 23.5061 | 23.5061 | 23.5061 | 23.5061 | 23.5061 | 23.5061 | 23.5061 | 23.5061 | 23.5061 | 23.5061 | 23.5061 | 23.5061 | 23.5061 | 23.5061 | 23.5061 | 23.5061 | 23.5061 | 23.5061 | 23.5061 | 23.5061 | 23.5061 | 23.5061 | 23.5061 | 23.5061 | 23.5061 | 23.5061 | 23.5061 | 23.5061 | 23.5061 | 23.5061 | 23.5061 | 23.5061 | 23.5061 | 23.5061 | 23.5061 | 23.5061 | 23.5061 | 23.5061 | 23.5061 | 23.5061 | 23.5061 | 23.5061 | 23.5061 | 23.5061 | 23.5061 | 23.5061 | 23.5061 | 23.5061 | 23.5061 | 23.5061 | 23.5061 | 23.5061 | 23.5061 | 23.5061 | 23.5061 | 23.5061 | 23.5061 | 23.5061 | 23.5061 | 23.5061 | 23.5061 | 23.5061 | 23.5061 | 23.5061 | 23.5061 | 23.5061 | 23.5061
|  | NTB4 | Great Yarmouth desalination (seawater) 50 Ml/d | Total NPC |  |  | Total | 2019-20: 910.2618
|  | NTB9 | Norfolk Bradenham to Norwich and the Broads potable transfer (10 Ml/d) | Capex |  |  |  | 0 | 0 | 0 | 0 | 0 | 0 | 5.7006 | 15.4002 | 22.9001 | 11.3643 | 0 | 0 | 0 | 0 | 0 | 0 | 0 | 0 | 0 | 0 | 0 | 0 | 0 | 0 | 0 | 0 | 0 | 0 | 0 | 0 | 0 | 0 | 0 | 0 | 0 | 0 | 0 | 0 | 0 | 0 | 0 | 0 | 0 | 0 | 0 | 0 | 0 | 0 | 0 | 0 | 0 | 0 | 0 | 0 | 0 | 0 | 0 | 0 | 0 | 0 | 0 | 0 | 0 | 0 | 0 | 0 | 0 | 0 | 0 | 0 | 0 | 0 | 0 | 0 | 0 | 0 | 0 | 0 | 0 | 0 | 0 | 0 | 0 | 0 | 0 | 0
|  | NTB9 | Norfolk Bradenham to Norwich and the Broads potable transfer (10 Ml/d) | Capex | Optimism Bias |  |  | 0 | 0 | 0 | 0 | 0 | 0 | 1.0489 | 2.8336 | 4.2136 | 2.091 | 0 | 0 | 0 | 0 | 0 | 0 | 0 | 0 | 0 | 0 | 0 | 0 | 0 | 0 | 0 | 0 | 0 | 0 | 0 | 0 | 0 | 0 | 0 | 0 | 0 | 0 | 0 | 0 | 0 | 0 | 0 | 0 | 0 | 0 | 0 | 0 | 0 | 0 | 0 | 0 | 0 | 0 | 0 | 0 | 0 | 0 | 0 | 0 | 0 | 0 | 0 | 0 | 0 | 0 | 0 | 0 | 0 | 0 | 0 | 0 | 0 | 0 | 0 | 0 | 0 | 0 | 0 | 0 | 0 | 0 | 0 | 0 | 0 | 0 | 0 | 0
|  | NTB9 | Norfolk Bradenham to Norwich and the Broads potable transfer (10 Ml/d) | Discount Factor | [9 empty] | 0.96618 | 0.93351 | 0.90194 | 0.87144 | 0.84197 | 0.8135 | 0.78599 | 0.75941 | 0.73373 | 0.70892 | 0.68495 | 0.66178 | 0.6394 | 0.61778 | 0.59689 | 0.57671 | 0.5572 | 0.53836 | 0.52016 | 0.50257 | 0.48557 | 0.46915 | 0.45329 | 0.43796 | 0.42315 | 0.40884 | 0.39501 | 0.38165 | 0.36875 | 0.35628 | 0.39999 | 0.38834 | 0.37703 | 0.36604 | 0.35538 | 0.34503 | 0.33498 | 0.32523 | 0.31575 | 0.30656 | 0.29763 | 0.28896 | 0.28054 | 0.27237 | 0.26444 | 0.25674 | 0.24926 | 0.242 | 0.23495 | 0.22811 | 0.22146 | 0.21501 | 0.20875 | 0.20267 | 0.19677 | 0.19104 | 0.18547 | 0.18007 | 0.17483 | 0.16973 | 0.16479 | 0.15999 | 0.15533 | 0.15081 | 0.14641 | 0.14215 | 0.13801 | 0.13399 | 0.13009 | 0.1263 | 0.12262 | 0.11905 | 0.11558 | 0.11221 | 0.10895 | 0.1531 | 0.14937 | 0.14573 | 0.14217 | 0.1387
|  | NTB9 | Norfolk Bradenham to Norwich and the Broads potable transfer (10 Ml/d) | Discount Rate | [9 empty] | 0.035 | 0.035 | 0.035 | 0.035 | 0.035 | 0.035 | 0.035 | 0.035 | 0.035 | 0.035 | 0.035 | 0.035 | 0.035 | 0.035 | 0.035 | 0.035 | 0.035 | 0.035 | 0.035 | 0.035 | 0.035 | 0.035 | 0.035 | 0.035 | 0.035 | 0.035 | 0.035 | 0.035 | 0.035 | 0.035 | 0.03 | 0.03 | 0.03 | 0.03 | 0.03 | 0.03 | 0.03 | 0.03 | 0.03 | 0.03 | 0.03 | 0.03 | 0.03 | 0.03 | 0.03 | 0.03 | 0.03 | 0.03 | 0.03 | 0.03 | 0.03 | 0.03 | 0.03 | 0.03 | 0.03 | 0.03 | 0.03 | 0.03 | 0.03 | 0.03 | 0.03 | 0.03 | 0.03 | 0.03 | 0.03 | 0.03 | 0.03 | 0.03 | 0.03 | 0.03 | 0.03 | 0.03 | 0.03 | 0.03 | 0.03 | 0.025 | 0.025 | 0.025 | 0.025 | 0.025
|  | NTB9 | Norfolk Bradenham to Norwich and the Broads potable transfer (10 Ml/d) | Financing Cost | [9 empty] | 0.21599 | 0.79947 | 1.6671 | 2.0924 | 2.0819 | 2.0715 | 2.061 | 2.0505 | 2.04 | 2.0295 | 2.019 | 2.0085 | 1.998 | 1.9876 | 1.9771 | 1.9666 | 1.9561 | 1.9456 | 1.9351 | 1.9246 | 1.9141 | 1.9036 | 1.8932 | 1.8827 | 1.8722 | 1.8617 | 1.8512 | 1.8407 | 1.8302 | 1.8197 | 1.8092 | 1.7988 | 1.7883 | 1.7778 | 1.7673 | 1.7568 | 1.7463 | 1.7358 | 1.7253 | 1.7149 | 1.7044 | 1.6939 | 1.6834 | 1.6729 | 1.6624 | 1.6519 | 1.6414 | 1.6309 | 1.6205 | 1.61 | 1.5995 | 1.589 | 1.5785 | 1.568 | 1.5575 | 1.547 | 1.5366 | 1.5261 | 1.5156 | 1.5051 | 1.4946 | 1.4841 | 1.4736 | 1.4631 | 1.4526 | 1.4422 | 1.4317 | 1.4212 | 1.4107 | 1.4002 | 1.3897 | 1.3792 | 1.3687 | 1.3582 | 1.3478 | 1.3373 | 1.3268 | 1.3163 | 1.3058 | 1.2953
|  | NTB9 | Norfolk Bradenham to Norwich and the Broads potable transfer (10 Ml/d) | Net Present Cost (NPC) | [9 empty] | 0.20868 | 0.74631 | 1.5036 | 1.8248 | 1.7594 | 1.6951 | 1.6295 | 1.5665 | 1.5058 | 1.4474 | 1.3913 | 1.3373 | 1.2854 | 1.2354 | 1.1874 | 1.1412 | 1.0968 | 1.054 | 1.0129 | 0.9734 | 0.93539 | 0.89884 | 0.86369 | 0.82989 | 0.79738 | 0.76613 | 0.73608 | 0.70719 | 0.6794 | 0.65269 | 0.72857 | 0.70328 | 0.67884 | 0.65523 | 0.63242 | 0.61038 | 0.58909 | 0.56852 | 0.54865 | 0.52945 | 0.51091 | 0.493 | 0.4757 | 0.45898 | 0.44284 | 0.42725 | 0.41219 | 0.39765 | 0.3836 | 0.37004 | 0.35694 | 0.34428 | 0.33207 | 0.32027 | 0.30888 | 0.29788 | 0.28726 | 0.277 | 0.2671 | 0.25754 | 0.24831 | 0.2394 | 0.2308 | 0.22249 | 0.21448 | 0.20674 | 0.19927 | 0.19206 | 0.1851 | 0.17839 | 0.17191 | 0.16565 | 0.15961 | 0.15379 | 0.14816 | 0.20661 | 0.20001 | 0.1936 | 0.18739 | 0.18136
|  | NTB9 | Norfolk Bradenham to Norwich and the Broads potable transfer (10 Ml/d) | Opex | [9 empty] | 0 | 0 | 0 | 0.0015295 | 0.0076473 | 0.012236 | 0.012236 | 0.012236 | 0.012236 | 0.012236 | 0.012236 | 0.012236 | 0.012236 | 0.012236 | 0.012236 | 0.012236 | 0.012236 | 0.012236 | 0.012236 | 0.012236 | 0.012236 | 0.012236 | 0.012236 | 0.012236 | 0.012236 | 0.012236 | 0.012236 | 0.012236 | 0.012236 | 0.012236 | 0.012236 | 0.012236 | 0.012236 | 0.012236 | 0.012236 | 0.012236 | 0.012236 | 0.012236 | 0.012236 | 0.012236 | 0.012236 | 0.012236 | 0.012236 | 0.012236 | 0.012236 | 0.012236 | 0.012236 | 0.012236 | 0.012236 | 0.012236 | 0.012236 | 0.012236 | 0.012236 | 0.012236 | 0.012236 | 0.012236 | 0.012236 | 0.012236 | 0.012236 | 0.012236 | 0.012236 | 0.012236 | 0.012236 | 0.012236 | 0.012236 | 0.012236 | 0.012236 | 0.012236 | 0.012236 | 0.012236 | 0.012236 | 0.012236 | 0.012236 | 0.012236 | 0.012236 | 0.012236 | 0.012236 | 0.012236 | 0.012236 | 0.012236
|  | NTB9 | Norfolk Bradenham to Norwich and the Broads potable transfer (10 Ml/d) | Total NPC |  |  | Total | 2019-20: 51.0197
|  | NWY1 | Norwich and the Broads to Norfolk Wymondham potable transfer (5 Ml/d) | Capex |  |  |  | 0 | 0 | 0 | 0 | 0 | 0 | 0.8868 | 2.3957 | 3.5624 | 1.7678 | 0 | 0 | 0 | 0 | 0 | 0.0084122 | 0.021702 | 0 | 0 | 0 | 0 | 0 | 0.0084122 | 0.34448 | 0.91393 | 0 | 0 | 0 | 0 | 0.0084122 | 0.021702 | 0 | 0 | 0 | 0 | 0 | 0.0084122 | 0.021702 | 0.33003 | 0.91393 | 0 | 0 | 0 | 0.0084122 | 0.021702 | 0 | 0 | 0 | 0 | 0 | 0.0084122 | 0.021702 | 0 | 0.33003 | 0.91393 | 0 | 0 | 0.0084122 | 0.1365 | 0.45919 | 0 | 0 | 0 | 0 | 0.0084122 | 0.021702 | 0 | 0 | 0.33003 | 0.91393 | 0 | 0.0084122 | 0.021702 | 0 | 0 | 0 | 0 | 0 | 0.0084122 | 0.021702 | 0 | 0 | 0 | 0.33003 | 0.91393 | 0.0084122
|  | NWY1 | Norwich and the Broads to Norfolk Wymondham potable transfer (5 Ml/d) | Capex | Optimism Bias |  |  | 0 | 0 | 0 | 0 | 0 | 0 | 0.16317 | 0.4408 | 0.65548 | 0.32528 | 0 | 0 | 0 | 0 | 0 | 0.0015478 | 0.0039931 | 0 | 0 | 0 | 0 | 0 | 0.0015478 | 0.063384 | 0.16816 | 0 | 0 | 0 | 0 | 0.0015478 | 0.0039931 | 0 | 0 | 0 | 0 | 0 | 0.0015478 | 0.0039931 | 0.060725 | 0.16816 | 0 | 0 | 0 | 0.0015478 | 0.0039931 | 0 | 0 | 0 | 0 | 0 | 0.0015478 | 0.0039931 | 0 | 0.060725 | 0.16816 | 0 | 0 | 0.0015478 | 0.025116 | 0.08449 | 0 | 0 | 0 | 0 | 0.0015478 | 0.0039931 | 0 | 0 | 0.060725 | 0.16816 | 0 | 0.0015478 | 0.0039931 | 0 | 0 | 0 | 0 | 0 | 0.0015478 | 0.0039931 | 0 | 0 | 0 | 0.060725 | 0.16816 | 0.0015478
|  | NWY1 | Norwich and the Broads to Norfolk Wymondham potable transfer (5 Ml/d) | Discount Factor | [9 empty] | 0.96618 | 0.93351 | 0.90194 | 0.87144 | 0.84197 | 0.8135 | 0.78599 | 0.75941 | 0.73373 | 0.70892 | 0.68495 | 0.66178 | 0.6394 | 0.61778 | 0.59689 | 0.57671 | 0.5572 | 0.53836 | 0.52016 | 0.50257 | 0.48557 | 0.46915 | 0.45329 | 0.43796 | 0.42315 | 0.40884 | 0.39501 | 0.38165 | 0.36875 | 0.35628 | 0.39999 | 0.38834 | 0.37703 | 0.36604 | 0.35538 | 0.34503 | 0.33498 | 0.32523 | 0.31575 | 0.30656 | 0.29763 | 0.28896 | 0.28054 | 0.27237 | 0.26444 | 0.25674 | 0.24926 | 0.242 | 0.23495 | 0.22811 | 0.22146 | 0.21501 | 0.20875 | 0.20267 | 0.19677 | 0.19104 | 0.18547 | 0.18007 | 0.17483 | 0.16973 | 0.16479 | 0.15999 | 0.15533 | 0.15081 | 0.14641 | 0.14215 | 0.13801 | 0.13399 | 0.13009 | 0.1263 | 0.12262 | 0.11905 | 0.11558 | 0.11221 | 0.10895 | 0.1531 | 0.14937 | 0.14573 | 0.14217 | 0.1387
|  | NWY1 | Norwich and the Broads to Norfolk Wymondham potable transfer (5 Ml/d) | Discount Rate | [9 empty] | 0.035 | 0.035 | 0.035 | 0.035 | 0.035 | 0.035 | 0.035 | 0.035 | 0.035 | 0.035 | 0.035 | 0.035 | 0.035 | 0.035 | 0.035 | 0.035 | 0.035 | 0.035 | 0.035 | 0.035 | 0.035 | 0.035 | 0.035 | 0.035 | 0.035 | 0.035 | 0.035 | 0.035 | 0.035 | 0.035 | 0.03 | 0.03 | 0.03 | 0.03 | 0.03 | 0.03 | 0.03 | 0.03 | 0.03 | 0.03 | 0.03 | 0.03 | 0.03 | 0.03 | 0.03 | 0.03 | 0.03 | 0.03 | 0.03 | 0.03 | 0.03 | 0.03 | 0.03 | 0.03 | 0.03 | 0.03 | 0.03 | 0.03 | 0.03 | 0.03 | 0.03 | 0.03 | 0.03 | 0.03 | 0.03 | 0.03 | 0.03 | 0.03 | 0.03 | 0.03 | 0.03 | 0.03 | 0.03 | 0.03 | 0.03 | 0.025 | 0.025 | 0.025 | 0.025 | 0.025
|  | NWY1 | Norwich and the Broads to Norfolk Wymondham potable transfer (5 Ml/d) | Financing Cost | [9 empty] | 0.033599 | 0.12437 | 0.25934 | 0.32322 | 0.31702 | 0.31082 | 0.30462 | 0.29841 | 0.29221 | 0.28631 | 0.28089 | 0.27465 | 0.26841 | 0.26218 | 0.25594 | 0.2497 | 0.24378 | 0.2502 | 0.27887 | 0.27398 | 0.26909 | 0.2642 | 0.25931 | 0.25474 | 0.25066 | 0.24574 | 0.24082 | 0.2359 | 0.23098 | 0.22605 | 0.22145 | 0.21735 | 0.22493 | 0.25463 | 0.24971 | 0.24479 | 0.23986 | 0.23526 | 0.23115 | 0.22623 | 0.22131 | 0.21638 | 0.21146 | 0.20653 | 0.20193 | 0.19782 | 0.1929 | 0.20048 | 0.23018 | 0.22526 | 0.22033 | 0.21573 | 0.21593 | 0.22836 | 0.22344 | 0.21851 | 0.21359 | 0.20867 | 0.20406 | 0.19996 | 0.19503 | 0.19011 | 0.19769 | 0.22739 | 0.22247 | 0.21786 | 0.21376 | 0.20884 | 0.20391 | 0.19899 | 0.19406 | 0.18914 | 0.18453 | 0.18043 | 0.17551 | 0.17058 | 0.16566 | 0.17324 | 0.20294 | 0.19833
|  | NWY1 | Norwich and the Broads to Norfolk Wymondham potable transfer (5 Ml/d) | Net Present Cost (NPC) | [9 empty] | 0.032463 | 0.1161 | 0.23391 | 0.28946 | 0.30456 | 0.31104 | 0.29565 | 0.28094 | 0.26689 | 0.25368 | 0.24139 | 0.2291 | 0.21736 | 0.20616 | 0.19547 | 0.18526 | 0.1757 | 0.17321 | 0.18226 | 0.17364 | 0.1654 | 0.15751 | 0.14997 | 0.1429 | 0.13634 | 0.12971 | 0.12338 | 0.11733 | 0.11155 | 0.10602 | 0.11719 | 0.11218 | 0.11178 | 0.11939 | 0.11416 | 0.10914 | 0.10431 | 0.099776 | 0.095575 | 0.091281 | 0.087157 | 0.083196 | 0.079391 | 0.075737 | 0.072314 | 0.069154 | 0.065913 | 0.065827 | 0.070888 | 0.0677 | 0.064638 | 0.061765 | 0.060009 | 0.06078 | 0.058041 | 0.05541 | 0.052882 | 0.050455 | 0.048181 | 0.046081 | 0.043927 | 0.04186 | 0.041818 | 0.04508 | 0.043046 | 0.041137 | 0.039373 | 0.037566 | 0.035832 | 0.034166 | 0.032567 | 0.031032 | 0.029596 | 0.028274 | 0.026914 | 0.037069 | 0.035429 | 0.03567 | 0.039023 | 0.037432
|  | NWY1 | Norwich and the Broads to Norfolk Wymondham potable transfer (5 Ml/d) | Opex | [9 empty] | 0 | 0 | 0 | 0.0089417 | 0.044709 | 0.071534 | 0.071534 | 0.071534 | 0.071534 | 0.071534 | 0.071534 | 0.071534 | 0.071534 | 0.071534 | 0.071534 | 0.071534 | 0.071534 | 0.071534 | 0.071534 | 0.071534 | 0.071534 | 0.071534 | 0.071534 | 0.071534 | 0.071534 | 0.071534 | 0.071534 | 0.071534 | 0.071534 | 0.071534 | 0.071534 | 0.071534 | 0.071534 | 0.071534 | 0.071534 | 0.071534 | 0.071534 | 0.071534 | 0.071534 | 0.071534 | 0.071534 | 0.071534 | 0.071534 | 0.071534 | 0.071534 | 0.071534 | 0.071534 | 0.071534 | 0.071534 | 0.071534 | 0.071534 | 0.071534 | 0.071534 | 0.071534 | 0.071534 | 0.071534 | 0.071534 | 0.071534 | 0.071534 | 0.071534 | 0.071534 | 0.071534 | 0.071534 | 0.071534 | 0.071534 | 0.071534 | 0.071534 | 0.071534 | 0.071534 | 0.071534 | 0.071534 | 0.071534 | 0.071534 | 0.071534 | 0.071534 | 0.071534 | 0.071534 | 0.071534 | 0.071534 | 0.071534
|  | NWY1 | Norwich and the Broads to Norfolk Wymondham potable transfer (5 Ml/d) | Total NPC |  |  | Total | 2019-20: 8.8115
|  | NWY2 | Norwich and the Broads to Norfolk Wymondham potable transfer (15 Ml/d) | Capex |  |  |  | 0 | 0 | 0 | 0 | 0 | 0 | 1.61 | 4.3495 | 6.4677 | 3.2096 | 0 | 0 | 0 | 0 | 0 | 0.0091882 | 0.023746 | 0 | 0 | 0 | 0 | 0 | 0.0091882 | 0.59724 | 1.6359 | 0 | 0 | 0 | 0 | 0.0091882 | 0.023746 | 0 | 0 | 0 | 0 | 0 | 0.0091882 | 0.023746 | 0.58183 | 1.6359 | 0 | 0 | 0 | 0.0091882 | 0.023746 | 0 | 0 | 0 | 0 | 0 | 0.0091882 | 0.023746 | 0 | 0.58183 | 1.6359 | 0 | 0 | 0.0091882 | 0.23256 | 0.83527 | 0 | 0 | 0 | 0 | 0.0091882 | 0.023746 | 0 | 0 | 0.58183 | 1.6359 | 0 | 0.0091882 | 0.023746 | 0 | 0 | 0 | 0 | 0 | 0.0091882 | 0.023746 | 0 | 0 | 0 | 0.58183 | 1.6359 | 0.0091882
|  | NWY2 | Norwich and the Broads to Norfolk Wymondham potable transfer (15 Ml/d) | Capex | Optimism Bias |  |  | 0 | 0 | 0 | 0 | 0 | 0 | 0.29625 | 0.8003 | 1.1901 | 0.59057 | 0 | 0 | 0 | 0 | 0 | 0.0016906 | 0.0043692 | 0 | 0 | 0 | 0 | 0 | 0.0016906 | 0.10989 | 0.30101 | 0 | 0 | 0 | 0 | 0.0016906 | 0.0043692 | 0 | 0 | 0 | 0 | 0 | 0.0016906 | 0.0043692 | 0.10706 | 0.30101 | 0 | 0 | 0 | 0.0016906 | 0.0043692 | 0 | 0 | 0 | 0 | 0 | 0.0016906 | 0.0043692 | 0 | 0.10706 | 0.30101 | 0 | 0 | 0.0016906 | 0.042792 | 0.15369 | 0 | 0 | 0 | 0 | 0.0016906 | 0.0043692 | 0 | 0 | 0.10706 | 0.30101 | 0 | 0.0016906 | 0.0043692 | 0 | 0 | 0 | 0 | 0 | 0.0016906 | 0.0043692 | 0 | 0 | 0 | 0.10706 | 0.30101 | 0.0016906
|  | NWY2 | Norwich and the Broads to Norfolk Wymondham potable transfer (15 Ml/d) | Discount Factor | [9 empty] | 0.96618 | 0.93351 | 0.90194 | 0.87144 | 0.84197 | 0.8135 | 0.78599 | 0.75941 | 0.73373 | 0.70892 | 0.68495 | 0.66178 | 0.6394 | 0.61778 | 0.59689 | 0.57671 | 0.5572 | 0.53836 | 0.52016 | 0.50257 | 0.48557 | 0.46915 | 0.45329 | 0.43796 | 0.42315 | 0.40884 | 0.39501 | 0.38165 | 0.36875 | 0.35628 | 0.39999 | 0.38834 | 0.37703 | 0.36604 | 0.35538 | 0.34503 | 0.33498 | 0.32523 | 0.31575 | 0.30656 | 0.29763 | 0.28896 | 0.28054 | 0.27237 | 0.26444 | 0.25674 | 0.24926 | 0.242 | 0.23495 | 0.22811 | 0.22146 | 0.21501 | 0.20875 | 0.20267 | 0.19677 | 0.19104 | 0.18547 | 0.18007 | 0.17483 | 0.16973 | 0.16479 | 0.15999 | 0.15533 | 0.15081 | 0.14641 | 0.14215 | 0.13801 | 0.13399 | 0.13009 | 0.1263 | 0.12262 | 0.11905 | 0.11558 | 0.11221 | 0.10895 | 0.1531 | 0.14937 | 0.14573 | 0.14217 | 0.1387
|  | NWY2 | Norwich and the Broads to Norfolk Wymondham potable transfer (15 Ml/d) | Discount Rate | [9 empty] | 0.035 | 0.035 | 0.035 | 0.035 | 0.035 | 0.035 | 0.035 | 0.035 | 0.035 | 0.035 | 0.035 | 0.035 | 0.035 | 0.035 | 0.035 | 0.035 | 0.035 | 0.035 | 0.035 | 0.035 | 0.035 | 0.035 | 0.035 | 0.035 | 0.035 | 0.035 | 0.035 | 0.035 | 0.035 | 0.035 | 0.03 | 0.03 | 0.03 | 0.03 | 0.03 | 0.03 | 0.03 | 0.03 | 0.03 | 0.03 | 0.03 | 0.03 | 0.03 | 0.03 | 0.03 | 0.03 | 0.03 | 0.03 | 0.03 | 0.03 | 0.03 | 0.03 | 0.03 | 0.03 | 0.03 | 0.03 | 0.03 | 0.03 | 0.03 | 0.03 | 0.03 | 0.03 | 0.03 | 0.03 | 0.03 | 0.03 | 0.03 | 0.03 | 0.03 | 0.03 | 0.03 | 0.03 | 0.03 | 0.03 | 0.03 | 0.025 | 0.025 | 0.025 | 0.025 | 0.025
|  | NWY2 | Norwich and the Broads to Norfolk Wymondham potable transfer (15 Ml/d) | Financing Cost | [9 empty] | 0.061001 | 0.22579 | 0.47084 | 0.5868 | 0.57549 | 0.56419 | 0.55289 | 0.54159 | 0.53028 | 0.5193 | 0.50886 | 0.49752 | 0.48618 | 0.47484 | 0.46349 | 0.45215 | 0.44116 | 0.45174 | 0.503 | 0.49433 | 0.48565 | 0.47698 | 0.46831 | 0.45999 | 0.4522 | 0.44349 | 0.43478 | 0.42606 | 0.41735 | 0.40864 | 0.40028 | 0.39247 | 0.4058 | 0.45907 | 0.45035 | 0.44164 | 0.43293 | 0.42456 | 0.41675 | 0.40803 | 0.39932 | 0.39061 | 0.38189 | 0.37318 | 0.36482 | 0.357 | 0.34829 | 0.36162 | 0.41489 | 0.40617 | 0.39746 | 0.38909 | 0.38911 | 0.41197 | 0.40325 | 0.39454 | 0.38583 | 0.37711 | 0.36875 | 0.36093 | 0.35222 | 0.34351 | 0.35684 | 0.41011 | 0.40139 | 0.39303 | 0.38521 | 0.3765 | 0.36779 | 0.35907 | 0.35036 | 0.34165 | 0.33328 | 0.32547 | 0.31675 | 0.30804 | 0.29933 | 0.31266 | 0.36592 | 0.35756
|  | NWY2 | Norwich and the Broads to Norfolk Wymondham potable transfer (15 Ml/d) | Net Present Cost (NPC) | [9 empty] | 0.058938 | 0.21078 | 0.42467 | 0.5303 | 0.57605 | 0.60042 | 0.57123 | 0.54333 | 0.51667 | 0.49141 | 0.46764 | 0.44432 | 0.42204 | 0.40076 | 0.38044 | 0.36104 | 0.3427 | 0.33681 | 0.35208 | 0.33582 | 0.32025 | 0.30535 | 0.2911 | 0.27761 | 0.26492 | 0.2524 | 0.24043 | 0.22897 | 0.21802 | 0.20754 | 0.22966 | 0.21993 | 0.21855 | 0.23169 | 0.22184 | 0.21237 | 0.20327 | 0.19463 | 0.18649 | 0.17839 | 0.1706 | 0.16311 | 0.15592 | 0.149 | 0.14245 | 0.1363 | 0.13015 | 0.12959 | 0.13833 | 0.13231 | 0.12653 | 0.12105 | 0.11752 | 0.11873 | 0.11356 | 0.10859 | 0.10381 | 0.099217 | 0.094865 | 0.090775 | 0.086695 | 0.082776 | 0.082436 | 0.088068 | 0.084227 | 0.080585 | 0.077159 | 0.073744 | 0.070463 | 0.06731 | 0.064281 | 0.061372 | 0.058617 | 0.056033 | 0.053452 | 0.073783 | 0.070682 | 0.070901 | 0.076745 | 0.073713
|  | NWY2 | Norwich and the Broads to Norfolk Wymondham potable transfer (15 Ml/d) | Opex | [9 empty] | 0 | 0 | 0 | 0.021735 | 0.10867 | 0.17388 | 0.17388 | 0.17388 | 0.17388 | 0.17388 | 0.17388 | 0.17388 | 0.17388 | 0.17388 | 0.17388 | 0.17388 | 0.17388 | 0.17388 | 0.17388 | 0.17388 | 0.17388 | 0.17388 | 0.17388 | 0.17388 | 0.17388 | 0.17388 | 0.17388 | 0.17388 | 0.17388 | 0.17388 | 0.17388 | 0.17388 | 0.17388 | 0.17388 | 0.17388 | 0.17388 | 0.17388 | 0.17388 | 0.17388 | 0.17388 | 0.17388 | 0.17388 | 0.17388 | 0.17388 | 0.17388 | 0.17388 | 0.17388 | 0.17388 | 0.17388 | 0.17388 | 0.17388 | 0.17388 | 0.17388 | 0.17388 | 0.17388 | 0.17388 | 0.17388 | 0.17388 | 0.17388 | 0.17388 | 0.17388 | 0.17388 | 0.17388 | 0.17388 | 0.17388 | 0.17388 | 0.17388 | 0.17388 | 0.17388 | 0.17388 | 0.17388 | 0.17388 | 0.17388 | 0.17388 | 0.17388 | 0.17388 | 0.17388 | 0.17388 | 0.17388 | 0.17388
|  | NWY2 | Norwich and the Broads to Norfolk Wymondham potable transfer (15 Ml/d) | Total NPC |  |  | Total | 2019-20: 17.0663
|  | NWY3 | Norwich and the Broads to Norfolk Wymondham potable transfer (10 Ml/d) | Capex |  |  |  | 0 | 0 | 0 | 0 | 0 | 0 | 1.6454 | 4.445 | 6.6098 | 3.2801 | 0 | 0 | 0 | 0 | 0 | 0.0091882 | 0.023746 | 0 | 0 | 0 | 0 | 0 | 0.0091882 | 0.32147 | 0.84462 | 0 | 0 | 0 | 0 | 0.0091882 | 0.023746 | 0 | 0 | 0 | 0 | 0 | 0.0091882 | 0.023746 | 0.30537 | 0.84462 | 0 | 0 | 0 | 0.0091882 | 0.023746 | 0 | 0 | 0 | 0 | 0 | 0.0091882 | 0.023746 | 0 | 0.30537 | 0.84462 | 0 | 0 | 0.0091882 | 0.12343 | 0.39874 | 0 | 0 | 0 | 0 | 0.0091882 | 0.023746 | 0 | 0 | 0.30537 | 0.84462 | 0 | 0.0091882 | 0.023746 | 0 | 0 | 0 | 0 | 0 | 0.0091882 | 0.023746 | 0 | 0 | 0 | 0.30537 | 0.84462 | 0.0091882
|  | NWY3 | Norwich and the Broads to Norfolk Wymondham potable transfer (10 Ml/d) | Capex | Optimism Bias |  |  | 0 | 0 | 0 | 0 | 0 | 0 | 0.30275 | 0.81788 | 1.2162 | 0.60354 | 0 | 0 | 0 | 0 | 0 | 0.0016906 | 0.0043692 | 0 | 0 | 0 | 0 | 0 | 0.0016906 | 0.059151 | 0.15541 | 0 | 0 | 0 | 0 | 0.0016906 | 0.0043692 | 0 | 0 | 0 | 0 | 0 | 0.0016906 | 0.0043692 | 0.056187 | 0.15541 | 0 | 0 | 0 | 0.0016906 | 0.0043692 | 0 | 0 | 0 | 0 | 0 | 0.0016906 | 0.0043692 | 0 | 0.056187 | 0.15541 | 0 | 0 | 0.0016906 | 0.022711 | 0.073368 | 0 | 0 | 0 | 0 | 0.0016906 | 0.0043692 | 0 | 0 | 0.056187 | 0.15541 | 0 | 0.0016906 | 0.0043692 | 0 | 0 | 0 | 0 | 0 | 0.0016906 | 0.0043692 | 0 | 0 | 0 | 0.056187 | 0.15541 | 0.0016906
|  | NWY3 | Norwich and the Broads to Norfolk Wymondham potable transfer (10 Ml/d) | Discount Factor | [9 empty] | 0.96618 | 0.93351 | 0.90194 | 0.87144 | 0.84197 | 0.8135 | 0.78599 | 0.75941 | 0.73373 | 0.70892 | 0.68495 | 0.66178 | 0.6394 | 0.61778 | 0.59689 | 0.57671 | 0.5572 | 0.53836 | 0.52016 | 0.50257 | 0.48557 | 0.46915 | 0.45329 | 0.43796 | 0.42315 | 0.40884 | 0.39501 | 0.38165 | 0.36875 | 0.35628 | 0.39999 | 0.38834 | 0.37703 | 0.36604 | 0.35538 | 0.34503 | 0.33498 | 0.32523 | 0.31575 | 0.30656 | 0.29763 | 0.28896 | 0.28054 | 0.27237 | 0.26444 | 0.25674 | 0.24926 | 0.242 | 0.23495 | 0.22811 | 0.22146 | 0.21501 | 0.20875 | 0.20267 | 0.19677 | 0.19104 | 0.18547 | 0.18007 | 0.17483 | 0.16973 | 0.16479 | 0.15999 | 0.15533 | 0.15081 | 0.14641 | 0.14215 | 0.13801 | 0.13399 | 0.13009 | 0.1263 | 0.12262 | 0.11905 | 0.11558 | 0.11221 | 0.10895 | 0.1531 | 0.14937 | 0.14573 | 0.14217 | 0.1387
|  | NWY3 | Norwich and the Broads to Norfolk Wymondham potable transfer (10 Ml/d) | Discount Rate | [9 empty] | 0.035 | 0.035 | 0.035 | 0.035 | 0.035 | 0.035 | 0.035 | 0.035 | 0.035 | 0.035 | 0.035 | 0.035 | 0.035 | 0.035 | 0.035 | 0.035 | 0.035 | 0.035 | 0.035 | 0.035 | 0.035 | 0.035 | 0.035 | 0.035 | 0.035 | 0.035 | 0.035 | 0.035 | 0.035 | 0.035 | 0.03 | 0.03 | 0.03 | 0.03 | 0.03 | 0.03 | 0.03 | 0.03 | 0.03 | 0.03 | 0.03 | 0.03 | 0.03 | 0.03 | 0.03 | 0.03 | 0.03 | 0.03 | 0.03 | 0.03 | 0.03 | 0.03 | 0.03 | 0.03 | 0.03 | 0.03 | 0.03 | 0.03 | 0.03 | 0.03 | 0.03 | 0.03 | 0.03 | 0.03 | 0.03 | 0.03 | 0.03 | 0.03 | 0.03 | 0.03 | 0.03 | 0.03 | 0.03 | 0.03 | 0.03 | 0.025 | 0.025 | 0.025 | 0.025 | 0.025
|  | NWY3 | Norwich and the Broads to Norfolk Wymondham potable transfer (10 Ml/d) | Financing Cost | [9 empty] | 0.062341 | 0.23075 | 0.48118 | 0.60184 | 0.59461 | 0.58738 | 0.58015 | 0.57291 | 0.56568 | 0.55877 | 0.55239 | 0.54512 | 0.53785 | 0.53058 | 0.52331 | 0.51604 | 0.50912 | 0.51366 | 0.53863 | 0.53259 | 0.52655 | 0.5205 | 0.51446 | 0.50876 | 0.5036 | 0.49752 | 0.49145 | 0.48537 | 0.47929 | 0.47321 | 0.46748 | 0.4623 | 0.46779 | 0.49371 | 0.48763 | 0.48155 | 0.47546 | 0.46973 | 0.46455 | 0.45847 | 0.45239 | 0.4463 | 0.44022 | 0.43414 | 0.42841 | 0.42323 | 0.41714 | 0.42263 | 0.44855 | 0.44247 | 0.43639 | 0.43066 | 0.42921 | 0.4382 | 0.43212 | 0.42604 | 0.41996 | 0.41387 | 0.40814 | 0.40296 | 0.39688 | 0.3908 | 0.39628 | 0.4222 | 0.41612 | 0.41039 | 0.40521 | 0.39913 | 0.39304 | 0.38696 | 0.38088 | 0.3748 | 0.36907 | 0.36388 | 0.3578 | 0.35172 | 0.34564 | 0.35113 | 0.37705 | 0.37131
|  | NWY3 | Norwich and the Broads to Norfolk Wymondham potable transfer (10 Ml/d) | Net Present Cost (NPC) | [9 empty] | 0.060233 | 0.21541 | 0.434 | 0.5304 | 0.52926 | 0.52207 | 0.49873 | 0.47637 | 0.45496 | 0.43467 | 0.41561 | 0.39674 | 0.37867 | 0.36138 | 0.34482 | 0.32896 | 0.31398 | 0.30581 | 0.30846 | 0.29499 | 0.28208 | 0.26971 | 0.25785 | 0.24663 | 0.23611 | 0.22564 | 0.21561 | 0.206 | 0.19679 | 0.18797 | 0.20874 | 0.20065 | 0.19687 | 0.20062 | 0.19262 | 0.18491 | 0.17749 | 0.17045 | 0.16385 | 0.15722 | 0.15083 | 0.14468 | 0.13876 | 0.13306 | 0.12767 | 0.12262 | 0.11753 | 0.11544 | 0.11816 | 0.11333 | 0.10869 | 0.10429 | 0.10095 | 0.099831 | 0.095727 | 0.091777 | 0.087976 | 0.084318 | 0.08086 | 0.077625 | 0.074362 | 0.071223 | 0.070001 | 0.071871 | 0.068887 | 0.066066 | 0.063427 | 0.060764 | 0.058203 | 0.05574 | 0.053371 | 0.051092 | 0.048942 | 0.046935 | 0.044905 | 0.062175 | 0.05975 | 0.059093 | 0.061337 | 0.059045
|  | NWY3 | Norwich and the Broads to Norfolk Wymondham potable transfer (10 Ml/d) | Opex | [9 empty] | 0 | 0 | 0 | 0.0067973 | 0.033986 | 0.054378 | 0.054378 | 0.054378 | 0.054378 | 0.054378 | 0.054378 | 0.054378 | 0.054378 | 0.054378 | 0.054378 | 0.054378 | 0.054378 | 0.054378 | 0.054378 | 0.054378 | 0.054378 | 0.054378 | 0.054378 | 0.054378 | 0.054378 | 0.054378 | 0.054378 | 0.054378 | 0.054378 | 0.054378 | 0.054378 | 0.054378 | 0.054378 | 0.054378 | 0.054378 | 0.054378 | 0.054378 | 0.054378 | 0.054378 | 0.054378 | 0.054378 | 0.054378 | 0.054378 | 0.054378 | 0.054378 | 0.054378 | 0.054378 | 0.054378 | 0.054378 | 0.054378 | 0.054378 | 0.054378 | 0.054378 | 0.054378 | 0.054378 | 0.054378 | 0.054378 | 0.054378 | 0.054378 | 0.054378 | 0.054378 | 0.054378 | 0.054378 | 0.054378 | 0.054378 | 0.054378 | 0.054378 | 0.054378 | 0.054378 | 0.054378 | 0.054378 | 0.054378 | 0.054378 | 0.054378 | 0.054378 | 0.054378 | 0.054378 | 0.054378 | 0.054378 | 0.054378
|  | NWY3 | Norwich and the Broads to Norfolk Wymondham potable transfer (10 Ml/d) | Total NPC |  |  | Total | 2019-20: 15.2046
|  | RTC1 | Ruthamford West to Ruthamford Central potable transfer (70 Ml/d) | Capex |  |  |  | 0 | 0 | 0 | 0 | 0 | 0 | 8.2139 | 22.1897 | 32.9961 | 16.3745 | 0 | 0 | 0 | 0 | 0 | 0.016886 | 0.044175 | 0 | 0 | 0 | 0 | 0 | 0.016886 | 2.1701 | 6.4168 | 0 | 0 | 0 | 0 | 0.016886 | 0.044175 | 0 | 0 | 0 | 0 | 0 | 0.016886 | 0.044175 | 2.1389 | 6.4168 | 0 | 0 | 0 | 0.016886 | 0.044175 | 0 | 0 | 0 | 0 | 0 | 0.016886 | 0.044175 | 0 | 2.1389 | 6.4168 | 0 | 0 | 0.016886 | 0.8368 | 3.1705 | 0 | 0 | 0 | 0 | 0.016886 | 0.044175 | 0 | 0 | 2.1389 | 6.4168 | 0 | 0.016886 | 0.044175 | 0 | 0 | 0 | 0 | 0 | 0.016886 | 0.044175 | 0 | 0 | 0 | 2.1389 | 6.4168 | 0.016886
|  | RTC1 | Ruthamford West to Ruthamford Central potable transfer (70 Ml/d) | Capex | Optimism Bias |  |  | 0 | 0 | 0 | 0 | 0 | 0 | 1.5114 | 4.0829 | 6.0713 | 3.0129 | 0 | 0 | 0 | 0 | 0 | 0.0031071 | 0.0081283 | 0 | 0 | 0 | 0 | 0 | 0.0031071 | 0.39931 | 1.1807 | 0 | 0 | 0 | 0 | 0.0031071 | 0.0081283 | 0 | 0 | 0 | 0 | 0 | 0.0031071 | 0.0081283 | 0.39356 | 1.1807 | 0 | 0 | 0 | 0.0031071 | 0.0081283 | 0 | 0 | 0 | 0 | 0 | 0.0031071 | 0.0081283 | 0 | 0.39356 | 1.1807 | 0 | 0 | 0.0031071 | 0.15397 | 0.58337 | 0 | 0 | 0 | 0 | 0.0031071 | 0.0081283 | 0 | 0 | 0.39356 | 1.1807 | 0 | 0.0031071 | 0.0081283 | 0 | 0 | 0 | 0 | 0 | 0.0031071 | 0.0081283 | 0 | 0 | 0 | 0.39356 | 1.1807 | 0.0031071
|  | RTC1 | Ruthamford West to Ruthamford Central potable transfer (70 Ml/d) | Discount Factor | [9 empty] | 0.96618 | 0.93351 | 0.90194 | 0.87144 | 0.84197 | 0.8135 | 0.78599 | 0.75941 | 0.73373 | 0.70892 | 0.68495 | 0.66178 | 0.6394 | 0.61778 | 0.59689 | 0.57671 | 0.5572 | 0.53836 | 0.52016 | 0.50257 | 0.48557 | 0.46915 | 0.45329 | 0.43796 | 0.42315 | 0.40884 | 0.39501 | 0.38165 | 0.36875 | 0.35628 | 0.39999 | 0.38834 | 0.37703 | 0.36604 | 0.35538 | 0.34503 | 0.33498 | 0.32523 | 0.31575 | 0.30656 | 0.29763 | 0.28896 | 0.28054 | 0.27237 | 0.26444 | 0.25674 | 0.24926 | 0.242 | 0.23495 | 0.22811 | 0.22146 | 0.21501 | 0.20875 | 0.20267 | 0.19677 | 0.19104 | 0.18547 | 0.18007 | 0.17483 | 0.16973 | 0.16479 | 0.15999 | 0.15533 | 0.15081 | 0.14641 | 0.14215 | 0.13801 | 0.13399 | 0.13009 | 0.1263 | 0.12262 | 0.11905 | 0.11558 | 0.11221 | 0.10895 | 0.1531 | 0.14937 | 0.14573 | 0.14217 | 0.1387
|  | RTC1 | Ruthamford West to Ruthamford Central potable transfer (70 Ml/d) | Discount Rate | [9 empty] | 0.035 | 0.035 | 0.035 | 0.035 | 0.035 | 0.035 | 0.035 | 0.035 | 0.035 | 0.035 | 0.035 | 0.035 | 0.035 | 0.035 | 0.035 | 0.035 | 0.035 | 0.035 | 0.035 | 0.035 | 0.035 | 0.035 | 0.035 | 0.035 | 0.035 | 0.035 | 0.035 | 0.035 | 0.035 | 0.035 | 0.03 | 0.03 | 0.03 | 0.03 | 0.03 | 0.03 | 0.03 | 0.03 | 0.03 | 0.03 | 0.03 | 0.03 | 0.03 | 0.03 | 0.03 | 0.03 | 0.03 | 0.03 | 0.03 | 0.03 | 0.03 | 0.03 | 0.03 | 0.03 | 0.03 | 0.03 | 0.03 | 0.03 | 0.03 | 0.03 | 0.03 | 0.03 | 0.03 | 0.03 | 0.03 | 0.03 | 0.03 | 0.03 | 0.03 | 0.03 | 0.03 | 0.03 | 0.03 | 0.03 | 0.03 | 0.025 | 0.025 | 0.025 | 0.025 | 0.025
|  | RTC1 | Ruthamford West to Ruthamford Central potable transfer (70 Ml/d) | Financing Cost | [9 empty] | 0.31121 | 1.1519 | 2.4021 | 2.9987 | 2.9512 | 2.9037 | 2.8562 | 2.8088 | 2.7613 | 2.7144 | 2.6685 | 2.6209 | 2.5734 | 2.5258 | 2.4783 | 2.4308 | 2.3839 | 2.4159 | 2.6141 | 2.5773 | 2.5405 | 2.5037 | 2.4669 | 2.4308 | 2.3956 | 2.3587 | 2.3218 | 2.285 | 2.2481 | 2.2112 | 2.175 | 2.1398 | 2.1839 | 2.3902 | 2.3533 | 2.3164 | 2.2796 | 2.2433 | 2.2081 | 2.1713 | 2.1344 | 2.0975 | 2.0606 | 2.0238 | 1.9875 | 1.9523 | 1.9154 | 1.9596 | 2.1659 | 2.129 | 2.0921 | 2.0559 | 2.0504 | 2.1333 | 2.0965 | 2.0596 | 2.0227 | 1.9858 | 1.9496 | 1.9144 | 1.8775 | 1.8407 | 1.8848 | 2.0911 | 2.0542 | 2.018 | 1.9828 | 1.9459 | 1.909 | 1.8721 | 1.8353 | 1.7984 | 1.7621 | 1.7269 | 1.6901 | 1.6532 | 1.6163 | 1.6605 | 1.8667 | 1.8305
|  | RTC1 | Ruthamford West to Ruthamford Central potable transfer (70 Ml/d) | Net Present Cost (NPC) | [9 empty] | 0.30068 | 1.0753 | 2.1665 | 2.6999 | 2.9038 | 3.0098 | 2.8706 | 2.7375 | 2.6101 | 2.4886 | 2.373 | 2.2613 | 2.1544 | 2.0522 | 1.9544 | 1.8609 | 1.7718 | 1.7292 | 1.7738 | 1.6953 | 1.6201 | 1.5481 | 1.479 | 1.4132 | 1.3505 | 1.2898 | 1.2316 | 1.1759 | 1.1225 | 1.0714 | 1.1884 | 1.1401 | 1.1235 | 1.1663 | 1.1192 | 1.0739 | 1.0303 | 0.98847 | 0.94857 | 0.90964 | 0.87217 | 0.83611 | 0.80141 | 0.76803 | 0.73607 | 0.7056 | 0.67585 | 0.66686 | 0.69589 | 0.66721 | 0.63961 | 0.61319 | 0.59419 | 0.59369 | 0.56915 | 0.54552 | 0.5228 | 0.50093 | 0.48 | 0.46005 | 0.44057 | 0.42184 | 0.41641 | 0.43539 | 0.41731 | 0.4 | 0.38349 | 0.36738 | 0.35189 | 0.33698 | 0.32264 | 0.30886 | 0.29567 | 0.28311 | 0.27085 | 0.37498 | 0.36033 | 0.35798 | 0.37857 | 0.36431
|  | RTC1 | Ruthamford West to Ruthamford Central potable transfer (70 Ml/d) | Opex | [9 empty] | 0 | 0 | 0 | 0.099502 | 0.49751 | 0.79601 | 0.79601 | 0.79601 | 0.79601 | 0.79601 | 0.79601 | 0.79601 | 0.79601 | 0.79601 | 0.79601 | 0.79601 | 0.79601 | 0.79601 | 0.79601 | 0.79601 | 0.79601 | 0.79601 | 0.79601 | 0.79601 | 0.79601 | 0.79601 | 0.79601 | 0.79601 | 0.79601 | 0.79601 | 0.79601 | 0.79601 | 0.79601 | 0.79601 | 0.79601 | 0.79601 | 0.79601 | 0.79601 | 0.79601 | 0.79601 | 0.79601 | 0.79601 | 0.79601 | 0.79601 | 0.79601 | 0.79601 | 0.79601 | 0.79601 | 0.79601 | 0.79601 | 0.79601 | 0.79601 | 0.79601 | 0.79601 | 0.79601 | 0.79601 | 0.79601 | 0.79601 | 0.79601 | 0.79601 | 0.79601 | 0.79601 | 0.79601 | 0.79601 | 0.79601 | 0.79601 | 0.79601 | 0.79601 | 0.79601 | 0.79601 | 0.79601 | 0.79601 | 0.79601 | 0.79601 | 0.79601 | 0.79601 | 0.79601 | 0.79601 | 0.79601 | 0.79601
|  | RTC1 | Ruthamford West to Ruthamford Central potable transfer (70 Ml/d) | Total NPC |  |  | Total | 2019-20: 86.7124
|  | RTC2 | Ruthamford South to Ruthamford Central potable transfer (12 Ml/d) | Capex |  |  |  | 0 | 0 | 0 | 0 | 0 | 0 | 2.5227 | 6.8151 | 10.1341 | 5.0291 | 0 | 0 | 0 | 0 | 0 | 0.0087632 | 0.022626 | 0 | 0 | 0 | 0 | 0 | 0.0087632 | 0.40426 | 1.0807 | 0 | 0 | 0 | 0 | 0.0087632 | 0.022626 | 0 | 0 | 0 | 0 | 0 | 0.0087632 | 0.022626 | 0.38928 | 1.0807 | 0 | 0 | 0 | 0.0087632 | 0.022626 | 0 | 0 | 0 | 0 | 0 | 0.0087632 | 0.022626 | 0 | 0.38928 | 1.0807 | 0 | 0 | 0.0087632 | 0.15799 | 0.54146 | 0 | 0 | 0 | 0 | 0.0087632 | 0.022626 | 0 | 0 | 0.38928 | 1.0807 | 0 | 0.0087632 | 0.022626 | 0 | 0 | 0 | 0 | 0 | 0.0087632 | 0.022626 | 0 | 0 | 0 | 0.38928 | 1.0807 | 0.0087632
|  | RTC2 | Ruthamford South to Ruthamford Central potable transfer (12 Ml/d) | Capex | Optimism Bias |  |  | 0 | 0 | 0 | 0 | 0 | 0 | 0.46418 | 1.254 | 1.8647 | 0.92536 | 0 | 0 | 0 | 0 | 0 | 0.0016124 | 0.0041631 | 0 | 0 | 0 | 0 | 0 | 0.0016124 | 0.074384 | 0.19886 | 0 | 0 | 0 | 0 | 0.0016124 | 0.0041631 | 0 | 0 | 0 | 0 | 0 | 0.0016124 | 0.0041631 | 0.071627 | 0.19886 | 0 | 0 | 0 | 0.0016124 | 0.0041631 | 0 | 0 | 0 | 0 | 0 | 0.0016124 | 0.0041631 | 0 | 0.071627 | 0.19886 | 0 | 0 | 0.0016124 | 0.02907 | 0.099628 | 0 | 0 | 0 | 0 | 0.0016124 | 0.0041631 | 0 | 0 | 0.071627 | 0.19886 | 0 | 0.0016124 | 0.0041631 | 0 | 0 | 0 | 0 | 0 | 0.0016124 | 0.0041631 | 0 | 0 | 0 | 0.071627 | 0.19886 | 0.0016124
|  | RTC2 | Ruthamford South to Ruthamford Central potable transfer (12 Ml/d) | Discount Factor | [9 empty] | 0.96618 | 0.93351 | 0.90194 | 0.87144 | 0.84197 | 0.8135 | 0.78599 | 0.75941 | 0.73373 | 0.70892 | 0.68495 | 0.66178 | 0.6394 | 0.61778 | 0.59689 | 0.57671 | 0.5572 | 0.53836 | 0.52016 | 0.50257 | 0.48557 | 0.46915 | 0.45329 | 0.43796 | 0.42315 | 0.40884 | 0.39501 | 0.38165 | 0.36875 | 0.35628 | 0.39999 | 0.38834 | 0.37703 | 0.36604 | 0.35538 | 0.34503 | 0.33498 | 0.32523 | 0.31575 | 0.30656 | 0.29763 | 0.28896 | 0.28054 | 0.27237 | 0.26444 | 0.25674 | 0.24926 | 0.242 | 0.23495 | 0.22811 | 0.22146 | 0.21501 | 0.20875 | 0.20267 | 0.19677 | 0.19104 | 0.18547 | 0.18007 | 0.17483 | 0.16973 | 0.16479 | 0.15999 | 0.15533 | 0.15081 | 0.14641 | 0.14215 | 0.13801 | 0.13399 | 0.13009 | 0.1263 | 0.12262 | 0.11905 | 0.11558 | 0.11221 | 0.10895 | 0.1531 | 0.14937 | 0.14573 | 0.14217 | 0.1387
|  | RTC2 | Ruthamford South to Ruthamford Central potable transfer (12 Ml/d) | Discount Rate | [9 empty] | 0.035 | 0.035 | 0.035 | 0.035 | 0.035 | 0.035 | 0.035 | 0.035 | 0.035 | 0.035 | 0.035 | 0.035 | 0.035 | 0.035 | 0.035 | 0.035 | 0.035 | 0.035 | 0.035 | 0.035 | 0.035 | 0.035 | 0.035 | 0.035 | 0.035 | 0.035 | 0.035 | 0.035 | 0.035 | 0.035 | 0.03 | 0.03 | 0.03 | 0.03 | 0.03 | 0.03 | 0.03 | 0.03 | 0.03 | 0.03 | 0.03 | 0.03 | 0.03 | 0.03 | 0.03 | 0.03 | 0.03 | 0.03 | 0.03 | 0.03 | 0.03 | 0.03 | 0.03 | 0.03 | 0.03 | 0.03 | 0.03 | 0.03 | 0.03 | 0.03 | 0.03 | 0.03 | 0.03 | 0.03 | 0.03 | 0.03 | 0.03 | 0.03 | 0.03 | 0.03 | 0.03 | 0.03 | 0.03 | 0.03 | 0.03 | 0.025 | 0.025 | 0.025 | 0.025 | 0.025
|  | RTC2 | Ruthamford South to Ruthamford Central potable transfer (12 Ml/d) | Financing Cost | [9 empty] | 0.095581 | 0.35379 | 0.73776 | 0.92326 | 0.91317 | 0.90309 | 0.893 | 0.88292 | 0.87284 | 0.86306 | 0.85379 | 0.84367 | 0.83355 | 0.82343 | 0.81331 | 0.80318 | 0.7934 | 0.79812 | 0.8293 | 0.82083 | 0.81237 | 0.8039 | 0.79543 | 0.7873 | 0.77967 | 0.77117 | 0.76267 | 0.75417 | 0.74566 | 0.73716 | 0.72899 | 0.72135 | 0.72759 | 0.76003 | 0.75153 | 0.74302 | 0.73452 | 0.72635 | 0.7187 | 0.7102 | 0.70169 | 0.69319 | 0.68468 | 0.67618 | 0.668 | 0.66036 | 0.65185 | 0.6581 | 0.69054 | 0.68203 | 0.67353 | 0.66536 | 0.66279 | 0.67474 | 0.66624 | 0.65773 | 0.64923 | 0.64073 | 0.63255 | 0.62491 | 0.6164 | 0.6079 | 0.61414 | 0.64658 | 0.63808 | 0.6299 | 0.62226 | 0.61375 | 0.60525 | 0.59674 | 0.58824 | 0.57973 | 0.57156 | 0.56391 | 0.55541 | 0.5469 | 0.5384 | 0.54464 | 0.57709 | 0.56891
|  | RTC2 | Ruthamford South to Ruthamford Central potable transfer (12 Ml/d) | Net Present Cost (NPC) | [9 empty] | 0.092349 | 0.33027 | 0.66541 | 0.81509 | 0.81969 | 0.81323 | 0.7778 | 0.74384 | 0.71129 | 0.68031 | 0.65095 | 0.62224 | 0.59473 | 0.56836 | 0.5431 | 0.5189 | 0.4959 | 0.48167 | 0.4816 | 0.46106 | 0.44136 | 0.42246 | 0.40434 | 0.3871 | 0.37078 | 0.35477 | 0.33941 | 0.32469 | 0.31058 | 0.29704 | 0.33022 | 0.31763 | 0.31073 | 0.31356 | 0.3014 | 0.28969 | 0.2784 | 0.26764 | 0.25743 | 0.24732 | 0.23759 | 0.22821 | 0.21918 | 0.21048 | 0.20218 | 0.19433 | 0.18655 | 0.18263 | 0.18493 | 0.17761 | 0.17055 | 0.16383 | 0.15852 | 0.15632 | 0.1501 | 0.1441 | 0.13833 | 0.13277 | 0.12747 | 0.12246 | 0.11749 | 0.11271 | 0.1104 | 0.11207 | 0.10756 | 0.10327 | 0.099205 | 0.095176 | 0.091298 | 0.087565 | 0.083971 | 0.080513 | 0.077223 | 0.074116 | 0.071031 | 0.09852 | 0.094846 | 0.093443 | 0.095776 | 0.092307
|  | RTC2 | Ruthamford South to Ruthamford Central potable transfer (12 Ml/d) | Opex | [9 empty] | 0 | 0 | 0 | 0.012072 | 0.060361 | 0.096578 | 0.096578 | 0.096578 | 0.096578 | 0.096578 | 0.096578 | 0.096578 | 0.096578 | 0.096578 | 0.096578 | 0.096578 | 0.096578 | 0.096578 | 0.096578 | 0.096578 | 0.096578 | 0.096578 | 0.096578 | 0.096578 | 0.096578 | 0.096578 | 0.096578 | 0.096578 | 0.096578 | 0.096578 | 0.096578 | 0.096578 | 0.096578 | 0.096578 | 0.096578 | 0.096578 | 0.096578 | 0.096578 | 0.096578 | 0.096578 | 0.096578 | 0.096578 | 0.096578 | 0.096578 | 0.096578 | 0.096578 | 0.096578 | 0.096578 | 0.096578 | 0.096578 | 0.096578 | 0.096578 | 0.096578 | 0.096578 | 0.096578 | 0.096578 | 0.096578 | 0.096578 | 0.096578 | 0.096578 | 0.096578 | 0.096578 | 0.096578 | 0.096578 | 0.096578 | 0.096578 | 0.096578 | 0.096578 | 0.096578 | 0.096578 | 0.096578 | 0.096578 | 0.096578 | 0.096578 | 0.096578 | 0.096578 | 0.096578 | 0.096578 | 0.096578 | 0.096578
|  | RTC2 | Ruthamford South to Ruthamford Central potable transfer (12 Ml/d) | Total NPC |  |  | Total | 2019-20: 23.821
|  | RTC3 | Ruthamford South to Ruthamford Central potable transfer (20 Ml/d) | Capex |  |  |  | 0 | 0 | 0 | 0 | 0 | 0 | 3.8354 | 10.3614 | 15.4074 | 7.646 | 0 | 0 | 0 | 0 | 0 | 0.0091088 | 0.023536 | 0 | 0 | 0 | 0 | 0 | 0.0091088 | 0.5641 | 1.536 | 0 | 0 | 0 | 0 | 0.0091088 | 0.023536 | 0 | 0 | 0 | 0 | 0 | 0.0091088 | 0.023536 | 0.54878 | 1.536 | 0 | 0 | 0 | 0.0091088 | 0.023536 | 0 | 0 | 0 | 0 | 0 | 0.0091088 | 0.023536 | 0 | 0.54878 | 1.536 | 0 | 0 | 0.0091088 | 0.22727 | 0.81492 | 0 | 0 | 0 | 0 | 0.0091088 | 0.023536 | 0 | 0 | 0.54878 | 1.536 | 0 | 0.0091088 | 0.023536 | 0 | 0 | 0 | 0 | 0 | 0.0091088 | 0.023536 | 0 | 0 | 0 | 0.54878 | 1.536 | 0.0091088
|  | RTC3 | Ruthamford South to Ruthamford Central potable transfer (20 Ml/d) | Capex | Optimism Bias |  |  | 0 | 0 | 0 | 0 | 0 | 0 | 0.70572 | 1.9065 | 2.835 | 1.4069 | 0 | 0 | 0 | 0 | 0 | 0.001676 | 0.0043307 | 0 | 0 | 0 | 0 | 0 | 0.001676 | 0.10379 | 0.28262 | 0 | 0 | 0 | 0 | 0.001676 | 0.0043307 | 0 | 0 | 0 | 0 | 0 | 0.001676 | 0.0043307 | 0.10098 | 0.28262 | 0 | 0 | 0 | 0.001676 | 0.0043307 | 0 | 0 | 0 | 0 | 0 | 0.001676 | 0.0043307 | 0 | 0.10098 | 0.28262 | 0 | 0 | 0.001676 | 0.041817 | 0.14995 | 0 | 0 | 0 | 0 | 0.001676 | 0.0043307 | 0 | 0 | 0.10098 | 0.28262 | 0 | 0.001676 | 0.0043307 | 0 | 0 | 0 | 0 | 0 | 0.001676 | 0.0043307 | 0 | 0 | 0 | 0.10098 | 0.28262 | 0.001676
|  | RTC3 | Ruthamford South to Ruthamford Central potable transfer (20 Ml/d) | Discount Factor | [9 empty] | 0.96618 | 0.93351 | 0.90194 | 0.87144 | 0.84197 | 0.8135 | 0.78599 | 0.75941 | 0.73373 | 0.70892 | 0.68495 | 0.66178 | 0.6394 | 0.61778 | 0.59689 | 0.57671 | 0.5572 | 0.53836 | 0.52016 | 0.50257 | 0.48557 | 0.46915 | 0.45329 | 0.43796 | 0.42315 | 0.40884 | 0.39501 | 0.38165 | 0.36875 | 0.35628 | 0.39999 | 0.38834 | 0.37703 | 0.36604 | 0.35538 | 0.34503 | 0.33498 | 0.32523 | 0.31575 | 0.30656 | 0.29763 | 0.28896 | 0.28054 | 0.27237 | 0.26444 | 0.25674 | 0.24926 | 0.242 | 0.23495 | 0.22811 | 0.22146 | 0.21501 | 0.20875 | 0.20267 | 0.19677 | 0.19104 | 0.18547 | 0.18007 | 0.17483 | 0.16973 | 0.16479 | 0.15999 | 0.15533 | 0.15081 | 0.14641 | 0.14215 | 0.13801 | 0.13399 | 0.13009 | 0.1263 | 0.12262 | 0.11905 | 0.11558 | 0.11221 | 0.10895 | 0.1531 | 0.14937 | 0.14573 | 0.14217 | 0.1387
|  | RTC3 | Ruthamford South to Ruthamford Central potable transfer (20 Ml/d) | Discount Rate | [9 empty] | 0.035 | 0.035 | 0.035 | 0.035 | 0.035 | 0.035 | 0.035 | 0.035 | 0.035 | 0.035 | 0.035 | 0.035 | 0.035 | 0.035 | 0.035 | 0.035 | 0.035 | 0.035 | 0.035 | 0.035 | 0.035 | 0.035 | 0.035 | 0.035 | 0.035 | 0.035 | 0.035 | 0.035 | 0.035 | 0.035 | 0.03 | 0.03 | 0.03 | 0.03 | 0.03 | 0.03 | 0.03 | 0.03 | 0.03 | 0.03 | 0.03 | 0.03 | 0.03 | 0.03 | 0.03 | 0.03 | 0.03 | 0.03 | 0.03 | 0.03 | 0.03 | 0.03 | 0.03 | 0.03 | 0.03 | 0.03 | 0.03 | 0.03 | 0.03 | 0.03 | 0.03 | 0.03 | 0.03 | 0.03 | 0.03 | 0.03 | 0.03 | 0.03 | 0.03 | 0.03 | 0.03 | 0.03 | 0.03 | 0.03 | 0.03 | 0.025 | 0.025 | 0.025 | 0.025 | 0.025
|  | RTC3 | Ruthamford South to Ruthamford Central potable transfer (20 Ml/d) | Financing Cost | [9 empty] | 0.14532 | 0.53789 | 1.1216 | 1.4039 | 1.389 | 1.374 | 1.3591 | 1.3442 | 1.3293 | 1.3147 | 1.3006 | 1.2857 | 1.2707 | 1.2558 | 1.2408 | 1.2259 | 1.2113 | 1.217 | 1.2608 | 1.2484 | 1.2359 | 1.2235 | 1.211 | 1.1989 | 1.1873 | 1.1748 | 1.1623 | 1.1499 | 1.1374 | 1.1249 | 1.1127 | 1.1011 | 1.1094 | 1.1551 | 1.1426 | 1.1301 | 1.1176 | 1.1055 | 1.0939 | 1.0814 | 1.0689 | 1.0564 | 1.0439 | 1.0314 | 1.0193 | 1.0077 | 0.99518 | 1.0035 | 1.0492 | 1.0367 | 1.0242 | 1.012 | 1.0081 | 1.0264 | 1.0139 | 1.0014 | 0.98891 | 0.97641 | 0.96426 | 0.95266 | 0.94017 | 0.92767 | 0.93597 | 0.98167 | 0.96918 | 0.95703 | 0.94543 | 0.93293 | 0.92044 | 0.90795 | 0.89545 | 0.88296 | 0.87081 | 0.85921 | 0.84671 | 0.83422 | 0.82173 | 0.83003 | 0.87573 | 0.86358
|  | RTC3 | Ruthamford South to Ruthamford Central potable transfer (20 Ml/d) | Net Present Cost (NPC) | [9 empty] | 0.1404 | 0.50213 | 1.0117 | 1.2414 | 1.2563 | 1.2519 | 1.1979 | 1.146 | 1.0963 | 1.0489 | 1.0038 | 0.95998 | 0.91795 | 0.87767 | 0.83907 | 0.80207 | 0.76681 | 0.74397 | 0.7416 | 0.71027 | 0.6802 | 0.65136 | 0.62369 | 0.59729 | 0.57219 | 0.54774 | 0.52428 | 0.50178 | 0.48021 | 0.45952 | 0.51104 | 0.49165 | 0.48046 | 0.48319 | 0.46468 | 0.44683 | 0.42963 | 0.41317 | 0.39747 | 0.38206 | 0.36722 | 0.35291 | 0.33913 | 0.32585 | 0.31314 | 0.30104 | 0.28916 | 0.28275 | 0.28525 | 0.27409 | 0.26334 | 0.25306 | 0.24486 | 0.24144 | 0.23195 | 0.22281 | 0.214 | 0.20552 | 0.19741 | 0.18969 | 0.18211 | 0.1748 | 0.171 | 0.17291 | 0.16605 | 0.15948 | 0.15324 | 0.1471 | 0.14119 | 0.1355 | 0.13002 | 0.12475 | 0.11971 | 0.11492 | 0.11021 | 0.15297 | 0.14737 | 0.14499 | 0.14795 | 0.14266
|  | RTC3 | Ruthamford South to Ruthamford Central potable transfer (20 Ml/d) | Opex | [9 empty] | 0 | 0 | 0 | 0.020614 | 0.10307 | 0.16491 | 0.16491 | 0.16491 | 0.16491 | 0.16491 | 0.16491 | 0.16491 | 0.16491 | 0.16491 | 0.16491 | 0.16491 | 0.16491 | 0.16491 | 0.16491 | 0.16491 | 0.16491 | 0.16491 | 0.16491 | 0.16491 | 0.16491 | 0.16491 | 0.16491 | 0.16491 | 0.16491 | 0.16491 | 0.16491 | 0.16491 | 0.16491 | 0.16491 | 0.16491 | 0.16491 | 0.16491 | 0.16491 | 0.16491 | 0.16491 | 0.16491 | 0.16491 | 0.16491 | 0.16491 | 0.16491 | 0.16491 | 0.16491 | 0.16491 | 0.16491 | 0.16491 | 0.16491 | 0.16491 | 0.16491 | 0.16491 | 0.16491 | 0.16491 | 0.16491 | 0.16491 | 0.16491 | 0.16491 | 0.16491 | 0.16491 | 0.16491 | 0.16491 | 0.16491 | 0.16491 | 0.16491 | 0.16491 | 0.16491 | 0.16491 | 0.16491 | 0.16491 | 0.16491 | 0.16491 | 0.16491 | 0.16491 | 0.16491 | 0.16491 | 0.16491 | 0.16491
|  | RTC3 | Ruthamford South to Ruthamford Central potable transfer (20 Ml/d) | Total NPC |  |  | Total | 2019-20: 36.7282
|  | RTC4 | Ruthamford West to Ruthamford Central potable transfer (10 Ml/d) | Capex |  |  |  | 0 | 0 | 0 | 0 | 0 | 0 | 3.1086 | 8.3978 | 12.4876 | 6.1971 | 0 | 0 | 0 | 0 | 0 | 0.0087699 | 0.022643 | 0 | 0 | 0 | 0 | 0 | 0.0087699 | 0.40763 | 1.0902 | 0 | 0 | 0 | 0 | 0.0087699 | 0.022643 | 0 | 0 | 0 | 0 | 0 | 0.0087699 | 0.022643 | 0.39265 | 1.0902 | 0 | 0 | 0 | 0.0087699 | 0.022643 | 0 | 0 | 0 | 0 | 0 | 0.0087699 | 0.022643 | 0 | 0.39265 | 1.0902 | 0 | 0 | 0.0087699 | 0.15928 | 0.54655 | 0 | 0 | 0 | 0 | 0.0087699 | 0.022643 | 0 | 0 | 0.39265 | 1.0902 | 0 | 0.0087699 | 0.022643 | 0 | 0 | 0 | 0 | 0 | 0.0087699 | 0.022643 | 0 | 0 | 0 | 0.39265 | 1.0902 | 0.0087699
|  | RTC4 | Ruthamford West to Ruthamford Central potable transfer (10 Ml/d) | Capex | Optimism Bias |  |  | 0 | 0 | 0 | 0 | 0 | 0 | 0.57198 | 1.5452 | 2.2977 | 1.1403 | 0 | 0 | 0 | 0 | 0 | 0.0016137 | 0.0041664 | 0 | 0 | 0 | 0 | 0 | 0.0016137 | 0.075005 | 0.2006 | 0 | 0 | 0 | 0 | 0.0016137 | 0.0041664 | 0 | 0 | 0 | 0 | 0 | 0.0016137 | 0.0041664 | 0.072247 | 0.2006 | 0 | 0 | 0 | 0.0016137 | 0.0041664 | 0 | 0 | 0 | 0 | 0 | 0.0016137 | 0.0041664 | 0 | 0.072247 | 0.2006 | 0 | 0 | 0.0016137 | 0.029308 | 0.10056 | 0 | 0 | 0 | 0 | 0.0016137 | 0.0041664 | 0 | 0 | 0.072247 | 0.2006 | 0 | 0.0016137 | 0.0041664 | 0 | 0 | 0 | 0 | 0 | 0.0016137 | 0.0041664 | 0 | 0 | 0 | 0.072247 | 0.2006 | 0.0016137
|  | RTC4 | Ruthamford West to Ruthamford Central potable transfer (10 Ml/d) | Discount Factor | [9 empty] | 0.96618 | 0.93351 | 0.90194 | 0.87144 | 0.84197 | 0.8135 | 0.78599 | 0.75941 | 0.73373 | 0.70892 | 0.68495 | 0.66178 | 0.6394 | 0.61778 | 0.59689 | 0.57671 | 0.5572 | 0.53836 | 0.52016 | 0.50257 | 0.48557 | 0.46915 | 0.45329 | 0.43796 | 0.42315 | 0.40884 | 0.39501 | 0.38165 | 0.36875 | 0.35628 | 0.39999 | 0.38834 | 0.37703 | 0.36604 | 0.35538 | 0.34503 | 0.33498 | 0.32523 | 0.31575 | 0.30656 | 0.29763 | 0.28896 | 0.28054 | 0.27237 | 0.26444 | 0.25674 | 0.24926 | 0.242 | 0.23495 | 0.22811 | 0.22146 | 0.21501 | 0.20875 | 0.20267 | 0.19677 | 0.19104 | 0.18547 | 0.18007 | 0.17483 | 0.16973 | 0.16479 | 0.15999 | 0.15533 | 0.15081 | 0.14641 | 0.14215 | 0.13801 | 0.13399 | 0.13009 | 0.1263 | 0.12262 | 0.11905 | 0.11558 | 0.11221 | 0.10895 | 0.1531 | 0.14937 | 0.14573 | 0.14217 | 0.1387
|  | RTC4 | Ruthamford West to Ruthamford Central potable transfer (10 Ml/d) | Discount Rate | [9 empty] | 0.035 | 0.035 | 0.035 | 0.035 | 0.035 | 0.035 | 0.035 | 0.035 | 0.035 | 0.035 | 0.035 | 0.035 | 0.035 | 0.035 | 0.035 | 0.035 | 0.035 | 0.035 | 0.035 | 0.035 | 0.035 | 0.035 | 0.035 | 0.035 | 0.035 | 0.035 | 0.035 | 0.035 | 0.035 | 0.035 | 0.03 | 0.03 | 0.03 | 0.03 | 0.03 | 0.03 | 0.03 | 0.03 | 0.03 | 0.03 | 0.03 | 0.03 | 0.03 | 0.03 | 0.03 | 0.03 | 0.03 | 0.03 | 0.03 | 0.03 | 0.03 | 0.03 | 0.03 | 0.03 | 0.03 | 0.03 | 0.03 | 0.03 | 0.03 | 0.03 | 0.03 | 0.03 | 0.03 | 0.03 | 0.03 | 0.03 | 0.03 | 0.03 | 0.03 | 0.03 | 0.03 | 0.03 | 0.03 | 0.03 | 0.03 | 0.025 | 0.025 | 0.025 | 0.025 | 0.025
|  | RTC4 | Ruthamford West to Ruthamford Central potable transfer (10 Ml/d) | Financing Cost | [9 empty] | 0.11778 | 0.43596 | 0.90909 | 1.1383 | 1.1271 | 1.1159 | 1.1046 | 1.0934 | 1.0822 | 1.0713 | 1.0609 | 1.0497 | 1.0384 | 1.0272 | 1.0159 | 1.0047 | 0.99375 | 0.99747 | 1.0279 | 1.0183 | 1.0087 | 0.99916 | 0.98958 | 0.98034 | 0.9716 | 0.96199 | 0.95238 | 0.94276 | 0.93315 | 0.92354 | 0.91426 | 0.9055 | 0.91077 | 0.94246 | 0.93284 | 0.92323 | 0.91361 | 0.90433 | 0.89557 | 0.88596 | 0.87634 | 0.86673 | 0.85711 | 0.8475 | 0.83821 | 0.82946 | 0.81984 | 0.8251 | 0.85679 | 0.84718 | 0.83756 | 0.82828 | 0.82465 | 0.83569 | 0.82607 | 0.81646 | 0.80684 | 0.79723 | 0.78795 | 0.77919 | 0.76957 | 0.75996 | 0.76522 | 0.79691 | 0.7873 | 0.77801 | 0.76926 | 0.75964 | 0.75003 | 0.74041 | 0.7308 | 0.72118 | 0.7119 | 0.70314 | 0.69353 | 0.68391 | 0.6743 | 0.67956 | 0.71125 | 0.70197
|  | RTC4 | Ruthamford West to Ruthamford Central potable transfer (10 Ml/d) | Net Present Cost (NPC) | [9 empty] | 0.1138 | 0.40697 | 0.81995 | 1.0027 | 1.0012 | 0.98845 | 0.94622 | 0.9057 | 0.86685 | 0.82981 | 0.79462 | 0.76031 | 0.7274 | 0.69586 | 0.66561 | 0.63661 | 0.609 | 0.59041 | 0.58627 | 0.56163 | 0.53799 | 0.5153 | 0.49353 | 0.4728 | 0.45311 | 0.43386 | 0.41539 | 0.39767 | 0.38068 | 0.36438 | 0.40537 | 0.39017 | 0.38079 | 0.3813 | 0.36677 | 0.35277 | 0.33928 | 0.32638 | 0.31411 | 0.30201 | 0.29035 | 0.27912 | 0.26829 | 0.25786 | 0.24789 | 0.23842 | 0.22908 | 0.22368 | 0.22461 | 0.21588 | 0.20746 | 0.19942 | 0.19286 | 0.18948 | 0.18207 | 0.17493 | 0.16805 | 0.16142 | 0.1551 | 0.14909 | 0.14317 | 0.13746 | 0.13427 | 0.13514 | 0.1298 | 0.1247 | 0.11986 | 0.11508 | 0.11047 | 0.10604 | 0.10177 | 0.097665 | 0.093748 | 0.090035 | 0.086365 | 0.1199 | 0.11554 | 0.11349 | 0.11522 | 0.11113
|  | RTC4 | Ruthamford West to Ruthamford Central potable transfer (10 Ml/d) | Opex | [9 empty] | 0 | 0 | 0 | 0.012401 | 0.062006 | 0.09921 | 0.09921 | 0.09921 | 0.09921 | 0.09921 | 0.09921 | 0.09921 | 0.09921 | 0.09921 | 0.09921 | 0.09921 | 0.09921 | 0.09921 | 0.09921 | 0.09921 | 0.09921 | 0.09921 | 0.09921 | 0.09921 | 0.09921 | 0.09921 | 0.09921 | 0.09921 | 0.09921 | 0.09921 | 0.09921 | 0.09921 | 0.09921 | 0.09921 | 0.09921 | 0.09921 | 0.09921 | 0.09921 | 0.09921 | 0.09921 | 0.09921 | 0.09921 | 0.09921 | 0.09921 | 0.09921 | 0.09921 | 0.09921 | 0.09921 | 0.09921 | 0.09921 | 0.09921 | 0.09921 | 0.09921 | 0.09921 | 0.09921 | 0.09921 | 0.09921 | 0.09921 | 0.09921 | 0.09921 | 0.09921 | 0.09921 | 0.09921 | 0.09921 | 0.09921 | 0.09921 | 0.09921 | 0.09921 | 0.09921 | 0.09921 | 0.09921 | 0.09921 | 0.09921 | 0.09921 | 0.09921 | 0.09921 | 0.09921 | 0.09921 | 0.09921 | 0.09921
|  | RTC4 | Ruthamford West to Ruthamford Central potable transfer (10 Ml/d) | Total NPC |  |  | Total | 2019-20: 29.0889
|  | RTC5 | Ruthamford West to Ruthamford Central potable transfer (20 Ml/d) | Capex |  |  |  | 0 | 0 | 0 | 0 | 0 | 0 | 5.2161 | 14.0913 | 20.9538 | 10.3985 | 0 | 0 | 0 | 0 | 0 | 0.0095505 | 0.024701 | 0 | 0 | 0 | 0 | 0 | 0.0095505 | 0.75603 | 2.1193 | 0 | 0 | 0 | 0 | 0.0095505 | 0.024701 | 0 | 0 | 0 | 0 | 0 | 0.0095505 | 0.024701 | 0.74015 | 2.1193 | 0 | 0 | 0 | 0.0095505 | 0.024701 | 0 | 0 | 0 | 0 | 0 | 0.0095505 | 0.024701 | 0 | 0.74015 | 2.1193 | 0 | 0 | 0.0095505 | 0.34641 | 1.2868 | 0 | 0 | 0 | 0 | 0.0095505 | 0.024701 | 0 | 0 | 0.74015 | 2.1193 | 0 | 0.0095505 | 0.024701 | 0 | 0 | 0 | 0 | 0 | 0.0095505 | 0.024701 | 0 | 0 | 0 | 0.74015 | 2.1193 | 0.0095505
|  | RTC5 | Ruthamford West to Ruthamford Central potable transfer (20 Ml/d) | Capex | Optimism Bias |  |  | 0 | 0 | 0 | 0 | 0 | 0 | 0.95977 | 2.5928 | 3.8555 | 1.9133 | 0 | 0 | 0 | 0 | 0 | 0.0017573 | 0.004545 | 0 | 0 | 0 | 0 | 0 | 0.0017573 | 0.13911 | 0.38995 | 0 | 0 | 0 | 0 | 0.0017573 | 0.004545 | 0 | 0 | 0 | 0 | 0 | 0.0017573 | 0.004545 | 0.13619 | 0.38995 | 0 | 0 | 0 | 0.0017573 | 0.004545 | 0 | 0 | 0 | 0 | 0 | 0.0017573 | 0.004545 | 0 | 0.13619 | 0.38995 | 0 | 0 | 0.0017573 | 0.06374 | 0.23678 | 0 | 0 | 0 | 0 | 0.0017573 | 0.004545 | 0 | 0 | 0.13619 | 0.38995 | 0 | 0.0017573 | 0.004545 | 0 | 0 | 0 | 0 | 0 | 0.0017573 | 0.004545 | 0 | 0 | 0 | 0.13619 | 0.38995 | 0.0017573
|  | RTC5 | Ruthamford West to Ruthamford Central potable transfer (20 Ml/d) | Discount Factor | [9 empty] | 0.96618 | 0.93351 | 0.90194 | 0.87144 | 0.84197 | 0.8135 | 0.78599 | 0.75941 | 0.73373 | 0.70892 | 0.68495 | 0.66178 | 0.6394 | 0.61778 | 0.59689 | 0.57671 | 0.5572 | 0.53836 | 0.52016 | 0.50257 | 0.48557 | 0.46915 | 0.45329 | 0.43796 | 0.42315 | 0.40884 | 0.39501 | 0.38165 | 0.36875 | 0.35628 | 0.39999 | 0.38834 | 0.37703 | 0.36604 | 0.35538 | 0.34503 | 0.33498 | 0.32523 | 0.31575 | 0.30656 | 0.29763 | 0.28896 | 0.28054 | 0.27237 | 0.26444 | 0.25674 | 0.24926 | 0.242 | 0.23495 | 0.22811 | 0.22146 | 0.21501 | 0.20875 | 0.20267 | 0.19677 | 0.19104 | 0.18547 | 0.18007 | 0.17483 | 0.16973 | 0.16479 | 0.15999 | 0.15533 | 0.15081 | 0.14641 | 0.14215 | 0.13801 | 0.13399 | 0.13009 | 0.1263 | 0.12262 | 0.11905 | 0.11558 | 0.11221 | 0.10895 | 0.1531 | 0.14937 | 0.14573 | 0.14217 | 0.1387
|  | RTC5 | Ruthamford West to Ruthamford Central potable transfer (20 Ml/d) | Discount Rate | [9 empty] | 0.035 | 0.035 | 0.035 | 0.035 | 0.035 | 0.035 | 0.035 | 0.035 | 0.035 | 0.035 | 0.035 | 0.035 | 0.035 | 0.035 | 0.035 | 0.035 | 0.035 | 0.035 | 0.035 | 0.035 | 0.035 | 0.035 | 0.035 | 0.035 | 0.035 | 0.035 | 0.035 | 0.035 | 0.035 | 0.035 | 0.03 | 0.03 | 0.03 | 0.03 | 0.03 | 0.03 | 0.03 | 0.03 | 0.03 | 0.03 | 0.03 | 0.03 | 0.03 | 0.03 | 0.03 | 0.03 | 0.03 | 0.03 | 0.03 | 0.03 | 0.03 | 0.03 | 0.03 | 0.03 | 0.03 | 0.03 | 0.03 | 0.03 | 0.03 | 0.03 | 0.03 | 0.03 | 0.03 | 0.03 | 0.03 | 0.03 | 0.03 | 0.03 | 0.03 | 0.03 | 0.03 | 0.03 | 0.03 | 0.03 | 0.03 | 0.025 | 0.025 | 0.025 | 0.025 | 0.025
|  | RTC5 | Ruthamford West to Ruthamford Central potable transfer (20 Ml/d) | Financing Cost | [9 empty] | 0.19763 | 0.73152 | 1.5254 | 1.9089 | 1.888 | 1.8671 | 1.8461 | 1.8252 | 1.8042 | 1.7836 | 1.7636 | 1.7426 | 1.7217 | 1.7007 | 1.6797 | 1.6588 | 1.6381 | 1.6449 | 1.7053 | 1.6883 | 1.6712 | 1.6542 | 1.6371 | 1.6205 | 1.6044 | 1.5873 | 1.5702 | 1.5531 | 1.536 | 1.519 | 1.5022 | 1.4861 | 1.4971 | 1.5603 | 1.5432 | 1.5261 | 1.509 | 1.4923 | 1.4762 | 1.4591 | 1.442 | 1.4249 | 1.4079 | 1.3908 | 1.3741 | 1.3579 | 1.3408 | 1.3518 | 1.415 | 1.3979 | 1.3809 | 1.3641 | 1.3601 | 1.3916 | 1.3745 | 1.3574 | 1.3404 | 1.3233 | 1.3066 | 1.2904 | 1.2733 | 1.2563 | 1.2672 | 1.3304 | 1.3134 | 1.2966 | 1.2805 | 1.2634 | 1.2463 | 1.2293 | 1.2122 | 1.1951 | 1.1784 | 1.1622 | 1.1452 | 1.1281 | 1.111 | 1.122 | 1.1852 | 1.1685
|  | RTC5 | Ruthamford West to Ruthamford Central potable transfer (20 Ml/d) | Net Present Cost (NPC) | [9 empty] | 0.19095 | 0.68288 | 1.3758 | 1.6896 | 1.7156 | 1.7136 | 1.6392 | 1.5678 | 1.4994 | 1.4341 | 1.3719 | 1.3116 | 1.2539 | 1.1985 | 1.1455 | 1.0946 | 1.0461 | 1.0144 | 1.0115 | 0.96875 | 0.92772 | 0.88835 | 0.85059 | 0.81452 | 0.78016 | 0.74679 | 0.71479 | 0.6841 | 0.65467 | 0.62645 | 0.69662 | 0.67006 | 0.65467 | 0.65875 | 0.63349 | 0.60914 | 0.58568 | 0.56318 | 0.54168 | 0.52067 | 0.50042 | 0.48091 | 0.46211 | 0.444 | 0.42665 | 0.41008 | 0.39387 | 0.38505 | 0.38869 | 0.37347 | 0.35881 | 0.34477 | 0.33388 | 0.33055 | 0.31756 | 0.30505 | 0.29299 | 0.28138 | 0.27026 | 0.25965 | 0.24928 | 0.23928 | 0.23402 | 0.23673 | 0.22734 | 0.21834 | 0.20975 | 0.20135 | 0.19327 | 0.18548 | 0.17798 | 0.17077 | 0.16386 | 0.15728 | 0.15083 | 0.20936 | 0.2017 | 0.19838 | 0.20253 | 0.19527
|  | RTC5 | Ruthamford West to Ruthamford Central potable transfer (20 Ml/d) | Opex | [9 empty] | 0 | 0 | 0 | 0.029918 | 0.14959 | 0.23935 | 0.23935 | 0.23935 | 0.23935 | 0.23935 | 0.23935 | 0.23935 | 0.23935 | 0.23935 | 0.23935 | 0.23935 | 0.23935 | 0.23935 | 0.23935 | 0.23935 | 0.23935 | 0.23935 | 0.23935 | 0.23935 | 0.23935 | 0.23935 | 0.23935 | 0.23935 | 0.23935 | 0.23935 | 0.23935 | 0.23935 | 0.23935 | 0.23935 | 0.23935 | 0.23935 | 0.23935 | 0.23935 | 0.23935 | 0.23935 | 0.23935 | 0.23935 | 0.23935 | 0.23935 | 0.23935 | 0.23935 | 0.23935 | 0.23935 | 0.23935 | 0.23935 | 0.23935 | 0.23935 | 0.23935 | 0.23935 | 0.23935 | 0.23935 | 0.23935 | 0.23935 | 0.23935 | 0.23935 | 0.23935 | 0.23935 | 0.23935 | 0.23935 | 0.23935 | 0.23935 | 0.23935 | 0.23935 | 0.23935 | 0.23935 | 0.23935 | 0.23935 | 0.23935 | 0.23935 | 0.23935 | 0.23935 | 0.23935 | 0.23935 | 0.23935 | 0.23935
|  | RTC5 | Ruthamford West to Ruthamford Central potable transfer (20 Ml/d) | Total NPC |  |  | Total | 2019-20: 50.1309
|  | RTN1 | Ruthamford West to Ruthamford Central potable transfer (50 Ml/d) | Capex |  |  |  | 0 | 0 | 0 | 0 | 0 | 0 | 18.6154 | 50.8535 | 79.472 | 43.2578 | 0 | 0 | 0 | 0 | 0 | 0.34061 | 1.5633 | 0 | 0 | 0 | 0 | 0 | 0.34061 | 5.9646 | 20.3295 | 0 | 0 | 0 | 0 | 0.34061 | 1.5633 | 0 | 0 | 0 | 0 | 0 | 0.34061 | 1.5633 | 4.4678 | 20.3295 | 0 | 0 | 0 | 0.34061 | 1.5633 | 0 | 0 | 0 | 0 | 0 | 0.34061 | 1.5633 | 0 | 4.4678 | 20.3295 | 0 | 0 | 0.34061 | 15.6121 | 56.1952 | 0 | 0 | 0 | 0 | 0.34061 | 1.5633 | 0 | 0 | 4.4678 | 20.3295 | 0 | 0.34061 | 1.5633 | 0 | 0 | 0 | 0 | 0 | 0.34061 | 1.5633 | 0 | 0 | 0 | 4.4678 | 20.3295 | 0.34061
|  | RTN1 | Ruthamford West to Ruthamford Central potable transfer (50 Ml/d) | Capex | Optimism Bias |  |  | 0 | 0 | 0 | 0 | 0 | 0 | 6.8937 | 18.8323 | 29.4304 | 16.0194 | 0 | 0 | 0 | 0 | 0 | 0.12613 | 0.57893 | 0 | 0 | 0 | 0 | 0 | 0.12613 | 2.2088 | 7.5285 | 0 | 0 | 0 | 0 | 0.12613 | 0.57893 | 0 | 0 | 0 | 0 | 0 | 0.12613 | 0.57893 | 1.6545 | 7.5285 | 0 | 0 | 0 | 0.12613 | 0.57893 | 0 | 0 | 0 | 0 | 0 | 0.12613 | 0.57893 | 0 | 1.6545 | 7.5285 | 0 | 0 | 0.12613 | 5.7815 | 20.8104 | 0 | 0 | 0 | 0 | 0.12613 | 0.57893 | 0 | 0 | 1.6545 | 7.5285 | 0 | 0.12613 | 0.57893 | 0 | 0 | 0 | 0 | 0 | 0.12613 | 0.57893 | 0 | 0 | 0 | 1.6545 | 7.5285 | 0.12613
|  | RTN1 | Ruthamford West to Ruthamford Central potable transfer (50 Ml/d) | Discount Factor | [9 empty] | 0.96618 | 0.93351 | 0.90194 | 0.87144 | 0.84197 | 0.8135 | 0.78599 | 0.75941 | 0.73373 | 0.70892 | 0.68495 | 0.66178 | 0.6394 | 0.61778 | 0.59689 | 0.57671 | 0.5572 | 0.53836 | 0.52016 | 0.50257 | 0.48557 | 0.46915 | 0.45329 | 0.43796 | 0.42315 | 0.40884 | 0.39501 | 0.38165 | 0.36875 | 0.35628 | 0.39999 | 0.38834 | 0.37703 | 0.36604 | 0.35538 | 0.34503 | 0.33498 | 0.32523 | 0.31575 | 0.30656 | 0.29763 | 0.28896 | 0.28054 | 0.27237 | 0.26444 | 0.25674 | 0.24926 | 0.242 | 0.23495 | 0.22811 | 0.22146 | 0.21501 | 0.20875 | 0.20267 | 0.19677 | 0.19104 | 0.18547 | 0.18007 | 0.17483 | 0.16973 | 0.16479 | 0.15999 | 0.15533 | 0.15081 | 0.14641 | 0.14215 | 0.13801 | 0.13399 | 0.13009 | 0.1263 | 0.12262 | 0.11905 | 0.11558 | 0.11221 | 0.10895 | 0.1531 | 0.14937 | 0.14573 | 0.14217 | 0.1387
|  | RTN1 | Ruthamford West to Ruthamford Central potable transfer (50 Ml/d) | Discount Rate | [9 empty] | 0.035 | 0.035 | 0.035 | 0.035 | 0.035 | 0.035 | 0.035 | 0.035 | 0.035 | 0.035 | 0.035 | 0.035 | 0.035 | 0.035 | 0.035 | 0.035 | 0.035 | 0.035 | 0.035 | 0.035 | 0.035 | 0.035 | 0.035 | 0.035 | 0.035 | 0.035 | 0.035 | 0.035 | 0.035 | 0.035 | 0.03 | 0.03 | 0.03 | 0.03 | 0.03 | 0.03 | 0.03 | 0.03 | 0.03 | 0.03 | 0.03 | 0.03 | 0.03 | 0.03 | 0.03 | 0.03 | 0.03 | 0.03 | 0.03 | 0.03 | 0.03 | 0.03 | 0.03 | 0.03 | 0.03 | 0.03 | 0.03 | 0.03 | 0.03 | 0.03 | 0.03 | 0.03 | 0.03 | 0.03 | 0.03 | 0.03 | 0.03 | 0.03 | 0.03 | 0.03 | 0.03 | 0.03 | 0.03 | 0.03 | 0.03 | 0.025 | 0.025 | 0.025 | 0.025 | 0.025
|  | RTN1 | Ruthamford West to Ruthamford Central potable transfer (50 Ml/d) | Financing Cost | [9 empty] | 0.81629 | 3.0462 | 6.5311 | 8.3086 | 8.0697 | 7.8308 | 7.592 | 7.3531 | 7.1142 | 6.8892 | 6.7196 | 6.4843 | 6.249 | 6.0137 | 5.7783 | 5.543 | 5.3226 | 5.3425 | 6.0295 | 5.8686 | 5.7078 | 5.5469 | 5.386 | 5.2401 | 5.1477 | 4.9865 | 4.8253 | 4.6641 | 4.5029 | 4.3418 | 4.1955 | 4.1029 | 4.1376 | 4.8678 | 4.7066 | 4.5454 | 4.3842 | 4.2379 | 4.1452 | 3.984 | 3.8227 | 3.6615 | 3.5003 | 3.3391 | 3.1928 | 3.1001 | 2.9389 | 2.9736 | 3.7038 | 3.5426 | 3.3813 | 3.235 | 3.7523 | 6.049 | 5.8878 | 5.7266 | 5.5654 | 5.4041 | 5.2579 | 5.1652 | 5.004 | 4.8427 | 4.8774 | 5.6076 | 5.4464 | 5.3001 | 5.2075 | 5.0462 | 4.885 | 4.7238 | 4.5626 | 4.4013 | 4.255 | 4.1624 | 4.0011 | 3.8399 | 3.6787 | 3.7134 | 4.4436 | 4.2973
|  | RTN1 | Ruthamford West to Ruthamford Central potable transfer (50 Ml/d) | Net Present Cost (NPC) | [9 empty] | 0.78869 | 2.8437 | 5.8907 | 7.6919 | 9.296 | 10.3613 | 9.8232 | 9.3096 | 8.8195 | 8.3617 | 7.9628 | 7.5378 | 7.1324 | 6.7459 | 6.3773 | 6.0259 | 5.6993 | 5.5173 | 5.6881 | 5.4149 | 5.1537 | 4.9039 | 4.6652 | 4.4435 | 4.2541 | 4.0443 | 3.8439 | 3.6524 | 3.4695 | 3.2947 | 3.6404 | 3.4984 | 3.4096 | 3.5776 | 3.4161 | 3.261 | 3.112 | 2.9738 | 2.8579 | 2.7252 | 2.5979 | 2.4756 | 2.3583 | 2.2457 | 2.1416 | 2.0554 | 1.9554 | 1.9068 | 2.0228 | 1.9271 | 1.8353 | 1.7504 | 1.8074 | 2.2202 | 2.1238 | 2.0312 | 1.9421 | 1.8565 | 1.7769 | 1.7094 | 1.633 | 1.5597 | 1.5196 | 1.5855 | 1.5157 | 1.4508 | 1.3957 | 1.3335 | 1.2737 | 1.2162 | 1.161 | 1.108 | 1.0588 | 1.0176 | 0.97037 | 0.6969 | 0.65582 | 0.64488 | 0.73297 | 0.6948
|  | RTN1 | Ruthamford West to Ruthamford Central potable transfer (50 Ml/d) | Opex | [9 empty] | 0 | 0 | 0 | 0.51808 | 2.971 | 4.9058 | 4.9058 | 4.9058 | 4.9058 | 4.9058 | 4.9058 | 4.9058 | 4.9058 | 4.9058 | 4.9058 | 4.9058 | 4.9058 | 4.9058 | 4.9058 | 4.9058 | 4.9058 | 4.9058 | 4.9058 | 4.9058 | 4.9058 | 4.9058 | 4.9058 | 4.9058 | 4.9058 | 4.9058 | 4.9058 | 4.9058 | 4.9058 | 4.9058 | 4.9058 | 4.9058 | 4.9058 | 4.9058 | 4.9058 | 4.9058 | 4.9058 | 4.9058 | 4.9058 | 4.9058 | 4.9058 | 4.9058 | 4.9058 | 4.9058 | 4.9058 | 4.9058 | 4.9058 | 4.9058 | 4.9058 | 4.9058 | 4.9058 | 4.9058 | 4.9058 | 4.9058 | 4.9058 | 4.9058 | 4.9058 | 4.9058 | 4.9058 | 4.9058 | 4.9058 | 4.9058 | 4.9058 | 4.9058 | 4.9058 | 4.9058 | 4.9058 | 4.9058 | 4.9058 | 4.9058 | 4.9058 | 0.71191 | 0.71191 | 0.71191 | 0.71191 | 0.71191
|  | RTN1 | Ruthamford West to Ruthamford Central potable transfer (50 Ml/d) | Total NPC |  |  | Total | 2019-20: 278.5067
|  | RTN10 | Lincolnshire Central to Ruthamford North potable transfer (10 Ml/d) | Capex |  |  |  | 0 | 0 | 0 | 0 | 0 | 0 | 1.5519 | 4.1925 | 6.2343 | 3.0938 | 0 | 0 | 0 | 0 | 0 | 0.0088757 | 0.022922 | 0 | 0 | 0 | 0 | 0 | 0.0088757 | 0.45921 | 1.2355 | 0 | 0 | 0 | 0 | 0.0088757 | 0.022922 | 0 | 0 | 0 | 0 | 0 | 0.0088757 | 0.022922 | 0.44414 | 1.2355 | 0 | 0 | 0 | 0.0088757 | 0.022922 | 0 | 0 | 0 | 0 | 0 | 0.0088757 | 0.022922 | 0 | 0.44414 | 1.2355 | 0 | 0 | 0.0088757 | 0.18568 | 0.65102 | 0 | 0 | 0 | 0 | 0.0088757 | 0.022922 | 0 | 0 | 0.44414 | 1.2355 | 0 | 0.0088757 | 0.022922 | 0 | 0 | 0 | 0 | 0 | 0.0088757 | 0.022922 | 0 | 0 | 0 | 0.44414 | 1.2355 | 0.0088757
|  | RTN10 | Lincolnshire Central to Ruthamford North potable transfer (10 Ml/d) | Capex | Optimism Bias |  |  | 0 | 0 | 0 | 0 | 0 | 0 | 0.28555 | 0.77142 | 1.1471 | 0.56926 | 0 | 0 | 0 | 0 | 0 | 0.0016331 | 0.0042177 | 0 | 0 | 0 | 0 | 0 | 0.0016331 | 0.084495 | 0.22733 | 0 | 0 | 0 | 0 | 0.0016331 | 0.0042177 | 0 | 0 | 0 | 0 | 0 | 0.0016331 | 0.0042177 | 0.081722 | 0.22733 | 0 | 0 | 0 | 0.0016331 | 0.0042177 | 0 | 0 | 0 | 0 | 0 | 0.0016331 | 0.0042177 | 0 | 0.081722 | 0.22733 | 0 | 0 | 0.0016331 | 0.034165 | 0.11979 | 0 | 0 | 0 | 0 | 0.0016331 | 0.0042177 | 0 | 0 | 0.081722 | 0.22733 | 0 | 0.0016331 | 0.0042177 | 0 | 0 | 0 | 0 | 0 | 0.0016331 | 0.0042177 | 0 | 0 | 0 | 0.081722 | 0.22733 | 0.0016331
|  | RTN10 | Lincolnshire Central to Ruthamford North potable transfer (10 Ml/d) | Discount Factor | [9 empty] | 0.96618 | 0.93351 | 0.90194 | 0.87144 | 0.84197 | 0.8135 | 0.78599 | 0.75941 | 0.73373 | 0.70892 | 0.68495 | 0.66178 | 0.6394 | 0.61778 | 0.59689 | 0.57671 | 0.5572 | 0.53836 | 0.52016 | 0.50257 | 0.48557 | 0.46915 | 0.45329 | 0.43796 | 0.42315 | 0.40884 | 0.39501 | 0.38165 | 0.36875 | 0.35628 | 0.39999 | 0.38834 | 0.37703 | 0.36604 | 0.35538 | 0.34503 | 0.33498 | 0.32523 | 0.31575 | 0.30656 | 0.29763 | 0.28896 | 0.28054 | 0.27237 | 0.26444 | 0.25674 | 0.24926 | 0.242 | 0.23495 | 0.22811 | 0.22146 | 0.21501 | 0.20875 | 0.20267 | 0.19677 | 0.19104 | 0.18547 | 0.18007 | 0.17483 | 0.16973 | 0.16479 | 0.15999 | 0.15533 | 0.15081 | 0.14641 | 0.14215 | 0.13801 | 0.13399 | 0.13009 | 0.1263 | 0.12262 | 0.11905 | 0.11558 | 0.11221 | 0.10895 | 0.1531 | 0.14937 | 0.14573 | 0.14217 | 0.1387
|  | RTN10 | Lincolnshire Central to Ruthamford North potable transfer (10 Ml/d) | Discount Rate | [9 empty] | 0.035 | 0.035 | 0.035 | 0.035 | 0.035 | 0.035 | 0.035 | 0.035 | 0.035 | 0.035 | 0.035 | 0.035 | 0.035 | 0.035 | 0.035 | 0.035 | 0.035 | 0.035 | 0.035 | 0.035 | 0.035 | 0.035 | 0.035 | 0.035 | 0.035 | 0.035 | 0.035 | 0.035 | 0.035 | 0.035 | 0.03 | 0.03 | 0.03 | 0.03 | 0.03 | 0.03 | 0.03 | 0.03 | 0.03 | 0.03 | 0.03 | 0.03 | 0.03 | 0.03 | 0.03 | 0.03 | 0.03 | 0.03 | 0.03 | 0.03 | 0.03 | 0.03 | 0.03 | 0.03 | 0.03 | 0.03 | 0.03 | 0.03 | 0.03 | 0.03 | 0.03 | 0.03 | 0.03 | 0.03 | 0.03 | 0.03 | 0.03 | 0.03 | 0.03 | 0.03 | 0.03 | 0.03 | 0.03 | 0.03 | 0.03 | 0.025 | 0.025 | 0.025 | 0.025 | 0.025
|  | RTN10 | Lincolnshire Central to Ruthamford North potable transfer (10 Ml/d) | Financing Cost | [9 empty] | 0.058799 | 0.21765 | 0.45385 | 0.56638 | 0.557 | 0.54762 | 0.53824 | 0.52885 | 0.51947 | 0.51041 | 0.50185 | 0.49244 | 0.48303 | 0.47362 | 0.4642 | 0.45479 | 0.44572 | 0.45316 | 0.49112 | 0.48391 | 0.47671 | 0.4695 | 0.46229 | 0.45542 | 0.44906 | 0.44182 | 0.43457 | 0.42733 | 0.42008 | 0.41284 | 0.40593 | 0.39956 | 0.40914 | 0.4487 | 0.44145 | 0.43421 | 0.42696 | 0.42005 | 0.41367 | 0.40642 | 0.39918 | 0.39193 | 0.38468 | 0.37744 | 0.37053 | 0.36415 | 0.3569 | 0.36648 | 0.40604 | 0.3988 | 0.39155 | 0.38464 | 0.38437 | 0.40172 | 0.39448 | 0.38723 | 0.37998 | 0.37274 | 0.36582 | 0.35945 | 0.3522 | 0.34495 | 0.35453 | 0.3941 | 0.38685 | 0.37994 | 0.37356 | 0.36631 | 0.35907 | 0.35182 | 0.34457 | 0.33733 | 0.33041 | 0.32404 | 0.31679 | 0.30954 | 0.3023 | 0.31188 | 0.35144 | 0.34453
|  | RTN10 | Lincolnshire Central to Ruthamford North potable transfer (10 Ml/d) | Net Present Cost (NPC) | [9 empty] | 0.056811 | 0.20317 | 0.40935 | 0.5063 | 0.53052 | 0.54062 | 0.51496 | 0.49043 | 0.46696 | 0.44474 | 0.42384 | 0.40328 | 0.38362 | 0.36484 | 0.34688 | 0.32972 | 0.31352 | 0.30692 | 0.31629 | 0.30197 | 0.28826 | 0.27513 | 0.26256 | 0.25067 | 0.2395 | 0.22844 | 0.21786 | 0.20772 | 0.19803 | 0.18875 | 0.20914 | 0.20058 | 0.19835 | 0.20705 | 0.19845 | 0.19016 | 0.1822 | 0.17464 | 0.16754 | 0.16044 | 0.15361 | 0.14704 | 0.14073 | 0.13466 | 0.12891 | 0.12351 | 0.11811 | 0.11699 | 0.12288 | 0.11764 | 0.11261 | 0.10785 | 0.10465 | 0.10512 | 0.10063 | 0.096315 | 0.092166 | 0.088176 | 0.0844 | 0.080859 | 0.07731 | 0.073899 | 0.073234 | 0.077068 | 0.073762 | 0.070631 | 0.067694 | 0.064751 | 0.061922 | 0.059204 | 0.056591 | 0.05408 | 0.051706 | 0.049484 | 0.047253 | 0.065297 | 0.062622 | 0.06249 | 0.066591 | 0.064008
|  | RTN10 | Lincolnshire Central to Ruthamford North potable transfer (10 Ml/d) | Opex | [9 empty] | 0 | 0 | 0 | 0.014618 | 0.07309 | 0.11694 | 0.11694 | 0.11694 | 0.11694 | 0.11694 | 0.11694 | 0.11694 | 0.11694 | 0.11694 | 0.11694 | 0.11694 | 0.11694 | 0.11694 | 0.11694 | 0.11694 | 0.11694 | 0.11694 | 0.11694 | 0.11694 | 0.11694 | 0.11694 | 0.11694 | 0.11694 | 0.11694 | 0.11694 | 0.11694 | 0.11694 | 0.11694 | 0.11694 | 0.11694 | 0.11694 | 0.11694 | 0.11694 | 0.11694 | 0.11694 | 0.11694 | 0.11694 | 0.11694 | 0.11694 | 0.11694 | 0.11694 | 0.11694 | 0.11694 | 0.11694 | 0.11694 | 0.11694 | 0.11694 | 0.11694 | 0.11694 | 0.11694 | 0.11694 | 0.11694 | 0.11694 | 0.11694 | 0.11694 | 0.11694 | 0.11694 | 0.11694 | 0.11694 | 0.11694 | 0.11694 | 0.11694 | 0.11694 | 0.11694 | 0.11694 | 0.11694 | 0.11694 | 0.11694 | 0.11694 | 0.11694 | 0.11694 | 0.11694 | 0.11694 | 0.11694 | 0.11694
|  | RTN10 | Lincolnshire Central to Ruthamford North potable transfer (10 Ml/d) | Total NPC |  |  | Total | 2019-20: 15.4567
|  | RTN11 | Lincolnshire Central to Ruthamford North potable trasnfer (20 Ml/d) | Capex |  |  |  | 0 | 0 | 0 | 0 | 0 | 0 | 12.6774 | 34.2479 | 50.9267 | 25.2727 | 0 | 0 | 0 | 0 | 0 | 0.0092261 | 0.023845 | 0 | 0 | 0 | 0 | 0 | 0.0092261 | 0.65652 | 1.8161 | 0 | 0 | 0 | 0 | 0.0092261 | 0.023845 | 0 | 0 | 0 | 0 | 0 | 0.0092261 | 0.023845 | 0.64113 | 1.8161 | 0 | 0 | 0 | 0.0092261 | 0.023845 | 0 | 0 | 0 | 0 | 0 | 0.0092261 | 0.023845 | 0 | 0.64113 | 1.8161 | 0 | 0 | 0.0092261 | 0.34604 | 1.2888 | 0 | 0 | 0 | 0 | 0.0092261 | 0.023845 | 0 | 0 | 0.64113 | 1.8161 | 0 | 0.0092261 | 0.023845 | 0 | 0 | 0 | 0 | 0 | 0.0092261 | 0.023845 | 0 | 0 | 0 | 0.64113 | 1.8161 | 0.0092261
|  | RTN11 | Lincolnshire Central to Ruthamford North potable trasnfer (20 Ml/d) | Capex | Optimism Bias |  |  | 0 | 0 | 0 | 0 | 0 | 0 | 2.3326 | 6.3016 | 9.3705 | 4.6502 | 0 | 0 | 0 | 0 | 0 | 0.0016976 | 0.0043876 | 0 | 0 | 0 | 0 | 0 | 0.0016976 | 0.1208 | 0.33417 | 0 | 0 | 0 | 0 | 0.0016976 | 0.0043876 | 0 | 0 | 0 | 0 | 0 | 0.0016976 | 0.0043876 | 0.11797 | 0.33417 | 0 | 0 | 0 | 0.0016976 | 0.0043876 | 0 | 0 | 0 | 0 | 0 | 0.0016976 | 0.0043876 | 0 | 0.11797 | 0.33417 | 0 | 0 | 0.0016976 | 0.063672 | 0.23714 | 0 | 0 | 0 | 0 | 0.0016976 | 0.0043876 | 0 | 0 | 0.11797 | 0.33417 | 0 | 0.0016976 | 0.0043876 | 0 | 0 | 0 | 0 | 0 | 0.0016976 | 0.0043876 | 0 | 0 | 0 | 0.11797 | 0.33417 | 0.0016976
|  | RTN11 | Lincolnshire Central to Ruthamford North potable trasnfer (20 Ml/d) | Discount Factor | [9 empty] | 0.96618 | 0.93351 | 0.90194 | 0.87144 | 0.84197 | 0.8135 | 0.78599 | 0.75941 | 0.73373 | 0.70892 | 0.68495 | 0.66178 | 0.6394 | 0.61778 | 0.59689 | 0.57671 | 0.5572 | 0.53836 | 0.52016 | 0.50257 | 0.48557 | 0.46915 | 0.45329 | 0.43796 | 0.42315 | 0.40884 | 0.39501 | 0.38165 | 0.36875 | 0.35628 | 0.39999 | 0.38834 | 0.37703 | 0.36604 | 0.35538 | 0.34503 | 0.33498 | 0.32523 | 0.31575 | 0.30656 | 0.29763 | 0.28896 | 0.28054 | 0.27237 | 0.26444 | 0.25674 | 0.24926 | 0.242 | 0.23495 | 0.22811 | 0.22146 | 0.21501 | 0.20875 | 0.20267 | 0.19677 | 0.19104 | 0.18547 | 0.18007 | 0.17483 | 0.16973 | 0.16479 | 0.15999 | 0.15533 | 0.15081 | 0.14641 | 0.14215 | 0.13801 | 0.13399 | 0.13009 | 0.1263 | 0.12262 | 0.11905 | 0.11558 | 0.11221 | 0.10895 | 0.1531 | 0.14937 | 0.14573 | 0.14217 | 0.1387
|  | RTN11 | Lincolnshire Central to Ruthamford North potable trasnfer (20 Ml/d) | Discount Rate | [9 empty] | 0.035 | 0.035 | 0.035 | 0.035 | 0.035 | 0.035 | 0.035 | 0.035 | 0.035 | 0.035 | 0.035 | 0.035 | 0.035 | 0.035 | 0.035 | 0.035 | 0.035 | 0.035 | 0.035 | 0.035 | 0.035 | 0.035 | 0.035 | 0.035 | 0.035 | 0.035 | 0.035 | 0.035 | 0.035 | 0.035 | 0.03 | 0.03 | 0.03 | 0.03 | 0.03 | 0.03 | 0.03 | 0.03 | 0.03 | 0.03 | 0.03 | 0.03 | 0.03 | 0.03 | 0.03 | 0.03 | 0.03 | 0.03 | 0.03 | 0.03 | 0.03 | 0.03 | 0.03 | 0.03 | 0.03 | 0.03 | 0.03 | 0.03 | 0.03 | 0.03 | 0.03 | 0.03 | 0.03 | 0.03 | 0.03 | 0.03 | 0.03 | 0.03 | 0.03 | 0.03 | 0.03 | 0.03 | 0.03 | 0.03 | 0.03 | 0.025 | 0.025 | 0.025 | 0.025 | 0.025
|  | RTN11 | Lincolnshire Central to Ruthamford North potable trasnfer (20 Ml/d) | Financing Cost | [9 empty] | 0.48032 | 1.7779 | 3.7074 | 4.6484 | 4.6152 | 4.582 | 4.5488 | 4.5156 | 4.4824 | 4.4495 | 4.4172 | 4.384 | 4.3508 | 4.3175 | 4.2843 | 4.2511 | 4.2182 | 4.2091 | 4.2456 | 4.2157 | 4.1858 | 4.156 | 4.1261 | 4.0966 | 4.0676 | 4.0377 | 4.0078 | 3.9779 | 3.948 | 3.9181 | 3.8885 | 3.8595 | 3.8539 | 3.8928 | 3.8629 | 3.833 | 3.8031 | 3.7736 | 3.7446 | 3.7146 | 3.6847 | 3.6548 | 3.6249 | 3.595 | 3.5655 | 3.5365 | 3.5066 | 3.5009 | 3.5398 | 3.5099 | 3.48 | 3.4505 | 3.4336 | 3.4524 | 3.4224 | 3.3925 | 3.3626 | 3.3327 | 3.3032 | 3.2742 | 3.2443 | 3.2144 | 3.2087 | 3.2476 | 3.2177 | 3.1882 | 3.1592 | 3.1293 | 3.0994 | 3.0695 | 3.0395 | 3.0096 | 2.9801 | 2.9511 | 2.9212 | 2.8913 | 2.8614 | 2.8557 | 2.8946 | 2.8651
|  | RTN11 | Lincolnshire Central to Ruthamford North potable trasnfer (20 Ml/d) | Net Present Cost (NPC) | [9 empty] | 0.46408 | 1.6597 | 3.3439 | 4.073 | 3.9932 | 3.8934 | 3.7357 | 3.5842 | 3.4386 | 3.299 | 3.1653 | 3.0363 | 2.9124 | 2.7934 | 2.6791 | 2.5693 | 2.4641 | 2.3759 | 2.3145 | 2.2212 | 2.1316 | 2.0455 | 1.9628 | 1.8835 | 1.8075 | 1.7342 | 1.6637 | 1.5961 | 1.5311 | 1.4686 | 1.637 | 1.578 | 1.53 | 1.4996 | 1.4453 | 1.3929 | 1.3423 | 1.2936 | 1.2468 | 1.2013 | 1.1574 | 1.1151 | 1.0742 | 1.0348 | 0.9968 | 0.96032 | 0.9249 | 0.8966 | 0.87963 | 0.84719 | 0.81589 | 0.78577 | 0.75935 | 0.74104 | 0.71357 | 0.68708 | 0.66152 | 0.63687 | 0.61315 | 0.59037 | 0.56824 | 0.54691 | 0.53011 | 0.52053 | 0.50099 | 0.4822 | 0.46415 | 0.44663 | 0.42973 | 0.41343 | 0.39773 | 0.38258 | 0.36802 | 0.35405 | 0.34048 | 0.4739 | 0.45788 | 0.44589 | 0.44055 | 0.4257
|  | RTN11 | Lincolnshire Central to Ruthamford North potable trasnfer (20 Ml/d) | Opex | [9 empty] | 0 | 0 | 0 | 0.025506 | 0.12753 | 0.20405 | 0.20405 | 0.20405 | 0.20405 | 0.20405 | 0.20405 | 0.20405 | 0.20405 | 0.20405 | 0.20405 | 0.20405 | 0.20405 | 0.20405 | 0.20405 | 0.20405 | 0.20405 | 0.20405 | 0.20405 | 0.20405 | 0.20405 | 0.20405 | 0.20405 | 0.20405 | 0.20405 | 0.20405 | 0.20405 | 0.20405 | 0.20405 | 0.20405 | 0.20405 | 0.20405 | 0.20405 | 0.20405 | 0.20405 | 0.20405 | 0.20405 | 0.20405 | 0.20405 | 0.20405 | 0.20405 | 0.20405 | 0.20405 | 0.20405 | 0.20405 | 0.20405 | 0.20405 | 0.20405 | 0.20405 | 0.20405 | 0.20405 | 0.20405 | 0.20405 | 0.20405 | 0.20405 | 0.20405 | 0.20405 | 0.20405 | 0.20405 | 0.20405 | 0.20405 | 0.20405 | 0.20405 | 0.20405 | 0.20405 | 0.20405 | 0.20405 | 0.20405 | 0.20405 | 0.20405 | 0.20405 | 0.20405 | 0.20405 | 0.20405 | 0.20405 | 0.20405
|  | RTN11 | Lincolnshire Central to Ruthamford North potable trasnfer (20 Ml/d) | Total NPC |  |  | Total | 2019-20: 115.8889
|  | RTN12 | Lincolnshire Central to Ruthamford North potable transfer (50 Ml/d) | Capex |  |  |  | 0 | 0 | 0 | 0 | 0 | 0 | 4.6047 | 12.4394 | 18.4975 | 9.1795 | 0 | 0 | 0 | 0 | 0 | 0.011296 | 0.029315 | 0 | 0 | 0 | 0 | 0 | 0.011296 | 1.2323 | 3.5972 | 0 | 0 | 0 | 0 | 0.011296 | 0.029315 | 0 | 0 | 0 | 0 | 0 | 0.011296 | 0.029315 | 1.2136 | 3.5972 | 0 | 0 | 0 | 0.011296 | 0.029315 | 0 | 0 | 0 | 0 | 0 | 0.011296 | 0.029315 | 0 | 1.2136 | 3.5972 | 0 | 0 | 0.011296 | 0.51034 | 1.9241 | 0 | 0 | 0 | 0 | 0.011296 | 0.029315 | 0 | 0 | 1.2136 | 3.5972 | 0 | 0.011296 | 0.029315 | 0 | 0 | 0 | 0 | 0 | 0.011296 | 0.029315 | 0 | 0 | 0 | 1.2136 | 3.5972 | 0.011296
|  | RTN12 | Lincolnshire Central to Ruthamford North potable transfer (50 Ml/d) | Capex | Optimism Bias |  |  | 0 | 0 | 0 | 0 | 0 | 0 | 0.84726 | 2.2889 | 3.4035 | 1.689 | 0 | 0 | 0 | 0 | 0 | 0.0020785 | 0.0053939 | 0 | 0 | 0 | 0 | 0 | 0.0020785 | 0.22675 | 0.66189 | 0 | 0 | 0 | 0 | 0.0020785 | 0.0053939 | 0 | 0 | 0 | 0 | 0 | 0.0020785 | 0.0053939 | 0.2233 | 0.66189 | 0 | 0 | 0 | 0.0020785 | 0.0053939 | 0 | 0 | 0 | 0 | 0 | 0.0020785 | 0.0053939 | 0 | 0.2233 | 0.66189 | 0 | 0 | 0.0020785 | 0.093903 | 0.35404 | 0 | 0 | 0 | 0 | 0.0020785 | 0.0053939 | 0 | 0 | 0.2233 | 0.66189 | 0 | 0.0020785 | 0.0053939 | 0 | 0 | 0 | 0 | 0 | 0.0020785 | 0.0053939 | 0 | 0 | 0 | 0.2233 | 0.66189 | 0.0020785
|  | RTN12 | Lincolnshire Central to Ruthamford North potable transfer (50 Ml/d) | Discount Factor | [9 empty] | 0.96618 | 0.93351 | 0.90194 | 0.87144 | 0.84197 | 0.8135 | 0.78599 | 0.75941 | 0.73373 | 0.70892 | 0.68495 | 0.66178 | 0.6394 | 0.61778 | 0.59689 | 0.57671 | 0.5572 | 0.53836 | 0.52016 | 0.50257 | 0.48557 | 0.46915 | 0.45329 | 0.43796 | 0.42315 | 0.40884 | 0.39501 | 0.38165 | 0.36875 | 0.35628 | 0.39999 | 0.38834 | 0.37703 | 0.36604 | 0.35538 | 0.34503 | 0.33498 | 0.32523 | 0.31575 | 0.30656 | 0.29763 | 0.28896 | 0.28054 | 0.27237 | 0.26444 | 0.25674 | 0.24926 | 0.242 | 0.23495 | 0.22811 | 0.22146 | 0.21501 | 0.20875 | 0.20267 | 0.19677 | 0.19104 | 0.18547 | 0.18007 | 0.17483 | 0.16973 | 0.16479 | 0.15999 | 0.15533 | 0.15081 | 0.14641 | 0.14215 | 0.13801 | 0.13399 | 0.13009 | 0.1263 | 0.12262 | 0.11905 | 0.11558 | 0.11221 | 0.10895 | 0.1531 | 0.14937 | 0.14573 | 0.14217 | 0.1387
|  | RTN12 | Lincolnshire Central to Ruthamford North potable transfer (50 Ml/d) | Discount Rate | [9 empty] | 0.035 | 0.035 | 0.035 | 0.035 | 0.035 | 0.035 | 0.035 | 0.035 | 0.035 | 0.035 | 0.035 | 0.035 | 0.035 | 0.035 | 0.035 | 0.035 | 0.035 | 0.035 | 0.035 | 0.035 | 0.035 | 0.035 | 0.035 | 0.035 | 0.035 | 0.035 | 0.035 | 0.035 | 0.035 | 0.035 | 0.03 | 0.03 | 0.03 | 0.03 | 0.03 | 0.03 | 0.03 | 0.03 | 0.03 | 0.03 | 0.03 | 0.03 | 0.03 | 0.03 | 0.03 | 0.03 | 0.03 | 0.03 | 0.03 | 0.03 | 0.03 | 0.03 | 0.03 | 0.03 | 0.03 | 0.03 | 0.03 | 0.03 | 0.03 | 0.03 | 0.03 | 0.03 | 0.03 | 0.03 | 0.03 | 0.03 | 0.03 | 0.03 | 0.03 | 0.03 | 0.03 | 0.03 | 0.03 | 0.03 | 0.03 | 0.025 | 0.025 | 0.025 | 0.025 | 0.025
|  | RTN12 | Lincolnshire Central to Ruthamford North potable transfer (50 Ml/d) | Financing Cost | [9 empty] | 0.17446 | 0.64577 | 1.3466 | 1.6807 | 1.6532 | 1.6257 | 1.5983 | 1.5708 | 1.5433 | 1.5163 | 1.4899 | 1.4624 | 1.4349 | 1.4074 | 1.3799 | 1.3524 | 1.3253 | 1.343 | 1.4537 | 1.4329 | 1.4122 | 1.3915 | 1.3707 | 1.3504 | 1.3308 | 1.31 | 1.2892 | 1.2684 | 1.2476 | 1.2268 | 1.2065 | 1.1868 | 1.212 | 1.3275 | 1.3067 | 1.2859 | 1.2651 | 1.2448 | 1.2251 | 1.2043 | 1.1835 | 1.1627 | 1.1419 | 1.1211 | 1.1008 | 1.0811 | 1.0603 | 1.0855 | 1.201 | 1.1802 | 1.1594 | 1.1391 | 1.1374 | 1.1894 | 1.1686 | 1.1478 | 1.127 | 1.1062 | 1.0858 | 1.0662 | 1.0454 | 1.0246 | 1.0498 | 1.1653 | 1.1445 | 1.1241 | 1.1045 | 1.0837 | 1.0629 | 1.0421 | 1.0213 | 1.0005 | 0.98015 | 0.96047 | 0.93968 | 0.9189 | 0.89811 | 0.9233 | 1.0388 | 1.0184
|  | RTN12 | Lincolnshire Central to Ruthamford North potable transfer (50 Ml/d) | Net Present Cost (NPC) | [9 empty] | 0.16856 | 0.60283 | 1.2146 | 1.5128 | 1.6247 | 1.6824 | 1.6039 | 1.5288 | 1.457 | 1.3885 | 1.3235 | 1.2605 | 1.2003 | 1.1427 | 1.0877 | 1.035 | 0.98496 | 0.96117 | 0.98623 | 0.94246 | 0.90052 | 0.86034 | 0.82185 | 0.78516 | 0.7503 | 0.71643 | 0.68399 | 0.65293 | 0.62318 | 0.5947 | 0.65952 | 0.63267 | 0.62374 | 0.64785 | 0.62159 | 0.59631 | 0.57198 | 0.5487 | 0.52651 | 0.5048 | 0.48391 | 0.46381 | 0.44446 | 0.42586 | 0.40807 | 0.39113 | 0.37456 | 0.36974 | 0.38611 | 0.37012 | 0.35474 | 0.34003 | 0.32978 | 0.3307 | 0.31698 | 0.30378 | 0.29107 | 0.27885 | 0.26717 | 0.25605 | 0.24517 | 0.2347 | 0.23178 | 0.24244 | 0.23234 | 0.22268 | 0.21347 | 0.20447 | 0.19581 | 0.18748 | 0.17947 | 0.17177 | 0.16441 | 0.15742 | 0.15057 | 0.20841 | 0.20023 | 0.19901 | 0.21058 | 0.20262
|  | RTN12 | Lincolnshire Central to Ruthamford North potable transfer (50 Ml/d) | Opex | [9 empty] | 0 | 0 | 0 | 0.055296 | 0.27648 | 0.44237 | 0.44237 | 0.44237 | 0.44237 | 0.44237 | 0.44237 | 0.44237 | 0.44237 | 0.44237 | 0.44237 | 0.44237 | 0.44237 | 0.44237 | 0.44237 | 0.44237 | 0.44237 | 0.44237 | 0.44237 | 0.44237 | 0.44237 | 0.44237 | 0.44237 | 0.44237 | 0.44237 | 0.44237 | 0.44237 | 0.44237 | 0.44237 | 0.44237 | 0.44237 | 0.44237 | 0.44237 | 0.44237 | 0.44237 | 0.44237 | 0.44237 | 0.44237 | 0.44237 | 0.44237 | 0.44237 | 0.44237 | 0.44237 | 0.44237 | 0.44237 | 0.44237 | 0.44237 | 0.44237 | 0.44237 | 0.44237 | 0.44237 | 0.44237 | 0.44237 | 0.44237 | 0.44237 | 0.44237 | 0.44237 | 0.44237 | 0.44237 | 0.44237 | 0.44237 | 0.44237 | 0.44237 | 0.44237 | 0.44237 | 0.44237 | 0.44237 | 0.44237 | 0.44237 | 0.44237 | 0.44237 | 0.44237 | 0.44237 | 0.44237 | 0.44237 | 0.44237
|  | RTN12 | Lincolnshire Central to Ruthamford North potable transfer (50 Ml/d) | Total NPC |  |  | Total | 2019-20: 48.2735
|  | RTN13 | Lincolnshire Central to Ruthamford North potable transfer (100 Ml/d) | Capex |  |  |  | 0 | 0 | 0 | 0 | 0 | 0 | 6.581 | 17.7786 | 26.4369 | 13.1195 | 0 | 0 | 0 | 0 | 0 | 0.015809 | 0.041303 | 0 | 0 | 0 | 0 | 0 | 0.015809 | 2.0266 | 5.9931 | 0 | 0 | 0 | 0 | 0.015809 | 0.041303 | 0 | 0 | 0 | 0 | 0 | 0.015809 | 0.041303 | 1.9977 | 5.9931 | 0 | 0 | 0 | 0.015809 | 0.041303 | 0 | 0 | 0 | 0 | 0 | 0.015809 | 0.041303 | 0 | 1.9977 | 5.9931 | 0 | 0 | 0.015809 | 0.82365 | 3.1294 | 0 | 0 | 0 | 0 | 0.015809 | 0.041303 | 0 | 0 | 1.9977 | 5.9931 | 0 | 0.015809 | 0.041303 | 0 | 0 | 0 | 0 | 0 | 0.015809 | 0.041303 | 0 | 0 | 0 | 1.9977 | 5.9931 | 0.015809
|  | RTN13 | Lincolnshire Central to Ruthamford North potable transfer (100 Ml/d) | Capex | Optimism Bias |  |  | 0 | 0 | 0 | 0 | 0 | 0 | 1.2109 | 3.2713 | 4.8644 | 2.414 | 0 | 0 | 0 | 0 | 0 | 0.0029089 | 0.0075997 | 0 | 0 | 0 | 0 | 0 | 0.0029089 | 0.3729 | 1.1027 | 0 | 0 | 0 | 0 | 0.0029089 | 0.0075997 | 0 | 0 | 0 | 0 | 0 | 0.0029089 | 0.0075997 | 0.36758 | 1.1027 | 0 | 0 | 0 | 0.0029089 | 0.0075997 | 0 | 0 | 0 | 0 | 0 | 0.0029089 | 0.0075997 | 0 | 0.36758 | 1.1027 | 0 | 0 | 0.0029089 | 0.15155 | 0.57581 | 0 | 0 | 0 | 0 | 0.0029089 | 0.0075997 | 0 | 0 | 0.36758 | 1.1027 | 0 | 0.0029089 | 0.0075997 | 0 | 0 | 0 | 0 | 0 | 0.0029089 | 0.0075997 | 0 | 0 | 0 | 0.36758 | 1.1027 | 0.0029089
|  | RTN13 | Lincolnshire Central to Ruthamford North potable transfer (100 Ml/d) | Discount Factor | [9 empty] | 0.96618 | 0.93351 | 0.90194 | 0.87144 | 0.84197 | 0.8135 | 0.78599 | 0.75941 | 0.73373 | 0.70892 | 0.68495 | 0.66178 | 0.6394 | 0.61778 | 0.59689 | 0.57671 | 0.5572 | 0.53836 | 0.52016 | 0.50257 | 0.48557 | 0.46915 | 0.45329 | 0.43796 | 0.42315 | 0.40884 | 0.39501 | 0.38165 | 0.36875 | 0.35628 | 0.39999 | 0.38834 | 0.37703 | 0.36604 | 0.35538 | 0.34503 | 0.33498 | 0.32523 | 0.31575 | 0.30656 | 0.29763 | 0.28896 | 0.28054 | 0.27237 | 0.26444 | 0.25674 | 0.24926 | 0.242 | 0.23495 | 0.22811 | 0.22146 | 0.21501 | 0.20875 | 0.20267 | 0.19677 | 0.19104 | 0.18547 | 0.18007 | 0.17483 | 0.16973 | 0.16479 | 0.15999 | 0.15533 | 0.15081 | 0.14641 | 0.14215 | 0.13801 | 0.13399 | 0.13009 | 0.1263 | 0.12262 | 0.11905 | 0.11558 | 0.11221 | 0.10895 | 0.1531 | 0.14937 | 0.14573 | 0.14217 | 0.1387
|  | RTN13 | Lincolnshire Central to Ruthamford North potable transfer (100 Ml/d) | Discount Rate | [9 empty] | 0.035 | 0.035 | 0.035 | 0.035 | 0.035 | 0.035 | 0.035 | 0.035 | 0.035 | 0.035 | 0.035 | 0.035 | 0.035 | 0.035 | 0.035 | 0.035 | 0.035 | 0.035 | 0.035 | 0.035 | 0.035 | 0.035 | 0.035 | 0.035 | 0.035 | 0.035 | 0.035 | 0.035 | 0.035 | 0.035 | 0.03 | 0.03 | 0.03 | 0.03 | 0.03 | 0.03 | 0.03 | 0.03 | 0.03 | 0.03 | 0.03 | 0.03 | 0.03 | 0.03 | 0.03 | 0.03 | 0.03 | 0.03 | 0.03 | 0.03 | 0.03 | 0.03 | 0.03 | 0.03 | 0.03 | 0.03 | 0.03 | 0.03 | 0.03 | 0.03 | 0.03 | 0.03 | 0.03 | 0.03 | 0.03 | 0.03 | 0.03 | 0.03 | 0.03 | 0.03 | 0.03 | 0.03 | 0.03 | 0.03 | 0.03 | 0.025 | 0.025 | 0.025 | 0.025 | 0.025
|  | RTN13 | Lincolnshire Central to Ruthamford North potable transfer (100 Ml/d) | Financing Cost | [9 empty] | 0.24934 | 0.92294 | 1.9246 | 2.3998 | 2.3562 | 2.3125 | 2.2688 | 2.2252 | 2.1815 | 2.1384 | 2.0962 | 2.0526 | 2.0089 | 1.9652 | 1.9215 | 1.8778 | 1.8347 | 1.8653 | 2.0518 | 2.0194 | 1.987 | 1.9546 | 1.9222 | 1.8904 | 1.8596 | 1.8271 | 1.7947 | 1.7622 | 1.7298 | 1.6973 | 1.6654 | 1.6345 | 1.6778 | 1.8724 | 1.8399 | 1.8075 | 1.775 | 1.7432 | 1.7123 | 1.6798 | 1.6473 | 1.6149 | 1.5824 | 1.55 | 1.5181 | 1.4872 | 1.4548 | 1.498 | 1.6926 | 1.6601 | 1.6277 | 1.5958 | 1.5943 | 1.6801 | 1.6476 | 1.6152 | 1.5827 | 1.5503 | 1.5184 | 1.4875 | 1.455 | 1.4226 | 1.4658 | 1.6604 | 1.628 | 1.5961 | 1.5652 | 1.5328 | 1.5003 | 1.4678 | 1.4354 | 1.4029 | 1.3711 | 1.3402 | 1.3077 | 1.2753 | 1.2428 | 1.286 | 1.4806 | 1.4488
|  | RTN13 | Lincolnshire Central to Ruthamford North potable transfer (100 Ml/d) | Net Present Cost (NPC) | [9 empty] | 0.24091 | 0.86157 | 1.7359 | 2.1723 | 2.3751 | 2.486 | 2.3677 | 2.2544 | 2.1462 | 2.043 | 1.9451 | 1.8504 | 1.7599 | 1.6734 | 1.5907 | 1.5117 | 1.4366 | 1.4045 | 1.454 | 1.3885 | 1.3259 | 1.2658 | 1.2083 | 1.1536 | 1.1015 | 1.051 | 1.0026 | 0.95631 | 0.912 | 0.8696 | 0.96354 | 0.92348 | 0.91288 | 0.95753 | 0.9181 | 0.88016 | 0.84365 | 0.80872 | 0.77541 | 0.74288 | 0.71158 | 0.68147 | 0.65252 | 0.62467 | 0.59805 | 0.5727 | 0.54793 | 0.54244 | 0.57236 | 0.54828 | 0.52513 | 0.50298 | 0.48801 | 0.49119 | 0.47049 | 0.45059 | 0.43145 | 0.41303 | 0.39543 | 0.37867 | 0.3623 | 0.34655 | 0.34317 | 0.36252 | 0.34721 | 0.33257 | 0.31862 | 0.30499 | 0.29189 | 0.27929 | 0.26717 | 0.25553 | 0.2444 | 0.23382 | 0.22347 | 0.30908 | 0.29669 | 0.29576 | 0.31621 | 0.30408
|  | RTN13 | Lincolnshire Central to Ruthamford North potable transfer (100 Ml/d) | Opex | [9 empty] | 0 | 0 | 0 | 0.092936 | 0.46468 | 0.74349 | 0.74349 | 0.74349 | 0.74349 | 0.74349 | 0.74349 | 0.74349 | 0.74349 | 0.74349 | 0.74349 | 0.74349 | 0.74349 | 0.74349 | 0.74349 | 0.74349 | 0.74349 | 0.74349 | 0.74349 | 0.74349 | 0.74349 | 0.74349 | 0.74349 | 0.74349 | 0.74349 | 0.74349 | 0.74349 | 0.74349 | 0.74349 | 0.74349 | 0.74349 | 0.74349 | 0.74349 | 0.74349 | 0.74349 | 0.74349 | 0.74349 | 0.74349 | 0.74349 | 0.74349 | 0.74349 | 0.74349 | 0.74349 | 0.74349 | 0.74349 | 0.74349 | 0.74349 | 0.74349 | 0.74349 | 0.74349 | 0.74349 | 0.74349 | 0.74349 | 0.74349 | 0.74349 | 0.74349 | 0.74349 | 0.74349 | 0.74349 | 0.74349 | 0.74349 | 0.74349 | 0.74349 | 0.74349 | 0.74349 | 0.74349 | 0.74349 | 0.74349 | 0.74349 | 0.74349 | 0.74349 | 0.74349 | 0.74349 | 0.74349 | 0.74349 | 0.74349
|  | RTN13 | Lincolnshire Central to Ruthamford North potable transfer (100 Ml/d) | Total NPC |  |  | Total | 2019-20: 70.9048
|  | RTN14 | Lincolnshire Central to Ruthamford North potable transfer (150 Ml/d) | Capex |  |  |  | 0 | 0 | 0 | 0 | 0 | 0 | 8.1228 | 21.9437 | 32.6304 | 16.193 | 0 | 0 | 0 | 0 | 0 | 0.021571 | 0.056705 | 0 | 0 | 0 | 0 | 0 | 0.021571 | 2.8676 | 8.4786 | 0 | 0 | 0 | 0 | 0.021571 | 0.056705 | 0 | 0 | 0 | 0 | 0 | 0.021571 | 0.056705 | 2.8262 | 8.4786 | 0 | 0 | 0 | 0.021571 | 0.056705 | 0 | 0 | 0 | 0 | 0 | 0.021571 | 0.056705 | 0 | 2.8262 | 8.4786 | 0 | 0 | 0.021571 | 1.135 | 4.3132 | 0 | 0 | 0 | 0 | 0.021571 | 0.056705 | 0 | 0 | 2.8262 | 8.4786 | 0 | 0.021571 | 0.056705 | 0 | 0 | 0 | 0 | 0 | 0.021571 | 0.056705 | 0 | 0 | 0 | 2.8262 | 8.4786 | 0.021571
|  | RTN14 | Lincolnshire Central to Ruthamford North potable transfer (150 Ml/d) | Capex | Optimism Bias |  |  | 0 | 0 | 0 | 0 | 0 | 0 | 1.4946 | 4.0376 | 6.004 | 2.9795 | 0 | 0 | 0 | 0 | 0 | 0.003969 | 0.010434 | 0 | 0 | 0 | 0 | 0 | 0.003969 | 0.52763 | 1.5601 | 0 | 0 | 0 | 0 | 0.003969 | 0.010434 | 0 | 0 | 0 | 0 | 0 | 0.003969 | 0.010434 | 0.52002 | 1.5601 | 0 | 0 | 0 | 0.003969 | 0.010434 | 0 | 0 | 0 | 0 | 0 | 0.003969 | 0.010434 | 0 | 0.52002 | 1.5601 | 0 | 0 | 0.003969 | 0.20884 | 0.79363 | 0 | 0 | 0 | 0 | 0.003969 | 0.010434 | 0 | 0 | 0.52002 | 1.5601 | 0 | 0.003969 | 0.010434 | 0 | 0 | 0 | 0 | 0 | 0.003969 | 0.010434 | 0 | 0 | 0 | 0.52002 | 1.5601 | 0.003969
|  | RTN14 | Lincolnshire Central to Ruthamford North potable transfer (150 Ml/d) | Discount Factor | [9 empty] | 0.96618 | 0.93351 | 0.90194 | 0.87144 | 0.84197 | 0.8135 | 0.78599 | 0.75941 | 0.73373 | 0.70892 | 0.68495 | 0.66178 | 0.6394 | 0.61778 | 0.59689 | 0.57671 | 0.5572 | 0.53836 | 0.52016 | 0.50257 | 0.48557 | 0.46915 | 0.45329 | 0.43796 | 0.42315 | 0.40884 | 0.39501 | 0.38165 | 0.36875 | 0.35628 | 0.39999 | 0.38834 | 0.37703 | 0.36604 | 0.35538 | 0.34503 | 0.33498 | 0.32523 | 0.31575 | 0.30656 | 0.29763 | 0.28896 | 0.28054 | 0.27237 | 0.26444 | 0.25674 | 0.24926 | 0.242 | 0.23495 | 0.22811 | 0.22146 | 0.21501 | 0.20875 | 0.20267 | 0.19677 | 0.19104 | 0.18547 | 0.18007 | 0.17483 | 0.16973 | 0.16479 | 0.15999 | 0.15533 | 0.15081 | 0.14641 | 0.14215 | 0.13801 | 0.13399 | 0.13009 | 0.1263 | 0.12262 | 0.11905 | 0.11558 | 0.11221 | 0.10895 | 0.1531 | 0.14937 | 0.14573 | 0.14217 | 0.1387
|  | RTN14 | Lincolnshire Central to Ruthamford North potable transfer (150 Ml/d) | Discount Rate | [9 empty] | 0.035 | 0.035 | 0.035 | 0.035 | 0.035 | 0.035 | 0.035 | 0.035 | 0.035 | 0.035 | 0.035 | 0.035 | 0.035 | 0.035 | 0.035 | 0.035 | 0.035 | 0.035 | 0.035 | 0.035 | 0.035 | 0.035 | 0.035 | 0.035 | 0.035 | 0.035 | 0.035 | 0.035 | 0.035 | 0.035 | 0.03 | 0.03 | 0.03 | 0.03 | 0.03 | 0.03 | 0.03 | 0.03 | 0.03 | 0.03 | 0.03 | 0.03 | 0.03 | 0.03 | 0.03 | 0.03 | 0.03 | 0.03 | 0.03 | 0.03 | 0.03 | 0.03 | 0.03 | 0.03 | 0.03 | 0.03 | 0.03 | 0.03 | 0.03 | 0.03 | 0.03 | 0.03 | 0.03 | 0.03 | 0.03 | 0.03 | 0.03 | 0.03 | 0.03 | 0.03 | 0.03 | 0.03 | 0.03 | 0.03 | 0.03 | 0.025 | 0.025 | 0.025 | 0.025 | 0.025
|  | RTN14 | Lincolnshire Central to Ruthamford North potable transfer (150 Ml/d) | Financing Cost | [9 empty] | 0.30776 | 1.1392 | 2.3755 | 2.9592 | 2.8997 | 2.8402 | 2.7807 | 2.7212 | 2.6617 | 2.6029 | 2.5455 | 2.486 | 2.4264 | 2.3669 | 2.3074 | 2.2478 | 2.1891 | 2.2347 | 2.5008 | 2.4573 | 2.4137 | 2.3702 | 2.3266 | 2.2839 | 2.2424 | 2.1988 | 2.1552 | 2.1115 | 2.0679 | 2.0242 | 1.9814 | 1.9399 | 2.0034 | 2.281 | 2.2373 | 2.1937 | 2.15 | 2.1072 | 2.0657 | 2.0221 | 1.9784 | 1.9348 | 1.8912 | 1.8475 | 1.8047 | 1.7632 | 1.7196 | 1.783 | 2.0606 | 2.017 | 1.9733 | 1.9305 | 1.9295 | 2.0488 | 2.0052 | 1.9616 | 1.9179 | 1.8743 | 1.8315 | 1.79 | 1.7463 | 1.7027 | 1.7661 | 2.0437 | 2.0001 | 1.9573 | 1.9158 | 1.8721 | 1.8285 | 1.7849 | 1.7412 | 1.6976 | 1.6548 | 1.6133 | 1.5696 | 1.526 | 1.4823 | 1.5458 | 1.8234 | 1.7806
|  | RTN14 | Lincolnshire Central to Ruthamford North potable transfer (150 Ml/d) | Net Present Cost (NPC) | [9 empty] | 0.29735 | 1.0634 | 2.1425 | 2.692 | 2.9885 | 3.1562 | 3.0027 | 2.856 | 2.7157 | 2.5822 | 2.4556 | 2.3331 | 2.2162 | 2.1044 | 1.9977 | 1.8958 | 1.799 | 1.7627 | 1.8416 | 1.7574 | 1.6768 | 1.5997 | 1.5258 | 1.4555 | 1.3888 | 1.324 | 1.2619 | 1.2026 | 1.1459 | 1.0916 | 1.2083 | 1.157 | 1.1473 | 1.2155 | 1.1645 | 1.1156 | 1.0685 | 1.0234 | 0.9805 | 0.93857 | 0.89824 | 0.85947 | 0.82219 | 0.78636 | 0.75213 | 0.71957 | 0.68774 | 0.68306 | 0.72839 | 0.69722 | 0.66724 | 0.6386 | 0.61978 | 0.62593 | 0.59911 | 0.57332 | 0.54853 | 0.52469 | 0.50193 | 0.48026 | 0.45908 | 0.43873 | 0.43581 | 0.46498 | 0.44504 | 0.42599 | 0.40786 | 0.39013 | 0.37309 | 0.35672 | 0.34097 | 0.32585 | 0.31141 | 0.29768 | 0.28426 | 0.39279 | 0.3767 | 0.37675 | 0.40703 | 0.39116
|  | RTN14 | Lincolnshire Central to Ruthamford North potable transfer (150 Ml/d) | Opex | [9 empty] | 0 | 0 | 0 | 0.12994 | 0.64972 | 1.0396 | 1.0396 | 1.0396 | 1.0396 | 1.0396 | 1.0396 | 1.0396 | 1.0396 | 1.0396 | 1.0396 | 1.0396 | 1.0396 | 1.0396 | 1.0396 | 1.0396 | 1.0396 | 1.0396 | 1.0396 | 1.0396 | 1.0396 | 1.0396 | 1.0396 | 1.0396 | 1.0396 | 1.0396 | 1.0396 | 1.0396 | 1.0396 | 1.0396 | 1.0396 | 1.0396 | 1.0396 | 1.0396 | 1.0396 | 1.0396 | 1.0396 | 1.0396 | 1.0396 | 1.0396 | 1.0396 | 1.0396 | 1.0396 | 1.0396 | 1.0396 | 1.0396 | 1.0396 | 1.0396 | 1.0396 | 1.0396 | 1.0396 | 1.0396 | 1.0396 | 1.0396 | 1.0396 | 1.0396 | 1.0396 | 1.0396 | 1.0396 | 1.0396 | 1.0396 | 1.0396 | 1.0396 | 1.0396 | 1.0396 | 1.0396 | 1.0396 | 1.0396 | 1.0396 | 1.0396 | 1.0396 | 1.0396 | 1.0396 | 1.0396 | 1.0396 | 1.0396
|  | RTN14 | Lincolnshire Central to Ruthamford North potable transfer (150 Ml/d) | Total NPC |  |  | Total | 2019-20: 89.4678
|  | RTN15 | Fenland to Ruthamford North potable transfer (20 Ml/d) | Capex |  |  |  | 0 | 0 | 0 | 0 | 0 | 0 | 9.9352 | 26.8399 | 39.911 | 19.8061 | 0 | 0 | 0 | 0 | 0 | 0 | 0 | 0 | 0 | 0 | 0 | 0 | 0 | 0 | 0 | 0 | 0 | 0 | 0 | 0 | 0 | 0 | 0 | 0 | 0 | 0 | 0 | 0 | 0 | 0 | 0 | 0 | 0 | 0 | 0 | 0 | 0 | 0 | 0 | 0 | 0 | 0 | 0 | 0 | 0 | 0 | 0 | 0 | 0 | 0 | 0 | 0 | 0 | 0 | 0 | 0 | 0 | 0 | 0 | 0 | 0 | 0 | 0 | 0 | 0 | 0 | 0 | 0 | 0 | 0 | 0 | 0 | 0 | 0 | 0 | 0
|  | RTN15 | Fenland to Ruthamford North potable transfer (20 Ml/d) | Capex | Optimism Bias |  |  | 0 | 0 | 0 | 0 | 0 | 0 | 1.8281 | 4.9385 | 7.3436 | 3.6443 | 0 | 0 | 0 | 0 | 0 | 0 | 0 | 0 | 0 | 0 | 0 | 0 | 0 | 0 | 0 | 0 | 0 | 0 | 0 | 0 | 0 | 0 | 0 | 0 | 0 | 0 | 0 | 0 | 0 | 0 | 0 | 0 | 0 | 0 | 0 | 0 | 0 | 0 | 0 | 0 | 0 | 0 | 0 | 0 | 0 | 0 | 0 | 0 | 0 | 0 | 0 | 0 | 0 | 0 | 0 | 0 | 0 | 0 | 0 | 0 | 0 | 0 | 0 | 0 | 0 | 0 | 0 | 0 | 0 | 0 | 0 | 0 | 0 | 0 | 0 | 0
|  | RTN15 | Fenland to Ruthamford North potable transfer (20 Ml/d) | Discount Factor | [9 empty] | 0.96618 | 0.93351 | 0.90194 | 0.87144 | 0.84197 | 0.8135 | 0.78599 | 0.75941 | 0.73373 | 0.70892 | 0.68495 | 0.66178 | 0.6394 | 0.61778 | 0.59689 | 0.57671 | 0.5572 | 0.53836 | 0.52016 | 0.50257 | 0.48557 | 0.46915 | 0.45329 | 0.43796 | 0.42315 | 0.40884 | 0.39501 | 0.38165 | 0.36875 | 0.35628 | 0.39999 | 0.38834 | 0.37703 | 0.36604 | 0.35538 | 0.34503 | 0.33498 | 0.32523 | 0.31575 | 0.30656 | 0.29763 | 0.28896 | 0.28054 | 0.27237 | 0.26444 | 0.25674 | 0.24926 | 0.242 | 0.23495 | 0.22811 | 0.22146 | 0.21501 | 0.20875 | 0.20267 | 0.19677 | 0.19104 | 0.18547 | 0.18007 | 0.17483 | 0.16973 | 0.16479 | 0.15999 | 0.15533 | 0.15081 | 0.14641 | 0.14215 | 0.13801 | 0.13399 | 0.13009 | 0.1263 | 0.12262 | 0.11905 | 0.11558 | 0.11221 | 0.10895 | 0.1531 | 0.14937 | 0.14573 | 0.14217 | 0.1387
|  | RTN15 | Fenland to Ruthamford North potable transfer (20 Ml/d) | Discount Rate | [9 empty] | 0.035 | 0.035 | 0.035 | 0.035 | 0.035 | 0.035 | 0.035 | 0.035 | 0.035 | 0.035 | 0.035 | 0.035 | 0.035 | 0.035 | 0.035 | 0.035 | 0.035 | 0.035 | 0.035 | 0.035 | 0.035 | 0.035 | 0.035 | 0.035 | 0.035 | 0.035 | 0.035 | 0.035 | 0.035 | 0.035 | 0.03 | 0.03 | 0.03 | 0.03 | 0.03 | 0.03 | 0.03 | 0.03 | 0.03 | 0.03 | 0.03 | 0.03 | 0.03 | 0.03 | 0.03 | 0.03 | 0.03 | 0.03 | 0.03 | 0.03 | 0.03 | 0.03 | 0.03 | 0.03 | 0.03 | 0.03 | 0.03 | 0.03 | 0.03 | 0.03 | 0.03 | 0.03 | 0.03 | 0.03 | 0.03 | 0.03 | 0.03 | 0.03 | 0.03 | 0.03 | 0.03 | 0.03 | 0.03 | 0.03 | 0.03 | 0.025 | 0.025 | 0.025 | 0.025 | 0.025
|  | RTN15 | Fenland to Ruthamford North potable transfer (20 Ml/d) | Financing Cost | [9 empty] | 0.37643 | 1.3933 | 2.9055 | 3.6468 | 3.6285 | 3.6102 | 3.5919 | 3.5736 | 3.5554 | 3.5371 | 3.5188 | 3.5005 | 3.4822 | 3.464 | 3.4457 | 3.4274 | 3.4091 | 3.3908 | 3.3726 | 3.3543 | 3.336 | 3.3177 | 3.2994 | 3.2812 | 3.2629 | 3.2446 | 3.2263 | 3.2081 | 3.1898 | 3.1715 | 3.1532 | 3.1349 | 3.1167 | 3.0984 | 3.0801 | 3.0618 | 3.0435 | 3.0253 | 3.007 | 2.9887 | 2.9704 | 2.9521 | 2.9339 | 2.9156 | 2.8973 | 2.879 | 2.8607 | 2.8425 | 2.8242 | 2.8059 | 2.7876 | 2.7693 | 2.7511 | 2.7328 | 2.7145 | 2.6962 | 2.6779 | 2.6597 | 2.6414 | 2.6231 | 2.6048 | 2.5865 | 2.5683 | 2.55 | 2.5317 | 2.5134 | 2.4952 | 2.4769 | 2.4586 | 2.4403 | 2.422 | 2.4038 | 2.3855 | 2.3672 | 2.3489 | 2.3306 | 2.3124 | 2.2941 | 2.2758 | 2.2575
|  | RTN15 | Fenland to Ruthamford North potable transfer (20 Ml/d) | Net Present Cost (NPC) | [9 empty] | 0.3637 | 1.3007 | 2.6206 | 3.1803 | 3.0663 | 2.9542 | 2.84 | 2.7301 | 2.6243 | 2.5226 | 2.4248 | 2.3307 | 2.2402 | 2.1531 | 2.0694 | 1.9889 | 1.9115 | 1.837 | 1.7654 | 1.6965 | 1.6302 | 1.5665 | 1.5053 | 1.4464 | 1.3897 | 1.3352 | 1.2829 | 1.2325 | 1.1841 | 1.1375 | 1.2698 | 1.2257 | 1.1831 | 1.142 | 1.1022 | 1.0638 | 1.0267 | 0.99083 | 0.9562 | 0.92274 | 0.89043 | 0.85921 | 0.82906 | 0.79993 | 0.7718 | 0.74462 | 0.71838 | 0.69303 | 0.66855 | 0.64491 | 0.62208 | 0.60003 | 0.57874 | 0.55818 | 0.53832 | 0.51915 | 0.50064 | 0.48277 | 0.46551 | 0.44885 | 0.43276 | 0.41723 | 0.40224 | 0.38777 | 0.3738 | 0.36031 | 0.3473 | 0.33473 | 0.3226 | 0.3109 | 0.2996 | 0.2887 | 0.27818 | 0.26802 | 0.25823 | 0.36009 | 0.34858 | 0.33742 | 0.32659 | 0.31609
|  | RTN15 | Fenland to Ruthamford North potable transfer (20 Ml/d) | Opex | [9 empty] | 0 | 0 | 0 | 0.0026656 | 0.013328 | 0.021325 | 0.021325 | 0.021325 | 0.021325 | 0.021325 | 0.021325 | 0.021325 | 0.021325 | 0.021325 | 0.021325 | 0.021325 | 0.021325 | 0.021325 | 0.021325 | 0.021325 | 0.021325 | 0.021325 | 0.021325 | 0.021325 | 0.021325 | 0.021325 | 0.021325 | 0.021325 | 0.021325 | 0.021325 | 0.021325 | 0.021325 | 0.021325 | 0.021325 | 0.021325 | 0.021325 | 0.021325 | 0.021325 | 0.021325 | 0.021325 | 0.021325 | 0.021325 | 0.021325 | 0.021325 | 0.021325 | 0.021325 | 0.021325 | 0.021325 | 0.021325 | 0.021325 | 0.021325 | 0.021325 | 0.021325 | 0.021325 | 0.021325 | 0.021325 | 0.021325 | 0.021325 | 0.021325 | 0.021325 | 0.021325 | 0.021325 | 0.021325 | 0.021325 | 0.021325 | 0.021325 | 0.021325 | 0.021325 | 0.021325 | 0.021325 | 0.021325 | 0.021325 | 0.021325 | 0.021325 | 0.021325 | 0.021325 | 0.021325 | 0.021325 | 0.021325 | 0.021325
|  | RTN15 | Fenland to Ruthamford North potable transfer (20 Ml/d) | Total NPC |  |  | Total | 2019-20: 88.9187
|  | RTN16 | Lincolnshire Central to Ruthamford North potable trasnfer (100 Ml/d) | Capex |  |  |  | 0 | 0 | 0 | 0 | 0 | 0 | 23.2539 | 62.8201 | 93.4137 | 46.3571 | 0 | 0 | 0 | 0 | 0 | 0.019896 | 0.052218 | 0 | 0 | 0 | 0 | 0 | 0.019896 | 2.5361 | 7.4951 | 0 | 0 | 0 | 0 | 0.019896 | 0.052218 | 0 | 0 | 0 | 0 | 0 | 0.019896 | 0.052218 | 2.4984 | 7.4951 | 0 | 0 | 0 | 0.019896 | 0.052218 | 0 | 0 | 0 | 0 | 0 | 0.019896 | 0.052218 | 0 | 2.4984 | 7.4951 | 0 | 0 | 0.019896 | 1.0086 | 3.8254 | 0 | 0 | 0 | 0 | 0.019896 | 0.052218 | 0 | 0 | 2.4984 | 7.4951 | 0 | 0.019896 | 0.052218 | 0 | 0 | 0 | 0 | 0 | 0.019896 | 0.052218 | 0 | 0 | 0 | 2.4984 | 7.4951 | 0.019896
|  | RTN16 | Lincolnshire Central to Ruthamford North potable trasnfer (100 Ml/d) | Capex | Optimism Bias |  |  | 0 | 0 | 0 | 0 | 0 | 0 | 4.2787 | 11.5589 | 17.1881 | 8.5297 | 0 | 0 | 0 | 0 | 0 | 0.0036608 | 0.0096082 | 0 | 0 | 0 | 0 | 0 | 0.0036608 | 0.46664 | 1.3791 | 0 | 0 | 0 | 0 | 0.0036608 | 0.0096082 | 0 | 0 | 0 | 0 | 0 | 0.0036608 | 0.0096082 | 0.4597 | 1.3791 | 0 | 0 | 0 | 0.0036608 | 0.0096082 | 0 | 0 | 0 | 0 | 0 | 0.0036608 | 0.0096082 | 0 | 0.4597 | 1.3791 | 0 | 0 | 0.0036608 | 0.18558 | 0.70388 | 0 | 0 | 0 | 0 | 0.0036608 | 0.0096082 | 0 | 0 | 0.4597 | 1.3791 | 0 | 0.0036608 | 0.0096082 | 0 | 0 | 0 | 0 | 0 | 0.0036608 | 0.0096082 | 0 | 0 | 0 | 0.4597 | 1.3791 | 0.0036608
|  | RTN16 | Lincolnshire Central to Ruthamford North potable trasnfer (100 Ml/d) | Discount Factor | [9 empty] | 0.96618 | 0.93351 | 0.90194 | 0.87144 | 0.84197 | 0.8135 | 0.78599 | 0.75941 | 0.73373 | 0.70892 | 0.68495 | 0.66178 | 0.6394 | 0.61778 | 0.59689 | 0.57671 | 0.5572 | 0.53836 | 0.52016 | 0.50257 | 0.48557 | 0.46915 | 0.45329 | 0.43796 | 0.42315 | 0.40884 | 0.39501 | 0.38165 | 0.36875 | 0.35628 | 0.39999 | 0.38834 | 0.37703 | 0.36604 | 0.35538 | 0.34503 | 0.33498 | 0.32523 | 0.31575 | 0.30656 | 0.29763 | 0.28896 | 0.28054 | 0.27237 | 0.26444 | 0.25674 | 0.24926 | 0.242 | 0.23495 | 0.22811 | 0.22146 | 0.21501 | 0.20875 | 0.20267 | 0.19677 | 0.19104 | 0.18547 | 0.18007 | 0.17483 | 0.16973 | 0.16479 | 0.15999 | 0.15533 | 0.15081 | 0.14641 | 0.14215 | 0.13801 | 0.13399 | 0.13009 | 0.1263 | 0.12262 | 0.11905 | 0.11558 | 0.11221 | 0.10895 | 0.1531 | 0.14937 | 0.14573 | 0.14217 | 0.1387
|  | RTN16 | Lincolnshire Central to Ruthamford North potable trasnfer (100 Ml/d) | Discount Rate | [9 empty] | 0.035 | 0.035 | 0.035 | 0.035 | 0.035 | 0.035 | 0.035 | 0.035 | 0.035 | 0.035 | 0.035 | 0.035 | 0.035 | 0.035 | 0.035 | 0.035 | 0.035 | 0.035 | 0.035 | 0.035 | 0.035 | 0.035 | 0.035 | 0.035 | 0.035 | 0.035 | 0.035 | 0.035 | 0.035 | 0.035 | 0.03 | 0.03 | 0.03 | 0.03 | 0.03 | 0.03 | 0.03 | 0.03 | 0.03 | 0.03 | 0.03 | 0.03 | 0.03 | 0.03 | 0.03 | 0.03 | 0.03 | 0.03 | 0.03 | 0.03 | 0.03 | 0.03 | 0.03 | 0.03 | 0.03 | 0.03 | 0.03 | 0.03 | 0.03 | 0.03 | 0.03 | 0.03 | 0.03 | 0.03 | 0.03 | 0.03 | 0.03 | 0.03 | 0.03 | 0.03 | 0.03 | 0.03 | 0.03 | 0.03 | 0.03 | 0.025 | 0.025 | 0.025 | 0.025 | 0.025
|  | RTN16 | Lincolnshire Central to Ruthamford North potable trasnfer (100 Ml/d) | Financing Cost | [9 empty] | 0.88104 | 3.2612 | 6.8004 | 8.5157 | 8.4335 | 8.3513 | 8.2691 | 8.1869 | 8.1047 | 8.0232 | 7.9429 | 7.8607 | 7.7785 | 7.6963 | 7.614 | 7.5318 | 7.4503 | 7.4611 | 7.6668 | 7.5987 | 7.5306 | 7.4625 | 7.3944 | 7.327 | 7.2609 | 7.1927 | 7.1245 | 7.0564 | 6.9882 | 6.92 | 6.8526 | 6.7864 | 6.8129 | 7.0287 | 6.9605 | 6.8923 | 6.8242 | 6.7567 | 6.6905 | 6.6224 | 6.5542 | 6.486 | 6.4178 | 6.3497 | 6.2822 | 6.216 | 6.1479 | 6.1744 | 6.3902 | 6.322 | 6.2538 | 6.1864 | 6.1561 | 6.2325 | 6.1643 | 6.0961 | 6.0279 | 5.9598 | 5.8923 | 5.8262 | 5.758 | 5.6898 | 5.7163 | 5.9321 | 5.8639 | 5.7965 | 5.7303 | 5.6621 | 5.5939 | 5.5258 | 5.4576 | 5.3894 | 5.322 | 5.2558 | 5.1876 | 5.1195 | 5.0513 | 5.0778 | 5.2936 | 5.2261
|  | RTN16 | Lincolnshire Central to Ruthamford North potable trasnfer (100 Ml/d) | Net Present Cost (NPC) | [9 empty] | 0.85125 | 3.0443 | 6.1336 | 7.5244 | 7.6003 | 7.566 | 7.2456 | 6.9381 | 6.6432 | 6.3608 | 6.0907 | 5.8303 | 5.5805 | 5.341 | 5.1113 | 4.8911 | 4.6803 | 4.5278 | 4.4817 | 4.2959 | 4.1176 | 3.9464 | 3.782 | 3.6247 | 3.4741 | 3.3287 | 3.1892 | 3.0554 | 2.9269 | 2.8036 | 3.1206 | 3.004 | 2.9265 | 2.9203 | 2.811 | 2.7056 | 2.604 | 2.5062 | 2.4123 | 2.3211 | 2.2332 | 2.1485 | 2.0668 | 1.988 | 1.9123 | 1.8396 | 1.769 | 1.7239 | 1.7244 | 1.6586 | 1.5952 | 1.5343 | 1.4832 | 1.4555 | 1.3997 | 1.3459 | 1.2941 | 1.2441 | 1.1961 | 1.15 | 1.1053 | 1.0622 | 1.0354 | 1.0377 | 0.99754 | 0.9589 | 0.92183 | 0.88585 | 0.85118 | 0.81778 | 0.7856 | 0.7546 | 0.72483 | 0.69629 | 0.66858 | 0.92914 | 0.8963 | 0.8783 | 0.88755 | 0.85656
|  | RTN16 | Lincolnshire Central to Ruthamford North potable trasnfer (100 Ml/d) | Opex | [9 empty] | 0 | 0 | 0 | 0.11866 | 0.59328 | 0.94925 | 0.94925 | 0.94925 | 0.94925 | 0.94925 | 0.94925 | 0.94925 | 0.94925 | 0.94925 | 0.94925 | 0.94925 | 0.94925 | 0.94925 | 0.94925 | 0.94925 | 0.94925 | 0.94925 | 0.94925 | 0.94925 | 0.94925 | 0.94925 | 0.94925 | 0.94925 | 0.94925 | 0.94925 | 0.94925 | 0.94925 | 0.94925 | 0.94925 | 0.94925 | 0.94925 | 0.94925 | 0.94925 | 0.94925 | 0.94925 | 0.94925 | 0.94925 | 0.94925 | 0.94925 | 0.94925 | 0.94925 | 0.94925 | 0.94925 | 0.94925 | 0.94925 | 0.94925 | 0.94925 | 0.94925 | 0.94925 | 0.94925 | 0.94925 | 0.94925 | 0.94925 | 0.94925 | 0.94925 | 0.94925 | 0.94925 | 0.94925 | 0.94925 | 0.94925 | 0.94925 | 0.94925 | 0.94925 | 0.94925 | 0.94925 | 0.94925 | 0.94925 | 0.94925 | 0.94925 | 0.94925 | 0.94925 | 0.94925 | 0.94925 | 0.94925 | 0.94925
|  | RTN16 | Lincolnshire Central to Ruthamford North potable trasnfer (100 Ml/d) | Total NPC |  |  | Total | 2019-20: 222.8321
|  | RTN21 | River Trent to Ruthamford North transfer (19.9 Ml/d) | Capex |  |  |  | 0 | 0 | 0 | 0 | 0 | 0 | 35.525 | 95.9704 | 142.7084 | 70.8199 | 0 | 0 | 0 | 0 | 0 | 0.85834 | 2.454 | 0 | 0 | 0 | 0 | 0 | 0.85834 | 7.356 | 14.706 | 0 | 0 | 0 | 0 | 0.85834 | 2.454 | 0 | 0 | 0 | 0 | 0 | 0.85834 | 2.454 | 4.902 | 14.706 | 0 | 0 | 0 | 0.85834 | 2.454 | 0 | 0 | 0 | 0 | 0 | 0.85834 | 2.454 | 0 | 4.902 | 14.706 | 0 | 0 | 0.85834 | 11.8848 | 37.7233 | 0 | 0 | 0 | 0 | 0.85834 | 2.454 | 0 | 0 | 4.902 | 14.706 | 0 | 0.85834 | 2.454 | 0 | 0 | 0 | 0 | 0 | 0.85834 | 2.454 | 0 | 0 | 0 | 4.902 | 14.706 | 0.85834
|  | RTN21 | River Trent to Ruthamford North transfer (19.9 Ml/d) | Capex | Optimism Bias |  |  | 0 | 0 | 0 | 0 | 0 | 0 | 6.5366 | 17.6586 | 26.2583 | 13.0309 | 0 | 0 | 0 | 0 | 0 | 0.15793 | 0.45153 | 0 | 0 | 0 | 0 | 0 | 0.15793 | 1.3535 | 2.7059 | 0 | 0 | 0 | 0 | 0.15793 | 0.45153 | 0 | 0 | 0 | 0 | 0 | 0.15793 | 0.45153 | 0.90197 | 2.7059 | 0 | 0 | 0 | 0.15793 | 0.45153 | 0 | 0 | 0 | 0 | 0 | 0.15793 | 0.45153 | 0 | 0.90197 | 2.7059 | 0 | 0 | 0.15793 | 2.1868 | 6.9411 | 0 | 0 | 0 | 0 | 0.15793 | 0.45153 | 0 | 0 | 0.90197 | 2.7059 | 0 | 0.15793 | 0.45153 | 0 | 0 | 0 | 0 | 0 | 0.15793 | 0.45153 | 0 | 0 | 0 | 0.90197 | 2.7059 | 0.15793
|  | RTN21 | River Trent to Ruthamford North transfer (19.9 Ml/d) | Discount Factor | [9 empty] | 0.96618 | 0.93351 | 0.90194 | 0.87144 | 0.84197 | 0.8135 | 0.78599 | 0.75941 | 0.73373 | 0.70892 | 0.68495 | 0.66178 | 0.6394 | 0.61778 | 0.59689 | 0.57671 | 0.5572 | 0.53836 | 0.52016 | 0.50257 | 0.48557 | 0.46915 | 0.45329 | 0.43796 | 0.42315 | 0.40884 | 0.39501 | 0.38165 | 0.36875 | 0.35628 | 0.39999 | 0.38834 | 0.37703 | 0.36604 | 0.35538 | 0.34503 | 0.33498 | 0.32523 | 0.31575 | 0.30656 | 0.29763 | 0.28896 | 0.28054 | 0.27237 | 0.26444 | 0.25674 | 0.24926 | 0.242 | 0.23495 | 0.22811 | 0.22146 | 0.21501 | 0.20875 | 0.20267 | 0.19677 | 0.19104 | 0.18547 | 0.18007 | 0.17483 | 0.16973 | 0.16479 | 0.15999 | 0.15533 | 0.15081 | 0.14641 | 0.14215 | 0.13801 | 0.13399 | 0.13009 | 0.1263 | 0.12262 | 0.11905 | 0.11558 | 0.11221 | 0.10895 | 0.1531 | 0.14937 | 0.14573 | 0.14217 | 0.1387
|  | RTN21 | River Trent to Ruthamford North transfer (19.9 Ml/d) | Discount Rate | [9 empty] | 0.035 | 0.035 | 0.035 | 0.035 | 0.035 | 0.035 | 0.035 | 0.035 | 0.035 | 0.035 | 0.035 | 0.035 | 0.035 | 0.035 | 0.035 | 0.035 | 0.035 | 0.035 | 0.035 | 0.035 | 0.035 | 0.035 | 0.035 | 0.035 | 0.035 | 0.035 | 0.035 | 0.035 | 0.035 | 0.035 | 0.03 | 0.03 | 0.03 | 0.03 | 0.03 | 0.03 | 0.03 | 0.03 | 0.03 | 0.03 | 0.03 | 0.03 | 0.03 | 0.03 | 0.03 | 0.03 | 0.03 | 0.03 | 0.03 | 0.03 | 0.03 | 0.03 | 0.03 | 0.03 | 0.03 | 0.03 | 0.03 | 0.03 | 0.03 | 0.03 | 0.03 | 0.03 | 0.03 | 0.03 | 0.03 | 0.03 | 0.03 | 0.03 | 0.03 | 0.03 | 0.03 | 0.03 | 0.03 | 0.03 | 0.03 | 0.025 | 0.025 | 0.025 | 0.025 | 0.025
|  | RTN21 | River Trent to Ruthamford North transfer (19.9 Ml/d) | Financing Cost | [9 empty] | 1.346 | 4.9821 | 10.389 | 12.9812 | 12.799 | 12.6169 | 12.4348 | 12.2526 | 12.0705 | 11.9185 | 11.8292 | 11.6515 | 11.4738 | 11.296 | 11.1183 | 10.9406 | 10.7954 | 10.8901 | 11.2756 | 11.1223 | 10.9691 | 10.8158 | 10.6625 | 10.5417 | 10.4814 | 10.3281 | 10.1748 | 10.0216 | 9.8683 | 9.715 | 9.5942 | 9.5339 | 9.5664 | 9.9702 | 9.817 | 9.6637 | 9.5104 | 9.3896 | 9.3293 | 9.176 | 9.0227 | 8.8695 | 8.7162 | 8.5629 | 8.4421 | 8.3818 | 8.2285 | 8.261 | 8.6649 | 8.5116 | 8.3583 | 8.2375 | 8.531 | 9.8034 | 9.6501 | 9.4968 | 9.3435 | 9.1902 | 9.0695 | 9.0092 | 8.8559 | 8.7026 | 8.735 | 9.1389 | 8.9856 | 8.8649 | 8.8046 | 8.6513 | 8.498 | 8.3447 | 8.1914 | 8.0381 | 7.9174 | 7.8571 | 7.7038 | 7.5505 | 7.3972 | 7.4296 | 7.8335 | 7.7128
|  | RTN21 | River Trent to Ruthamford North transfer (19.9 Ml/d) | Net Present Cost (NPC) | [9 empty] | 1.3005 | 4.6508 | 9.3703 | 12.5009 | 16.5184 | 19.1403 | 18.3499 | 17.591 | 16.8625 | 16.1846 | 15.5761 | 14.9318 | 14.3132 | 13.7194 | 13.1493 | 12.6022 | 12.0951 | 11.7371 | 11.5407 | 11.0734 | 10.6245 | 10.1933 | 9.7791 | 9.3956 | 9.0523 | 8.6835 | 8.3293 | 7.9892 | 7.6625 | 7.3487 | 8.202 | 7.9397 | 7.7207 | 7.6436 | 7.3665 | 7.0991 | 6.841 | 6.6024 | 6.3911 | 6.1579 | 5.933 | 5.7159 | 5.5064 | 5.3043 | 5.1178 | 4.9533 | 4.7708 | 4.6397 | 4.5995 | 4.4305 | 4.2675 | 4.1173 | 4.0586 | 4.1983 | 4.0458 | 3.8987 | 3.7567 | 3.6197 | 3.4932 | 3.3812 | 3.2574 | 3.138 | 3.0517 | 3.0237 | 2.9132 | 2.8112 | 2.721 | 2.6212 | 2.5249 | 2.432 | 2.3424 | 2.2559 | 2.1762 | 2.1061 | 2.028 | 2.8266 | 2.7348 | 2.6728 | 2.665 | 2.5833
|  | RTN21 | River Trent to Ruthamford North transfer (19.9 Ml/d) | Opex | [9 empty] | 0 | 0 | 0 | 1.3639 | 6.8196 | 10.9114 | 10.9114 | 10.9114 | 10.9114 | 10.9114 | 10.9114 | 10.9114 | 10.9114 | 10.9114 | 10.9114 | 10.9114 | 10.9114 | 10.9114 | 10.9114 | 10.9114 | 10.9114 | 10.9114 | 10.9114 | 10.9114 | 10.9114 | 10.9114 | 10.9114 | 10.9114 | 10.9114 | 10.9114 | 10.9114 | 10.9114 | 10.9114 | 10.9114 | 10.9114 | 10.9114 | 10.9114 | 10.9114 | 10.9114 | 10.9114 | 10.9114 | 10.9114 | 10.9114 | 10.9114 | 10.9114 | 10.9114 | 10.9114 | 10.9114 | 10.9114 | 10.9114 | 10.9114 | 10.9114 | 10.9114 | 10.9114 | 10.9114 | 10.9114 | 10.9114 | 10.9114 | 10.9114 | 10.9114 | 10.9114 | 10.9114 | 10.9114 | 10.9114 | 10.9114 | 10.9114 | 10.9114 | 10.9114 | 10.9114 | 10.9114 | 10.9114 | 10.9114 | 10.9114 | 10.9114 | 10.9114 | 10.9114 | 10.9114 | 10.9114 | 10.9114 | 10.9114
|  | RTN21 | River Trent to Ruthamford North transfer (19.9 Ml/d) | Total NPC |  |  | Total | 2019-20: 566.9229
|  | RTN22 | Fenland to Ruthamford North potable transfer (100 Ml/d) | Capex |  |  |  | 0 | 0 | 0 | 0 | 0 | 0 | 15.46 | 41.7649 | 62.1045 | 30.8198 | 0 | 0 | 0 | 0 | 0 | 0 | 0 | 0 | 0 | 0 | 0 | 0 | 0 | 0 | 0 | 0 | 0 | 0 | 0 | 0 | 0 | 0 | 0 | 0 | 0 | 0 | 0 | 0 | 0 | 0 | 0 | 0 | 0 | 0 | 0 | 0 | 0 | 0 | 0 | 0 | 0 | 0 | 0 | 0 | 0 | 0 | 0 | 0 | 0 | 0 | 0 | 0 | 0 | 0 | 0 | 0 | 0 | 0 | 0 | 0 | 0 | 0 | 0 | 0 | 0 | 0 | 0 | 0 | 0 | 0 | 0 | 0 | 0 | 0 | 0 | 0
|  | RTN22 | Fenland to Ruthamford North potable transfer (100 Ml/d) | Capex | Optimism Bias |  |  | 0 | 0 | 0 | 0 | 0 | 0 | 2.8446 | 7.6847 | 11.4272 | 5.6708 | 0 | 0 | 0 | 0 | 0 | 0 | 0 | 0 | 0 | 0 | 0 | 0 | 0 | 0 | 0 | 0 | 0 | 0 | 0 | 0 | 0 | 0 | 0 | 0 | 0 | 0 | 0 | 0 | 0 | 0 | 0 | 0 | 0 | 0 | 0 | 0 | 0 | 0 | 0 | 0 | 0 | 0 | 0 | 0 | 0 | 0 | 0 | 0 | 0 | 0 | 0 | 0 | 0 | 0 | 0 | 0 | 0 | 0 | 0 | 0 | 0 | 0 | 0 | 0 | 0 | 0 | 0 | 0 | 0 | 0 | 0 | 0 | 0 | 0 | 0 | 0
|  | RTN22 | Fenland to Ruthamford North potable transfer (100 Ml/d) | Discount Factor | [9 empty] | 0.96618 | 0.93351 | 0.90194 | 0.87144 | 0.84197 | 0.8135 | 0.78599 | 0.75941 | 0.73373 | 0.70892 | 0.68495 | 0.66178 | 0.6394 | 0.61778 | 0.59689 | 0.57671 | 0.5572 | 0.53836 | 0.52016 | 0.50257 | 0.48557 | 0.46915 | 0.45329 | 0.43796 | 0.42315 | 0.40884 | 0.39501 | 0.38165 | 0.36875 | 0.35628 | 0.39999 | 0.38834 | 0.37703 | 0.36604 | 0.35538 | 0.34503 | 0.33498 | 0.32523 | 0.31575 | 0.30656 | 0.29763 | 0.28896 | 0.28054 | 0.27237 | 0.26444 | 0.25674 | 0.24926 | 0.242 | 0.23495 | 0.22811 | 0.22146 | 0.21501 | 0.20875 | 0.20267 | 0.19677 | 0.19104 | 0.18547 | 0.18007 | 0.17483 | 0.16973 | 0.16479 | 0.15999 | 0.15533 | 0.15081 | 0.14641 | 0.14215 | 0.13801 | 0.13399 | 0.13009 | 0.1263 | 0.12262 | 0.11905 | 0.11558 | 0.11221 | 0.10895 | 0.1531 | 0.14937 | 0.14573 | 0.14217 | 0.1387
|  | RTN22 | Fenland to Ruthamford North potable transfer (100 Ml/d) | Discount Rate | [9 empty] | 0.035 | 0.035 | 0.035 | 0.035 | 0.035 | 0.035 | 0.035 | 0.035 | 0.035 | 0.035 | 0.035 | 0.035 | 0.035 | 0.035 | 0.035 | 0.035 | 0.035 | 0.035 | 0.035 | 0.035 | 0.035 | 0.035 | 0.035 | 0.035 | 0.035 | 0.035 | 0.035 | 0.035 | 0.035 | 0.035 | 0.03 | 0.03 | 0.03 | 0.03 | 0.03 | 0.03 | 0.03 | 0.03 | 0.03 | 0.03 | 0.03 | 0.03 | 0.03 | 0.03 | 0.03 | 0.03 | 0.03 | 0.03 | 0.03 | 0.03 | 0.03 | 0.03 | 0.03 | 0.03 | 0.03 | 0.03 | 0.03 | 0.03 | 0.03 | 0.03 | 0.03 | 0.03 | 0.03 | 0.03 | 0.03 | 0.03 | 0.03 | 0.03 | 0.03 | 0.03 | 0.03 | 0.03 | 0.03 | 0.03 | 0.03 | 0.025 | 0.025 | 0.025 | 0.025 | 0.025
|  | RTN22 | Fenland to Ruthamford North potable transfer (100 Ml/d) | Financing Cost | [9 empty] | 0.58575 | 2.1681 | 4.5212 | 5.6746 | 5.6462 | 5.6177 | 5.5893 | 5.5608 | 5.5324 | 5.504 | 5.4755 | 5.4471 | 5.4186 | 5.3902 | 5.3617 | 5.3333 | 5.3049 | 5.2764 | 5.248 | 5.2195 | 5.1911 | 5.1626 | 5.1342 | 5.1057 | 5.0773 | 5.0489 | 5.0204 | 4.992 | 4.9635 | 4.9351 | 4.9066 | 4.8782 | 4.8497 | 4.8213 | 4.7929 | 4.7644 | 4.736 | 4.7075 | 4.6791 | 4.6506 | 4.6222 | 4.5937 | 4.5653 | 4.5369 | 4.5084 | 4.48 | 4.4515 | 4.4231 | 4.3946 | 4.3662 | 4.3377 | 4.3093 | 4.2809 | 4.2524 | 4.224 | 4.1955 | 4.1671 | 4.1386 | 4.1102 | 4.0817 | 4.0533 | 4.0249 | 3.9964 | 3.968 | 3.9395 | 3.9111 | 3.8826 | 3.8542 | 3.8258 | 3.7973 | 3.7689 | 3.7404 | 3.712 | 3.6835 | 3.6551 | 3.6266 | 3.5982 | 3.5698 | 3.5413 | 3.5129
|  | RTN22 | Fenland to Ruthamford North potable transfer (100 Ml/d) | Net Present Cost (NPC) | [9 empty] | 0.56594 | 2.024 | 4.0778 | 4.9487 | 4.7714 | 4.597 | 4.4192 | 4.2482 | 4.0836 | 3.9254 | 3.7732 | 3.6267 | 3.4859 | 3.3505 | 3.2202 | 3.0949 | 2.9744 | 2.8585 | 2.747 | 2.6398 | 2.5367 | 2.4376 | 2.3423 | 2.2506 | 2.1625 | 2.0777 | 1.9962 | 1.9179 | 1.8425 | 1.7701 | 1.9759 | 1.9073 | 1.841 | 1.777 | 1.7151 | 1.6553 | 1.5976 | 1.5418 | 1.4879 | 1.4359 | 1.3856 | 1.337 | 1.2901 | 1.2447 | 1.201 | 1.1587 | 1.1179 | 1.0784 | 1.0403 | 1.0035 | 0.968 | 0.93369 | 0.90056 | 0.86856 | 0.83767 | 0.80784 | 0.77903 | 0.75122 | 0.72437 | 0.69844 | 0.67341 | 0.64925 | 0.62592 | 0.6034 | 0.58166 | 0.56067 | 0.54042 | 0.52087 | 0.50199 | 0.48378 | 0.4662 | 0.44924 | 0.43287 | 0.41707 | 0.40182 | 0.56033 | 0.54242 | 0.52504 | 0.50819 | 0.49185
|  | RTN22 | Fenland to Ruthamford North potable transfer (100 Ml/d) | Opex | [9 empty] | 0 | 0 | 0 | 0.0041479 | 0.020739 | 0.033183 | 0.033183 | 0.033183 | 0.033183 | 0.033183 | 0.033183 | 0.033183 | 0.033183 | 0.033183 | 0.033183 | 0.033183 | 0.033183 | 0.033183 | 0.033183 | 0.033183 | 0.033183 | 0.033183 | 0.033183 | 0.033183 | 0.033183 | 0.033183 | 0.033183 | 0.033183 | 0.033183 | 0.033183 | 0.033183 | 0.033183 | 0.033183 | 0.033183 | 0.033183 | 0.033183 | 0.033183 | 0.033183 | 0.033183 | 0.033183 | 0.033183 | 0.033183 | 0.033183 | 0.033183 | 0.033183 | 0.033183 | 0.033183 | 0.033183 | 0.033183 | 0.033183 | 0.033183 | 0.033183 | 0.033183 | 0.033183 | 0.033183 | 0.033183 | 0.033183 | 0.033183 | 0.033183 | 0.033183 | 0.033183 | 0.033183 | 0.033183 | 0.033183 | 0.033183 | 0.033183 | 0.033183 | 0.033183 | 0.033183 | 0.033183 | 0.033183 | 0.033183 | 0.033183 | 0.033183 | 0.033183 | 0.033183 | 0.033183 | 0.033183 | 0.033183 | 0.033183
|  | RTN22 | Fenland to Ruthamford North potable transfer (100 Ml/d) | Total NPC |  |  | Total | 2019-20: 138.3641
|  | RTN29 | Lincolnshire Central to Ruthamford North potable transfer (60 Ml/d) | Capex |  |  |  | 0 | 0 | 0 | 0 | 0 | 0 | 4.8676 | 13.1498 | 19.5538 | 9.7037 | 0 | 0 | 0 | 0 | 0 | 0.011296 | 0.029315 | 0 | 0 | 0 | 0 | 0 | 0.011296 | 1.5263 | 4.52 | 0 | 0 | 0 | 0 | 0.011296 | 0.029315 | 0 | 0 | 0 | 0 | 0 | 0.011296 | 0.029315 | 1.5067 | 4.52 | 0 | 0 | 0 | 0.011296 | 0.029315 | 0 | 0 | 0 | 0 | 0 | 0.011296 | 0.029315 | 0 | 1.5067 | 4.52 | 0 | 0 | 0.011296 | 0.63804 | 2.4349 | 0 | 0 | 0 | 0 | 0.011296 | 0.029315 | 0 | 0 | 1.5067 | 4.52 | 0 | 0.011296 | 0.029315 | 0 | 0 | 0 | 0 | 0 | 0.011296 | 0.029315 | 0 | 0 | 0 | 1.5067 | 4.52 | 0.011296
|  | RTN29 | Lincolnshire Central to Ruthamford North potable transfer (60 Ml/d) | Capex | Optimism Bias |  |  | 0 | 0 | 0 | 0 | 0 | 0 | 0.89564 | 2.4196 | 3.5979 | 1.7855 | 0 | 0 | 0 | 0 | 0 | 0.0020785 | 0.0053939 | 0 | 0 | 0 | 0 | 0 | 0.0020785 | 0.28083 | 0.83168 | 0 | 0 | 0 | 0 | 0.0020785 | 0.0053939 | 0 | 0 | 0 | 0 | 0 | 0.0020785 | 0.0053939 | 0.27723 | 0.83168 | 0 | 0 | 0 | 0.0020785 | 0.0053939 | 0 | 0 | 0 | 0 | 0 | 0.0020785 | 0.0053939 | 0 | 0.27723 | 0.83168 | 0 | 0 | 0.0020785 | 0.1174 | 0.44802 | 0 | 0 | 0 | 0 | 0.0020785 | 0.0053939 | 0 | 0 | 0.27723 | 0.83168 | 0 | 0.0020785 | 0.0053939 | 0 | 0 | 0 | 0 | 0 | 0.0020785 | 0.0053939 | 0 | 0 | 0 | 0.27723 | 0.83168 | 0.0020785
|  | RTN29 | Lincolnshire Central to Ruthamford North potable transfer (60 Ml/d) | Discount Factor | [9 empty] | 0.96618 | 0.93351 | 0.90194 | 0.87144 | 0.84197 | 0.8135 | 0.78599 | 0.75941 | 0.73373 | 0.70892 | 0.68495 | 0.66178 | 0.6394 | 0.61778 | 0.59689 | 0.57671 | 0.5572 | 0.53836 | 0.52016 | 0.50257 | 0.48557 | 0.46915 | 0.45329 | 0.43796 | 0.42315 | 0.40884 | 0.39501 | 0.38165 | 0.36875 | 0.35628 | 0.39999 | 0.38834 | 0.37703 | 0.36604 | 0.35538 | 0.34503 | 0.33498 | 0.32523 | 0.31575 | 0.30656 | 0.29763 | 0.28896 | 0.28054 | 0.27237 | 0.26444 | 0.25674 | 0.24926 | 0.242 | 0.23495 | 0.22811 | 0.22146 | 0.21501 | 0.20875 | 0.20267 | 0.19677 | 0.19104 | 0.18547 | 0.18007 | 0.17483 | 0.16973 | 0.16479 | 0.15999 | 0.15533 | 0.15081 | 0.14641 | 0.14215 | 0.13801 | 0.13399 | 0.13009 | 0.1263 | 0.12262 | 0.11905 | 0.11558 | 0.11221 | 0.10895 | 0.1531 | 0.14937 | 0.14573 | 0.14217 | 0.1387
|  | RTN29 | Lincolnshire Central to Ruthamford North potable transfer (60 Ml/d) | Discount Rate | [9 empty] | 0.035 | 0.035 | 0.035 | 0.035 | 0.035 | 0.035 | 0.035 | 0.035 | 0.035 | 0.035 | 0.035 | 0.035 | 0.035 | 0.035 | 0.035 | 0.035 | 0.035 | 0.035 | 0.035 | 0.035 | 0.035 | 0.035 | 0.035 | 0.035 | 0.035 | 0.035 | 0.035 | 0.035 | 0.035 | 0.035 | 0.03 | 0.03 | 0.03 | 0.03 | 0.03 | 0.03 | 0.03 | 0.03 | 0.03 | 0.03 | 0.03 | 0.03 | 0.03 | 0.03 | 0.03 | 0.03 | 0.03 | 0.03 | 0.03 | 0.03 | 0.03 | 0.03 | 0.03 | 0.03 | 0.03 | 0.03 | 0.03 | 0.03 | 0.03 | 0.03 | 0.03 | 0.03 | 0.03 | 0.03 | 0.03 | 0.03 | 0.03 | 0.03 | 0.03 | 0.03 | 0.03 | 0.03 | 0.03 | 0.03 | 0.03 | 0.025 | 0.025 | 0.025 | 0.025 | 0.025
|  | RTN29 | Lincolnshire Central to Ruthamford North potable transfer (60 Ml/d) | Financing Cost | [9 empty] | 0.18442 | 0.68264 | 1.4235 | 1.7748 | 1.742 | 1.7092 | 1.6764 | 1.6436 | 1.6108 | 1.5784 | 1.5467 | 1.5139 | 1.4811 | 1.4483 | 1.4154 | 1.3826 | 1.3502 | 1.3734 | 1.5142 | 1.4899 | 1.4656 | 1.4413 | 1.417 | 1.3932 | 1.3699 | 1.3456 | 1.3213 | 1.2969 | 1.2726 | 1.2482 | 1.2243 | 1.2011 | 1.2338 | 1.3807 | 1.3564 | 1.332 | 1.3077 | 1.2838 | 1.2605 | 1.2362 | 1.2119 | 1.1875 | 1.1632 | 1.1388 | 1.1149 | 1.0917 | 1.0673 | 1.1001 | 1.247 | 1.2226 | 1.1983 | 1.1744 | 1.174 | 1.2417 | 1.2173 | 1.193 | 1.1686 | 1.1443 | 1.1204 | 1.0971 | 1.0728 | 1.0484 | 1.0812 | 1.2281 | 1.2037 | 1.1798 | 1.1566 | 1.1323 | 1.1079 | 1.0836 | 1.0592 | 1.0349 | 1.011 | 0.98773 | 0.96339 | 0.93904 | 0.9147 | 0.94744 | 1.0943 | 1.0704
|  | RTN29 | Lincolnshire Central to Ruthamford North potable transfer (60 Ml/d) | Net Present Cost (NPC) | [9 empty] | 0.17819 | 0.63726 | 1.2839 | 1.6095 | 1.7704 | 1.86 | 1.7713 | 1.6865 | 1.6054 | 1.5282 | 1.4547 | 1.3838 | 1.3161 | 1.2513 | 1.1894 | 1.1302 | 1.074 | 1.0501 | 1.0878 | 1.0388 | 0.99191 | 0.94697 | 0.90393 | 0.86291 | 0.82391 | 0.7861 | 0.7499 | 0.71525 | 0.68209 | 0.65035 | 0.72057 | 0.69056 | 0.68279 | 0.71668 | 0.68715 | 0.65874 | 0.6314 | 0.60523 | 0.58026 | 0.5559 | 0.53246 | 0.50992 | 0.48824 | 0.46739 | 0.44745 | 0.42845 | 0.40991 | 0.40589 | 0.42858 | 0.41055 | 0.3932 | 0.3766 | 0.36555 | 0.36862 | 0.35309 | 0.33816 | 0.3238 | 0.30998 | 0.29677 | 0.28418 | 0.27189 | 0.26008 | 0.25759 | 0.27224 | 0.26075 | 0.24976 | 0.23927 | 0.22904 | 0.21921 | 0.20975 | 0.20065 | 0.19191 | 0.18356 | 0.1756 | 0.16784 | 0.23214 | 0.22284 | 0.22218 | 0.23764 | 0.22853
|  | RTN29 | Lincolnshire Central to Ruthamford North potable transfer (60 Ml/d) | Opex | [9 empty] | 0 | 0 | 0 | 0.072146 | 0.36073 | 0.57717 | 0.57717 | 0.57717 | 0.57717 | 0.57717 | 0.57717 | 0.57717 | 0.57717 | 0.57717 | 0.57717 | 0.57717 | 0.57717 | 0.57717 | 0.57717 | 0.57717 | 0.57717 | 0.57717 | 0.57717 | 0.57717 | 0.57717 | 0.57717 | 0.57717 | 0.57717 | 0.57717 | 0.57717 | 0.57717 | 0.57717 | 0.57717 | 0.57717 | 0.57717 | 0.57717 | 0.57717 | 0.57717 | 0.57717 | 0.57717 | 0.57717 | 0.57717 | 0.57717 | 0.57717 | 0.57717 | 0.57717 | 0.57717 | 0.57717 | 0.57717 | 0.57717 | 0.57717 | 0.57717 | 0.57717 | 0.57717 | 0.57717 | 0.57717 | 0.57717 | 0.57717 | 0.57717 | 0.57717 | 0.57717 | 0.57717 | 0.57717 | 0.57717 | 0.57717 | 0.57717 | 0.57717 | 0.57717 | 0.57717 | 0.57717 | 0.57717 | 0.57717 | 0.57717 | 0.57717 | 0.57717 | 0.57717 | 0.57717 | 0.57717 | 0.57717 | 0.57717
|  | RTN29 | Lincolnshire Central to Ruthamford North potable transfer (60 Ml/d) | Total NPC |  |  | Total | 2019-20: 53.0206
|  | RTN30 | Ruthamford North to Ruthamford North potable transfer (75 Ml/d) | Capex |  |  |  | 0 | 0 | 0 | 0 | 0 | 0 | 6.1379 | 16.5814 | 24.6566 | 12.236 | 0 | 0 | 0 | 0 | 0 | 0.012524 | 0.032569 | 0 | 0 | 0 | 0 | 0 | 0.012524 | 1.487 | 4.3946 | 0 | 0 | 0 | 0 | 0.012524 | 0.032569 | 0 | 0 | 0 | 0 | 0 | 0.012524 | 0.032569 | 1.4649 | 4.3946 | 0 | 0 | 0 | 0.012524 | 0.032569 | 0 | 0 | 0 | 0 | 0 | 0.012524 | 0.032569 | 0 | 1.4649 | 4.3946 | 0 | 0 | 0.012524 | 0.6201 | 2.3501 | 0 | 0 | 0 | 0 | 0.012524 | 0.032569 | 0 | 0 | 1.4649 | 4.3946 | 0 | 0.012524 | 0.032569 | 0 | 0 | 0 | 0 | 0 | 0.012524 | 0.032569 | 0 | 0 | 0 | 1.4649 | 4.3946 | 0.012524
|  | RTN30 | Ruthamford North to Ruthamford North potable transfer (75 Ml/d) | Capex | Optimism Bias |  |  | 0 | 0 | 0 | 0 | 0 | 0 | 1.1294 | 3.051 | 4.5368 | 2.2514 | 0 | 0 | 0 | 0 | 0 | 0.0023044 | 0.0059926 | 0 | 0 | 0 | 0 | 0 | 0.0023044 | 0.2736 | 0.80861 | 0 | 0 | 0 | 0 | 0.0023044 | 0.0059926 | 0 | 0 | 0 | 0 | 0 | 0.0023044 | 0.0059926 | 0.26954 | 0.80861 | 0 | 0 | 0 | 0.0023044 | 0.0059926 | 0 | 0 | 0 | 0 | 0 | 0.0023044 | 0.0059926 | 0 | 0.26954 | 0.80861 | 0 | 0 | 0.0023044 | 0.1141 | 0.43242 | 0 | 0 | 0 | 0 | 0.0023044 | 0.0059926 | 0 | 0 | 0.26954 | 0.80861 | 0 | 0.0023044 | 0.0059926 | 0 | 0 | 0 | 0 | 0 | 0.0023044 | 0.0059926 | 0 | 0 | 0 | 0.26954 | 0.80861 | 0.0023044
|  | RTN30 | Ruthamford North to Ruthamford North potable transfer (75 Ml/d) | Discount Factor | [9 empty] | 0.96618 | 0.93351 | 0.90194 | 0.87144 | 0.84197 | 0.8135 | 0.78599 | 0.75941 | 0.73373 | 0.70892 | 0.68495 | 0.66178 | 0.6394 | 0.61778 | 0.59689 | 0.57671 | 0.5572 | 0.53836 | 0.52016 | 0.50257 | 0.48557 | 0.46915 | 0.45329 | 0.43796 | 0.42315 | 0.40884 | 0.39501 | 0.38165 | 0.36875 | 0.35628 | 0.39999 | 0.38834 | 0.37703 | 0.36604 | 0.35538 | 0.34503 | 0.33498 | 0.32523 | 0.31575 | 0.30656 | 0.29763 | 0.28896 | 0.28054 | 0.27237 | 0.26444 | 0.25674 | 0.24926 | 0.242 | 0.23495 | 0.22811 | 0.22146 | 0.21501 | 0.20875 | 0.20267 | 0.19677 | 0.19104 | 0.18547 | 0.18007 | 0.17483 | 0.16973 | 0.16479 | 0.15999 | 0.15533 | 0.15081 | 0.14641 | 0.14215 | 0.13801 | 0.13399 | 0.13009 | 0.1263 | 0.12262 | 0.11905 | 0.11558 | 0.11221 | 0.10895 | 0.1531 | 0.14937 | 0.14573 | 0.14217 | 0.1387
|  | RTN30 | Ruthamford North to Ruthamford North potable transfer (75 Ml/d) | Discount Rate | [9 empty] | 0.035 | 0.035 | 0.035 | 0.035 | 0.035 | 0.035 | 0.035 | 0.035 | 0.035 | 0.035 | 0.035 | 0.035 | 0.035 | 0.035 | 0.035 | 0.035 | 0.035 | 0.035 | 0.035 | 0.035 | 0.035 | 0.035 | 0.035 | 0.035 | 0.035 | 0.035 | 0.035 | 0.035 | 0.035 | 0.035 | 0.03 | 0.03 | 0.03 | 0.03 | 0.03 | 0.03 | 0.03 | 0.03 | 0.03 | 0.03 | 0.03 | 0.03 | 0.03 | 0.03 | 0.03 | 0.03 | 0.03 | 0.03 | 0.03 | 0.03 | 0.03 | 0.03 | 0.03 | 0.03 | 0.03 | 0.03 | 0.03 | 0.03 | 0.03 | 0.03 | 0.03 | 0.03 | 0.03 | 0.03 | 0.03 | 0.03 | 0.03 | 0.03 | 0.03 | 0.03 | 0.03 | 0.03 | 0.03 | 0.03 | 0.03 | 0.025 | 0.025 | 0.025 | 0.025 | 0.025
|  | RTN30 | Ruthamford North to Ruthamford North potable transfer (75 Ml/d) | Financing Cost | [9 empty] | 0.23255 | 0.86079 | 1.795 | 2.2413 | 2.2069 | 2.1724 | 2.1379 | 2.1034 | 2.069 | 2.0349 | 2.0016 | 1.9671 | 1.9326 | 1.8981 | 1.8636 | 1.8291 | 1.795 | 1.815 | 1.9493 | 1.9231 | 1.8969 | 1.8707 | 1.8445 | 1.8187 | 1.7937 | 1.7675 | 1.7412 | 1.7149 | 1.6886 | 1.6624 | 1.6366 | 1.6115 | 1.6408 | 1.781 | 1.7547 | 1.7285 | 1.7022 | 1.6764 | 1.6514 | 1.6251 | 1.5988 | 1.5725 | 1.5463 | 1.52 | 1.4942 | 1.4692 | 1.4429 | 1.4721 | 1.6124 | 1.5861 | 1.5598 | 1.534 | 1.531 | 1.5936 | 1.5673 | 1.541 | 1.5148 | 1.4885 | 1.4627 | 1.4376 | 1.4114 | 1.3851 | 1.4143 | 1.5546 | 1.5283 | 1.5025 | 1.4775 | 1.4512 | 1.4249 | 1.3986 | 1.3724 | 1.3461 | 1.3203 | 1.2953 | 1.269 | 1.2427 | 1.2165 | 1.2457 | 1.3859 | 1.3601
|  | RTN30 | Ruthamford North to Ruthamford North potable transfer (75 Ml/d) | Net Present Cost (NPC) | [9 empty] | 0.22469 | 0.80356 | 1.619 | 2.0129 | 2.1464 | 2.2129 | 2.111 | 2.0134 | 1.92 | 1.831 | 1.7462 | 1.6643 | 1.586 | 1.511 | 1.4393 | 1.3708 | 1.3054 | 1.2721 | 1.2989 | 1.2418 | 1.1871 | 1.1347 | 1.0844 | 1.0365 | 0.99082 | 0.94658 | 0.90419 | 0.86359 | 0.8247 | 0.78745 | 0.87373 | 0.83856 | 0.82516 | 0.85246 | 0.81829 | 0.78539 | 0.75372 | 0.72337 | 0.6944 | 0.66612 | 0.6389 | 0.6127 | 0.58748 | 0.56322 | 0.53999 | 0.51783 | 0.4962 | 0.48883 | 0.50754 | 0.48676 | 0.46676 | 0.44762 | 0.43396 | 0.434 | 0.41619 | 0.39904 | 0.38255 | 0.36668 | 0.35149 | 0.337 | 0.32285 | 0.30925 | 0.30478 | 0.31705 | 0.30397 | 0.29145 | 0.27951 | 0.26785 | 0.25663 | 0.24583 | 0.23545 | 0.22547 | 0.21592 | 0.20682 | 0.19793 | 0.27414 | 0.26353 | 0.26136 | 0.27492 | 0.26464
|  | RTN30 | Ruthamford North to Ruthamford North potable transfer (75 Ml/d) | Opex | [9 empty] | 0 | 0 | 0 | 0.068478 | 0.34239 | 0.54782 | 0.54782 | 0.54782 | 0.54782 | 0.54782 | 0.54782 | 0.54782 | 0.54782 | 0.54782 | 0.54782 | 0.54782 | 0.54782 | 0.54782 | 0.54782 | 0.54782 | 0.54782 | 0.54782 | 0.54782 | 0.54782 | 0.54782 | 0.54782 | 0.54782 | 0.54782 | 0.54782 | 0.54782 | 0.54782 | 0.54782 | 0.54782 | 0.54782 | 0.54782 | 0.54782 | 0.54782 | 0.54782 | 0.54782 | 0.54782 | 0.54782 | 0.54782 | 0.54782 | 0.54782 | 0.54782 | 0.54782 | 0.54782 | 0.54782 | 0.54782 | 0.54782 | 0.54782 | 0.54782 | 0.54782 | 0.54782 | 0.54782 | 0.54782 | 0.54782 | 0.54782 | 0.54782 | 0.54782 | 0.54782 | 0.54782 | 0.54782 | 0.54782 | 0.54782 | 0.54782 | 0.54782 | 0.54782 | 0.54782 | 0.54782 | 0.54782 | 0.54782 | 0.54782 | 0.54782 | 0.54782 | 0.54782 | 0.54782 | 0.54782 | 0.54782 | 0.54782
|  | RTN30 | Ruthamford North to Ruthamford North potable transfer (75 Ml/d) | Total NPC |  |  | Total | 2019-20: 63.7158
|  | RTN5 | Boston Area (brackish) desalination (10 Ml/d) | Capex |  |  |  | 0 | 0 | 0 | 0 | 0 | 0 | 12.9599 | 35.4801 | 55.9624 | 30.9474 | 0 | 0 | 0 | 0 | 0 | 0.27679 | 1.3364 | 0 | 0 | 0 | 0 | 0 | 0.27679 | 3.9176 | 11.9119 | 0 | 0 | 0 | 0 | 0.27679 | 1.3364 | 0 | 0 | 0 | 0 | 0 | 0.27679 | 1.3364 | 2.6192 | 11.9119 | 0 | 0 | 0 | 0.27679 | 1.3364 | 0 | 0 | 0 | 0 | 0 | 0.27679 | 1.3364 | 0 | 2.6192 | 11.9119 | 0 | 0 | 0.27679 | 9.8821 | 34.1831 | 0 | 0 | 0 | 0 | 0.27679 | 1.3364 | 0 | 0 | 2.6192 | 11.9119 | 0 | 0.27679 | 1.3364 | 0 | 0 | 0 | 0 | 0 | 0.27679 | 1.3364 | 0 | 0 | 0 | 2.6192 | 11.9119 | 0.27679
|  | RTN5 | Boston Area (brackish) desalination (10 Ml/d) | Capex | Optimism Bias |  |  | 0 | 0 | 0 | 0 | 0 | 0 | 5.5757 | 15.2647 | 24.0768 | 13.3145 | 0 | 0 | 0 | 0 | 0 | 0.11908 | 0.57495 | 0 | 0 | 0 | 0 | 0 | 0.11908 | 1.6855 | 5.1249 | 0 | 0 | 0 | 0 | 0.11908 | 0.57495 | 0 | 0 | 0 | 0 | 0 | 0.11908 | 0.57495 | 1.1269 | 5.1249 | 0 | 0 | 0 | 0.11908 | 0.57495 | 0 | 0 | 0 | 0 | 0 | 0.11908 | 0.57495 | 0 | 1.1269 | 5.1249 | 0 | 0 | 0.11908 | 4.2516 | 14.7066 | 0 | 0 | 0 | 0 | 0.11908 | 0.57495 | 0 | 0 | 1.1269 | 5.1249 | 0 | 0.11908 | 0.57495 | 0 | 0 | 0 | 0 | 0 | 0.11908 | 0.57495 | 0 | 0 | 0 | 1.1269 | 5.1249 | 0.11908
|  | RTN5 | Boston Area (brackish) desalination (10 Ml/d) | Discount Factor | [9 empty] | 0.96618 | 0.93351 | 0.90194 | 0.87144 | 0.84197 | 0.8135 | 0.78599 | 0.75941 | 0.73373 | 0.70892 | 0.68495 | 0.66178 | 0.6394 | 0.61778 | 0.59689 | 0.57671 | 0.5572 | 0.53836 | 0.52016 | 0.50257 | 0.48557 | 0.46915 | 0.45329 | 0.43796 | 0.42315 | 0.40884 | 0.39501 | 0.38165 | 0.36875 | 0.35628 | 0.39999 | 0.38834 | 0.37703 | 0.36604 | 0.35538 | 0.34503 | 0.33498 | 0.32523 | 0.31575 | 0.30656 | 0.29763 | 0.28896 | 0.28054 | 0.27237 | 0.26444 | 0.25674 | 0.24926 | 0.242 | 0.23495 | 0.22811 | 0.22146 | 0.21501 | 0.20875 | 0.20267 | 0.19677 | 0.19104 | 0.18547 | 0.18007 | 0.17483 | 0.16973 | 0.16479 | 0.15999 | 0.15533 | 0.15081 | 0.14641 | 0.14215 | 0.13801 | 0.13399 | 0.13009 | 0.1263 | 0.12262 | 0.11905 | 0.11558 | 0.11221 | 0.10895 | 0.1531 | 0.14937 | 0.14573 | 0.14217 | 0.1387
|  | RTN5 | Boston Area (brackish) desalination (10 Ml/d) | Discount Rate | [9 empty] | 0.035 | 0.035 | 0.035 | 0.035 | 0.035 | 0.035 | 0.035 | 0.035 | 0.035 | 0.035 | 0.035 | 0.035 | 0.035 | 0.035 | 0.035 | 0.035 | 0.035 | 0.035 | 0.035 | 0.035 | 0.035 | 0.035 | 0.035 | 0.035 | 0.035 | 0.035 | 0.035 | 0.035 | 0.035 | 0.035 | 0.03 | 0.03 | 0.03 | 0.03 | 0.03 | 0.03 | 0.03 | 0.03 | 0.03 | 0.03 | 0.03 | 0.03 | 0.03 | 0.03 | 0.03 | 0.03 | 0.03 | 0.03 | 0.03 | 0.03 | 0.03 | 0.03 | 0.03 | 0.03 | 0.03 | 0.03 | 0.03 | 0.03 | 0.03 | 0.03 | 0.03 | 0.03 | 0.03 | 0.03 | 0.03 | 0.03 | 0.03 | 0.03 | 0.03 | 0.03 | 0.03 | 0.03 | 0.03 | 0.03 | 0.03 | 0.025 | 0.025 | 0.025 | 0.025 | 0.025
|  | RTN5 | Boston Area (brackish) desalination (10 Ml/d) | Financing Cost | [9 empty] | 0.59222 | 2.2135 | 4.7707 | 6.1063 | 5.9493 | 5.7924 | 5.6354 | 5.4785 | 5.3215 | 5.1763 | 5.0812 | 4.9274 | 4.7736 | 4.6198 | 4.466 | 4.3122 | 4.1711 | 4.1927 | 4.6032 | 4.4956 | 4.3879 | 4.2802 | 4.1725 | 4.0775 | 4.0309 | 3.923 | 3.8152 | 3.7073 | 3.5994 | 3.4916 | 3.3964 | 3.3497 | 3.3617 | 3.799 | 3.6911 | 3.5832 | 3.4753 | 3.3801 | 3.3333 | 3.2254 | 3.1175 | 3.0096 | 2.9017 | 2.7939 | 2.6986 | 2.6519 | 2.544 | 2.556 | 2.9933 | 2.8854 | 2.7775 | 2.6823 | 3.0227 | 4.4754 | 4.3675 | 4.2596 | 4.1517 | 4.0438 | 3.9486 | 3.9019 | 3.794 | 3.6861 | 3.6981 | 4.1353 | 4.0274 | 3.9322 | 3.8855 | 3.7776 | 3.6697 | 3.5618 | 3.4539 | 3.346 | 3.2508 | 3.2041 | 3.0962 | 2.9883 | 2.8804 | 2.8924 | 3.3296 | 3.2344
|  | RTN5 | Boston Area (brackish) desalination (10 Ml/d) | Net Present Cost (NPC) | [9 empty] | 0.5722 | 2.0664 | 4.3029 | 5.6231 | 7.0175 | 8.0293 | 7.6344 | 7.257 | 6.8965 | 6.5603 | 6.2733 | 5.9594 | 5.6595 | 5.3731 | 5.0996 | 4.8385 | 4.5962 | 4.4524 | 4.5154 | 4.3086 | 4.1106 | 3.9211 | 3.7397 | 3.5716 | 3.4311 | 3.271 | 3.1178 | 2.9712 | 2.8309 | 2.6968 | 2.9895 | 2.8843 | 2.8048 | 2.8832 | 2.7609 | 2.6432 | 2.5301 | 2.4255 | 2.3401 | 2.2388 | 2.1415 | 2.0479 | 1.958 | 1.8716 | 1.7919 | 1.7277 | 1.6505 | 1.6053 | 1.6613 | 1.5883 | 1.5182 | 1.4535 | 1.4822 | 1.7335 | 1.6617 | 1.5927 | 1.5263 | 1.4624 | 1.4032 | 1.3544 | 1.2972 | 1.2421 | 1.2078 | 1.2386 | 1.1867 | 1.1386 | 1.099 | 1.0525 | 1.0078 | 0.96485 | 0.92351 | 0.88377 | 0.84702 | 0.81711 | 0.78156 | 1.0818 | 1.0393 | 1.0157 | 1.0531 | 1.0142
|  | RTN5 | Boston Area (brackish) desalination (10 Ml/d) | Opex | [9 empty] | 0 | 0 | 0 | 0.34637 | 2.3852 | 4.0777 | 4.0777 | 4.0777 | 4.0777 | 4.0777 | 4.0777 | 4.0777 | 4.0777 | 4.0777 | 4.0777 | 4.0777 | 4.0777 | 4.0777 | 4.0777 | 4.0777 | 4.0777 | 4.0777 | 4.0777 | 4.0777 | 4.0777 | 4.0777 | 4.0777 | 4.0777 | 4.0777 | 4.0777 | 4.0777 | 4.0777 | 4.0777 | 4.0777 | 4.0777 | 4.0777 | 4.0777 | 4.0777 | 4.0777 | 4.0777 | 4.0777 | 4.0777 | 4.0777 | 4.0777 | 4.0777 | 4.0777 | 4.0777 | 4.0777 | 4.0777 | 4.0777 | 4.0777 | 4.0777 | 4.0777 | 4.0777 | 4.0777 | 4.0777 | 4.0777 | 4.0777 | 4.0777 | 4.0777 | 4.0777 | 4.0777 | 4.0777 | 4.0777 | 4.0777 | 4.0777 | 4.0777 | 4.0777 | 4.0777 | 4.0777 | 4.0777 | 4.0777 | 4.0777 | 4.0777 | 4.0777 | 4.0777 | 4.0777 | 4.0777 | 4.0777 | 4.0777
|  | RTN5 | Boston Area (brackish) desalination (10 Ml/d) | Total NPC |  |  | Total | 2019-20: 221.3228
|  | RTN6 | Boston Area (brackish) desalination (25 Ml/d) | Capex |  |  |  | 0 | 0 | 0 | 0 | 0 | 0 | 21.499 | 58.7985 | 92.3435 | 50.6934 | 0 | 0 | 0 | 0 | 0 | 0.37536 | 1.8177 | 0 | 0 | 0 | 0 | 0 | 0.37536 | 5.4988 | 17.0113 | 0 | 0 | 0 | 0 | 0.37536 | 1.8177 | 0 | 0 | 0 | 0 | 0 | 0.37536 | 1.8177 | 3.7315 | 17.0113 | 0 | 0 | 0 | 0.37536 | 1.8177 | 0 | 0 | 0 | 0 | 0 | 0.37536 | 1.8177 | 0 | 3.7315 | 17.0113 | 0 | 0 | 0.37536 | 17.5831 | 63.0619 | 0 | 0 | 0 | 0 | 0.37536 | 1.8177 | 0 | 0 | 3.7315 | 17.0113 | 0 | 0.37536 | 1.8177 | 0 | 0 | 0 | 0 | 0 | 0.37536 | 1.8177 | 0 | 0 | 0 | 3.7315 | 17.0113 | 0.37536
|  | RTN6 | Boston Area (brackish) desalination (25 Ml/d) | Capex | Optimism Bias |  |  | 0 | 0 | 0 | 0 | 0 | 0 | 8.8014 | 24.0713 | 37.8042 | 20.7532 | 0 | 0 | 0 | 0 | 0 | 0.15367 | 0.74413 | 0 | 0 | 0 | 0 | 0 | 0.15367 | 2.2511 | 6.9642 | 0 | 0 | 0 | 0 | 0.15367 | 0.74413 | 0 | 0 | 0 | 0 | 0 | 0.15367 | 0.74413 | 1.5276 | 6.9642 | 0 | 0 | 0 | 0.15367 | 0.74413 | 0 | 0 | 0 | 0 | 0 | 0.15367 | 0.74413 | 0 | 1.5276 | 6.9642 | 0 | 0 | 0.15367 | 7.1983 | 25.8167 | 0 | 0 | 0 | 0 | 0.15367 | 0.74413 | 0 | 0 | 1.5276 | 6.9642 | 0 | 0.15367 | 0.74413 | 0 | 0 | 0 | 0 | 0 | 0.15367 | 0.74413 | 0 | 0 | 0 | 1.5276 | 6.9642 | 0.15367
|  | RTN6 | Boston Area (brackish) desalination (25 Ml/d) | Discount Factor | [9 empty] | 0.96618 | 0.93351 | 0.90194 | 0.87144 | 0.84197 | 0.8135 | 0.78599 | 0.75941 | 0.73373 | 0.70892 | 0.68495 | 0.66178 | 0.6394 | 0.61778 | 0.59689 | 0.57671 | 0.5572 | 0.53836 | 0.52016 | 0.50257 | 0.48557 | 0.46915 | 0.45329 | 0.43796 | 0.42315 | 0.40884 | 0.39501 | 0.38165 | 0.36875 | 0.35628 | 0.39999 | 0.38834 | 0.37703 | 0.36604 | 0.35538 | 0.34503 | 0.33498 | 0.32523 | 0.31575 | 0.30656 | 0.29763 | 0.28896 | 0.28054 | 0.27237 | 0.26444 | 0.25674 | 0.24926 | 0.242 | 0.23495 | 0.22811 | 0.22146 | 0.21501 | 0.20875 | 0.20267 | 0.19677 | 0.19104 | 0.18547 | 0.18007 | 0.17483 | 0.16973 | 0.16479 | 0.15999 | 0.15533 | 0.15081 | 0.14641 | 0.14215 | 0.13801 | 0.13399 | 0.13009 | 0.1263 | 0.12262 | 0.11905 | 0.11558 | 0.11221 | 0.10895 | 0.1531 | 0.14937 | 0.14573 | 0.14217 | 0.1387
|  | RTN6 | Boston Area (brackish) desalination (25 Ml/d) | Discount Rate | [9 empty] | 0.035 | 0.035 | 0.035 | 0.035 | 0.035 | 0.035 | 0.035 | 0.035 | 0.035 | 0.035 | 0.035 | 0.035 | 0.035 | 0.035 | 0.035 | 0.035 | 0.035 | 0.035 | 0.035 | 0.035 | 0.035 | 0.035 | 0.035 | 0.035 | 0.035 | 0.035 | 0.035 | 0.035 | 0.035 | 0.035 | 0.03 | 0.03 | 0.03 | 0.03 | 0.03 | 0.03 | 0.03 | 0.03 | 0.03 | 0.03 | 0.03 | 0.03 | 0.03 | 0.03 | 0.03 | 0.03 | 0.03 | 0.03 | 0.03 | 0.03 | 0.03 | 0.03 | 0.03 | 0.03 | 0.03 | 0.03 | 0.03 | 0.03 | 0.03 | 0.03 | 0.03 | 0.03 | 0.03 | 0.03 | 0.03 | 0.03 | 0.03 | 0.03 | 0.03 | 0.03 | 0.03 | 0.03 | 0.03 | 0.03 | 0.03 | 0.025 | 0.025 | 0.025 | 0.025 | 0.025
|  | RTN6 | Boston Area (brackish) desalination (25 Ml/d) | Financing Cost | [9 empty] | 0.9687 | 3.618 | 7.7787 | 9.9433 | 9.7046 | 9.4658 | 9.2271 | 8.9884 | 8.7497 | 8.5266 | 8.3708 | 8.1363 | 7.9019 | 7.6674 | 7.4329 | 7.1984 | 6.9809 | 6.9889 | 7.5486 | 7.3789 | 7.2092 | 7.0395 | 6.8698 | 6.717 | 6.6292 | 6.4592 | 6.2893 | 6.1193 | 5.9494 | 5.7795 | 5.6265 | 5.5385 | 5.5368 | 6.1341 | 5.9641 | 5.7941 | 5.6241 | 5.4711 | 5.3831 | 5.2131 | 5.0431 | 4.8731 | 4.7032 | 4.5332 | 4.3801 | 4.2921 | 4.1222 | 4.1205 | 4.7177 | 4.5477 | 4.3777 | 4.2247 | 4.8406 | 7.5076 | 7.3377 | 7.1677 | 6.9977 | 6.8277 | 6.6747 | 6.5867 | 6.4167 | 6.2467 | 6.245 | 6.8423 | 6.6723 | 6.5192 | 6.4312 | 6.2613 | 6.0913 | 5.9213 | 5.7513 | 5.5813 | 5.4283 | 5.3403 | 5.1703 | 5.0003 | 4.8304 | 4.8287 | 5.4259 | 5.2729
|  | RTN6 | Boston Area (brackish) desalination (25 Ml/d) | Net Present Cost (NPC) | [9 empty] | 0.93595 | 3.3775 | 7.016 | 9.2711 | 12.2186 | 14.3903 | 13.716 | 13.0709 | 12.4537 | 11.8745 | 11.3662 | 10.8267 | 10.3106 | 9.8171 | 9.3452 | 8.8939 | 8.4719 | 8.1898 | 8.2039 | 7.8412 | 7.4937 | 7.1606 | 6.8416 | 6.5433 | 6.2849 | 6.0029 | 5.7327 | 5.474 | 5.2262 | 4.989 | 5.5398 | 5.3443 | 5.188 | 5.2555 | 5.042 | 4.8365 | 4.6387 | 4.4538 | 4.2963 | 4.1191 | 3.9485 | 3.7844 | 3.6265 | 3.4746 | 3.3329 | 3.2132 | 3.0773 | 2.9872 | 3.0405 | 2.9132 | 2.7907 | 2.6765 | 2.7271 | 3.1882 | 3.0619 | 2.9403 | 2.8231 | 2.7103 | 2.6046 | 2.5138 | 2.4125 | 2.3151 | 2.2474 | 2.272 | 2.1809 | 2.0957 | 2.0225 | 1.9408 | 1.8622 | 1.7865 | 1.7136 | 1.6434 | 1.5779 | 1.522 | 1.4592 | 2.0246 | 1.9498 | 1.902 | 1.9406 | 1.872
|  | RTN6 | Boston Area (brackish) desalination (25 Ml/d) | Opex | [9 empty] | 0 | 0 | 0 | 0.6955 | 4.8073 | 8.2235 | 8.2235 | 8.2235 | 8.2235 | 8.2235 | 8.2235 | 8.2235 | 8.2235 | 8.2235 | 8.2235 | 8.2235 | 8.2235 | 8.2235 | 8.2235 | 8.2235 | 8.2235 | 8.2235 | 8.2235 | 8.2235 | 8.2235 | 8.2235 | 8.2235 | 8.2235 | 8.2235 | 8.2235 | 8.2235 | 8.2235 | 8.2235 | 8.2235 | 8.2235 | 8.2235 | 8.2235 | 8.2235 | 8.2235 | 8.2235 | 8.2235 | 8.2235 | 8.2235 | 8.2235 | 8.2235 | 8.2235 | 8.2235 | 8.2235 | 8.2235 | 8.2235 | 8.2235 | 8.2235 | 8.2235 | 8.2235 | 8.2235 | 8.2235 | 8.2235 | 8.2235 | 8.2235 | 8.2235 | 8.2235 | 8.2235 | 8.2235 | 8.2235 | 8.2235 | 8.2235 | 8.2235 | 8.2235 | 8.2235 | 8.2235 | 8.2235 | 8.2235 | 8.2235 | 8.2235 | 8.2235 | 8.2235 | 8.2235 | 8.2235 | 8.2235 | 8.2235
|  | RTN6 | Boston Area (brackish) desalination (25 Ml/d) | Total NPC |  |  | Total | 2019-20: 402.2296
|  | RTN8 | Lincolnshire Central to Ruthamford North potable transfer (10 Ml/d) | Capex |  |  |  | 0 | 0 | 0 | 0 | 0 | 0 | 7.4649 | 20.1662 | 29.9873 | 14.8814 | 0 | 0 | 0 | 0 | 0 | 0.0088757 | 0.022922 | 0 | 0 | 0 | 0 | 0 | 0.0088757 | 0.45921 | 1.2355 | 0 | 0 | 0 | 0 | 0.0088757 | 0.022922 | 0 | 0 | 0 | 0 | 0 | 0.0088757 | 0.022922 | 0.44414 | 1.2355 | 0 | 0 | 0 | 0.0088757 | 0.022922 | 0 | 0 | 0 | 0 | 0 | 0.0088757 | 0.022922 | 0 | 0.44414 | 1.2355 | 0 | 0 | 0.0088757 | 0.18568 | 0.65102 | 0 | 0 | 0 | 0 | 0.0088757 | 0.022922 | 0 | 0 | 0.44414 | 1.2355 | 0 | 0.0088757 | 0.022922 | 0 | 0 | 0 | 0 | 0 | 0.0088757 | 0.022922 | 0 | 0 | 0 | 0.44414 | 1.2355 | 0.0088757
|  | RTN8 | Lincolnshire Central to Ruthamford North potable transfer (10 Ml/d) | Capex | Optimism Bias |  |  | 0 | 0 | 0 | 0 | 0 | 0 | 1.3735 | 3.7106 | 5.5177 | 2.7382 | 0 | 0 | 0 | 0 | 0 | 0.0016331 | 0.0042177 | 0 | 0 | 0 | 0 | 0 | 0.0016331 | 0.084495 | 0.22733 | 0 | 0 | 0 | 0 | 0.0016331 | 0.0042177 | 0 | 0 | 0 | 0 | 0 | 0.0016331 | 0.0042177 | 0.081722 | 0.22733 | 0 | 0 | 0 | 0.0016331 | 0.0042177 | 0 | 0 | 0 | 0 | 0 | 0.0016331 | 0.0042177 | 0 | 0.081722 | 0.22733 | 0 | 0 | 0.0016331 | 0.034165 | 0.11979 | 0 | 0 | 0 | 0 | 0.0016331 | 0.0042177 | 0 | 0 | 0.081722 | 0.22733 | 0 | 0.0016331 | 0.0042177 | 0 | 0 | 0 | 0 | 0 | 0.0016331 | 0.0042177 | 0 | 0 | 0 | 0.081722 | 0.22733 | 0.0016331
|  | RTN8 | Lincolnshire Central to Ruthamford North potable transfer (10 Ml/d) | Discount Factor | [9 empty] | 0.96618 | 0.93351 | 0.90194 | 0.87144 | 0.84197 | 0.8135 | 0.78599 | 0.75941 | 0.73373 | 0.70892 | 0.68495 | 0.66178 | 0.6394 | 0.61778 | 0.59689 | 0.57671 | 0.5572 | 0.53836 | 0.52016 | 0.50257 | 0.48557 | 0.46915 | 0.45329 | 0.43796 | 0.42315 | 0.40884 | 0.39501 | 0.38165 | 0.36875 | 0.35628 | 0.39999 | 0.38834 | 0.37703 | 0.36604 | 0.35538 | 0.34503 | 0.33498 | 0.32523 | 0.31575 | 0.30656 | 0.29763 | 0.28896 | 0.28054 | 0.27237 | 0.26444 | 0.25674 | 0.24926 | 0.242 | 0.23495 | 0.22811 | 0.22146 | 0.21501 | 0.20875 | 0.20267 | 0.19677 | 0.19104 | 0.18547 | 0.18007 | 0.17483 | 0.16973 | 0.16479 | 0.15999 | 0.15533 | 0.15081 | 0.14641 | 0.14215 | 0.13801 | 0.13399 | 0.13009 | 0.1263 | 0.12262 | 0.11905 | 0.11558 | 0.11221 | 0.10895 | 0.1531 | 0.14937 | 0.14573 | 0.14217 | 0.1387
|  | RTN8 | Lincolnshire Central to Ruthamford North potable transfer (10 Ml/d) | Discount Rate | [9 empty] | 0.035 | 0.035 | 0.035 | 0.035 | 0.035 | 0.035 | 0.035 | 0.035 | 0.035 | 0.035 | 0.035 | 0.035 | 0.035 | 0.035 | 0.035 | 0.035 | 0.035 | 0.035 | 0.035 | 0.035 | 0.035 | 0.035 | 0.035 | 0.035 | 0.035 | 0.035 | 0.035 | 0.035 | 0.035 | 0.035 | 0.03 | 0.03 | 0.03 | 0.03 | 0.03 | 0.03 | 0.03 | 0.03 | 0.03 | 0.03 | 0.03 | 0.03 | 0.03 | 0.03 | 0.03 | 0.03 | 0.03 | 0.03 | 0.03 | 0.03 | 0.03 | 0.03 | 0.03 | 0.03 | 0.03 | 0.03 | 0.03 | 0.03 | 0.03 | 0.03 | 0.03 | 0.03 | 0.03 | 0.03 | 0.03 | 0.03 | 0.03 | 0.03 | 0.03 | 0.03 | 0.03 | 0.03 | 0.03 | 0.03 | 0.03 | 0.025 | 0.025 | 0.025 | 0.025 | 0.025
|  | RTN8 | Lincolnshire Central to Ruthamford North potable transfer (10 Ml/d) | Financing Cost | [9 empty] | 0.28283 | 1.0469 | 2.183 | 2.7367 | 2.7165 | 2.6962 | 2.676 | 2.6557 | 2.6354 | 2.6155 | 2.5961 | 2.5758 | 2.5555 | 2.5352 | 2.5149 | 2.4946 | 2.4747 | 2.4712 | 2.4983 | 2.4802 | 2.4621 | 2.444 | 2.426 | 2.4082 | 2.391 | 2.3728 | 2.3547 | 2.3366 | 2.3185 | 2.3003 | 2.2826 | 2.2653 | 2.264 | 2.2927 | 2.2746 | 2.2564 | 2.2383 | 2.2205 | 2.2033 | 2.1851 | 2.167 | 2.1489 | 2.1308 | 2.1126 | 2.0948 | 2.0776 | 2.0595 | 2.0582 | 2.0869 | 2.0687 | 2.0506 | 2.0328 | 2.0217 | 2.0281 | 2.01 | 1.9919 | 1.9738 | 1.9556 | 1.9378 | 1.9206 | 1.9025 | 1.8843 | 1.883 | 1.9117 | 1.8936 | 1.8758 | 1.8585 | 1.8404 | 1.8223 | 1.8042 | 1.786 | 1.7679 | 1.7501 | 1.7329 | 1.7147 | 1.6966 | 1.6785 | 1.6772 | 1.7059 | 1.6881
|  | RTN8 | Lincolnshire Central to Ruthamford North potable transfer (10 Ml/d) | Net Present Cost (NPC) | [9 empty] | 0.27326 | 0.97728 | 1.969 | 2.399 | 2.3554 | 2.2988 | 2.2052 | 2.1152 | 2.0288 | 1.9461 | 1.867 | 1.7904 | 1.7169 | 1.6463 | 1.5785 | 1.5134 | 1.4511 | 1.4002 | 1.3669 | 1.3116 | 1.2585 | 1.2074 | 1.1584 | 1.1115 | 1.0666 | 1.0231 | 0.98135 | 0.94125 | 0.90274 | 0.86575 | 0.96485 | 0.93004 | 0.90247 | 0.88668 | 0.85441 | 0.82327 | 0.79322 | 0.76433 | 0.73662 | 0.70961 | 0.68355 | 0.6584 | 0.63414 | 0.61073 | 0.58824 | 0.56668 | 0.54565 | 0.52945 | 0.52076 | 0.50146 | 0.48284 | 0.46495 | 0.44908 | 0.43732 | 0.42101 | 0.40529 | 0.39012 | 0.37549 | 0.36145 | 0.34799 | 0.33487 | 0.32221 | 0.31263 | 0.30785 | 0.29623 | 0.28507 | 0.27439 | 0.26397 | 0.25392 | 0.24423 | 0.2349 | 0.2259 | 0.21726 | 0.209 | 0.20094 | 0.27961 | 0.27008 | 0.2633 | 0.26096 | 0.25213
|  | RTN8 | Lincolnshire Central to Ruthamford North potable transfer (10 Ml/d) | Opex | [9 empty] | 0 | 0 | 0 | 0.016204 | 0.081022 | 0.12963 | 0.12963 | 0.12963 | 0.12963 | 0.12963 | 0.12963 | 0.12963 | 0.12963 | 0.12963 | 0.12963 | 0.12963 | 0.12963 | 0.12963 | 0.12963 | 0.12963 | 0.12963 | 0.12963 | 0.12963 | 0.12963 | 0.12963 | 0.12963 | 0.12963 | 0.12963 | 0.12963 | 0.12963 | 0.12963 | 0.12963 | 0.12963 | 0.12963 | 0.12963 | 0.12963 | 0.12963 | 0.12963 | 0.12963 | 0.12963 | 0.12963 | 0.12963 | 0.12963 | 0.12963 | 0.12963 | 0.12963 | 0.12963 | 0.12963 | 0.12963 | 0.12963 | 0.12963 | 0.12963 | 0.12963 | 0.12963 | 0.12963 | 0.12963 | 0.12963 | 0.12963 | 0.12963 | 0.12963 | 0.12963 | 0.12963 | 0.12963 | 0.12963 | 0.12963 | 0.12963 | 0.12963 | 0.12963 | 0.12963 | 0.12963 | 0.12963 | 0.12963 | 0.12963 | 0.12963 | 0.12963 | 0.12963 | 0.12963 | 0.12963 | 0.12963 | 0.12963
|  | RTN8 | Lincolnshire Central to Ruthamford North potable transfer (10 Ml/d) | Total NPC |  |  | Total | 2019-20: 68.3765
|  | RTN9 | Fenland to Ruthamford North potable transfer (10 Ml/d) | Capex |  |  |  | 0 | 0 | 0 | 0 | 0 | 0 | 4.0915 | 11.0532 | 16.4361 | 8.1565 | 0 | 0 | 0 | 0 | 0 | 0.040773 | 0.12232 | 0 | 0 | 0 | 0 | 0 | 0.040773 | 1.1855 | 3.1894 | 0 | 0 | 0 | 0 | 0.040773 | 0.12232 | 0 | 0 | 0 | 0 | 0 | 0.040773 | 0.12232 | 1.0631 | 3.1894 | 0 | 0 | 0 | 0.040773 | 0.12232 | 0 | 0 | 0 | 0 | 0 | 0.040773 | 0.12232 | 0 | 1.0631 | 3.1894 | 0 | 0 | 0.040773 | 0.62835 | 2.0241 | 0 | 0 | 0 | 0 | 0.040773 | 0.12232 | 0 | 0 | 1.0631 | 3.1894 | 0 | 0.040773 | 0.12232 | 0 | 0 | 0 | 0 | 0 | 0.040773 | 0.12232 | 0 | 0 | 0 | 1.0631 | 3.1894 | 0.040773
|  | RTN9 | Fenland to Ruthamford North potable transfer (10 Ml/d) | Capex | Optimism Bias |  |  | 0 | 0 | 0 | 0 | 0 | 0 | 0.75284 | 2.0338 | 3.0242 | 1.5008 | 0 | 0 | 0 | 0 | 0 | 0.0075022 | 0.022507 | 0 | 0 | 0 | 0 | 0 | 0.0075022 | 0.21812 | 0.58685 | 0 | 0 | 0 | 0 | 0.0075022 | 0.022507 | 0 | 0 | 0 | 0 | 0 | 0.0075022 | 0.022507 | 0.19562 | 0.58685 | 0 | 0 | 0 | 0.0075022 | 0.022507 | 0 | 0 | 0 | 0 | 0 | 0.0075022 | 0.022507 | 0 | 0.19562 | 0.58685 | 0 | 0 | 0.0075022 | 0.11562 | 0.37244 | 0 | 0 | 0 | 0 | 0.0075022 | 0.022507 | 0 | 0 | 0.19562 | 0.58685 | 0 | 0.0075022 | 0.022507 | 0 | 0 | 0 | 0 | 0 | 0.0075022 | 0.022507 | 0 | 0 | 0 | 0.19562 | 0.58685 | 0.0075022
|  | RTN9 | Fenland to Ruthamford North potable transfer (10 Ml/d) | Discount Factor | [9 empty] | 0.96618 | 0.93351 | 0.90194 | 0.87144 | 0.84197 | 0.8135 | 0.78599 | 0.75941 | 0.73373 | 0.70892 | 0.68495 | 0.66178 | 0.6394 | 0.61778 | 0.59689 | 0.57671 | 0.5572 | 0.53836 | 0.52016 | 0.50257 | 0.48557 | 0.46915 | 0.45329 | 0.43796 | 0.42315 | 0.40884 | 0.39501 | 0.38165 | 0.36875 | 0.35628 | 0.39999 | 0.38834 | 0.37703 | 0.36604 | 0.35538 | 0.34503 | 0.33498 | 0.32523 | 0.31575 | 0.30656 | 0.29763 | 0.28896 | 0.28054 | 0.27237 | 0.26444 | 0.25674 | 0.24926 | 0.242 | 0.23495 | 0.22811 | 0.22146 | 0.21501 | 0.20875 | 0.20267 | 0.19677 | 0.19104 | 0.18547 | 0.18007 | 0.17483 | 0.16973 | 0.16479 | 0.15999 | 0.15533 | 0.15081 | 0.14641 | 0.14215 | 0.13801 | 0.13399 | 0.13009 | 0.1263 | 0.12262 | 0.11905 | 0.11558 | 0.11221 | 0.10895 | 0.1531 | 0.14937 | 0.14573 | 0.14217 | 0.1387
|  | RTN9 | Fenland to Ruthamford North potable transfer (10 Ml/d) | Discount Rate | [9 empty] | 0.035 | 0.035 | 0.035 | 0.035 | 0.035 | 0.035 | 0.035 | 0.035 | 0.035 | 0.035 | 0.035 | 0.035 | 0.035 | 0.035 | 0.035 | 0.035 | 0.035 | 0.035 | 0.035 | 0.035 | 0.035 | 0.035 | 0.035 | 0.035 | 0.035 | 0.035 | 0.035 | 0.035 | 0.035 | 0.035 | 0.03 | 0.03 | 0.03 | 0.03 | 0.03 | 0.03 | 0.03 | 0.03 | 0.03 | 0.03 | 0.03 | 0.03 | 0.03 | 0.03 | 0.03 | 0.03 | 0.03 | 0.03 | 0.03 | 0.03 | 0.03 | 0.03 | 0.03 | 0.03 | 0.03 | 0.03 | 0.03 | 0.03 | 0.03 | 0.03 | 0.03 | 0.03 | 0.03 | 0.03 | 0.03 | 0.03 | 0.03 | 0.03 | 0.03 | 0.03 | 0.03 | 0.03 | 0.03 | 0.03 | 0.03 | 0.025 | 0.025 | 0.025 | 0.025 | 0.025
|  | RTN9 | Fenland to Ruthamford North potable transfer (10 Ml/d) | Financing Cost | [9 empty] | 0.15502 | 0.5738 | 1.1965 | 1.4948 | 1.4732 | 1.4516 | 1.43 | 1.4085 | 1.3869 | 1.3667 | 1.3497 | 1.3281 | 1.3065 | 1.2849 | 1.2633 | 1.2418 | 1.2217 | 1.2437 | 1.3426 | 1.323 | 1.3034 | 1.2838 | 1.2642 | 1.2461 | 1.2312 | 1.2116 | 1.192 | 1.1723 | 1.1527 | 1.1331 | 1.1151 | 1.1001 | 1.1208 | 1.222 | 1.2024 | 1.1828 | 1.1632 | 1.1451 | 1.1302 | 1.1106 | 1.091 | 1.0714 | 1.0517 | 1.0321 | 1.0141 | 0.99911 | 0.97951 | 1.0002 | 1.1014 | 1.0818 | 1.0622 | 1.0441 | 1.0482 | 1.1051 | 1.0854 | 1.0658 | 1.0462 | 1.0266 | 1.0086 | 0.9936 | 0.97399 | 0.95439 | 0.97506 | 1.0763 | 1.0567 | 1.0386 | 1.0237 | 1.0041 | 0.98445 | 0.96485 | 0.94524 | 0.92564 | 0.90758 | 0.89261 | 0.873 | 0.8534 | 0.83379 | 0.85447 | 0.9557 | 0.93764
|  | RTN9 | Fenland to Ruthamford North potable transfer (10 Ml/d) | Net Present Cost (NPC) | [9 empty] | 0.14978 | 0.53565 | 1.0792 | 1.5675 | 2.5203 | 3.1595 | 3.0357 | 2.9166 | 2.8021 | 2.6931 | 2.5904 | 2.4885 | 2.3905 | 2.2963 | 2.2058 | 2.1188 | 2.036 | 1.979 | 1.9635 | 1.8872 | 1.8139 | 1.7433 | 1.6755 | 1.6109 | 1.5501 | 1.4897 | 1.4316 | 1.3757 | 1.3219 | 1.2702 | 1.4189 | 1.3717 | 1.3396 | 1.3376 | 1.2917 | 1.2473 | 1.2044 | 1.1634 | 1.1248 | 1.086 | 1.0486 | 1.0124 | 0.97739 | 0.94358 | 0.91132 | 0.88094 | 0.85039 | 0.83062 | 0.83022 | 0.80156 | 0.77388 | 0.74745 | 0.72652 | 0.71689 | 0.69215 | 0.66825 | 0.64515 | 0.62283 | 0.60153 | 0.58147 | 0.5613 | 0.54181 | 0.52924 | 0.5291 | 0.51082 | 0.49337 | 0.47693 | 0.46042 | 0.44446 | 0.42903 | 0.41413 | 0.39974 | 0.38601 | 0.37308 | 0.36008 | 0.50303 | 0.48783 | 0.47895 | 0.48166 | 0.46741
|  | RTN9 | Fenland to Ruthamford North potable transfer (10 Ml/d) | Opex | [9 empty] | 0 | 0 | 0 | 0.30402 | 1.5201 | 2.4322 | 2.4322 | 2.4322 | 2.4322 | 2.4322 | 2.4322 | 2.4322 | 2.4322 | 2.4322 | 2.4322 | 2.4322 | 2.4322 | 2.4322 | 2.4322 | 2.4322 | 2.4322 | 2.4322 | 2.4322 | 2.4322 | 2.4322 | 2.4322 | 2.4322 | 2.4322 | 2.4322 | 2.4322 | 2.4322 | 2.4322 | 2.4322 | 2.4322 | 2.4322 | 2.4322 | 2.4322 | 2.4322 | 2.4322 | 2.4322 | 2.4322 | 2.4322 | 2.4322 | 2.4322 | 2.4322 | 2.4322 | 2.4322 | 2.4322 | 2.4322 | 2.4322 | 2.4322 | 2.4322 | 2.4322 | 2.4322 | 2.4322 | 2.4322 | 2.4322 | 2.4322 | 2.4322 | 2.4322 | 2.4322 | 2.4322 | 2.4322 | 2.4322 | 2.4322 | 2.4322 | 2.4322 | 2.4322 | 2.4322 | 2.4322 | 2.4322 | 2.4322 | 2.4322 | 2.4322 | 2.4322 | 2.4322 | 2.4322 | 2.4322 | 2.4322 | 2.4322
|  | RTN9 | Fenland to Ruthamford North potable transfer (10 Ml/d) | Total NPC |  |  | Total | 2019-20: 95.4751
|  | RTS1 | Ruthamford North to Ruthamford South potable transfer (10 Ml/d) | Capex |  |  |  | 0 | 0 | 0 | 0 | 0 | 0 | 3.1464 | 8.4999 | 12.6393 | 6.2723 | 0 | 0 | 0 | 0 | 0 | 0.0088337 | 0.022811 | 0 | 0 | 0 | 0 | 0 | 0.0088337 | 0.43906 | 1.1787 | 0 | 0 | 0 | 0 | 0.0088337 | 0.022811 | 0 | 0 | 0 | 0 | 0 | 0.0088337 | 0.022811 | 0.42403 | 1.1787 | 0 | 0 | 0 | 0.0088337 | 0.022811 | 0 | 0 | 0 | 0 | 0 | 0.0088337 | 0.022811 | 0 | 0.42403 | 1.1787 | 0 | 0 | 0.0088337 | 0.17132 | 0.59405 | 0 | 0 | 0 | 0 | 0.0088337 | 0.022811 | 0 | 0 | 0.42403 | 1.1787 | 0 | 0.0088337 | 0.022811 | 0 | 0 | 0 | 0 | 0 | 0.0088337 | 0.022811 | 0 | 0 | 0 | 0.42403 | 1.1787 | 0.0088337
|  | RTS1 | Ruthamford North to Ruthamford South potable transfer (10 Ml/d) | Capex | Optimism Bias |  |  | 0 | 0 | 0 | 0 | 0 | 0 | 0.57893 | 1.564 | 2.3256 | 1.1541 | 0 | 0 | 0 | 0 | 0 | 0.0016254 | 0.0041973 | 0 | 0 | 0 | 0 | 0 | 0.0016254 | 0.080787 | 0.21689 | 0 | 0 | 0 | 0 | 0.0016254 | 0.0041973 | 0 | 0 | 0 | 0 | 0 | 0.0016254 | 0.0041973 | 0.078021 | 0.21689 | 0 | 0 | 0 | 0.0016254 | 0.0041973 | 0 | 0 | 0 | 0 | 0 | 0.0016254 | 0.0041973 | 0 | 0.078021 | 0.21689 | 0 | 0 | 0.0016254 | 0.031523 | 0.1093 | 0 | 0 | 0 | 0 | 0.0016254 | 0.0041973 | 0 | 0 | 0.078021 | 0.21689 | 0 | 0.0016254 | 0.0041973 | 0 | 0 | 0 | 0 | 0 | 0.0016254 | 0.0041973 | 0 | 0 | 0 | 0.078021 | 0.21689 | 0.0016254
|  | RTS1 | Ruthamford North to Ruthamford South potable transfer (10 Ml/d) | Discount Factor | [9 empty] | 0.96618 | 0.93351 | 0.90194 | 0.87144 | 0.84197 | 0.8135 | 0.78599 | 0.75941 | 0.73373 | 0.70892 | 0.68495 | 0.66178 | 0.6394 | 0.61778 | 0.59689 | 0.57671 | 0.5572 | 0.53836 | 0.52016 | 0.50257 | 0.48557 | 0.46915 | 0.45329 | 0.43796 | 0.42315 | 0.40884 | 0.39501 | 0.38165 | 0.36875 | 0.35628 | 0.39999 | 0.38834 | 0.37703 | 0.36604 | 0.35538 | 0.34503 | 0.33498 | 0.32523 | 0.31575 | 0.30656 | 0.29763 | 0.28896 | 0.28054 | 0.27237 | 0.26444 | 0.25674 | 0.24926 | 0.242 | 0.23495 | 0.22811 | 0.22146 | 0.21501 | 0.20875 | 0.20267 | 0.19677 | 0.19104 | 0.18547 | 0.18007 | 0.17483 | 0.16973 | 0.16479 | 0.15999 | 0.15533 | 0.15081 | 0.14641 | 0.14215 | 0.13801 | 0.13399 | 0.13009 | 0.1263 | 0.12262 | 0.11905 | 0.11558 | 0.11221 | 0.10895 | 0.1531 | 0.14937 | 0.14573 | 0.14217 | 0.1387
|  | RTS1 | Ruthamford North to Ruthamford South potable transfer (10 Ml/d) | Discount Rate | [9 empty] | 0.035 | 0.035 | 0.035 | 0.035 | 0.035 | 0.035 | 0.035 | 0.035 | 0.035 | 0.035 | 0.035 | 0.035 | 0.035 | 0.035 | 0.035 | 0.035 | 0.035 | 0.035 | 0.035 | 0.035 | 0.035 | 0.035 | 0.035 | 0.035 | 0.035 | 0.035 | 0.035 | 0.035 | 0.035 | 0.035 | 0.03 | 0.03 | 0.03 | 0.03 | 0.03 | 0.03 | 0.03 | 0.03 | 0.03 | 0.03 | 0.03 | 0.03 | 0.03 | 0.03 | 0.03 | 0.03 | 0.03 | 0.03 | 0.03 | 0.03 | 0.03 | 0.03 | 0.03 | 0.03 | 0.03 | 0.03 | 0.03 | 0.03 | 0.03 | 0.03 | 0.03 | 0.03 | 0.03 | 0.03 | 0.03 | 0.03 | 0.03 | 0.03 | 0.03 | 0.03 | 0.03 | 0.03 | 0.03 | 0.03 | 0.03 | 0.025 | 0.025 | 0.025 | 0.025 | 0.025
|  | RTS1 | Ruthamford North to Ruthamford South potable transfer (10 Ml/d) | Financing Cost | [9 empty] | 0.11921 | 0.44125 | 0.92013 | 1.1519 | 1.1402 | 1.1284 | 1.1167 | 1.1049 | 1.0932 | 1.0817 | 1.0708 | 1.059 | 1.0472 | 1.0354 | 1.0237 | 1.0119 | 1.0004 | 1.0047 | 1.038 | 1.0281 | 1.0181 | 1.0082 | 0.99823 | 0.98862 | 0.97952 | 0.96953 | 0.95955 | 0.94956 | 0.93958 | 0.92959 | 0.91994 | 0.91082 | 0.9169 | 0.95157 | 0.94159 | 0.9316 | 0.92161 | 0.91196 | 0.90284 | 0.89285 | 0.88286 | 0.87287 | 0.86289 | 0.8529 | 0.84325 | 0.83412 | 0.82414 | 0.83022 | 0.86489 | 0.8549 | 0.84491 | 0.83526 | 0.83171 | 0.84417 | 0.83418 | 0.8242 | 0.81421 | 0.80422 | 0.79457 | 0.78545 | 0.77546 | 0.76547 | 0.77155 | 0.80622 | 0.79624 | 0.78658 | 0.77746 | 0.76747 | 0.75748 | 0.7475 | 0.73751 | 0.72752 | 0.71787 | 0.70875 | 0.69876 | 0.68877 | 0.67879 | 0.68486 | 0.71954 | 0.70988
|  | RTS1 | Ruthamford North to Ruthamford South potable transfer (10 Ml/d) | Net Present Cost (NPC) | [9 empty] | 0.11518 | 0.41191 | 0.82991 | 1.016 | 1.019 | 1.0092 | 0.96581 | 0.92423 | 0.88435 | 0.84634 | 0.81023 | 0.77503 | 0.74129 | 0.70894 | 0.67793 | 0.64821 | 0.61991 | 0.60128 | 0.59825 | 0.57302 | 0.54882 | 0.52559 | 0.50331 | 0.48208 | 0.46192 | 0.44222 | 0.42332 | 0.4052 | 0.38781 | 0.37114 | 0.41281 | 0.39725 | 0.38797 | 0.38936 | 0.37447 | 0.36012 | 0.34628 | 0.33306 | 0.32048 | 0.30808 | 0.29613 | 0.28462 | 0.27353 | 0.26284 | 0.25264 | 0.24294 | 0.23337 | 0.22804 | 0.22955 | 0.22058 | 0.21195 | 0.2037 | 0.19702 | 0.19381 | 0.1862 | 0.17887 | 0.17181 | 0.16501 | 0.15851 | 0.15235 | 0.14626 | 0.14041 | 0.13726 | 0.13849 | 0.133 | 0.12775 | 0.12277 | 0.11786 | 0.11312 | 0.10857 | 0.10418 | 0.099957 | 0.09593 | 0.092112 | 0.088341 | 0.12262 | 0.11814 | 0.11614 | 0.11824 | 0.11402
|  | RTS1 | Ruthamford North to Ruthamford South potable transfer (10 Ml/d) | Opex | [9 empty] | 0 | 0 | 0 | 0.014015 | 0.070074 | 0.11212 | 0.11212 | 0.11212 | 0.11212 | 0.11212 | 0.11212 | 0.11212 | 0.11212 | 0.11212 | 0.11212 | 0.11212 | 0.11212 | 0.11212 | 0.11212 | 0.11212 | 0.11212 | 0.11212 | 0.11212 | 0.11212 | 0.11212 | 0.11212 | 0.11212 | 0.11212 | 0.11212 | 0.11212 | 0.11212 | 0.11212 | 0.11212 | 0.11212 | 0.11212 | 0.11212 | 0.11212 | 0.11212 | 0.11212 | 0.11212 | 0.11212 | 0.11212 | 0.11212 | 0.11212 | 0.11212 | 0.11212 | 0.11212 | 0.11212 | 0.11212 | 0.11212 | 0.11212 | 0.11212 | 0.11212 | 0.11212 | 0.11212 | 0.11212 | 0.11212 | 0.11212 | 0.11212 | 0.11212 | 0.11212 | 0.11212 | 0.11212 | 0.11212 | 0.11212 | 0.11212 | 0.11212 | 0.11212 | 0.11212 | 0.11212 | 0.11212 | 0.11212 | 0.11212 | 0.11212 | 0.11212 | 0.11212 | 0.11212 | 0.11212 | 0.11212 | 0.11212
|  | RTS1 | Ruthamford North to Ruthamford South potable transfer (10 Ml/d) | Total NPC |  |  | Total | 2019-20: 29.6559
|  | RTS10 | Cambridge Water to Ruthamford South potable transfer (10 Ml/d) | Capex |  |  |  | 0 | 0 | 0 | 0 | 0 | 0 | 5.6449 | 15.2496 | 22.6762 | 11.2532 | 0 | 0 | 0 | 0 | 0 | 0.0089138 | 0.023022 | 0 | 0 | 0 | 0 | 0 | 0.0089138 | 0.4771 | 1.2859 | 0 | 0 | 0 | 0 | 0.0089138 | 0.023022 | 0 | 0 | 0 | 0 | 0 | 0.0089138 | 0.023022 | 0.46199 | 1.2859 | 0 | 0 | 0 | 0.0089138 | 0.023022 | 0 | 0 | 0 | 0 | 0 | 0.0089138 | 0.023022 | 0 | 0.46199 | 1.2859 | 0 | 0 | 0.0089138 | 0.2012 | 0.71271 | 0 | 0 | 0 | 0 | 0.0089138 | 0.023022 | 0 | 0 | 0.46199 | 1.2859 | 0 | 0.0089138 | 0.023022 | 0 | 0 | 0 | 0 | 0 | 0.0089138 | 0.023022 | 0 | 0 | 0 | 0.46199 | 1.2859 | 0.0089138
|  | RTS10 | Cambridge Water to Ruthamford South potable transfer (10 Ml/d) | Capex | Optimism Bias |  |  | 0 | 0 | 0 | 0 | 0 | 0 | 1.0387 | 2.8059 | 4.1724 | 2.0706 | 0 | 0 | 0 | 0 | 0 | 0.0016401 | 0.0042361 | 0 | 0 | 0 | 0 | 0 | 0.0016401 | 0.087786 | 0.23661 | 0 | 0 | 0 | 0 | 0.0016401 | 0.0042361 | 0 | 0 | 0 | 0 | 0 | 0.0016401 | 0.0042361 | 0.085006 | 0.23661 | 0 | 0 | 0 | 0.0016401 | 0.0042361 | 0 | 0 | 0 | 0 | 0 | 0.0016401 | 0.0042361 | 0 | 0.085006 | 0.23661 | 0 | 0 | 0.0016401 | 0.037021 | 0.13114 | 0 | 0 | 0 | 0 | 0.0016401 | 0.0042361 | 0 | 0 | 0.085006 | 0.23661 | 0 | 0.0016401 | 0.0042361 | 0 | 0 | 0 | 0 | 0 | 0.0016401 | 0.0042361 | 0 | 0 | 0 | 0.085006 | 0.23661 | 0.0016401
|  | RTS10 | Cambridge Water to Ruthamford South potable transfer (10 Ml/d) | Discount Factor | [9 empty] | 0.96618 | 0.93351 | 0.90194 | 0.87144 | 0.84197 | 0.8135 | 0.78599 | 0.75941 | 0.73373 | 0.70892 | 0.68495 | 0.66178 | 0.6394 | 0.61778 | 0.59689 | 0.57671 | 0.5572 | 0.53836 | 0.52016 | 0.50257 | 0.48557 | 0.46915 | 0.45329 | 0.43796 | 0.42315 | 0.40884 | 0.39501 | 0.38165 | 0.36875 | 0.35628 | 0.39999 | 0.38834 | 0.37703 | 0.36604 | 0.35538 | 0.34503 | 0.33498 | 0.32523 | 0.31575 | 0.30656 | 0.29763 | 0.28896 | 0.28054 | 0.27237 | 0.26444 | 0.25674 | 0.24926 | 0.242 | 0.23495 | 0.22811 | 0.22146 | 0.21501 | 0.20875 | 0.20267 | 0.19677 | 0.19104 | 0.18547 | 0.18007 | 0.17483 | 0.16973 | 0.16479 | 0.15999 | 0.15533 | 0.15081 | 0.14641 | 0.14215 | 0.13801 | 0.13399 | 0.13009 | 0.1263 | 0.12262 | 0.11905 | 0.11558 | 0.11221 | 0.10895 | 0.1531 | 0.14937 | 0.14573 | 0.14217 | 0.1387
|  | RTS10 | Cambridge Water to Ruthamford South potable transfer (10 Ml/d) | Discount Rate | [9 empty] | 0.035 | 0.035 | 0.035 | 0.035 | 0.035 | 0.035 | 0.035 | 0.035 | 0.035 | 0.035 | 0.035 | 0.035 | 0.035 | 0.035 | 0.035 | 0.035 | 0.035 | 0.035 | 0.035 | 0.035 | 0.035 | 0.035 | 0.035 | 0.035 | 0.035 | 0.035 | 0.035 | 0.035 | 0.035 | 0.035 | 0.03 | 0.03 | 0.03 | 0.03 | 0.03 | 0.03 | 0.03 | 0.03 | 0.03 | 0.03 | 0.03 | 0.03 | 0.03 | 0.03 | 0.03 | 0.03 | 0.03 | 0.03 | 0.03 | 0.03 | 0.03 | 0.03 | 0.03 | 0.03 | 0.03 | 0.03 | 0.03 | 0.03 | 0.03 | 0.03 | 0.03 | 0.03 | 0.03 | 0.03 | 0.03 | 0.03 | 0.03 | 0.03 | 0.03 | 0.03 | 0.03 | 0.03 | 0.03 | 0.03 | 0.03 | 0.025 | 0.025 | 0.025 | 0.025 | 0.025
|  | RTS10 | Cambridge Water to Ruthamford South potable transfer (10 Ml/d) | Financing Cost | [9 empty] | 0.21387 | 0.79165 | 1.6508 | 2.0684 | 2.0509 | 2.0334 | 2.0158 | 1.9983 | 1.9808 | 1.9636 | 1.9469 | 1.9293 | 1.9118 | 1.8942 | 1.8767 | 1.8591 | 1.8419 | 1.8419 | 1.8738 | 1.8589 | 1.844 | 1.8291 | 1.8142 | 1.7996 | 1.7856 | 1.7706 | 1.7557 | 1.7407 | 1.7258 | 1.7108 | 1.6962 | 1.6821 | 1.6847 | 1.7185 | 1.7035 | 1.6886 | 1.6736 | 1.659 | 1.6449 | 1.63 | 1.615 | 1.6001 | 1.5851 | 1.5702 | 1.5556 | 1.5415 | 1.5266 | 1.5291 | 1.5629 | 1.5479 | 1.533 | 1.5184 | 1.511 | 1.523 | 1.508 | 1.4931 | 1.4781 | 1.4632 | 1.4486 | 1.4345 | 1.4195 | 1.4046 | 1.4072 | 1.4409 | 1.426 | 1.4114 | 1.3973 | 1.3823 | 1.3674 | 1.3524 | 1.3375 | 1.3225 | 1.3079 | 1.2939 | 1.2789 | 1.264 | 1.249 | 1.2516 | 1.2853 | 1.2707
|  | RTS10 | Cambridge Water to Ruthamford South potable transfer (10 Ml/d) | Net Present Cost (NPC) | [9 empty] | 0.20664 | 0.73901 | 1.4889 | 1.817 | 1.7968 | 1.7624 | 1.689 | 1.6186 | 1.551 | 1.4863 | 1.4246 | 1.3649 | 1.3075 | 1.2524 | 1.1996 | 1.1489 | 1.1005 | 1.0632 | 1.0439 | 1.0011 | 0.96 | 0.92055 | 0.88266 | 0.84643 | 0.81186 | 0.77829 | 0.74607 | 0.71514 | 0.68544 | 0.65694 | 0.73169 | 0.70491 | 0.68534 | 0.67774 | 0.65269 | 0.62852 | 0.60521 | 0.58283 | 0.56141 | 0.54048 | 0.52028 | 0.50081 | 0.48203 | 0.46392 | 0.44654 | 0.42992 | 0.41368 | 0.40224 | 0.39846 | 0.38345 | 0.36897 | 0.35508 | 0.3432 | 0.33563 | 0.32291 | 0.31065 | 0.29883 | 0.28743 | 0.27651 | 0.26607 | 0.25585 | 0.24601 | 0.23924 | 0.23737 | 0.22826 | 0.21954 | 0.2112 | 0.20305 | 0.19519 | 0.18761 | 0.18032 | 0.17329 | 0.16655 | 0.16012 | 0.15383 | 0.21389 | 0.20644 | 0.20178 | 0.20166 | 0.19471
|  | RTS10 | Cambridge Water to Ruthamford South potable transfer (10 Ml/d) | Opex | [9 empty] | 0 | 0 | 0 | 0.016632 | 0.083162 | 0.13306 | 0.13306 | 0.13306 | 0.13306 | 0.13306 | 0.13306 | 0.13306 | 0.13306 | 0.13306 | 0.13306 | 0.13306 | 0.13306 | 0.13306 | 0.13306 | 0.13306 | 0.13306 | 0.13306 | 0.13306 | 0.13306 | 0.13306 | 0.13306 | 0.13306 | 0.13306 | 0.13306 | 0.13306 | 0.13306 | 0.13306 | 0.13306 | 0.13306 | 0.13306 | 0.13306 | 0.13306 | 0.13306 | 0.13306 | 0.13306 | 0.13306 | 0.13306 | 0.13306 | 0.13306 | 0.13306 | 0.13306 | 0.13306 | 0.13306 | 0.13306 | 0.13306 | 0.13306 | 0.13306 | 0.13306 | 0.13306 | 0.13306 | 0.13306 | 0.13306 | 0.13306 | 0.13306 | 0.13306 | 0.13306 | 0.13306 | 0.13306 | 0.13306 | 0.13306 | 0.13306 | 0.13306 | 0.13306 | 0.13306 | 0.13306 | 0.13306 | 0.13306 | 0.13306 | 0.13306 | 0.13306 | 0.13306 | 0.13306 | 0.13306 | 0.13306 | 0.13306
|  | RTS10 | Cambridge Water to Ruthamford South potable transfer (10 Ml/d) | Total NPC |  |  | Total | 2019-20: 52.1191
|  | RTS11 | Ruthamford North to Ruthamford South potable transfer (50 Ml/d) | Capex |  |  |  | 0 | 0 | 0 | 0 | 0 | 0 | 7.3665 | 19.9006 | 29.5923 | 14.6854 | 0 | 0 | 0 | 0 | 0 | 0.012636 | 0.032866 | 0 | 0 | 0 | 0 | 0 | 0.012636 | 1.5286 | 4.5189 | 0 | 0 | 0 | 0 | 0.012636 | 0.032866 | 0 | 0 | 0 | 0 | 0 | 0.012636 | 0.032866 | 1.5063 | 4.5189 | 0 | 0 | 0 | 0.012636 | 0.032866 | 0 | 0 | 0 | 0 | 0 | 0.012636 | 0.032866 | 0 | 1.5063 | 4.5189 | 0 | 0 | 0.012636 | 0.63713 | 2.417 | 0 | 0 | 0 | 0 | 0.012636 | 0.032866 | 0 | 0 | 1.5063 | 4.5189 | 0 | 0.012636 | 0.032866 | 0 | 0 | 0 | 0 | 0 | 0.012636 | 0.032866 | 0 | 0 | 0 | 1.5063 | 4.5189 | 0.012636
|  | RTS11 | Ruthamford North to Ruthamford South potable transfer (50 Ml/d) | Capex | Optimism Bias |  |  | 0 | 0 | 0 | 0 | 0 | 0 | 1.3554 | 3.6617 | 5.445 | 2.7021 | 0 | 0 | 0 | 0 | 0 | 0.0023251 | 0.0060473 | 0 | 0 | 0 | 0 | 0 | 0.0023251 | 0.28126 | 0.83147 | 0 | 0 | 0 | 0 | 0.0023251 | 0.0060473 | 0 | 0 | 0 | 0 | 0 | 0.0023251 | 0.0060473 | 0.27716 | 0.83147 | 0 | 0 | 0 | 0.0023251 | 0.0060473 | 0 | 0 | 0 | 0 | 0 | 0.0023251 | 0.0060473 | 0 | 0.27716 | 0.83147 | 0 | 0 | 0.0023251 | 0.11723 | 0.44474 | 0 | 0 | 0 | 0 | 0.0023251 | 0.0060473 | 0 | 0 | 0.27716 | 0.83147 | 0 | 0.0023251 | 0.0060473 | 0 | 0 | 0 | 0 | 0 | 0.0023251 | 0.0060473 | 0 | 0 | 0 | 0.27716 | 0.83147 | 0.0023251
|  | RTS11 | Ruthamford North to Ruthamford South potable transfer (50 Ml/d) | Discount Factor | [9 empty] | 0.96618 | 0.93351 | 0.90194 | 0.87144 | 0.84197 | 0.8135 | 0.78599 | 0.75941 | 0.73373 | 0.70892 | 0.68495 | 0.66178 | 0.6394 | 0.61778 | 0.59689 | 0.57671 | 0.5572 | 0.53836 | 0.52016 | 0.50257 | 0.48557 | 0.46915 | 0.45329 | 0.43796 | 0.42315 | 0.40884 | 0.39501 | 0.38165 | 0.36875 | 0.35628 | 0.39999 | 0.38834 | 0.37703 | 0.36604 | 0.35538 | 0.34503 | 0.33498 | 0.32523 | 0.31575 | 0.30656 | 0.29763 | 0.28896 | 0.28054 | 0.27237 | 0.26444 | 0.25674 | 0.24926 | 0.242 | 0.23495 | 0.22811 | 0.22146 | 0.21501 | 0.20875 | 0.20267 | 0.19677 | 0.19104 | 0.18547 | 0.18007 | 0.17483 | 0.16973 | 0.16479 | 0.15999 | 0.15533 | 0.15081 | 0.14641 | 0.14215 | 0.13801 | 0.13399 | 0.13009 | 0.1263 | 0.12262 | 0.11905 | 0.11558 | 0.11221 | 0.10895 | 0.1531 | 0.14937 | 0.14573 | 0.14217 | 0.1387
|  | RTS11 | Ruthamford North to Ruthamford South potable transfer (50 Ml/d) | Discount Rate | [9 empty] | 0.035 | 0.035 | 0.035 | 0.035 | 0.035 | 0.035 | 0.035 | 0.035 | 0.035 | 0.035 | 0.035 | 0.035 | 0.035 | 0.035 | 0.035 | 0.035 | 0.035 | 0.035 | 0.035 | 0.035 | 0.035 | 0.035 | 0.035 | 0.035 | 0.035 | 0.035 | 0.035 | 0.035 | 0.035 | 0.035 | 0.03 | 0.03 | 0.03 | 0.03 | 0.03 | 0.03 | 0.03 | 0.03 | 0.03 | 0.03 | 0.03 | 0.03 | 0.03 | 0.03 | 0.03 | 0.03 | 0.03 | 0.03 | 0.03 | 0.03 | 0.03 | 0.03 | 0.03 | 0.03 | 0.03 | 0.03 | 0.03 | 0.03 | 0.03 | 0.03 | 0.03 | 0.03 | 0.03 | 0.03 | 0.03 | 0.03 | 0.03 | 0.03 | 0.03 | 0.03 | 0.03 | 0.03 | 0.03 | 0.03 | 0.03 | 0.025 | 0.025 | 0.025 | 0.025 | 0.025
|  | RTS11 | Ruthamford North to Ruthamford South potable transfer (50 Ml/d) | Financing Cost | [9 empty] | 0.2791 | 1.0331 | 2.1543 | 2.6924 | 2.6559 | 2.6195 | 2.583 | 2.5465 | 2.51 | 2.4739 | 2.4386 | 2.4021 | 2.3656 | 2.329 | 2.2925 | 2.256 | 2.2199 | 2.2394 | 2.376 | 2.347 | 2.3181 | 2.2891 | 2.2601 | 2.2316 | 2.2039 | 2.1749 | 2.1458 | 2.1168 | 2.0878 | 2.0588 | 2.0302 | 2.0024 | 2.0305 | 2.1727 | 2.1437 | 2.1146 | 2.0856 | 2.0571 | 2.0293 | 2.0003 | 1.9712 | 1.9422 | 1.9132 | 1.8842 | 1.8556 | 1.8278 | 1.7988 | 1.8269 | 1.9691 | 1.94 | 1.911 | 1.8825 | 1.8773 | 1.9397 | 1.9106 | 1.8816 | 1.8526 | 1.8236 | 1.795 | 1.7673 | 1.7382 | 1.7092 | 1.7373 | 1.8794 | 1.8504 | 1.8219 | 1.7941 | 1.7651 | 1.736 | 1.707 | 1.678 | 1.649 | 1.6204 | 1.5927 | 1.5636 | 1.5346 | 1.5056 | 1.5336 | 1.6758 | 1.6473
|  | RTS11 | Ruthamford North to Ruthamford South potable transfer (50 Ml/d) | Net Present Cost (NPC) | [9 empty] | 0.26967 | 0.96441 | 1.943 | 2.4072 | 2.5302 | 2.5854 | 2.4693 | 2.3581 | 2.2516 | 2.1499 | 2.053 | 1.9594 | 1.8698 | 1.784 | 1.7019 | 1.6232 | 1.5482 | 1.5064 | 1.5265 | 1.4603 | 1.3969 | 1.336 | 1.2777 | 1.222 | 1.169 | 1.1176 | 1.0683 | 1.0211 | 0.97589 | 0.93255 | 1.0355 | 0.99459 | 0.9762 | 0.99981 | 0.96037 | 0.92239 | 0.8858 | 0.85072 | 0.81717 | 0.78447 | 0.75298 | 0.72266 | 0.69347 | 0.66537 | 0.63844 | 0.61271 | 0.58763 | 0.57731 | 0.5939 | 0.56998 | 0.54695 | 0.52488 | 0.50853 | 0.50635 | 0.48589 | 0.46619 | 0.44723 | 0.42898 | 0.41149 | 0.39479 | 0.37851 | 0.36284 | 0.35663 | 0.36769 | 0.35273 | 0.3384 | 0.32471 | 0.31136 | 0.29852 | 0.28616 | 0.27426 | 0.26282 | 0.25186 | 0.24141 | 0.23122 | 0.32049 | 0.30834 | 0.30491 | 0.31769 | 0.30598
|  | RTS11 | Ruthamford North to Ruthamford South potable transfer (50 Ml/d) | Opex | [9 empty] | 0 | 0 | 0 | 0.069838 | 0.34919 | 0.55871 | 0.55871 | 0.55871 | 0.55871 | 0.55871 | 0.55871 | 0.55871 | 0.55871 | 0.55871 | 0.55871 | 0.55871 | 0.55871 | 0.55871 | 0.55871 | 0.55871 | 0.55871 | 0.55871 | 0.55871 | 0.55871 | 0.55871 | 0.55871 | 0.55871 | 0.55871 | 0.55871 | 0.55871 | 0.55871 | 0.55871 | 0.55871 | 0.55871 | 0.55871 | 0.55871 | 0.55871 | 0.55871 | 0.55871 | 0.55871 | 0.55871 | 0.55871 | 0.55871 | 0.55871 | 0.55871 | 0.55871 | 0.55871 | 0.55871 | 0.55871 | 0.55871 | 0.55871 | 0.55871 | 0.55871 | 0.55871 | 0.55871 | 0.55871 | 0.55871 | 0.55871 | 0.55871 | 0.55871 | 0.55871 | 0.55871 | 0.55871 | 0.55871 | 0.55871 | 0.55871 | 0.55871 | 0.55871 | 0.55871 | 0.55871 | 0.55871 | 0.55871 | 0.55871 | 0.55871 | 0.55871 | 0.55871 | 0.55871 | 0.55871 | 0.55871 | 0.55871
|  | RTS11 | Ruthamford North to Ruthamford South potable transfer (50 Ml/d) | Total NPC |  |  | Total | 2019-20: 75.0381
|  | RTS12 | Ruthamford North to Ruthamford South potable transfer (100 Ml/d) | Capex |  |  |  | 0 | 0 | 0 | 0 | 0 | 0 | 10.2918 | 27.8031 | 41.3433 | 20.5169 | 0 | 0 | 0 | 0 | 0 | 0.016278 | 0.042552 | 0 | 0 | 0 | 0 | 0 | 0.016278 | 2.1103 | 6.241 | 0 | 0 | 0 | 0 | 0.016278 | 0.042552 | 0 | 0 | 0 | 0 | 0 | 0.016278 | 0.042552 | 2.0803 | 6.241 | 0 | 0 | 0 | 0.016278 | 0.042552 | 0 | 0 | 0 | 0 | 0 | 0.016278 | 0.042552 | 0 | 2.0803 | 6.241 | 0 | 0 | 0.016278 | 0.85307 | 3.2421 | 0 | 0 | 0 | 0 | 0.016278 | 0.042552 | 0 | 0 | 2.0803 | 6.241 | 0 | 0.016278 | 0.042552 | 0 | 0 | 0 | 0 | 0 | 0.016278 | 0.042552 | 0 | 0 | 0 | 2.0803 | 6.241 | 0.016278
|  | RTS12 | Ruthamford North to Ruthamford South potable transfer (100 Ml/d) | Capex | Optimism Bias |  |  | 0 | 0 | 0 | 0 | 0 | 0 | 1.8937 | 5.1158 | 7.6072 | 3.7751 | 0 | 0 | 0 | 0 | 0 | 0.0029951 | 0.0078296 | 0 | 0 | 0 | 0 | 0 | 0.0029951 | 0.38829 | 1.1484 | 0 | 0 | 0 | 0 | 0.0029951 | 0.0078296 | 0 | 0 | 0 | 0 | 0 | 0.0029951 | 0.0078296 | 0.38278 | 1.1484 | 0 | 0 | 0 | 0.0029951 | 0.0078296 | 0 | 0 | 0 | 0 | 0 | 0.0029951 | 0.0078296 | 0 | 0.38278 | 1.1484 | 0 | 0 | 0.0029951 | 0.15697 | 0.59654 | 0 | 0 | 0 | 0 | 0.0029951 | 0.0078296 | 0 | 0 | 0.38278 | 1.1484 | 0 | 0.0029951 | 0.0078296 | 0 | 0 | 0 | 0 | 0 | 0.0029951 | 0.0078296 | 0 | 0 | 0 | 0.38278 | 1.1484 | 0.0029951
|  | RTS12 | Ruthamford North to Ruthamford South potable transfer (100 Ml/d) | Discount Factor | [9 empty] | 0.96618 | 0.93351 | 0.90194 | 0.87144 | 0.84197 | 0.8135 | 0.78599 | 0.75941 | 0.73373 | 0.70892 | 0.68495 | 0.66178 | 0.6394 | 0.61778 | 0.59689 | 0.57671 | 0.5572 | 0.53836 | 0.52016 | 0.50257 | 0.48557 | 0.46915 | 0.45329 | 0.43796 | 0.42315 | 0.40884 | 0.39501 | 0.38165 | 0.36875 | 0.35628 | 0.39999 | 0.38834 | 0.37703 | 0.36604 | 0.35538 | 0.34503 | 0.33498 | 0.32523 | 0.31575 | 0.30656 | 0.29763 | 0.28896 | 0.28054 | 0.27237 | 0.26444 | 0.25674 | 0.24926 | 0.242 | 0.23495 | 0.22811 | 0.22146 | 0.21501 | 0.20875 | 0.20267 | 0.19677 | 0.19104 | 0.18547 | 0.18007 | 0.17483 | 0.16973 | 0.16479 | 0.15999 | 0.15533 | 0.15081 | 0.14641 | 0.14215 | 0.13801 | 0.13399 | 0.13009 | 0.1263 | 0.12262 | 0.11905 | 0.11558 | 0.11221 | 0.10895 | 0.1531 | 0.14937 | 0.14573 | 0.14217 | 0.1387
|  | RTS12 | Ruthamford North to Ruthamford South potable transfer (100 Ml/d) | Discount Rate | [9 empty] | 0.035 | 0.035 | 0.035 | 0.035 | 0.035 | 0.035 | 0.035 | 0.035 | 0.035 | 0.035 | 0.035 | 0.035 | 0.035 | 0.035 | 0.035 | 0.035 | 0.035 | 0.035 | 0.035 | 0.035 | 0.035 | 0.035 | 0.035 | 0.035 | 0.035 | 0.035 | 0.035 | 0.035 | 0.035 | 0.035 | 0.03 | 0.03 | 0.03 | 0.03 | 0.03 | 0.03 | 0.03 | 0.03 | 0.03 | 0.03 | 0.03 | 0.03 | 0.03 | 0.03 | 0.03 | 0.03 | 0.03 | 0.03 | 0.03 | 0.03 | 0.03 | 0.03 | 0.03 | 0.03 | 0.03 | 0.03 | 0.03 | 0.03 | 0.03 | 0.03 | 0.03 | 0.03 | 0.03 | 0.03 | 0.03 | 0.03 | 0.03 | 0.03 | 0.03 | 0.03 | 0.03 | 0.03 | 0.03 | 0.03 | 0.03 | 0.025 | 0.025 | 0.025 | 0.025 | 0.025
|  | RTS12 | Ruthamford North to Ruthamford South potable transfer (100 Ml/d) | Financing Cost | [9 empty] | 0.38993 | 1.4433 | 3.0098 | 3.7618 | 3.7113 | 3.6607 | 3.6102 | 3.5597 | 3.5091 | 3.4592 | 3.4102 | 3.3596 | 3.309 | 3.2584 | 3.2078 | 3.1572 | 3.1073 | 3.134 | 3.3225 | 3.2824 | 3.2422 | 3.2021 | 3.162 | 3.1224 | 3.0839 | 3.0437 | 3.0034 | 2.9632 | 2.923 | 2.8828 | 2.8432 | 2.8046 | 2.8432 | 3.0395 | 2.9993 | 2.959 | 2.9188 | 2.8792 | 2.8406 | 2.8004 | 2.7602 | 2.72 | 2.6798 | 2.6396 | 2.6 | 2.5614 | 2.5212 | 2.5598 | 2.756 | 2.7158 | 2.6756 | 2.636 | 2.6278 | 2.7101 | 2.6699 | 2.6297 | 2.5895 | 2.5493 | 2.5097 | 2.4711 | 2.4309 | 2.3907 | 2.4293 | 2.6255 | 2.5853 | 2.5457 | 2.5071 | 2.4669 | 2.4267 | 2.3865 | 2.3463 | 2.3061 | 2.2665 | 2.2279 | 2.1877 | 2.1474 | 2.1072 | 2.1458 | 2.3421 | 2.3025
|  | RTS12 | Ruthamford North to Ruthamford South potable transfer (100 Ml/d) | Net Present Cost (NPC) | [9 empty] | 0.37675 | 1.3474 | 2.7146 | 3.3625 | 3.5318 | 3.6072 | 3.4455 | 3.2906 | 3.1423 | 3.0006 | 2.8655 | 2.7352 | 2.6103 | 2.4908 | 2.3764 | 2.2668 | 2.1623 | 2.1036 | 2.1305 | 2.0383 | 1.9499 | 1.8651 | 1.7839 | 1.7062 | 1.6322 | 1.5606 | 1.4919 | 1.4261 | 1.3631 | 1.3026 | 1.4466 | 1.3895 | 1.3636 | 1.3957 | 1.3408 | 1.2878 | 1.2369 | 1.1879 | 1.1412 | 1.0956 | 1.0517 | 1.0095 | 0.96878 | 0.92961 | 0.89207 | 0.85617 | 0.82121 | 0.80664 | 0.82925 | 0.79593 | 0.76384 | 0.73308 | 0.71001 | 0.70602 | 0.67754 | 0.65013 | 0.62373 | 0.59832 | 0.57397 | 0.55071 | 0.52804 | 0.50623 | 0.49748 | 0.51258 | 0.49177 | 0.47182 | 0.45275 | 0.43417 | 0.41629 | 0.39909 | 0.38254 | 0.36661 | 0.35135 | 0.33679 | 0.3226 | 0.4472 | 0.43029 | 0.42542 | 0.44294 | 0.42665
|  | RTS12 | Ruthamford North to Ruthamford South potable transfer (100 Ml/d) | Opex | [9 empty] | 0 | 0 | 0 | 0.09668 | 0.4834 | 0.77344 | 0.77344 | 0.77344 | 0.77344 | 0.77344 | 0.77344 | 0.77344 | 0.77344 | 0.77344 | 0.77344 | 0.77344 | 0.77344 | 0.77344 | 0.77344 | 0.77344 | 0.77344 | 0.77344 | 0.77344 | 0.77344 | 0.77344 | 0.77344 | 0.77344 | 0.77344 | 0.77344 | 0.77344 | 0.77344 | 0.77344 | 0.77344 | 0.77344 | 0.77344 | 0.77344 | 0.77344 | 0.77344 | 0.77344 | 0.77344 | 0.77344 | 0.77344 | 0.77344 | 0.77344 | 0.77344 | 0.77344 | 0.77344 | 0.77344 | 0.77344 | 0.77344 | 0.77344 | 0.77344 | 0.77344 | 0.77344 | 0.77344 | 0.77344 | 0.77344 | 0.77344 | 0.77344 | 0.77344 | 0.77344 | 0.77344 | 0.77344 | 0.77344 | 0.77344 | 0.77344 | 0.77344 | 0.77344 | 0.77344 | 0.77344 | 0.77344 | 0.77344 | 0.77344 | 0.77344 | 0.77344 | 0.77344 | 0.77344 | 0.77344 | 0.77344 | 0.77344
|  | RTS12 | Ruthamford North to Ruthamford South potable transfer (100 Ml/d) | Total NPC |  |  | Total | 2019-20: 104.757
|  | RTS13 | Ruthamford North to Ruthamford South potable transfer (150 Ml/d) | Capex |  |  |  | 0 | 0 | 0 | 0 | 0 | 0 | 12.2538 | 33.1034 | 49.2249 | 24.4282 | 0 | 0 | 0 | 0 | 0 | 0.020598 | 0.054098 | 0 | 0 | 0 | 0 | 0 | 0.020598 | 2.6746 | 7.9061 | 0 | 0 | 0 | 0 | 0.020598 | 0.054098 | 0 | 0 | 0 | 0 | 0 | 0.020598 | 0.054098 | 2.6354 | 7.9061 | 0 | 0 | 0 | 0.020598 | 0.054098 | 0 | 0 | 0 | 0 | 0 | 0.020598 | 0.054098 | 0 | 2.6354 | 7.9061 | 0 | 0 | 0.020598 | 1.0205 | 3.8657 | 0 | 0 | 0 | 0 | 0.020598 | 0.054098 | 0 | 0 | 2.6354 | 7.9061 | 0 | 0.020598 | 0.054098 | 0 | 0 | 0 | 0 | 0 | 0.020598 | 0.054098 | 0 | 0 | 0 | 2.6354 | 7.9061 | 0.020598
|  | RTS13 | Ruthamford North to Ruthamford South potable transfer (150 Ml/d) | Capex | Optimism Bias |  |  | 0 | 0 | 0 | 0 | 0 | 0 | 2.2547 | 6.091 | 9.0574 | 4.4948 | 0 | 0 | 0 | 0 | 0 | 0.00379 | 0.0099541 | 0 | 0 | 0 | 0 | 0 | 0.00379 | 0.49213 | 1.4547 | 0 | 0 | 0 | 0 | 0.00379 | 0.0099541 | 0 | 0 | 0 | 0 | 0 | 0.00379 | 0.0099541 | 0.48491 | 1.4547 | 0 | 0 | 0 | 0.00379 | 0.0099541 | 0 | 0 | 0 | 0 | 0 | 0.00379 | 0.0099541 | 0 | 0.48491 | 1.4547 | 0 | 0 | 0.00379 | 0.18778 | 0.71129 | 0 | 0 | 0 | 0 | 0.00379 | 0.0099541 | 0 | 0 | 0.48491 | 1.4547 | 0 | 0.00379 | 0.0099541 | 0 | 0 | 0 | 0 | 0 | 0.00379 | 0.0099541 | 0 | 0 | 0 | 0.48491 | 1.4547 | 0.00379
|  | RTS13 | Ruthamford North to Ruthamford South potable transfer (150 Ml/d) | Discount Factor | [9 empty] | 0.96618 | 0.93351 | 0.90194 | 0.87144 | 0.84197 | 0.8135 | 0.78599 | 0.75941 | 0.73373 | 0.70892 | 0.68495 | 0.66178 | 0.6394 | 0.61778 | 0.59689 | 0.57671 | 0.5572 | 0.53836 | 0.52016 | 0.50257 | 0.48557 | 0.46915 | 0.45329 | 0.43796 | 0.42315 | 0.40884 | 0.39501 | 0.38165 | 0.36875 | 0.35628 | 0.39999 | 0.38834 | 0.37703 | 0.36604 | 0.35538 | 0.34503 | 0.33498 | 0.32523 | 0.31575 | 0.30656 | 0.29763 | 0.28896 | 0.28054 | 0.27237 | 0.26444 | 0.25674 | 0.24926 | 0.242 | 0.23495 | 0.22811 | 0.22146 | 0.21501 | 0.20875 | 0.20267 | 0.19677 | 0.19104 | 0.18547 | 0.18007 | 0.17483 | 0.16973 | 0.16479 | 0.15999 | 0.15533 | 0.15081 | 0.14641 | 0.14215 | 0.13801 | 0.13399 | 0.13009 | 0.1263 | 0.12262 | 0.11905 | 0.11558 | 0.11221 | 0.10895 | 0.1531 | 0.14937 | 0.14573 | 0.14217 | 0.1387
|  | RTS13 | Ruthamford North to Ruthamford South potable transfer (150 Ml/d) | Discount Rate | [9 empty] | 0.035 | 0.035 | 0.035 | 0.035 | 0.035 | 0.035 | 0.035 | 0.035 | 0.035 | 0.035 | 0.035 | 0.035 | 0.035 | 0.035 | 0.035 | 0.035 | 0.035 | 0.035 | 0.035 | 0.035 | 0.035 | 0.035 | 0.035 | 0.035 | 0.035 | 0.035 | 0.035 | 0.035 | 0.035 | 0.035 | 0.03 | 0.03 | 0.03 | 0.03 | 0.03 | 0.03 | 0.03 | 0.03 | 0.03 | 0.03 | 0.03 | 0.03 | 0.03 | 0.03 | 0.03 | 0.03 | 0.03 | 0.03 | 0.03 | 0.03 | 0.03 | 0.03 | 0.03 | 0.03 | 0.03 | 0.03 | 0.03 | 0.03 | 0.03 | 0.03 | 0.03 | 0.03 | 0.03 | 0.03 | 0.03 | 0.03 | 0.03 | 0.03 | 0.03 | 0.03 | 0.03 | 0.03 | 0.03 | 0.03 | 0.03 | 0.025 | 0.025 | 0.025 | 0.025 | 0.025
|  | RTS13 | Ruthamford North to Ruthamford South potable transfer (150 Ml/d) | Financing Cost | [9 empty] | 0.46427 | 1.7185 | 3.5835 | 4.4779 | 4.4154 | 4.353 | 4.2906 | 4.2282 | 4.1657 | 4.104 | 4.0436 | 3.9811 | 3.9186 | 3.8562 | 3.7937 | 3.7312 | 3.6696 | 3.7051 | 3.9455 | 3.8963 | 3.847 | 3.7978 | 3.7485 | 3.7001 | 3.6528 | 3.6035 | 3.5542 | 3.5049 | 3.4555 | 3.4062 | 3.3577 | 3.3104 | 3.3609 | 3.6111 | 3.5618 | 3.5125 | 3.4631 | 3.4146 | 3.3673 | 3.318 | 3.2687 | 3.2193 | 3.17 | 3.1207 | 3.0721 | 3.0249 | 2.9755 | 3.0261 | 3.2763 | 3.2269 | 3.1776 | 3.1291 | 3.118 | 3.2148 | 3.1655 | 3.1162 | 3.0668 | 3.0175 | 2.969 | 2.9217 | 2.8724 | 2.823 | 2.8736 | 3.1238 | 3.0744 | 3.0259 | 2.9786 | 2.9293 | 2.88 | 2.8306 | 2.7813 | 2.732 | 2.6834 | 2.6362 | 2.5868 | 2.5375 | 2.4882 | 2.5387 | 2.7889 | 2.7404
|  | RTS13 | Ruthamford North to Ruthamford South potable transfer (150 Ml/d) | Net Present Cost (NPC) | [9 empty] | 0.44857 | 1.6042 | 3.2321 | 4.0086 | 4.2318 | 4.3359 | 4.1402 | 3.9528 | 3.7733 | 3.602 | 3.4388 | 3.2812 | 3.1303 | 2.9858 | 2.8476 | 2.7152 | 2.589 | 2.5206 | 2.5605 | 2.4491 | 2.3424 | 2.2401 | 2.142 | 2.0483 | 1.9591 | 1.8727 | 1.7899 | 1.7105 | 1.6345 | 1.5616 | 1.7338 | 1.6649 | 1.6355 | 1.6794 | 1.613 | 1.549 | 1.4874 | 1.4282 | 1.3717 | 1.3166 | 1.2636 | 1.2126 | 1.1634 | 1.1161 | 1.0707 | 1.0274 | 0.98519 | 0.96872 | 0.9993 | 0.95894 | 0.92008 | 0.88285 | 0.85483 | 0.84955 | 0.8151 | 0.78193 | 0.75001 | 0.71928 | 0.68984 | 0.66173 | 0.63432 | 0.60796 | 0.5981 | 0.61841 | 0.59318 | 0.569 | 0.5459 | 0.52339 | 0.50173 | 0.48089 | 0.46083 | 0.44154 | 0.42307 | 0.40544 | 0.38826 | 0.53808 | 0.51759 | 0.51232 | 0.5354 | 0.51561
|  | RTS13 | Ruthamford North to Ruthamford South potable transfer (150 Ml/d) | Opex | [9 empty] | 0 | 0 | 0 | 0.12212 | 0.61059 | 0.97695 | 0.97695 | 0.97695 | 0.97695 | 0.97695 | 0.97695 | 0.97695 | 0.97695 | 0.97695 | 0.97695 | 0.97695 | 0.97695 | 0.97695 | 0.97695 | 0.97695 | 0.97695 | 0.97695 | 0.97695 | 0.97695 | 0.97695 | 0.97695 | 0.97695 | 0.97695 | 0.97695 | 0.97695 | 0.97695 | 0.97695 | 0.97695 | 0.97695 | 0.97695 | 0.97695 | 0.97695 | 0.97695 | 0.97695 | 0.97695 | 0.97695 | 0.97695 | 0.97695 | 0.97695 | 0.97695 | 0.97695 | 0.97695 | 0.97695 | 0.97695 | 0.97695 | 0.97695 | 0.97695 | 0.97695 | 0.97695 | 0.97695 | 0.97695 | 0.97695 | 0.97695 | 0.97695 | 0.97695 | 0.97695 | 0.97695 | 0.97695 | 0.97695 | 0.97695 | 0.97695 | 0.97695 | 0.97695 | 0.97695 | 0.97695 | 0.97695 | 0.97695 | 0.97695 | 0.97695 | 0.97695 | 0.97695 | 0.97695 | 0.97695 | 0.97695 | 0.97695
|  | RTS13 | Ruthamford North to Ruthamford South potable transfer (150 Ml/d) | Total NPC |  |  | Total | 2019-20: 125.7305
|  | RTS14 | Cambridge Water to Ruthamford South potable transfer (20 Ml/d) | Capex |  |  |  | 0 | 0 | 0 | 0 | 0 | 0 | 8.7988 | 23.7697 | 35.3457 | 17.5405 | 0 | 0 | 0 | 0 | 0 | 0.0095048 | 0.02458 | 0 | 0 | 0 | 0 | 0 | 0.0095048 | 0.74428 | 2.0834 | 0 | 0 | 0 | 0 | 0.0095048 | 0.02458 | 0 | 0 | 0 | 0 | 0 | 0.0095048 | 0.02458 | 0.72846 | 2.0834 | 0 | 0 | 0 | 0.0095048 | 0.02458 | 0 | 0 | 0 | 0 | 0 | 0.0095048 | 0.02458 | 0 | 0.72846 | 2.0834 | 0 | 0 | 0.0095048 | 0.36564 | 1.3642 | 0 | 0 | 0 | 0 | 0.0095048 | 0.02458 | 0 | 0 | 0.72846 | 2.0834 | 0 | 0.0095048 | 0.02458 | 0 | 0 | 0 | 0 | 0 | 0.0095048 | 0.02458 | 0 | 0 | 0 | 0.72846 | 2.0834 | 0.0095048
|  | RTS14 | Cambridge Water to Ruthamford South potable transfer (20 Ml/d) | Capex | Optimism Bias |  |  | 0 | 0 | 0 | 0 | 0 | 0 | 1.619 | 4.3736 | 6.5036 | 3.2275 | 0 | 0 | 0 | 0 | 0 | 0.0017489 | 0.0045228 | 0 | 0 | 0 | 0 | 0 | 0.0017489 | 0.13695 | 0.38334 | 0 | 0 | 0 | 0 | 0.0017489 | 0.0045228 | 0 | 0 | 0 | 0 | 0 | 0.0017489 | 0.0045228 | 0.13404 | 0.38334 | 0 | 0 | 0 | 0.0017489 | 0.0045228 | 0 | 0 | 0 | 0 | 0 | 0.0017489 | 0.0045228 | 0 | 0.13404 | 0.38334 | 0 | 0 | 0.0017489 | 0.067278 | 0.25102 | 0 | 0 | 0 | 0 | 0.0017489 | 0.0045228 | 0 | 0 | 0.13404 | 0.38334 | 0 | 0.0017489 | 0.0045228 | 0 | 0 | 0 | 0 | 0 | 0.0017489 | 0.0045228 | 0 | 0 | 0 | 0.13404 | 0.38334 | 0.0017489
|  | RTS14 | Cambridge Water to Ruthamford South potable transfer (20 Ml/d) | Discount Factor | [9 empty] | 0.96618 | 0.93351 | 0.90194 | 0.87144 | 0.84197 | 0.8135 | 0.78599 | 0.75941 | 0.73373 | 0.70892 | 0.68495 | 0.66178 | 0.6394 | 0.61778 | 0.59689 | 0.57671 | 0.5572 | 0.53836 | 0.52016 | 0.50257 | 0.48557 | 0.46915 | 0.45329 | 0.43796 | 0.42315 | 0.40884 | 0.39501 | 0.38165 | 0.36875 | 0.35628 | 0.39999 | 0.38834 | 0.37703 | 0.36604 | 0.35538 | 0.34503 | 0.33498 | 0.32523 | 0.31575 | 0.30656 | 0.29763 | 0.28896 | 0.28054 | 0.27237 | 0.26444 | 0.25674 | 0.24926 | 0.242 | 0.23495 | 0.22811 | 0.22146 | 0.21501 | 0.20875 | 0.20267 | 0.19677 | 0.19104 | 0.18547 | 0.18007 | 0.17483 | 0.16973 | 0.16479 | 0.15999 | 0.15533 | 0.15081 | 0.14641 | 0.14215 | 0.13801 | 0.13399 | 0.13009 | 0.1263 | 0.12262 | 0.11905 | 0.11558 | 0.11221 | 0.10895 | 0.1531 | 0.14937 | 0.14573 | 0.14217 | 0.1387
|  | RTS14 | Cambridge Water to Ruthamford South potable transfer (20 Ml/d) | Discount Rate | [9 empty] | 0.035 | 0.035 | 0.035 | 0.035 | 0.035 | 0.035 | 0.035 | 0.035 | 0.035 | 0.035 | 0.035 | 0.035 | 0.035 | 0.035 | 0.035 | 0.035 | 0.035 | 0.035 | 0.035 | 0.035 | 0.035 | 0.035 | 0.035 | 0.035 | 0.035 | 0.035 | 0.035 | 0.035 | 0.035 | 0.035 | 0.03 | 0.03 | 0.03 | 0.03 | 0.03 | 0.03 | 0.03 | 0.03 | 0.03 | 0.03 | 0.03 | 0.03 | 0.03 | 0.03 | 0.03 | 0.03 | 0.03 | 0.03 | 0.03 | 0.03 | 0.03 | 0.03 | 0.03 | 0.03 | 0.03 | 0.03 | 0.03 | 0.03 | 0.03 | 0.03 | 0.03 | 0.03 | 0.03 | 0.03 | 0.03 | 0.03 | 0.03 | 0.03 | 0.03 | 0.03 | 0.03 | 0.03 | 0.03 | 0.03 | 0.03 | 0.025 | 0.025 | 0.025 | 0.025 | 0.025
|  | RTS14 | Cambridge Water to Ruthamford South potable transfer (20 Ml/d) | Financing Cost | [9 empty] | 0.33337 | 1.234 | 2.5731 | 3.2238 | 3.1958 | 3.1679 | 3.14 | 3.1121 | 3.0842 | 3.0566 | 3.0296 | 3.0017 | 2.9737 | 2.9458 | 2.9178 | 2.8899 | 2.8623 | 2.8617 | 2.914 | 2.8905 | 2.8669 | 2.8434 | 2.8199 | 2.7967 | 2.7741 | 2.7505 | 2.7269 | 2.7033 | 2.6798 | 2.6562 | 2.633 | 2.6103 | 2.6143 | 2.6697 | 2.6461 | 2.6225 | 2.599 | 2.5757 | 2.5531 | 2.5295 | 2.5059 | 2.4823 | 2.4588 | 2.4352 | 2.412 | 2.3893 | 2.3657 | 2.3698 | 2.4251 | 2.4015 | 2.378 | 2.3547 | 2.3449 | 2.3729 | 2.3493 | 2.3257 | 2.3021 | 2.2785 | 2.2553 | 2.2327 | 2.2091 | 2.1855 | 2.1895 | 2.2449 | 2.2213 | 2.1981 | 2.1754 | 2.1519 | 2.1283 | 2.1047 | 2.0811 | 2.0576 | 2.0343 | 2.0117 | 1.9881 | 1.9645 | 1.9409 | 1.945 | 2.0003 | 1.9771
|  | RTS14 | Cambridge Water to Ruthamford South potable transfer (20 Ml/d) | Net Present Cost (NPC) | [9 empty] | 0.32209 | 1.1519 | 2.3208 | 2.8355 | 2.8172 | 2.7725 | 2.6568 | 2.5458 | 2.4392 | 2.3371 | 2.2396 | 2.1454 | 2.055 | 1.9682 | 1.885 | 1.8051 | 1.7287 | 1.6699 | 1.6407 | 1.5733 | 1.5087 | 1.4467 | 1.3871 | 1.33 | 1.2755 | 1.2227 | 1.172 | 1.1234 | 1.0767 | 1.0319 | 1.1492 | 1.1069 | 1.0762 | 1.0651 | 1.0257 | 0.98772 | 0.95105 | 0.9158 | 0.88198 | 0.84906 | 0.81731 | 0.78669 | 0.75717 | 0.72869 | 0.70133 | 0.67508 | 0.64954 | 0.6316 | 0.62621 | 0.60259 | 0.57982 | 0.55794 | 0.53963 | 0.52958 | 0.50952 | 0.49017 | 0.47152 | 0.45354 | 0.43627 | 0.41972 | 0.40361 | 0.38808 | 0.37741 | 0.37476 | 0.36039 | 0.3466 | 0.33337 | 0.32051 | 0.3081 | 0.29615 | 0.28463 | 0.27354 | 0.26289 | 0.25269 | 0.24276 | 0.33755 | 0.32579 | 0.31843 | 0.31853 | 0.30754
|  | RTS14 | Cambridge Water to Ruthamford South potable transfer (20 Ml/d) | Opex | [9 empty] | 0 | 0 | 0 | 0.03002 | 0.1501 | 0.24016 | 0.24016 | 0.24016 | 0.24016 | 0.24016 | 0.24016 | 0.24016 | 0.24016 | 0.24016 | 0.24016 | 0.24016 | 0.24016 | 0.24016 | 0.24016 | 0.24016 | 0.24016 | 0.24016 | 0.24016 | 0.24016 | 0.24016 | 0.24016 | 0.24016 | 0.24016 | 0.24016 | 0.24016 | 0.24016 | 0.24016 | 0.24016 | 0.24016 | 0.24016 | 0.24016 | 0.24016 | 0.24016 | 0.24016 | 0.24016 | 0.24016 | 0.24016 | 0.24016 | 0.24016 | 0.24016 | 0.24016 | 0.24016 | 0.24016 | 0.24016 | 0.24016 | 0.24016 | 0.24016 | 0.24016 | 0.24016 | 0.24016 | 0.24016 | 0.24016 | 0.24016 | 0.24016 | 0.24016 | 0.24016 | 0.24016 | 0.24016 | 0.24016 | 0.24016 | 0.24016 | 0.24016 | 0.24016 | 0.24016 | 0.24016 | 0.24016 | 0.24016 | 0.24016 | 0.24016 | 0.24016 | 0.24016 | 0.24016 | 0.24016 | 0.24016 | 0.24016
|  | RTS14 | Cambridge Water to Ruthamford South potable transfer (20 Ml/d) | Total NPC |  |  | Total | 2019-20: 81.8905
|  | RTS15 | Cambridge Water to Ruthamford South potable transfer (50 Ml/d) | Capex |  |  |  | 0 | 0 | 0 | 0 | 0 | 0 | 15.3954 | 41.5905 | 61.8453 | 30.6911 | 0 | 0 | 0 | 0 | 0 | 0.010159 | 0.026307 | 0 | 0 | 0 | 0 | 0 | 0.010159 | 0.95956 | 2.7467 | 0 | 0 | 0 | 0 | 0.010159 | 0.026307 | 0 | 0 | 0 | 0 | 0 | 0.010159 | 0.026307 | 0.94273 | 2.7467 | 0 | 0 | 0 | 0.010159 | 0.026307 | 0 | 0 | 0 | 0 | 0 | 0.010159 | 0.026307 | 0 | 0.94273 | 2.7467 | 0 | 0 | 0.010159 | 0.45843 | 1.7285 | 0 | 0 | 0 | 0 | 0.010159 | 0.026307 | 0 | 0 | 0.94273 | 2.7467 | 0 | 0.010159 | 0.026307 | 0 | 0 | 0 | 0 | 0 | 0.010159 | 0.026307 | 0 | 0 | 0 | 0.94273 | 2.7467 | 0.010159
|  | RTS15 | Cambridge Water to Ruthamford South potable transfer (50 Ml/d) | Capex | Optimism Bias |  |  | 0 | 0 | 0 | 0 | 0 | 0 | 2.8328 | 7.6527 | 11.3795 | 5.6472 | 0 | 0 | 0 | 0 | 0 | 0.0018692 | 0.0048405 | 0 | 0 | 0 | 0 | 0 | 0.0018692 | 0.17656 | 0.50539 | 0 | 0 | 0 | 0 | 0.0018692 | 0.0048405 | 0 | 0 | 0 | 0 | 0 | 0.0018692 | 0.0048405 | 0.17346 | 0.50539 | 0 | 0 | 0 | 0.0018692 | 0.0048405 | 0 | 0 | 0 | 0 | 0 | 0.0018692 | 0.0048405 | 0 | 0.17346 | 0.50539 | 0 | 0 | 0.0018692 | 0.084352 | 0.31804 | 0 | 0 | 0 | 0 | 0.0018692 | 0.0048405 | 0 | 0 | 0.17346 | 0.50539 | 0 | 0.0018692 | 0.0048405 | 0 | 0 | 0 | 0 | 0 | 0.0018692 | 0.0048405 | 0 | 0 | 0 | 0.17346 | 0.50539 | 0.0018692
|  | RTS15 | Cambridge Water to Ruthamford South potable transfer (50 Ml/d) | Discount Factor | [9 empty] | 0.96618 | 0.93351 | 0.90194 | 0.87144 | 0.84197 | 0.8135 | 0.78599 | 0.75941 | 0.73373 | 0.70892 | 0.68495 | 0.66178 | 0.6394 | 0.61778 | 0.59689 | 0.57671 | 0.5572 | 0.53836 | 0.52016 | 0.50257 | 0.48557 | 0.46915 | 0.45329 | 0.43796 | 0.42315 | 0.40884 | 0.39501 | 0.38165 | 0.36875 | 0.35628 | 0.39999 | 0.38834 | 0.37703 | 0.36604 | 0.35538 | 0.34503 | 0.33498 | 0.32523 | 0.31575 | 0.30656 | 0.29763 | 0.28896 | 0.28054 | 0.27237 | 0.26444 | 0.25674 | 0.24926 | 0.242 | 0.23495 | 0.22811 | 0.22146 | 0.21501 | 0.20875 | 0.20267 | 0.19677 | 0.19104 | 0.18547 | 0.18007 | 0.17483 | 0.16973 | 0.16479 | 0.15999 | 0.15533 | 0.15081 | 0.14641 | 0.14215 | 0.13801 | 0.13399 | 0.13009 | 0.1263 | 0.12262 | 0.11905 | 0.11558 | 0.11221 | 0.10895 | 0.1531 | 0.14937 | 0.14573 | 0.14217 | 0.1387
|  | RTS15 | Cambridge Water to Ruthamford South potable transfer (50 Ml/d) | Discount Rate | [9 empty] | 0.035 | 0.035 | 0.035 | 0.035 | 0.035 | 0.035 | 0.035 | 0.035 | 0.035 | 0.035 | 0.035 | 0.035 | 0.035 | 0.035 | 0.035 | 0.035 | 0.035 | 0.035 | 0.035 | 0.035 | 0.035 | 0.035 | 0.035 | 0.035 | 0.035 | 0.035 | 0.035 | 0.035 | 0.035 | 0.035 | 0.03 | 0.03 | 0.03 | 0.03 | 0.03 | 0.03 | 0.03 | 0.03 | 0.03 | 0.03 | 0.03 | 0.03 | 0.03 | 0.03 | 0.03 | 0.03 | 0.03 | 0.03 | 0.03 | 0.03 | 0.03 | 0.03 | 0.03 | 0.03 | 0.03 | 0.03 | 0.03 | 0.03 | 0.03 | 0.03 | 0.03 | 0.03 | 0.03 | 0.03 | 0.03 | 0.03 | 0.03 | 0.03 | 0.03 | 0.03 | 0.03 | 0.03 | 0.03 | 0.03 | 0.03 | 0.025 | 0.025 | 0.025 | 0.025 | 0.025
|  | RTS15 | Cambridge Water to Ruthamford South potable transfer (50 Ml/d) | Financing Cost | [9 empty] | 0.5833 | 2.1591 | 4.5023 | 5.6433 | 5.5996 | 5.5559 | 5.5122 | 5.4685 | 5.4248 | 5.3814 | 5.3387 | 5.295 | 5.2513 | 5.2075 | 5.1638 | 5.1201 | 5.0768 | 5.0682 | 5.1303 | 5.0925 | 5.0546 | 5.0167 | 4.9788 | 4.9413 | 4.9044 | 4.8665 | 4.8285 | 4.7906 | 4.7527 | 4.7148 | 4.6772 | 4.6403 | 4.6381 | 4.7042 | 4.6663 | 4.6283 | 4.5904 | 4.5529 | 4.5159 | 4.478 | 4.4401 | 4.4021 | 4.3642 | 4.3263 | 4.2887 | 4.2518 | 4.2139 | 4.2117 | 4.2778 | 4.2399 | 4.2019 | 4.1644 | 4.1437 | 4.1711 | 4.1331 | 4.0952 | 4.0573 | 4.0193 | 3.9818 | 3.9449 | 3.9069 | 3.869 | 3.8668 | 3.9329 | 3.895 | 3.8574 | 3.8205 | 3.7826 | 3.7446 | 3.7067 | 3.6688 | 3.6309 | 3.5933 | 3.5564 | 3.5184 | 3.4805 | 3.4426 | 3.4404 | 3.5065 | 3.469
|  | RTS15 | Cambridge Water to Ruthamford South potable transfer (50 Ml/d) | Net Present Cost (NPC) | [9 empty] | 0.56358 | 2.0155 | 4.0608 | 4.9552 | 4.8955 | 4.7993 | 4.6026 | 4.4138 | 4.2325 | 4.0586 | 3.8921 | 3.7316 | 3.5774 | 3.4294 | 3.2874 | 3.151 | 3.0203 | 2.9136 | 2.8473 | 2.732 | 2.6212 | 2.5148 | 2.4126 | 2.3146 | 2.2207 | 2.1301 | 2.0431 | 1.9595 | 1.8793 | 1.8022 | 2.0083 | 1.9354 | 1.8782 | 1.8477 | 1.7804 | 1.7155 | 1.6528 | 1.5925 | 1.5344 | 1.4781 | 1.4238 | 1.3713 | 1.3208 | 1.272 | 1.225 | 1.1798 | 1.136 | 1.1024 | 1.0858 | 1.0455 | 1.0067 | 0.96929 | 0.93673 | 0.915 | 0.88089 | 0.84798 | 0.81625 | 0.78564 | 0.7562 | 0.7279 | 0.70045 | 0.67398 | 0.65401 | 0.64493 | 0.62059 | 0.59718 | 0.57469 | 0.55287 | 0.53183 | 0.51155 | 0.492 | 0.47316 | 0.45504 | 0.43764 | 0.42076 | 0.5855 | 0.56555 | 0.55143 | 0.54739 | 0.52883
|  | RTS15 | Cambridge Water to Ruthamford South potable transfer (50 Ml/d) | Opex | [9 empty] | 0 | 0 | 0 | 0.042958 | 0.21479 | 0.34366 | 0.34366 | 0.34366 | 0.34366 | 0.34366 | 0.34366 | 0.34366 | 0.34366 | 0.34366 | 0.34366 | 0.34366 | 0.34366 | 0.34366 | 0.34366 | 0.34366 | 0.34366 | 0.34366 | 0.34366 | 0.34366 | 0.34366 | 0.34366 | 0.34366 | 0.34366 | 0.34366 | 0.34366 | 0.34366 | 0.34366 | 0.34366 | 0.34366 | 0.34366 | 0.34366 | 0.34366 | 0.34366 | 0.34366 | 0.34366 | 0.34366 | 0.34366 | 0.34366 | 0.34366 | 0.34366 | 0.34366 | 0.34366 | 0.34366 | 0.34366 | 0.34366 | 0.34366 | 0.34366 | 0.34366 | 0.34366 | 0.34366 | 0.34366 | 0.34366 | 0.34366 | 0.34366 | 0.34366 | 0.34366 | 0.34366 | 0.34366 | 0.34366 | 0.34366 | 0.34366 | 0.34366 | 0.34366 | 0.34366 | 0.34366 | 0.34366 | 0.34366 | 0.34366 | 0.34366 | 0.34366 | 0.34366 | 0.34366 | 0.34366 | 0.34366 | 0.34366
|  | RTS15 | Cambridge Water to Ruthamford South potable transfer (50 Ml/d) | Total NPC |  |  | Total | 2019-20: 142.4254
|  | RTS21 | Ruthamford South surface water enhancement | Capex |  |  |  | 0 | 0 | 0 | 0 | 0 | 0 | 0.86468 | 2.0176 | 5.7645 | 11.5291 | 8.6468 | 0 | 0 | 0 | 0 | 0 | 0 | 0.87662 | 0 | 0 | 0 | 0 | 0 | 0 | 0.87662 | 7.5366 | 0 | 0 | 0 | 0 | 0.14025 | 0.87662 | 0 | 0 | 0 | 0 | 0 | 0 | 0.87662 | 0 | 7.557 | 0 | 0 | 0 | 0 | 0.87662 | 0 | 0 | 0 | 0 | 0.14025 | 0 | 0.87662 | 0 | 0 | 7.557 | 0 | 0 | 2.8878 | 12.4279 | 0 | 0 | 0 | 0 | 0 | 0 | 0.87662 | 0 | 0 | 0 | 7.6973 | 0 | 0 | 0.87662 | 0 | 0 | 0 | 0 | 0 | 0 | 0.87662 | 0 | 0 | 0 | 0 | 7.557
|  | RTS21 | Ruthamford South surface water enhancement | Capex | Optimism Bias |  |  | 0 | 0 | 0 | 0 | 0 | 0 | 0.17553 | 0.40957 | 1.1702 | 2.3404 | 1.7553 | 0 | 0 | 0 | 0 | 0 | 0 | 0.17795 | 0 | 0 | 0 | 0 | 0 | 0 | 0.17795 | 1.5299 | 0 | 0 | 0 | 0 | 0.028471 | 0.17795 | 0 | 0 | 0 | 0 | 0 | 0 | 0.17795 | 0 | 1.5341 | 0 | 0 | 0 | 0 | 0.17795 | 0 | 0 | 0 | 0 | 0.028471 | 0 | 0.17795 | 0 | 0 | 1.5341 | 0 | 0 | 0.58623 | 2.5229 | 0 | 0 | 0 | 0 | 0 | 0 | 0.17795 | 0 | 0 | 0 | 1.5625 | 0 | 0 | 0.17795 | 0 | 0 | 0 | 0 | 0 | 0 | 0.17795 | 0 | 0 | 0 | 0 | 1.5341
|  | RTS21 | Ruthamford South surface water enhancement | Discount Factor | [9 empty] | 0.96618 | 0.93351 | 0.90194 | 0.87144 | 0.84197 | 0.8135 | 0.78599 | 0.75941 | 0.73373 | 0.70892 | 0.68495 | 0.66178 | 0.6394 | 0.61778 | 0.59689 | 0.57671 | 0.5572 | 0.53836 | 0.52016 | 0.50257 | 0.48557 | 0.46915 | 0.45329 | 0.43796 | 0.42315 | 0.40884 | 0.39501 | 0.38165 | 0.36875 | 0.35628 | 0.39999 | 0.38834 | 0.37703 | 0.36604 | 0.35538 | 0.34503 | 0.33498 | 0.32523 | 0.31575 | 0.30656 | 0.29763 | 0.28896 | 0.28054 | 0.27237 | 0.26444 | 0.25674 | 0.24926 | 0.242 | 0.23495 | 0.22811 | 0.22146 | 0.21501 | 0.20875 | 0.20267 | 0.19677 | 0.19104 | 0.18547 | 0.18007 | 0.17483 | 0.16973 | 0.16479 | 0.15999 | 0.15533 | 0.15081 | 0.14641 | 0.14215 | 0.13801 | 0.13399 | 0.13009 | 0.1263 | 0.12262 | 0.11905 | 0.11558 | 0.11221 | 0.10895 | 0.1531 | 0.14937 | 0.14573 | 0.14217 | 0.1387
|  | RTS21 | Ruthamford South surface water enhancement | Discount Rate | [9 empty] | 0.035 | 0.035 | 0.035 | 0.035 | 0.035 | 0.035 | 0.035 | 0.035 | 0.035 | 0.035 | 0.035 | 0.035 | 0.035 | 0.035 | 0.035 | 0.035 | 0.035 | 0.035 | 0.035 | 0.035 | 0.035 | 0.035 | 0.035 | 0.035 | 0.035 | 0.035 | 0.035 | 0.035 | 0.035 | 0.035 | 0.03 | 0.03 | 0.03 | 0.03 | 0.03 | 0.03 | 0.03 | 0.03 | 0.03 | 0.03 | 0.03 | 0.03 | 0.03 | 0.03 | 0.03 | 0.03 | 0.03 | 0.03 | 0.03 | 0.03 | 0.03 | 0.03 | 0.03 | 0.03 | 0.03 | 0.03 | 0.03 | 0.03 | 0.03 | 0.03 | 0.03 | 0.03 | 0.03 | 0.03 | 0.03 | 0.03 | 0.03 | 0.03 | 0.03 | 0.03 | 0.03 | 0.03 | 0.03 | 0.03 | 0.03 | 0.025 | 0.025 | 0.025 | 0.025 | 0.025
|  | RTS21 | Ruthamford South surface water enhancement | Financing Cost | [9 empty] | 0.032999 | 0.11 | 0.32999 | 0.75221 | 1.0391 | 0.98831 | 0.93756 | 0.88681 | 0.83606 | 0.78531 | 0.73686 | 0.72303 | 0.67403 | 0.62503 | 0.57602 | 0.52702 | 0.47801 | 0.42901 | 0.42518 | 0.68437 | 0.64866 | 0.61294 | 0.57723 | 0.54167 | 0.51159 | 0.50979 | 0.47424 | 0.43869 | 0.40314 | 0.36759 | 0.33204 | 0.29649 | 0.29469 | 0.25914 | 0.51448 | 0.47887 | 0.44327 | 0.40767 | 0.37207 | 0.37021 | 0.33461 | 0.29901 | 0.2634 | 0.2278 | 0.1976 | 0.162 | 0.16014 | 0.12454 | 0.088937 | 0.34425 | 0.30865 | 0.27305 | 0.3475 | 0.78755 | 0.75028 | 0.71467 | 0.67907 | 0.64347 | 0.60787 | 0.57226 | 0.57041 | 0.53481 | 0.4992 | 0.4636 | 0.72431 | 0.68871 | 0.65311 | 0.65125 | 0.61565 | 0.58005 | 0.54445 | 0.50885 | 0.47324 | 0.43764 | 0.43579 | 0.40018 | 0.36458 | 0.32898 | 0.29338 | 0.54869
|  | RTS21 | Ruthamford South surface water enhancement | Net Present Cost (NPC) | [9 empty] | 0.031883 | 0.10268 | 0.29763 | 0.6555 | 0.87486 | 0.96133 | 1.0409 | 0.96721 | 0.89726 | 0.83094 | 0.76966 | 0.73448 | 0.67831 | 0.6251 | 0.57471 | 0.52701 | 0.48189 | 0.43921 | 0.42236 | 0.53834 | 0.50279 | 0.46904 | 0.43699 | 0.40664 | 0.38016 | 0.36656 | 0.34013 | 0.31506 | 0.29129 | 0.26878 | 0.28753 | 0.26535 | 0.25694 | 0.23645 | 0.3203 | 0.29869 | 0.27806 | 0.25839 | 0.23962 | 0.23207 | 0.21472 | 0.19817 | 0.18241 | 0.1674 | 0.15454 | 0.1409 | 0.13633 | 0.12375 | 0.11178 | 0.16676 | 0.15402 | 0.14188 | 0.15329 | 0.23801 | 0.22374 | 0.21042 | 0.19769 | 0.18552 | 0.1739 | 0.16279 | 0.15774 | 0.14745 | 0.13763 | 0.12825 | 0.16268 | 0.15288 | 0.14352 | 0.13909 | 0.13041 | 0.12211 | 0.11419 | 0.10663 | 0.099406 | 0.092515 | 0.089618 | 0.12049 | 0.11224 | 0.10431 | 0.096704 | 0.12976
|  | RTS21 | Ruthamford South surface water enhancement | Opex | [9 empty] | 0 | 0 | 0 | 0 | 0 | 0.19341 | 0.38682 | 0.38682 | 0.38682 | 0.38682 | 0.38682 | 0.38682 | 0.38682 | 0.38682 | 0.38682 | 0.38682 | 0.38682 | 0.38682 | 0.38682 | 0.38682 | 0.38682 | 0.38682 | 0.38682 | 0.38682 | 0.38682 | 0.38682 | 0.38682 | 0.38682 | 0.38682 | 0.38682 | 0.38682 | 0.38682 | 0.38682 | 0.38682 | 0.38682 | 0.38682 | 0.38682 | 0.38682 | 0.38682 | 0.38682 | 0.38682 | 0.38682 | 0.38682 | 0.38682 | 0.38682 | 0.38682 | 0.38682 | 0.38682 | 0.38682 | 0.38682 | 0.38682 | 0.38682 | 0.38682 | 0.38682 | 0.38682 | 0.38682 | 0.38682 | 0.38682 | 0.38682 | 0.38682 | 0.38682 | 0.38682 | 0.38682 | 0.38682 | 0.38682 | 0.38682 | 0.38682 | 0.38682 | 0.38682 | 0.38682 | 0.38682 | 0.38682 | 0.38682 | 0.38682 | 0.38682 | 0.38682 | 0.38682 | 0.38682 | 0.38682 | 0.38682
|  | RTS21 | Ruthamford South surface water enhancement | Total NPC |  |  | Total | 2019-20: 24.8278
|  | RTS22 | Ruthamford South Surface water expansion | Capex |  |  |  | 0 | 0 | 0 | 0 | 0 | 0 | 3.8852 | 10.6958 | 17.2692 | 9.9226 | 0 | 0 | 0 | 0 | 0 | 0.27946 | 1.3669 | 0 | 0 | 0 | 0 | 0 | 0.27946 | 3.6794 | 11.4845 | 0 | 0 | 0 | 0.026153 | 0.40364 | 1.3669 | 0 | 0 | 0 | 0 | 0 | 0.27946 | 1.3669 | 2.3479 | 11.5015 | 0 | 0 | 0 | 0.27946 | 1.3669 | 0 | 0 | 0 | 0.023964 | 0.11533 | 0.27946 | 1.3669 | 0 | 2.3479 | 11.5015 | 0 | 0 | 0.27946 | 5.6167 | 16.9992 | 0 | 0 | 0 | 0 | 0.27946 | 1.3669 | 0 | 0 | 2.3719 | 11.6169 | 0 | 0.27946 | 1.3669 | 0 | 0 | 0 | 0 | 0 | 0.27946 | 1.3669 | 0 | 0 | 0 | 2.3479 | 11.5015 | 0.27946
|  | RTS22 | Ruthamford South Surface water expansion | Capex | Optimism Bias |  |  | 0 | 0 | 0 | 0 | 0 | 0 | 0.78871 | 2.1712 | 3.5056 | 2.0143 | 0 | 0 | 0 | 0 | 0 | 0.056731 | 0.27747 | 0 | 0 | 0 | 0 | 0 | 0.056731 | 0.74692 | 2.3314 | 0 | 0 | 0 | 0.0053091 | 0.081939 | 0.27747 | 0 | 0 | 0 | 0 | 0 | 0.056731 | 0.27747 | 0.47663 | 2.3348 | 0 | 0 | 0 | 0.056731 | 0.27747 | 0 | 0 | 0 | 0.0048648 | 0.023412 | 0.056731 | 0.27747 | 0 | 0.47663 | 2.3348 | 0 | 0 | 0.056731 | 1.1402 | 3.4508 | 0 | 0 | 0 | 0 | 0.056731 | 0.27747 | 0 | 0 | 0.4815 | 2.3582 | 0 | 0.056731 | 0.27747 | 0 | 0 | 0 | 0 | 0 | 0.056731 | 0.27747 | 0 | 0 | 0 | 0.47663 | 2.3348 | 0.056731
|  | RTS22 | Ruthamford South Surface water expansion | Discount Factor | [9 empty] | 0.96618 | 0.93351 | 0.90194 | 0.87144 | 0.84197 | 0.8135 | 0.78599 | 0.75941 | 0.73373 | 0.70892 | 0.68495 | 0.66178 | 0.6394 | 0.61778 | 0.59689 | 0.57671 | 0.5572 | 0.53836 | 0.52016 | 0.50257 | 0.48557 | 0.46915 | 0.45329 | 0.43796 | 0.42315 | 0.40884 | 0.39501 | 0.38165 | 0.36875 | 0.35628 | 0.39999 | 0.38834 | 0.37703 | 0.36604 | 0.35538 | 0.34503 | 0.33498 | 0.32523 | 0.31575 | 0.30656 | 0.29763 | 0.28896 | 0.28054 | 0.27237 | 0.26444 | 0.25674 | 0.24926 | 0.242 | 0.23495 | 0.22811 | 0.22146 | 0.21501 | 0.20875 | 0.20267 | 0.19677 | 0.19104 | 0.18547 | 0.18007 | 0.17483 | 0.16973 | 0.16479 | 0.15999 | 0.15533 | 0.15081 | 0.14641 | 0.14215 | 0.13801 | 0.13399 | 0.13009 | 0.1263 | 0.12262 | 0.11905 | 0.11558 | 0.11221 | 0.10895 | 0.1531 | 0.14937 | 0.14573 | 0.14217 | 0.1387
|  | RTS22 | Ruthamford South Surface water expansion | Discount Rate | [9 empty] | 0.035 | 0.035 | 0.035 | 0.035 | 0.035 | 0.035 | 0.035 | 0.035 | 0.035 | 0.035 | 0.035 | 0.035 | 0.035 | 0.035 | 0.035 | 0.035 | 0.035 | 0.035 | 0.035 | 0.035 | 0.035 | 0.035 | 0.035 | 0.035 | 0.035 | 0.035 | 0.035 | 0.035 | 0.035 | 0.035 | 0.03 | 0.03 | 0.03 | 0.03 | 0.03 | 0.03 | 0.03 | 0.03 | 0.03 | 0.03 | 0.03 | 0.03 | 0.03 | 0.03 | 0.03 | 0.03 | 0.03 | 0.03 | 0.03 | 0.03 | 0.03 | 0.03 | 0.03 | 0.03 | 0.03 | 0.03 | 0.03 | 0.03 | 0.03 | 0.03 | 0.03 | 0.03 | 0.03 | 0.03 | 0.03 | 0.03 | 0.03 | 0.03 | 0.03 | 0.03 | 0.03 | 0.03 | 0.03 | 0.03 | 0.03 | 0.025 | 0.025 | 0.025 | 0.025 | 0.025
|  | RTS22 | Ruthamford South Surface water expansion | Financing Cost | [9 empty] | 0.14852 | 0.5574 | 1.2176 | 1.563 | 1.4954 | 1.4277 | 1.36 | 1.2923 | 1.2247 | 1.167 | 1.1509 | 1.0828 | 1.0147 | 0.94664 | 0.87854 | 0.81044 | 0.75311 | 0.82371 | 1.1981 | 1.1366 | 1.0751 | 1.0137 | 0.95315 | 0.90719 | 0.89829 | 0.83671 | 0.77513 | 0.71355 | 0.65197 | 0.59039 | 0.53956 | 0.53059 | 0.55937 | 0.94048 | 0.8788 | 0.81713 | 0.75546 | 0.70455 | 0.69551 | 0.63387 | 0.57223 | 0.51059 | 0.44988 | 0.39268 | 0.3418 | 0.33278 | 0.27114 | 0.29988 | 0.681 | 0.61936 | 0.55772 | 0.50684 | 0.65979 | 1.2509 | 1.1893 | 1.1276 | 1.066 | 1.0044 | 0.95347 | 0.94445 | 0.88281 | 0.82117 | 0.85084 | 1.2364 | 1.1748 | 1.1239 | 1.1149 | 1.0532 | 0.99158 | 0.92994 | 0.8683 | 0.80666 | 0.75578 | 0.74676 | 0.68512 | 0.62348 | 0.56184 | 0.59059 | 0.97171 | 0.92083
|  | RTS22 | Ruthamford South Surface water expansion | Net Present Cost (NPC) | [9 empty] | 0.1435 | 0.52034 | 1.0982 | 1.3882 | 1.4357 | 1.4539 | 1.3516 | 1.2545 | 1.1624 | 1.0822 | 1.0346 | 0.95455 | 0.87873 | 0.80695 | 0.73901 | 0.67475 | 0.61998 | 0.63703 | 0.81022 | 0.75193 | 0.69665 | 0.64424 | 0.59504 | 0.55478 | 0.53225 | 0.48908 | 0.44822 | 0.40956 | 0.373 | 0.33845 | 0.35964 | 0.34568 | 0.34646 | 0.47587 | 0.44009 | 0.406 | 0.37351 | 0.34608 | 0.33314 | 0.30454 | 0.27733 | 0.25144 | 0.22708 | 0.20489 | 0.18547 | 0.17775 | 0.15721 | 0.15958 | 0.24448 | 0.2233 | 0.20315 | 0.18629 | 0.21279 | 0.3264 | 0.30476 | 0.28411 | 0.2644 | 0.2456 | 0.22955 | 0.22133 | 0.20473 | 0.18891 | 0.18801 | 0.24068 | 0.22465 | 0.21087 | 0.20348 | 0.1893 | 0.17577 | 0.16286 | 0.15056 | 0.13884 | 0.12891 | 0.12414 | 0.11381 | 0.15051 | 0.13763 | 0.13846 | 0.18927 | 0.1776
|  | RTS22 | Ruthamford South Surface water expansion | Opex | [9 empty] | 0 | 0 | 0 | 0.029963 | 0.20974 | 0.35956 | 0.35956 | 0.35956 | 0.35956 | 0.35956 | 0.35956 | 0.35956 | 0.35956 | 0.35956 | 0.35956 | 0.35956 | 0.35956 | 0.35956 | 0.35956 | 0.35956 | 0.35956 | 0.35956 | 0.35956 | 0.35956 | 0.35956 | 0.35956 | 0.35956 | 0.35956 | 0.35956 | 0.35956 | 0.35956 | 0.35956 | 0.35956 | 0.35956 | 0.35956 | 0.35956 | 0.35956 | 0.35956 | 0.35956 | 0.35956 | 0.35956 | 0.35956 | 0.35956 | 0.35956 | 0.35956 | 0.35956 | 0.35956 | 0.35956 | 0.35956 | 0.35956 | 0.35956 | 0.35956 | 0.35956 | 0.35956 | 0.35956 | 0.35956 | 0.35956 | 0.35956 | 0.35956 | 0.35956 | 0.35956 | 0.35956 | 0.35956 | 0.35956 | 0.35956 | 0.35956 | 0.35956 | 0.35956 | 0.35956 | 0.35956 | 0.35956 | 0.35956 | 0.35956 | 0.35956 | 0.35956 | 0.35956 | 0.35956 | 0.35956 | 0.35956 | 0.35956
|  | RTS22 | Ruthamford South Surface water expansion | Total NPC |  |  | Total | 2019-20: 35.6363
|  | RTS23 | Ruthamford North to Ruthamford South potable transfer (60 Ml/d) | Capex |  |  |  | 0 | 0 | 0 | 0 | 0 | 0 | 8.0887 | 21.8514 | 32.4932 | 16.1249 | 0 | 0 | 0 | 0 | 0 | 0.011834 | 0.030738 | 0 | 0 | 0 | 0 | 0 | 0.011834 | 1.6163 | 4.7661 | 0 | 0 | 0 | 0 | 0.011834 | 0.030738 | 0 | 0 | 0 | 0 | 0 | 0.011834 | 0.030738 | 1.5968 | 4.7661 | 0 | 0 | 0 | 0.011834 | 0.030738 | 0 | 0 | 0 | 0 | 0 | 0.011834 | 0.030738 | 0 | 1.5968 | 4.7661 | 0 | 0 | 0.011834 | 0.58129 | 2.2022 | 0 | 0 | 0 | 0 | 0.011834 | 0.030738 | 0 | 0 | 1.5968 | 4.7661 | 0 | 0.011834 | 0.030738 | 0 | 0 | 0 | 0 | 0 | 0.011834 | 0.030738 | 0 | 0 | 0 | 1.5968 | 4.7661 | 0.011834
|  | RTS23 | Ruthamford North to Ruthamford South potable transfer (60 Ml/d) | Capex | Optimism Bias |  |  | 0 | 0 | 0 | 0 | 0 | 0 | 3.6841e-10 | 9.9524e-10 | 1.4799e-09 | 7.3442e-10 | 0 | 0 | 0 | 0 | 0 | 5.3898e-13 | 1.4e-12 | 0 | 0 | 0 | 0 | 0 | 5.3898e-13 | 7.3616e-11 | 2.1707e-10 | 0 | 0 | 0 | 0 | 5.3898e-13 | 1.4e-12 | 0 | 0 | 0 | 0 | 0 | 5.3898e-13 | 1.4e-12 | 7.2727e-11 | 2.1707e-10 | 0 | 0 | 0 | 5.3898e-13 | 1.4e-12 | 0 | 0 | 0 | 0 | 0 | 5.3898e-13 | 1.4e-12 | 0 | 7.2727e-11 | 2.1707e-10 | 0 | 0 | 5.3898e-13 | 2.6475e-11 | 1.003e-10 | 0 | 0 | 0 | 0 | 5.3898e-13 | 1.4e-12 | 0 | 0 | 7.2727e-11 | 2.1707e-10 | 0 | 5.3898e-13 | 1.4e-12 | 0 | 0 | 0 | 0 | 0 | 5.3898e-13 | 1.4e-12 | 0 | 0 | 0 | 7.2727e-11 | 2.1707e-10 | 5.3898e-13
|  | RTS23 | Ruthamford North to Ruthamford South potable transfer (60 Ml/d) | Discount Factor | [9 empty] | 0.96618 | 0.93351 | 0.90194 | 0.87144 | 0.84197 | 0.8135 | 0.78599 | 0.75941 | 0.73373 | 0.70892 | 0.68495 | 0.66178 | 0.6394 | 0.61778 | 0.59689 | 0.57671 | 0.5572 | 0.53836 | 0.52016 | 0.50257 | 0.48557 | 0.46915 | 0.45329 | 0.43796 | 0.42315 | 0.40884 | 0.39501 | 0.38165 | 0.36875 | 0.35628 | 0.39999 | 0.38834 | 0.37703 | 0.36604 | 0.35538 | 0.34503 | 0.33498 | 0.32523 | 0.31575 | 0.30656 | 0.29763 | 0.28896 | 0.28054 | 0.27237 | 0.26444 | 0.25674 | 0.24926 | 0.242 | 0.23495 | 0.22811 | 0.22146 | 0.21501 | 0.20875 | 0.20267 | 0.19677 | 0.19104 | 0.18547 | 0.18007 | 0.17483 | 0.16973 | 0.16479 | 0.15999 | 0.15533 | 0.15081 | 0.14641 | 0.14215 | 0.13801 | 0.13399 | 0.13009 | 0.1263 | 0.12262 | 0.11905 | 0.11558 | 0.11221 | 0.10895 | 0.1531 | 0.14937 | 0.14573 | 0.14217 | 0.1387
|  | RTS23 | Ruthamford North to Ruthamford South potable transfer (60 Ml/d) | Discount Rate | [9 empty] | 0.035 | 0.035 | 0.035 | 0.035 | 0.035 | 0.035 | 0.035 | 0.035 | 0.035 | 0.035 | 0.035 | 0.035 | 0.035 | 0.035 | 0.035 | 0.035 | 0.035 | 0.035 | 0.035 | 0.035 | 0.035 | 0.035 | 0.035 | 0.035 | 0.035 | 0.035 | 0.035 | 0.035 | 0.035 | 0.035 | 0.03 | 0.03 | 0.03 | 0.03 | 0.03 | 0.03 | 0.03 | 0.03 | 0.03 | 0.03 | 0.03 | 0.03 | 0.03 | 0.03 | 0.03 | 0.03 | 0.03 | 0.03 | 0.03 | 0.03 | 0.03 | 0.03 | 0.03 | 0.03 | 0.03 | 0.03 | 0.03 | 0.03 | 0.03 | 0.03 | 0.03 | 0.03 | 0.03 | 0.03 | 0.03 | 0.03 | 0.03 | 0.03 | 0.03 | 0.03 | 0.03 | 0.03 | 0.03 | 0.03 | 0.03 | 0.025 | 0.025 | 0.025 | 0.025 | 0.025
|  | RTS23 | Ruthamford North to Ruthamford South potable transfer (60 Ml/d) | Financing Cost | [9 empty] | 0.25884 | 0.95808 | 1.9979 | 2.4989 | 2.4691 | 2.4392 | 2.4093 | 2.3795 | 2.3496 | 2.3201 | 2.2912 | 2.2613 | 2.2314 | 2.2015 | 2.1716 | 2.1417 | 2.1122 | 2.1323 | 2.255 | 2.2287 | 2.2024 | 2.1761 | 2.1497 | 2.1238 | 2.0984 | 2.0721 | 2.0457 | 2.0193 | 1.993 | 1.9666 | 1.9406 | 1.9152 | 1.9399 | 2.0661 | 2.0397 | 2.0133 | 1.987 | 1.961 | 1.9356 | 1.9092 | 1.8829 | 1.8565 | 1.8301 | 1.8037 | 1.7777 | 1.7524 | 1.726 | 1.7507 | 1.8769 | 1.8505 | 1.8241 | 1.7981 | 1.7902 | 1.8341 | 1.8077 | 1.7814 | 1.755 | 1.7286 | 1.7026 | 1.6772 | 1.6509 | 1.6245 | 1.6492 | 1.7754 | 1.749 | 1.723 | 1.6976 | 1.6712 | 1.6449 | 1.6185 | 1.5921 | 1.5658 | 1.5398 | 1.5144 | 1.488 | 1.4616 | 1.4353 | 1.46 | 1.5861 | 1.5601
|  | RTS23 | Ruthamford North to Ruthamford South potable transfer (60 Ml/d) | Net Present Cost (NPC) | [9 empty] | 0.25008 | 0.89438 | 1.802 | 2.3338 | 2.8333 | 3.1505 | 3.0205 | 2.8957 | 2.7759 | 2.6611 | 2.5513 | 2.4452 | 2.3434 | 2.2457 | 2.1519 | 2.0619 | 1.9757 | 1.9197 | 1.9187 | 1.8405 | 1.7655 | 1.6935 | 1.6243 | 1.558 | 1.4946 | 1.4332 | 1.3744 | 1.3178 | 1.2635 | 1.2114 | 1.3496 | 1.3005 | 1.2719 | 1.281 | 1.2344 | 1.1893 | 1.1458 | 1.104 | 1.0638 | 1.0248 | 0.98707 | 0.9507 | 0.91561 | 0.88176 | 0.8492 | 0.81795 | 0.78755 | 0.7706 | 0.77779 | 0.74912 | 0.72146 | 0.69486 | 0.67296 | 0.66226 | 0.63779 | 0.61417 | 0.59139 | 0.56942 | 0.54829 | 0.52801 | 0.50829 | 0.48926 | 0.47885 | 0.48393 | 0.46597 | 0.44871 | 0.43213 | 0.41601 | 0.40047 | 0.38547 | 0.37101 | 0.35706 | 0.34366 | 0.3308 | 0.31829 | 0.44327 | 0.42852 | 0.42167 | 0.42932 | 0.41524
|  | RTS23 | Ruthamford North to Ruthamford South potable transfer (60 Ml/d) | Opex | [9 empty] | 0 | 0 | 0 | 0.1792 | 0.89599 | 1.4336 | 1.4336 | 1.4336 | 1.4336 | 1.4336 | 1.4336 | 1.4336 | 1.4336 | 1.4336 | 1.4336 | 1.4336 | 1.4336 | 1.4336 | 1.4336 | 1.4336 | 1.4336 | 1.4336 | 1.4336 | 1.4336 | 1.4336 | 1.4336 | 1.4336 | 1.4336 | 1.4336 | 1.4336 | 1.4336 | 1.4336 | 1.4336 | 1.4336 | 1.4336 | 1.4336 | 1.4336 | 1.4336 | 1.4336 | 1.4336 | 1.4336 | 1.4336 | 1.4336 | 1.4336 | 1.4336 | 1.4336 | 1.4336 | 1.4336 | 1.4336 | 1.4336 | 1.4336 | 1.4336 | 1.4336 | 1.4336 | 1.4336 | 1.4336 | 1.4336 | 1.4336 | 1.4336 | 1.4336 | 1.4336 | 1.4336 | 1.4336 | 1.4336 | 1.4336 | 1.4336 | 1.4336 | 1.4336 | 1.4336 | 1.4336 | 1.4336 | 1.4336 | 1.4336 | 1.4336 | 1.4336 | 1.4336 | 1.4336 | 1.4336 | 1.4336 | 1.4336
|  | RTS23 | Ruthamford North to Ruthamford South potable transfer (60 Ml/d) | Total NPC |  |  | Total | 2019-20: 93.8684
|  | RTS24 | Ruthamford North to Ruthamford South potable transfer (75 Ml/d) | Capex |  |  |  | 0 | 0 | 0 | 0 | 0 | 0 | 8.1975 | 22.1455 | 32.9304 | 16.3419 | 0 | 0 | 0 | 0 | 0 | 0.012487 | 0.032471 | 0 | 0 | 0 | 0 | 0 | 0.012487 | 1.7711 | 5.2474 | 0 | 0 | 0 | 0 | 0.012487 | 0.032471 | 0 | 0 | 0 | 0 | 0 | 0.012487 | 0.032471 | 1.7491 | 5.2474 | 0 | 0 | 0 | 0.012487 | 0.032471 | 0 | 0 | 0 | 0 | 0 | 0.012487 | 0.032471 | 0 | 1.7491 | 5.2474 | 0 | 0 | 0.012487 | 0.63206 | 2.3984 | 0 | 0 | 0 | 0 | 0.012487 | 0.032471 | 0 | 0 | 1.7491 | 5.2474 | 0 | 0.012487 | 0.032471 | 0 | 0 | 0 | 0 | 0 | 0.012487 | 0.032471 | 0 | 0 | 0 | 1.7491 | 5.2474 | 0.012487
|  | RTS24 | Ruthamford North to Ruthamford South potable transfer (75 Ml/d) | Capex | Optimism Bias |  |  | 0 | 0 | 0 | 0 | 0 | 0 | -1.597e-10 | -4.3142e-10 | -6.4153e-10 | -3.1836e-10 | 0 | 0 | 0 | 0 | 0 | -2.4327e-13 | -6.3257e-13 | 0 | 0 | 0 | 0 | 0 | -2.4327e-13 | -3.4504e-11 | -1.0223e-10 | 0 | 0 | 0 | 0 | -2.4327e-13 | -6.3257e-13 | 0 | 0 | 0 | 0 | 0 | -2.4327e-13 | -6.3257e-13 | -3.4075e-11 | -1.0223e-10 | 0 | 0 | 0 | -2.4327e-13 | -6.3257e-13 | 0 | 0 | 0 | 0 | 0 | -2.4327e-13 | -6.3257e-13 | 0 | -3.4075e-11 | -1.0223e-10 | 0 | 0 | -2.4327e-13 | -1.2313e-11 | -4.6724e-11 | 0 | 0 | 0 | 0 | -2.4327e-13 | -6.3257e-13 | 0 | 0 | -3.4075e-11 | -1.0223e-10 | 0 | -2.4327e-13 | -6.3257e-13 | 0 | 0 | 0 | 0 | 0 | -2.4327e-13 | -6.3257e-13 | 0 | 0 | 0 | -3.4075e-11 | -1.0223e-10 | -2.4327e-13
|  | RTS24 | Ruthamford North to Ruthamford South potable transfer (75 Ml/d) | Discount Factor | [9 empty] | 0.96618 | 0.93351 | 0.90194 | 0.87144 | 0.84197 | 0.8135 | 0.78599 | 0.75941 | 0.73373 | 0.70892 | 0.68495 | 0.66178 | 0.6394 | 0.61778 | 0.59689 | 0.57671 | 0.5572 | 0.53836 | 0.52016 | 0.50257 | 0.48557 | 0.46915 | 0.45329 | 0.43796 | 0.42315 | 0.40884 | 0.39501 | 0.38165 | 0.36875 | 0.35628 | 0.39999 | 0.38834 | 0.37703 | 0.36604 | 0.35538 | 0.34503 | 0.33498 | 0.32523 | 0.31575 | 0.30656 | 0.29763 | 0.28896 | 0.28054 | 0.27237 | 0.26444 | 0.25674 | 0.24926 | 0.242 | 0.23495 | 0.22811 | 0.22146 | 0.21501 | 0.20875 | 0.20267 | 0.19677 | 0.19104 | 0.18547 | 0.18007 | 0.17483 | 0.16973 | 0.16479 | 0.15999 | 0.15533 | 0.15081 | 0.14641 | 0.14215 | 0.13801 | 0.13399 | 0.13009 | 0.1263 | 0.12262 | 0.11905 | 0.11558 | 0.11221 | 0.10895 | 0.1531 | 0.14937 | 0.14573 | 0.14217 | 0.1387
|  | RTS24 | Ruthamford North to Ruthamford South potable transfer (75 Ml/d) | Discount Rate | [9 empty] | 0.035 | 0.035 | 0.035 | 0.035 | 0.035 | 0.035 | 0.035 | 0.035 | 0.035 | 0.035 | 0.035 | 0.035 | 0.035 | 0.035 | 0.035 | 0.035 | 0.035 | 0.035 | 0.035 | 0.035 | 0.035 | 0.035 | 0.035 | 0.035 | 0.035 | 0.035 | 0.035 | 0.035 | 0.035 | 0.035 | 0.03 | 0.03 | 0.03 | 0.03 | 0.03 | 0.03 | 0.03 | 0.03 | 0.03 | 0.03 | 0.03 | 0.03 | 0.03 | 0.03 | 0.03 | 0.03 | 0.03 | 0.03 | 0.03 | 0.03 | 0.03 | 0.03 | 0.03 | 0.03 | 0.03 | 0.03 | 0.03 | 0.03 | 0.03 | 0.03 | 0.03 | 0.03 | 0.03 | 0.03 | 0.03 | 0.03 | 0.03 | 0.03 | 0.03 | 0.03 | 0.03 | 0.03 | 0.03 | 0.03 | 0.03 | 0.025 | 0.025 | 0.025 | 0.025 | 0.025
|  | RTS24 | Ruthamford North to Ruthamford South potable transfer (75 Ml/d) | Financing Cost | [9 empty] | 0.26232 | 0.97098 | 2.0247 | 2.5318 | 2.5001 | 2.4683 | 2.4365 | 2.4048 | 2.373 | 2.3416 | 2.3109 | 2.2791 | 2.2473 | 2.2155 | 2.1837 | 2.1519 | 2.1205 | 2.1436 | 2.2798 | 2.252 | 2.2241 | 2.1963 | 2.1684 | 2.141 | 2.1142 | 2.0863 | 2.0584 | 2.0305 | 2.0026 | 1.9747 | 1.9472 | 1.9204 | 1.9484 | 2.0885 | 2.0606 | 2.0327 | 2.0048 | 1.9773 | 1.9505 | 1.9226 | 1.8947 | 1.8668 | 1.8389 | 1.811 | 1.7835 | 1.7567 | 1.7288 | 1.7569 | 1.8969 | 1.869 | 1.8411 | 1.8136 | 1.8057 | 1.8544 | 1.8265 | 1.7986 | 1.7707 | 1.7428 | 1.7154 | 1.6885 | 1.6606 | 1.6327 | 1.6608 | 1.8008 | 1.7729 | 1.7454 | 1.7186 | 1.6907 | 1.6628 | 1.6349 | 1.607 | 1.5791 | 1.5517 | 1.5248 | 1.4969 | 1.469 | 1.4411 | 1.4692 | 1.6092 | 1.5817
|  | RTS24 | Ruthamford North to Ruthamford South potable transfer (75 Ml/d) | Net Present Cost (NPC) | [9 empty] | 0.25345 | 0.90642 | 1.8262 | 2.3792 | 2.94 | 3.2988 | 3.1623 | 3.0312 | 2.9054 | 2.7849 | 2.6697 | 2.5583 | 2.4515 | 2.349 | 2.2505 | 2.1561 | 2.0657 | 2.0082 | 2.0112 | 1.9292 | 1.8504 | 1.7748 | 1.7022 | 1.6326 | 1.566 | 1.5017 | 1.4399 | 1.3805 | 1.3236 | 1.2689 | 1.4135 | 1.3619 | 1.3329 | 1.3453 | 1.2962 | 1.2488 | 1.2031 | 1.1591 | 1.1169 | 1.0758 | 1.0362 | 0.99793 | 0.96104 | 0.92545 | 0.89123 | 0.85837 | 0.82642 | 0.80915 | 0.81848 | 0.78828 | 0.75914 | 0.73112 | 0.70818 | 0.69742 | 0.67162 | 0.64673 | 0.62272 | 0.59956 | 0.57729 | 0.55592 | 0.53513 | 0.51508 | 0.50444 | 0.51087 | 0.4919 | 0.47367 | 0.45617 | 0.43914 | 0.42272 | 0.40689 | 0.39162 | 0.37689 | 0.36274 | 0.34916 | 0.33595 | 0.46785 | 0.45227 | 0.44533 | 0.45438 | 0.43948
|  | RTS24 | Ruthamford North to Ruthamford South potable transfer (75 Ml/d) | Opex | [9 empty] | 0 | 0 | 0 | 0.19834 | 0.99172 | 1.5867 | 1.5867 | 1.5867 | 1.5867 | 1.5867 | 1.5867 | 1.5867 | 1.5867 | 1.5867 | 1.5867 | 1.5867 | 1.5867 | 1.5867 | 1.5867 | 1.5867 | 1.5867 | 1.5867 | 1.5867 | 1.5867 | 1.5867 | 1.5867 | 1.5867 | 1.5867 | 1.5867 | 1.5867 | 1.5867 | 1.5867 | 1.5867 | 1.5867 | 1.5867 | 1.5867 | 1.5867 | 1.5867 | 1.5867 | 1.5867 | 1.5867 | 1.5867 | 1.5867 | 1.5867 | 1.5867 | 1.5867 | 1.5867 | 1.5867 | 1.5867 | 1.5867 | 1.5867 | 1.5867 | 1.5867 | 1.5867 | 1.5867 | 1.5867 | 1.5867 | 1.5867 | 1.5867 | 1.5867 | 1.5867 | 1.5867 | 1.5867 | 1.5867 | 1.5867 | 1.5867 | 1.5867 | 1.5867 | 1.5867 | 1.5867 | 1.5867 | 1.5867 | 1.5867 | 1.5867 | 1.5867 | 1.5867 | 1.5867 | 1.5867 | 1.5867 | 1.5867
|  | RTS24 | Ruthamford North to Ruthamford South potable transfer (75 Ml/d) | Total NPC |  |  | Total | 2019-20: 98.2453
|  | RTS7 | New Little Barford WTW | Capex |  |  |  | 0 | 0 | 0 | 0 | 0 | 0 | 5.017 | 13.7543 | 21.8237 | 12.1894 | 0 | 0 | 0 | 0 | 0 | 0.21774 | 1.028 | 0 | 0 | 0 | 0 | 0 | 0.21774 | 3.1217 | 9.8691 | 0 | 0 | 0 | 0 | 0.21774 | 1.028 | 0 | 0 | 0 | 0 | 0 | 0.21774 | 1.028 | 2.1289 | 9.8691 | 0 | 0 | 0 | 0.21774 | 1.028 | 0 | 0 | 0 | 0 | 0 | 0.21774 | 1.028 | 0 | 2.1289 | 9.8691 | 0 | 0 | 0.21774 | 6.0219 | 19.9758 | 0 | 0 | 0 | 0 | 0.21774 | 1.028 | 0 | 0 | 2.1289 | 9.8691 | 0 | 0.21774 | 1.028 | 0 | 0 | 0 | 0 | 0 | 0.21774 | 1.028 | 0 | 0 | 0 | 2.1289 | 9.8691 | 0.21774
|  | RTS7 | New Little Barford WTW | Capex | Optimism Bias |  |  | 0 | 0 | 0 | 0 | 0 | 0 | 0.99869 | 2.7379 | 4.3442 | 2.4264 | 0 | 0 | 0 | 0 | 0 | 0.043342 | 0.20463 | 0 | 0 | 0 | 0 | 0 | 0.043342 | 0.6214 | 1.9645 | 0 | 0 | 0 | 0 | 0.043342 | 0.20463 | 0 | 0 | 0 | 0 | 0 | 0.043342 | 0.20463 | 0.42377 | 1.9645 | 0 | 0 | 0 | 0.043342 | 0.20463 | 0 | 0 | 0 | 0 | 0 | 0.043342 | 0.20463 | 0 | 0.42377 | 1.9645 | 0 | 0 | 0.043342 | 1.1987 | 3.9764 | 0 | 0 | 0 | 0 | 0.043342 | 0.20463 | 0 | 0 | 0.42377 | 1.9645 | 0 | 0.043342 | 0.20463 | 0 | 0 | 0 | 0 | 0 | 0.043342 | 0.20463 | 0 | 0 | 0 | 0.42377 | 1.9645 | 0.043342
|  | RTS7 | New Little Barford WTW | Discount Factor | [9 empty] | 0.96618 | 0.93351 | 0.90194 | 0.87144 | 0.84197 | 0.8135 | 0.78599 | 0.75941 | 0.73373 | 0.70892 | 0.68495 | 0.66178 | 0.6394 | 0.61778 | 0.59689 | 0.57671 | 0.5572 | 0.53836 | 0.52016 | 0.50257 | 0.48557 | 0.46915 | 0.45329 | 0.43796 | 0.42315 | 0.40884 | 0.39501 | 0.38165 | 0.36875 | 0.35628 | 0.39999 | 0.38834 | 0.37703 | 0.36604 | 0.35538 | 0.34503 | 0.33498 | 0.32523 | 0.31575 | 0.30656 | 0.29763 | 0.28896 | 0.28054 | 0.27237 | 0.26444 | 0.25674 | 0.24926 | 0.242 | 0.23495 | 0.22811 | 0.22146 | 0.21501 | 0.20875 | 0.20267 | 0.19677 | 0.19104 | 0.18547 | 0.18007 | 0.17483 | 0.16973 | 0.16479 | 0.15999 | 0.15533 | 0.15081 | 0.14641 | 0.14215 | 0.13801 | 0.13399 | 0.13009 | 0.1263 | 0.12262 | 0.11905 | 0.11558 | 0.11221 | 0.10895 | 0.1531 | 0.14937 | 0.14573 | 0.14217 | 0.1387
|  | RTS7 | New Little Barford WTW | Discount Rate | [9 empty] | 0.035 | 0.035 | 0.035 | 0.035 | 0.035 | 0.035 | 0.035 | 0.035 | 0.035 | 0.035 | 0.035 | 0.035 | 0.035 | 0.035 | 0.035 | 0.035 | 0.035 | 0.035 | 0.035 | 0.035 | 0.035 | 0.035 | 0.035 | 0.035 | 0.035 | 0.035 | 0.035 | 0.035 | 0.035 | 0.035 | 0.03 | 0.03 | 0.03 | 0.03 | 0.03 | 0.03 | 0.03 | 0.03 | 0.03 | 0.03 | 0.03 | 0.03 | 0.03 | 0.03 | 0.03 | 0.03 | 0.03 | 0.03 | 0.03 | 0.03 | 0.03 | 0.03 | 0.03 | 0.03 | 0.03 | 0.03 | 0.03 | 0.03 | 0.03 | 0.03 | 0.03 | 0.03 | 0.03 | 0.03 | 0.03 | 0.03 | 0.03 | 0.03 | 0.03 | 0.03 | 0.03 | 0.03 | 0.03 | 0.03 | 0.03 | 0.025 | 0.025 | 0.025 | 0.025 | 0.025
|  | RTS7 | New Little Barford WTW | Financing Cost | [9 empty] | 0.1925 | 0.72025 | 1.5576 | 1.988 | 1.9135 | 1.8389 | 1.7643 | 1.6898 | 1.6152 | 1.5484 | 1.5133 | 1.44 | 1.3667 | 1.2934 | 1.2201 | 1.1468 | 1.0818 | 1.1257 | 1.436 | 1.3778 | 1.3197 | 1.2615 | 1.2034 | 1.1536 | 1.1348 | 1.0765 | 1.0183 | 0.95999 | 0.90171 | 0.84343 | 0.79351 | 0.77467 | 0.79806 | 1.1184 | 1.0601 | 1.0018 | 0.94351 | 0.89356 | 0.87469 | 0.81639 | 0.75808 | 0.69977 | 0.64147 | 0.58316 | 0.53321 | 0.51434 | 0.45603 | 0.47941 | 0.79978 | 0.74148 | 0.68317 | 0.63322 | 0.80405 | 1.5103 | 1.452 | 1.3937 | 1.3354 | 1.2771 | 1.2271 | 1.2083 | 1.1499 | 1.0916 | 1.115 | 1.4354 | 1.3771 | 1.3271 | 1.3083 | 1.25 | 1.1916 | 1.1333 | 1.075 | 1.0167 | 0.96677 | 0.94791 | 0.8896 | 0.8313 | 0.77299 | 0.79637 | 1.1167 | 1.0668
|  | RTS7 | New Little Barford WTW | Net Present Cost (NPC) | [9 empty] | 0.18599 | 0.67236 | 1.4049 | 2.1126 | 4.1452 | 5.6831 | 5.4323 | 5.192 | 4.9617 | 4.7465 | 4.562 | 4.3592 | 4.1649 | 3.9788 | 3.8005 | 3.6297 | 3.4708 | 3.377 | 3.4242 | 3.2792 | 3.1401 | 3.0066 | 2.8786 | 2.7594 | 2.6582 | 2.5445 | 2.4354 | 2.3308 | 2.2305 | 2.1343 | 2.3762 | 2.2996 | 2.2415 | 2.2935 | 2.2059 | 2.1216 | 2.0402 | 1.9646 | 1.9014 | 1.8281 | 1.7575 | 1.6895 | 1.6239 | 1.5608 | 1.5021 | 1.4535 | 1.3966 | 1.3616 | 1.3972 | 1.3432 | 1.2912 | 1.2428 | 1.2423 | 1.3493 | 1.2985 | 1.2495 | 1.2023 | 1.1568 | 1.1144 | 1.0787 | 1.0377 | 0.99813 | 0.97269 | 0.99267 | 0.95522 | 0.9203 | 0.89089 | 0.85713 | 0.82458 | 0.7932 | 0.76295 | 0.73378 | 0.70664 | 0.68394 | 0.65767 | 0.91531 | 0.88428 | 0.86612 | 0.89054 | 0.86189
|  | RTS7 | New Little Barford WTW | Opex | [9 empty] | 0 | 0 | 0 | 0.43622 | 3.0098 | 5.1471 | 5.1471 | 5.1471 | 5.1471 | 5.1471 | 5.1471 | 5.1471 | 5.1471 | 5.1471 | 5.1471 | 5.1471 | 5.1471 | 5.1471 | 5.1471 | 5.1471 | 5.1471 | 5.1471 | 5.1471 | 5.1471 | 5.1471 | 5.1471 | 5.1471 | 5.1471 | 5.1471 | 5.1471 | 5.1471 | 5.1471 | 5.1471 | 5.1471 | 5.1471 | 5.1471 | 5.1471 | 5.1471 | 5.1471 | 5.1471 | 5.1471 | 5.1471 | 5.1471 | 5.1471 | 5.1471 | 5.1471 | 5.1471 | 5.1471 | 5.1471 | 5.1471 | 5.1471 | 5.1471 | 5.1471 | 5.1471 | 5.1471 | 5.1471 | 5.1471 | 5.1471 | 5.1471 | 5.1471 | 5.1471 | 5.1471 | 5.1471 | 5.1471 | 5.1471 | 5.1471 | 5.1471 | 5.1471 | 5.1471 | 5.1471 | 5.1471 | 5.1471 | 5.1471 | 5.1471 | 5.1471 | 5.1471 | 5.1471 | 5.1471 | 5.1471 | 5.1471
|  | RTS7 | New Little Barford WTW | Total NPC |  |  | Total | 2019-20: 164.4911
|  | RTW1 | Ruthamford North to Ruthamford Central potable transfer (10 Ml/d) | Capex |  |  |  | 0 | 0 | 0 | 0 | 0 | 0 | 3.808 | 10.2872 | 15.2971 | 7.5913 | 0 | 0 | 0 | 0 | 0 | 0.0079785 | 0.020561 | 0 | 0 | 0 | 0 | 0 | 0.0079785 | 0.28066 | 0.73657 | 0 | 0 | 0 | 0 | 0.0079785 | 0.020561 | 0 | 0 | 0 | 0 | 0 | 0.0079785 | 0.020561 | 0.26687 | 0.73657 | 0 | 0 | 0 | 0.0079785 | 0.020561 | 0 | 0 | 0 | 0 | 0 | 0.0079785 | 0.020561 | 0 | 0.26687 | 0.73657 | 0 | 0 | 0.0079785 | 0.11416 | 0.37441 | 0 | 0 | 0 | 0 | 0.0079785 | 0.020561 | 0 | 0 | 0.26687 | 0.73657 | 0 | 0.0079785 | 0.020561 | 0 | 0 | 0 | 0 | 0 | 0.0079785 | 0.020561 | 0 | 0 | 0 | 0.26687 | 0.73657 | 0.0079785
|  | RTW1 | Ruthamford North to Ruthamford Central potable transfer (10 Ml/d) | Capex | Optimism Bias |  |  | 0 | 0 | 0 | 0 | 0 | 0 | 0.70067 | 1.8928 | 2.8147 | 1.3968 | 0 | 0 | 0 | 0 | 0 | 0.001468 | 0.0037832 | 0 | 0 | 0 | 0 | 0 | 0.001468 | 0.051642 | 0.13553 | 0 | 0 | 0 | 0 | 0.001468 | 0.0037832 | 0 | 0 | 0 | 0 | 0 | 0.001468 | 0.0037832 | 0.049104 | 0.13553 | 0 | 0 | 0 | 0.001468 | 0.0037832 | 0 | 0 | 0 | 0 | 0 | 0.001468 | 0.0037832 | 0 | 0.049104 | 0.13553 | 0 | 0 | 0.001468 | 0.021006 | 0.068892 | 0 | 0 | 0 | 0 | 0.001468 | 0.0037832 | 0 | 0 | 0.049104 | 0.13553 | 0 | 0.001468 | 0.0037832 | 0 | 0 | 0 | 0 | 0 | 0.001468 | 0.0037832 | 0 | 0 | 0 | 0.049104 | 0.13553 | 0.001468
|  | RTW1 | Ruthamford North to Ruthamford Central potable transfer (10 Ml/d) | Discount Factor | [9 empty] | 0.96618 | 0.93351 | 0.90194 | 0.87144 | 0.84197 | 0.8135 | 0.78599 | 0.75941 | 0.73373 | 0.70892 | 0.68495 | 0.66178 | 0.6394 | 0.61778 | 0.59689 | 0.57671 | 0.5572 | 0.53836 | 0.52016 | 0.50257 | 0.48557 | 0.46915 | 0.45329 | 0.43796 | 0.42315 | 0.40884 | 0.39501 | 0.38165 | 0.36875 | 0.35628 | 0.39999 | 0.38834 | 0.37703 | 0.36604 | 0.35538 | 0.34503 | 0.33498 | 0.32523 | 0.31575 | 0.30656 | 0.29763 | 0.28896 | 0.28054 | 0.27237 | 0.26444 | 0.25674 | 0.24926 | 0.242 | 0.23495 | 0.22811 | 0.22146 | 0.21501 | 0.20875 | 0.20267 | 0.19677 | 0.19104 | 0.18547 | 0.18007 | 0.17483 | 0.16973 | 0.16479 | 0.15999 | 0.15533 | 0.15081 | 0.14641 | 0.14215 | 0.13801 | 0.13399 | 0.13009 | 0.1263 | 0.12262 | 0.11905 | 0.11558 | 0.11221 | 0.10895 | 0.1531 | 0.14937 | 0.14573 | 0.14217 | 0.1387
|  | RTW1 | Ruthamford North to Ruthamford Central potable transfer (10 Ml/d) | Discount Rate | [9 empty] | 0.035 | 0.035 | 0.035 | 0.035 | 0.035 | 0.035 | 0.035 | 0.035 | 0.035 | 0.035 | 0.035 | 0.035 | 0.035 | 0.035 | 0.035 | 0.035 | 0.035 | 0.035 | 0.035 | 0.035 | 0.035 | 0.035 | 0.035 | 0.035 | 0.035 | 0.035 | 0.035 | 0.035 | 0.035 | 0.035 | 0.03 | 0.03 | 0.03 | 0.03 | 0.03 | 0.03 | 0.03 | 0.03 | 0.03 | 0.03 | 0.03 | 0.03 | 0.03 | 0.03 | 0.03 | 0.03 | 0.03 | 0.03 | 0.03 | 0.03 | 0.03 | 0.03 | 0.03 | 0.03 | 0.03 | 0.03 | 0.03 | 0.03 | 0.03 | 0.03 | 0.03 | 0.03 | 0.03 | 0.03 | 0.03 | 0.03 | 0.03 | 0.03 | 0.03 | 0.03 | 0.03 | 0.03 | 0.03 | 0.03 | 0.03 | 0.025 | 0.025 | 0.025 | 0.025 | 0.025
|  | RTW1 | Ruthamford North to Ruthamford Central potable transfer (10 Ml/d) | Financing Cost | [9 empty] | 0.14428 | 0.53404 | 1.1136 | 1.3959 | 1.3852 | 1.3746 | 1.3639 | 1.3533 | 1.3426 | 1.3322 | 1.3223 | 1.3116 | 1.3009 | 1.2902 | 1.2796 | 1.2689 | 1.2585 | 1.2581 | 1.2755 | 1.2658 | 1.2562 | 1.2465 | 1.2369 | 1.2275 | 1.2186 | 1.2089 | 1.1992 | 1.1896 | 1.1799 | 1.1702 | 1.1608 | 1.1519 | 1.1523 | 1.1705 | 1.1608 | 1.1511 | 1.1414 | 1.132 | 1.1231 | 1.1134 | 1.1038 | 1.0941 | 1.0844 | 1.0747 | 1.0653 | 1.0564 | 1.0467 | 1.0471 | 1.0653 | 1.0556 | 1.0459 | 1.0365 | 1.0311 | 1.0356 | 1.0259 | 1.0162 | 1.0065 | 0.99683 | 0.98744 | 0.97853 | 0.96884 | 0.95915 | 0.95957 | 0.97778 | 0.96809 | 0.9587 | 0.94979 | 0.94009 | 0.9304 | 0.92071 | 0.91102 | 0.90133 | 0.89194 | 0.88302 | 0.87333 | 0.86364 | 0.85395 | 0.85437 | 0.87258 | 0.86319
|  | RTW1 | Ruthamford North to Ruthamford Central potable transfer (10 Ml/d) | Net Present Cost (NPC) | [9 empty] | 0.1394 | 0.49853 | 1.0044 | 1.2225 | 1.1957 | 1.1636 | 1.1159 | 1.0701 | 1.0261 | 0.98402 | 0.94395 | 0.90495 | 0.86751 | 0.83157 | 0.79707 | 0.76395 | 0.73232 | 0.70736 | 0.69249 | 0.66422 | 0.63707 | 0.611 | 0.58596 | 0.56204 | 0.53927 | 0.51708 | 0.49576 | 0.4753 | 0.45565 | 0.43679 | 0.48662 | 0.46899 | 0.45549 | 0.44889 | 0.43237 | 0.41643 | 0.40106 | 0.38632 | 0.37226 | 0.35844 | 0.34512 | 0.33227 | 0.31987 | 0.30791 | 0.29646 | 0.28554 | 0.27481 | 0.2669 | 0.26341 | 0.25353 | 0.244 | 0.23487 | 0.2269 | 0.2212 | 0.21285 | 0.2048 | 0.19703 | 0.18955 | 0.18239 | 0.17556 | 0.16885 | 0.16238 | 0.15772 | 0.15587 | 0.14991 | 0.14421 | 0.13878 | 0.13344 | 0.12829 | 0.12333 | 0.11855 | 0.11394 | 0.10954 | 0.10535 | 0.10123 | 0.14077 | 0.13589 | 0.13264 | 0.13199 | 0.12747
|  | RTW1 | Ruthamford North to Ruthamford Central potable transfer (10 Ml/d) | Opex | [9 empty] | 0 | 0 | 0 | 0.0069766 | 0.034883 | 0.055813 | 0.055813 | 0.055813 | 0.055813 | 0.055813 | 0.055813 | 0.055813 | 0.055813 | 0.055813 | 0.055813 | 0.055813 | 0.055813 | 0.055813 | 0.055813 | 0.055813 | 0.055813 | 0.055813 | 0.055813 | 0.055813 | 0.055813 | 0.055813 | 0.055813 | 0.055813 | 0.055813 | 0.055813 | 0.055813 | 0.055813 | 0.055813 | 0.055813 | 0.055813 | 0.055813 | 0.055813 | 0.055813 | 0.055813 | 0.055813 | 0.055813 | 0.055813 | 0.055813 | 0.055813 | 0.055813 | 0.055813 | 0.055813 | 0.055813 | 0.055813 | 0.055813 | 0.055813 | 0.055813 | 0.055813 | 0.055813 | 0.055813 | 0.055813 | 0.055813 | 0.055813 | 0.055813 | 0.055813 | 0.055813 | 0.055813 | 0.055813 | 0.055813 | 0.055813 | 0.055813 | 0.055813 | 0.055813 | 0.055813 | 0.055813 | 0.055813 | 0.055813 | 0.055813 | 0.055813 | 0.055813 | 0.055813 | 0.055813 | 0.055813 | 0.055813 | 0.055813
|  | RTW1 | Ruthamford North to Ruthamford Central potable transfer (10 Ml/d) | Total NPC |  |  | Total | 2019-20: 34.5836
|  | RTW2 | Ruthamford North to Ruthamford West potable transfer (70 Ml/d) | Capex |  |  |  | 0 | 0 | 0 | 0 | 0 | 0 | 9.4485 | 25.525 | 37.9558 | 18.8358 | 0 | 0 | 0 | 0 | 0 | 0.0096695 | 0.025015 | 0 | 0 | 0 | 0 | 0 | 0.0096695 | 0.80275 | 2.2626 | 0 | 0 | 0 | 0 | 0.0096695 | 0.025015 | 0 | 0 | 0 | 0 | 0 | 0.0096695 | 0.025015 | 0.78669 | 2.2626 | 0 | 0 | 0 | 0.0096695 | 0.025015 | 0 | 0 | 0 | 0 | 0 | 0.0096695 | 0.025015 | 0 | 0.78669 | 2.2626 | 0 | 0 | 0.0096695 | 0.3595 | 1.3379 | 0 | 0 | 0 | 0 | 0.0096695 | 0.025015 | 0 | 0 | 0.78669 | 2.2626 | 0 | 0.0096695 | 0.025015 | 0 | 0 | 0 | 0 | 0 | 0.0096695 | 0.025015 | 0 | 0 | 0 | 0.78669 | 2.2626 | 0.0096695
|  | RTW2 | Ruthamford North to Ruthamford West potable transfer (70 Ml/d) | Capex | Optimism Bias |  |  | 0 | 0 | 0 | 0 | 0 | 0 | 1.7385 | 4.6966 | 6.9839 | 3.4658 | 0 | 0 | 0 | 0 | 0 | 0.0017792 | 0.0046028 | 0 | 0 | 0 | 0 | 0 | 0.0017792 | 0.14771 | 0.41633 | 0 | 0 | 0 | 0 | 0.0017792 | 0.0046028 | 0 | 0 | 0 | 0 | 0 | 0.0017792 | 0.0046028 | 0.14475 | 0.41633 | 0 | 0 | 0 | 0.0017792 | 0.0046028 | 0 | 0 | 0 | 0 | 0 | 0.0017792 | 0.0046028 | 0 | 0.14475 | 0.41633 | 0 | 0 | 0.0017792 | 0.066148 | 0.24618 | 0 | 0 | 0 | 0 | 0.0017792 | 0.0046028 | 0 | 0 | 0.14475 | 0.41633 | 0 | 0.0017792 | 0.0046028 | 0 | 0 | 0 | 0 | 0 | 0.0017792 | 0.0046028 | 0 | 0 | 0 | 0.14475 | 0.41633 | 0.0017792
|  | RTW2 | Ruthamford North to Ruthamford West potable transfer (70 Ml/d) | Discount Factor | [9 empty] | 0.96618 | 0.93351 | 0.90194 | 0.87144 | 0.84197 | 0.8135 | 0.78599 | 0.75941 | 0.73373 | 0.70892 | 0.68495 | 0.66178 | 0.6394 | 0.61778 | 0.59689 | 0.57671 | 0.5572 | 0.53836 | 0.52016 | 0.50257 | 0.48557 | 0.46915 | 0.45329 | 0.43796 | 0.42315 | 0.40884 | 0.39501 | 0.38165 | 0.36875 | 0.35628 | 0.39999 | 0.38834 | 0.37703 | 0.36604 | 0.35538 | 0.34503 | 0.33498 | 0.32523 | 0.31575 | 0.30656 | 0.29763 | 0.28896 | 0.28054 | 0.27237 | 0.26444 | 0.25674 | 0.24926 | 0.242 | 0.23495 | 0.22811 | 0.22146 | 0.21501 | 0.20875 | 0.20267 | 0.19677 | 0.19104 | 0.18547 | 0.18007 | 0.17483 | 0.16973 | 0.16479 | 0.15999 | 0.15533 | 0.15081 | 0.14641 | 0.14215 | 0.13801 | 0.13399 | 0.13009 | 0.1263 | 0.12262 | 0.11905 | 0.11558 | 0.11221 | 0.10895 | 0.1531 | 0.14937 | 0.14573 | 0.14217 | 0.1387
|  | RTW2 | Ruthamford North to Ruthamford West potable transfer (70 Ml/d) | Discount Rate | [9 empty] | 0.035 | 0.035 | 0.035 | 0.035 | 0.035 | 0.035 | 0.035 | 0.035 | 0.035 | 0.035 | 0.035 | 0.035 | 0.035 | 0.035 | 0.035 | 0.035 | 0.035 | 0.035 | 0.035 | 0.035 | 0.035 | 0.035 | 0.035 | 0.035 | 0.035 | 0.035 | 0.035 | 0.035 | 0.035 | 0.035 | 0.03 | 0.03 | 0.03 | 0.03 | 0.03 | 0.03 | 0.03 | 0.03 | 0.03 | 0.03 | 0.03 | 0.03 | 0.03 | 0.03 | 0.03 | 0.03 | 0.03 | 0.03 | 0.03 | 0.03 | 0.03 | 0.03 | 0.03 | 0.03 | 0.03 | 0.03 | 0.03 | 0.03 | 0.03 | 0.03 | 0.03 | 0.03 | 0.03 | 0.03 | 0.03 | 0.03 | 0.03 | 0.03 | 0.03 | 0.03 | 0.03 | 0.03 | 0.03 | 0.03 | 0.03 | 0.025 | 0.025 | 0.025 | 0.025 | 0.025
|  | RTW2 | Ruthamford North to Ruthamford West potable transfer (70 Ml/d) | Financing Cost | [9 empty] | 0.35799 | 1.3251 | 2.7631 | 3.4623 | 3.4333 | 3.4043 | 3.3753 | 3.3463 | 3.3173 | 3.2886 | 3.2605 | 3.2315 | 3.2024 | 3.1734 | 3.1443 | 3.1153 | 3.0866 | 3.087 | 3.1446 | 3.1192 | 3.0939 | 3.0686 | 3.0433 | 3.0183 | 2.9939 | 2.9686 | 2.9432 | 2.9179 | 2.8925 | 2.8671 | 2.8421 | 2.8177 | 2.8222 | 2.8825 | 2.8572 | 2.8318 | 2.8064 | 2.7814 | 2.757 | 2.7316 | 2.7063 | 2.6809 | 2.6555 | 2.6302 | 2.6052 | 2.5808 | 2.5554 | 2.5598 | 2.6202 | 2.5948 | 2.5695 | 2.5445 | 2.5326 | 2.5578 | 2.5324 | 2.5071 | 2.4817 | 2.4563 | 2.4313 | 2.4069 | 2.3815 | 2.3562 | 2.3606 | 2.421 | 2.3956 | 2.3706 | 2.3462 | 2.3208 | 2.2955 | 2.2701 | 2.2447 | 2.2194 | 2.1944 | 2.17 | 2.1446 | 2.1192 | 2.0939 | 2.0983 | 2.1587 | 2.1337
|  | RTW2 | Ruthamford North to Ruthamford West potable transfer (70 Ml/d) | Net Present Cost (NPC) | [9 empty] | 0.34588 | 1.237 | 2.4922 | 3.0461 | 3.0306 | 2.9856 | 2.8619 | 2.7431 | 2.629 | 2.5198 | 2.4153 | 2.3144 | 2.2176 | 2.1247 | 2.0355 | 1.9499 | 1.868 | 1.805 | 1.7739 | 1.7012 | 1.6314 | 1.5644 | 1.5 | 1.4383 | 1.3794 | 1.3224 | 1.2676 | 1.2151 | 1.1646 | 1.1162 | 1.2431 | 1.1975 | 1.1643 | 1.1524 | 1.1099 | 1.0688 | 1.0292 | 0.99105 | 0.95447 | 0.9189 | 0.88458 | 0.85149 | 0.81957 | 0.78879 | 0.75921 | 0.73083 | 0.70322 | 0.68381 | 0.67807 | 0.65254 | 0.62791 | 0.60425 | 0.58417 | 0.57227 | 0.55061 | 0.52972 | 0.50959 | 0.49018 | 0.47153 | 0.45365 | 0.43626 | 0.4195 | 0.40797 | 0.40519 | 0.38967 | 0.37477 | 0.36048 | 0.34659 | 0.33319 | 0.32028 | 0.30784 | 0.29586 | 0.28435 | 0.27333 | 0.2626 | 0.36516 | 0.35247 | 0.34452 | 0.3447 | 0.33282
|  | RTW2 | Ruthamford North to Ruthamford West potable transfer (70 Ml/d) | Opex | [9 empty] | 0 | 0 | 0 | 0.03323 | 0.16615 | 0.26584 | 0.26584 | 0.26584 | 0.26584 | 0.26584 | 0.26584 | 0.26584 | 0.26584 | 0.26584 | 0.26584 | 0.26584 | 0.26584 | 0.26584 | 0.26584 | 0.26584 | 0.26584 | 0.26584 | 0.26584 | 0.26584 | 0.26584 | 0.26584 | 0.26584 | 0.26584 | 0.26584 | 0.26584 | 0.26584 | 0.26584 | 0.26584 | 0.26584 | 0.26584 | 0.26584 | 0.26584 | 0.26584 | 0.26584 | 0.26584 | 0.26584 | 0.26584 | 0.26584 | 0.26584 | 0.26584 | 0.26584 | 0.26584 | 0.26584 | 0.26584 | 0.26584 | 0.26584 | 0.26584 | 0.26584 | 0.26584 | 0.26584 | 0.26584 | 0.26584 | 0.26584 | 0.26584 | 0.26584 | 0.26584 | 0.26584 | 0.26584 | 0.26584 | 0.26584 | 0.26584 | 0.26584 | 0.26584 | 0.26584 | 0.26584 | 0.26584 | 0.26584 | 0.26584 | 0.26584 | 0.26584 | 0.26584 | 0.26584 | 0.26584 | 0.26584 | 0.26584
|  | RTW2 | Ruthamford North to Ruthamford West potable transfer (70 Ml/d) | Total NPC |  |  | Total | 2019-20: 88.4293
|  | RTW4 | Ruthamford North to Ruthamford West potable transfer (20 Ml/d) | Capex |  |  |  | 0 | 0 | 0 | 0 | 0 | 0 | 5.7449 | 15.5198 | 23.078 | 11.4526 | 0 | 0 | 0 | 0 | 0 | 0.0091245 | 0.023578 | 0 | 0 | 0 | 0 | 0 | 0.0091245 | 0.59512 | 1.6299 | 0 | 0 | 0 | 0 | 0.0091245 | 0.023578 | 0 | 0 | 0 | 0 | 0 | 0.0091245 | 0.023578 | 0.57982 | 1.6299 | 0 | 0 | 0 | 0.0091245 | 0.023578 | 0 | 0 | 0 | 0 | 0 | 0.0091245 | 0.023578 | 0 | 0.57982 | 1.6299 | 0 | 0 | 0.0091245 | 0.27801 | 1.0177 | 0 | 0 | 0 | 0 | 0.0091245 | 0.023578 | 0 | 0 | 0.57982 | 1.6299 | 0 | 0.0091245 | 0.023578 | 0 | 0 | 0 | 0 | 0 | 0.0091245 | 0.023578 | 0 | 0 | 0 | 0.57982 | 1.6299 | 0.0091245
|  | RTW4 | Ruthamford North to Ruthamford West potable transfer (20 Ml/d) | Capex | Optimism Bias |  |  | 0 | 0 | 0 | 0 | 0 | 0 | 1.0571 | 2.8556 | 4.2464 | 2.1073 | 0 | 0 | 0 | 0 | 0 | 0.0016789 | 0.0043383 | 0 | 0 | 0 | 0 | 0 | 0.0016789 | 0.1095 | 0.29989 | 0 | 0 | 0 | 0 | 0.0016789 | 0.0043383 | 0 | 0 | 0 | 0 | 0 | 0.0016789 | 0.0043383 | 0.10669 | 0.29989 | 0 | 0 | 0 | 0.0016789 | 0.0043383 | 0 | 0 | 0 | 0 | 0 | 0.0016789 | 0.0043383 | 0 | 0.10669 | 0.29989 | 0 | 0 | 0.0016789 | 0.051154 | 0.18726 | 0 | 0 | 0 | 0 | 0.0016789 | 0.0043383 | 0 | 0 | 0.10669 | 0.29989 | 0 | 0.0016789 | 0.0043383 | 0 | 0 | 0 | 0 | 0 | 0.0016789 | 0.0043383 | 0 | 0 | 0 | 0.10669 | 0.29989 | 0.0016789
|  | RTW4 | Ruthamford North to Ruthamford West potable transfer (20 Ml/d) | Discount Factor | [9 empty] | 0.96618 | 0.93351 | 0.90194 | 0.87144 | 0.84197 | 0.8135 | 0.78599 | 0.75941 | 0.73373 | 0.70892 | 0.68495 | 0.66178 | 0.6394 | 0.61778 | 0.59689 | 0.57671 | 0.5572 | 0.53836 | 0.52016 | 0.50257 | 0.48557 | 0.46915 | 0.45329 | 0.43796 | 0.42315 | 0.40884 | 0.39501 | 0.38165 | 0.36875 | 0.35628 | 0.39999 | 0.38834 | 0.37703 | 0.36604 | 0.35538 | 0.34503 | 0.33498 | 0.32523 | 0.31575 | 0.30656 | 0.29763 | 0.28896 | 0.28054 | 0.27237 | 0.26444 | 0.25674 | 0.24926 | 0.242 | 0.23495 | 0.22811 | 0.22146 | 0.21501 | 0.20875 | 0.20267 | 0.19677 | 0.19104 | 0.18547 | 0.18007 | 0.17483 | 0.16973 | 0.16479 | 0.15999 | 0.15533 | 0.15081 | 0.14641 | 0.14215 | 0.13801 | 0.13399 | 0.13009 | 0.1263 | 0.12262 | 0.11905 | 0.11558 | 0.11221 | 0.10895 | 0.1531 | 0.14937 | 0.14573 | 0.14217 | 0.1387
|  | RTW4 | Ruthamford North to Ruthamford West potable transfer (20 Ml/d) | Discount Rate | [9 empty] | 0.035 | 0.035 | 0.035 | 0.035 | 0.035 | 0.035 | 0.035 | 0.035 | 0.035 | 0.035 | 0.035 | 0.035 | 0.035 | 0.035 | 0.035 | 0.035 | 0.035 | 0.035 | 0.035 | 0.035 | 0.035 | 0.035 | 0.035 | 0.035 | 0.035 | 0.035 | 0.035 | 0.035 | 0.035 | 0.035 | 0.03 | 0.03 | 0.03 | 0.03 | 0.03 | 0.03 | 0.03 | 0.03 | 0.03 | 0.03 | 0.03 | 0.03 | 0.03 | 0.03 | 0.03 | 0.03 | 0.03 | 0.03 | 0.03 | 0.03 | 0.03 | 0.03 | 0.03 | 0.03 | 0.03 | 0.03 | 0.03 | 0.03 | 0.03 | 0.03 | 0.03 | 0.03 | 0.03 | 0.03 | 0.03 | 0.03 | 0.03 | 0.03 | 0.03 | 0.03 | 0.03 | 0.03 | 0.03 | 0.03 | 0.03 | 0.025 | 0.025 | 0.025 | 0.025 | 0.025
|  | RTW4 | Ruthamford North to Ruthamford West potable transfer (20 Ml/d) | Financing Cost | [9 empty] | 0.21766 | 0.80568 | 1.6801 | 2.1045 | 2.0855 | 2.0665 | 2.0474 | 2.0284 | 2.0094 | 1.9907 | 1.9726 | 1.9535 | 1.9345 | 1.9154 | 1.8964 | 1.8773 | 1.8586 | 1.8614 | 1.9047 | 1.8883 | 1.872 | 1.8556 | 1.8392 | 1.8231 | 1.8076 | 1.7912 | 1.7748 | 1.7583 | 1.7419 | 1.7255 | 1.7094 | 1.6939 | 1.6994 | 1.7447 | 1.7283 | 1.7118 | 1.6954 | 1.6793 | 1.6638 | 1.6474 | 1.6309 | 1.6145 | 1.5981 | 1.5816 | 1.5655 | 1.55 | 1.5336 | 1.5391 | 1.5844 | 1.568 | 1.5516 | 1.5355 | 1.5295 | 1.5515 | 1.5351 | 1.5187 | 1.5022 | 1.4858 | 1.4697 | 1.4542 | 1.4377 | 1.4213 | 1.4268 | 1.4722 | 1.4557 | 1.4397 | 1.4241 | 1.4077 | 1.3912 | 1.3748 | 1.3584 | 1.342 | 1.3259 | 1.3103 | 1.2939 | 1.2775 | 1.261 | 1.2666 | 1.3119 | 1.2958
|  | RTW4 | Ruthamford North to Ruthamford West potable transfer (20 Ml/d) | Net Present Cost (NPC) | [9 empty] | 0.2103 | 0.75211 | 1.5153 | 1.8526 | 1.8463 | 1.8208 | 1.7443 | 1.6708 | 1.6004 | 1.533 | 1.4687 | 1.4065 | 1.3467 | 1.2894 | 1.2344 | 1.1817 | 1.1313 | 1.0946 | 1.0801 | 1.0353 | 0.99237 | 0.95112 | 0.91153 | 0.87368 | 0.83757 | 0.80253 | 0.7689 | 0.73663 | 0.70566 | 0.67594 | 0.75243 | 0.72448 | 0.70547 | 0.70151 | 0.67524 | 0.6499 | 0.62547 | 0.60202 | 0.57958 | 0.55766 | 0.53653 | 0.51615 | 0.49651 | 0.47757 | 0.45941 | 0.44204 | 0.42507 | 0.41403 | 0.41262 | 0.39685 | 0.38165 | 0.36708 | 0.35514 | 0.34926 | 0.33585 | 0.32293 | 0.31048 | 0.29848 | 0.28697 | 0.27597 | 0.26523 | 0.25487 | 0.24831 | 0.24791 | 0.23829 | 0.22906 | 0.22024 | 0.21163 | 0.20333 | 0.19533 | 0.18762 | 0.1802 | 0.1731 | 0.16631 | 0.15968 | 0.22188 | 0.21402 | 0.2096 | 0.21093 | 0.20356
|  | RTW4 | Ruthamford North to Ruthamford West potable transfer (20 Ml/d) | Opex | [9 empty] | 0 | 0 | 0 | 0.02147 | 0.10735 | 0.17176 | 0.17176 | 0.17176 | 0.17176 | 0.17176 | 0.17176 | 0.17176 | 0.17176 | 0.17176 | 0.17176 | 0.17176 | 0.17176 | 0.17176 | 0.17176 | 0.17176 | 0.17176 | 0.17176 | 0.17176 | 0.17176 | 0.17176 | 0.17176 | 0.17176 | 0.17176 | 0.17176 | 0.17176 | 0.17176 | 0.17176 | 0.17176 | 0.17176 | 0.17176 | 0.17176 | 0.17176 | 0.17176 | 0.17176 | 0.17176 | 0.17176 | 0.17176 | 0.17176 | 0.17176 | 0.17176 | 0.17176 | 0.17176 | 0.17176 | 0.17176 | 0.17176 | 0.17176 | 0.17176 | 0.17176 | 0.17176 | 0.17176 | 0.17176 | 0.17176 | 0.17176 | 0.17176 | 0.17176 | 0.17176 | 0.17176 | 0.17176 | 0.17176 | 0.17176 | 0.17176 | 0.17176 | 0.17176 | 0.17176 | 0.17176 | 0.17176 | 0.17176 | 0.17176 | 0.17176 | 0.17176 | 0.17176 | 0.17176 | 0.17176 | 0.17176 | 0.17176
|  | RTW4 | Ruthamford North to Ruthamford West potable transfer (20 Ml/d) | Total NPC |  |  | Total | 2019-20: 53.7462
|  | SHB1 | Pywipe WRC (non potable) (6 Ml/d) | Capex |  |  |  | 0 | 0 | 0 | 0 | 0 | 0 | 5.8155 | 15.9286 | 25.174 | 13.968 | 0 | 0 | 0 | 0 | 0 | 0.067585 | 0.26447 | 0 | 0 | 0 | 0 | 0 | 0.067585 | 2.3762 | 9.5379 | 0 | 0 | 0 | 0 | 0.067585 | 0.26447 | 0 | 0 | 0 | 0 | 0 | 0.067585 | 0.26447 | 2.1374 | 9.5379 | 0 | 0 | 0 | 0.067585 | 0.26447 | 0 | 0 | 0 | 0 | 0 | 0.067585 | 0.26447 | 0 | 2.1374 | 9.5379 | 0 | 0 | 0.067585 | 5.4979 | 20.9335 | 0 | 0 | 0 | 0 | 0.067585 | 0.26447 | 0 | 0 | 2.1374 | 9.5379 | 0 | 0.067585 | 0.26447 | 0 | 0 | 0 | 0 | 0 | 0.067585 | 0.26447 | 0 | 0 | 0 | 2.1374 | 9.5379 | 0.067585
|  | SHB1 | Pywipe WRC (non potable) (6 Ml/d) | Capex | Optimism Bias |  |  | 0 | 0 | 0 | 0 | 0 | 0 | 2.4385 | 6.6789 | 10.5556 | 5.8569 | 0 | 0 | 0 | 0 | 0 | 0.028339 | 0.11089 | 0 | 0 | 0 | 0 | 0 | 0.028339 | 0.99635 | 3.9993 | 0 | 0 | 0 | 0 | 0.028339 | 0.11089 | 0 | 0 | 0 | 0 | 0 | 0.028339 | 0.11089 | 0.89622 | 3.9993 | 0 | 0 | 0 | 0.028339 | 0.11089 | 0 | 0 | 0 | 0 | 0 | 0.028339 | 0.11089 | 0 | 0.89622 | 3.9993 | 0 | 0 | 0.028339 | 2.3053 | 8.7775 | 0 | 0 | 0 | 0 | 0.028339 | 0.11089 | 0 | 0 | 0.89622 | 3.9993 | 0 | 0.028339 | 0.11089 | 0 | 0 | 0 | 0 | 0 | 0.028339 | 0.11089 | 0 | 0 | 0 | 0.89622 | 3.9993 | 0.028339
|  | SHB1 | Pywipe WRC (non potable) (6 Ml/d) | Discount Factor | [9 empty] | 0.96618 | 0.93351 | 0.90194 | 0.87144 | 0.84197 | 0.8135 | 0.78599 | 0.75941 | 0.73373 | 0.70892 | 0.68495 | 0.66178 | 0.6394 | 0.61778 | 0.59689 | 0.57671 | 0.5572 | 0.53836 | 0.52016 | 0.50257 | 0.48557 | 0.46915 | 0.45329 | 0.43796 | 0.42315 | 0.40884 | 0.39501 | 0.38165 | 0.36875 | 0.35628 | 0.39999 | 0.38834 | 0.37703 | 0.36604 | 0.35538 | 0.34503 | 0.33498 | 0.32523 | 0.31575 | 0.30656 | 0.29763 | 0.28896 | 0.28054 | 0.27237 | 0.26444 | 0.25674 | 0.24926 | 0.242 | 0.23495 | 0.22811 | 0.22146 | 0.21501 | 0.20875 | 0.20267 | 0.19677 | 0.19104 | 0.18547 | 0.18007 | 0.17483 | 0.16973 | 0.16479 | 0.15999 | 0.15533 | 0.15081 | 0.14641 | 0.14215 | 0.13801 | 0.13399 | 0.13009 | 0.1263 | 0.12262 | 0.11905 | 0.11558 | 0.11221 | 0.10895 | 0.1531 | 0.14937 | 0.14573 | 0.14217 | 0.1387
|  | SHB1 | Pywipe WRC (non potable) (6 Ml/d) | Discount Rate | [9 empty] | 0.035 | 0.035 | 0.035 | 0.035 | 0.035 | 0.035 | 0.035 | 0.035 | 0.035 | 0.035 | 0.035 | 0.035 | 0.035 | 0.035 | 0.035 | 0.035 | 0.035 | 0.035 | 0.035 | 0.035 | 0.035 | 0.035 | 0.035 | 0.035 | 0.035 | 0.035 | 0.035 | 0.035 | 0.035 | 0.035 | 0.03 | 0.03 | 0.03 | 0.03 | 0.03 | 0.03 | 0.03 | 0.03 | 0.03 | 0.03 | 0.03 | 0.03 | 0.03 | 0.03 | 0.03 | 0.03 | 0.03 | 0.03 | 0.03 | 0.03 | 0.03 | 0.03 | 0.03 | 0.03 | 0.03 | 0.03 | 0.03 | 0.03 | 0.03 | 0.03 | 0.03 | 0.03 | 0.03 | 0.03 | 0.03 | 0.03 | 0.03 | 0.03 | 0.03 | 0.03 | 0.03 | 0.03 | 0.03 | 0.03 | 0.03 | 0.025 | 0.025 | 0.025 | 0.025 | 0.025
|  | SHB1 | Pywipe WRC (non potable) (6 Ml/d) | Financing Cost | [9 empty] | 0.26413 | 0.98757 | 2.1309 | 2.7157 | 2.6164 | 2.5171 | 2.4179 | 2.3186 | 2.2193 | 2.1229 | 2.0357 | 1.9368 | 1.8379 | 1.7391 | 1.6402 | 1.5414 | 1.4456 | 1.4515 | 1.8002 | 1.7366 | 1.673 | 1.6093 | 1.5457 | 1.4851 | 1.4334 | 1.3696 | 1.3059 | 1.2421 | 1.1783 | 1.1146 | 1.0539 | 1.0021 | 1.0354 | 1.4048 | 1.341 | 1.2772 | 1.2134 | 1.1527 | 1.1009 | 1.0372 | 0.97337 | 0.90958 | 0.8458 | 0.78201 | 0.72129 | 0.66952 | 0.60573 | 0.63902 | 1.0084 | 0.94463 | 0.88085 | 0.82013 | 1.0037 | 1.8883 | 1.8245 | 1.7607 | 1.6969 | 1.6331 | 1.5724 | 1.5206 | 1.4568 | 1.393 | 1.4263 | 1.7957 | 1.7319 | 1.6712 | 1.6194 | 1.5557 | 1.4919 | 1.4281 | 1.3643 | 1.3005 | 1.2398 | 1.188 | 1.1242 | 1.0604 | 0.99666 | 1.0299 | 1.3993 | 1.3386
|  | SHB1 | Pywipe WRC (non potable) (6 Ml/d) | Net Present Cost (NPC) | [9 empty] | 0.2552 | 0.92191 | 1.922 | 2.7014 | 4.1722 | 5.2279 | 4.9731 | 4.7295 | 4.4968 | 4.2763 | 4.072 | 3.8688 | 3.6748 | 3.4894 | 3.3124 | 3.1434 | 2.9837 | 2.886 | 2.9698 | 2.8374 | 2.7106 | 2.5891 | 2.4727 | 2.3625 | 2.2607 | 2.1582 | 2.06 | 1.966 | 1.876 | 1.7899 | 1.9852 | 1.9073 | 1.8643 | 1.9452 | 1.8659 | 1.7895 | 1.716 | 1.6463 | 1.582 | 1.5164 | 1.4532 | 1.3925 | 1.334 | 1.2778 | 1.2245 | 1.1755 | 1.1254 | 1.1007 | 1.1554 | 1.1072 | 1.0608 | 1.0169 | 1.0256 | 1.175 | 1.1282 | 1.0832 | 1.0398 | 0.99801 | 0.95833 | 0.92163 | 0.88428 | 0.84831 | 0.82878 | 0.86035 | 0.82595 | 0.79326 | 0.76301 | 0.73224 | 0.70261 | 0.67409 | 0.64664 | 0.62021 | 0.59513 | 0.57198 | 0.54838 | 0.21269 | 0.19797 | 0.198 | 0.24569 | 0.23127
|  | SHB1 | Pywipe WRC (non potable) (6 Ml/d) | Opex | [9 empty] | 0 | 0 | 0 | 0.38427 | 2.3389 | 3.9093 | 3.9093 | 3.9093 | 3.9093 | 3.9093 | 3.9093 | 3.9093 | 3.9093 | 3.9093 | 3.9093 | 3.9093 | 3.9093 | 3.9093 | 3.9093 | 3.9093 | 3.9093 | 3.9093 | 3.9093 | 3.9093 | 3.9093 | 3.9093 | 3.9093 | 3.9093 | 3.9093 | 3.9093 | 3.9093 | 3.9093 | 3.9093 | 3.9093 | 3.9093 | 3.9093 | 3.9093 | 3.9093 | 3.9093 | 3.9093 | 3.9093 | 3.9093 | 3.9093 | 3.9093 | 3.9093 | 3.9093 | 3.9093 | 3.9093 | 3.9093 | 3.9093 | 3.9093 | 3.9093 | 3.9093 | 3.9093 | 3.9093 | 3.9093 | 3.9093 | 3.9093 | 3.9093 | 3.9093 | 3.9093 | 3.9093 | 3.9093 | 3.9093 | 3.9093 | 3.9093 | 3.9093 | 3.9093 | 3.9093 | 3.9093 | 3.9093 | 3.9093 | 3.9093 | 3.9093 | 3.9093 | 0.32875 | 0.32875 | 0.32875 | 0.32875 | 0.32875
|  | SHB1 | Pywipe WRC (non potable) (6 Ml/d) | Total NPC |  |  | Total | 2019-20: 144.3228
|  | SHB2 | Pywipe WRC (non potable- 14 Ml/d)) | Capex |  |  |  | 0 | 0 | 0 | 0 | 0 | 0 | 9.1308 | 25.0159 | 39.5835 | 22.0076 | 0 | 0 | 0 | 0 | 0 | 0.098118 | 0.39863 | 0 | 0 | 0 | 0 | 0 | 0.098118 | 3.649 | 14.8234 | 0 | 0 | 0 | 0 | 0.098118 | 0.39863 | 0 | 0 | 0 | 0 | 0 | 0.098118 | 0.39863 | 3.2849 | 14.8234 | 0 | 0 | 0 | 0.098118 | 0.39863 | 0 | 0 | 0 | 0 | 0 | 0.098118 | 0.39863 | 0 | 3.2849 | 14.8234 | 0 | 0 | 0.098118 | 8.8576 | 33.836 | 0 | 0 | 0 | 0 | 0.098118 | 0.39863 | 0 | 0 | 3.2849 | 14.8234 | 0 | 0.098118 | 0.39863 | 0 | 0 | 0 | 0 | 0 | 0.098118 | 0.39863 | 0 | 0 | 0 | 3.2849 | 14.8234 | 0.098118
|  | SHB2 | Pywipe WRC (non potable- 14 Ml/d)) | Capex | Optimism Bias |  |  | 0 | 0 | 0 | 0 | 0 | 0 | 3.878 | 10.6248 | 16.8119 | 9.3471 | 0 | 0 | 0 | 0 | 0 | 0.041673 | 0.16931 | 0 | 0 | 0 | 0 | 0 | 0.041673 | 1.5498 | 6.2958 | 0 | 0 | 0 | 0 | 0.041673 | 0.16931 | 0 | 0 | 0 | 0 | 0 | 0.041673 | 0.16931 | 1.3951 | 6.2958 | 0 | 0 | 0 | 0.041673 | 0.16931 | 0 | 0 | 0 | 0 | 0 | 0.041673 | 0.16931 | 0 | 1.3951 | 6.2958 | 0 | 0 | 0.041673 | 3.762 | 14.3708 | 0 | 0 | 0 | 0 | 0.041673 | 0.16931 | 0 | 0 | 1.3951 | 6.2958 | 0 | 0.041673 | 0.16931 | 0 | 0 | 0 | 0 | 0 | 0.041673 | 0.16931 | 0 | 0 | 0 | 1.3951 | 6.2958 | 0.041673
|  | SHB2 | Pywipe WRC (non potable- 14 Ml/d)) | Discount Factor | [9 empty] | 0.96618 | 0.93351 | 0.90194 | 0.87144 | 0.84197 | 0.8135 | 0.78599 | 0.75941 | 0.73373 | 0.70892 | 0.68495 | 0.66178 | 0.6394 | 0.61778 | 0.59689 | 0.57671 | 0.5572 | 0.53836 | 0.52016 | 0.50257 | 0.48557 | 0.46915 | 0.45329 | 0.43796 | 0.42315 | 0.40884 | 0.39501 | 0.38165 | 0.36875 | 0.35628 | 0.39999 | 0.38834 | 0.37703 | 0.36604 | 0.35538 | 0.34503 | 0.33498 | 0.32523 | 0.31575 | 0.30656 | 0.29763 | 0.28896 | 0.28054 | 0.27237 | 0.26444 | 0.25674 | 0.24926 | 0.242 | 0.23495 | 0.22811 | 0.22146 | 0.21501 | 0.20875 | 0.20267 | 0.19677 | 0.19104 | 0.18547 | 0.18007 | 0.17483 | 0.16973 | 0.16479 | 0.15999 | 0.15533 | 0.15081 | 0.14641 | 0.14215 | 0.13801 | 0.13399 | 0.13009 | 0.1263 | 0.12262 | 0.11905 | 0.11558 | 0.11221 | 0.10895 | 0.1531 | 0.14937 | 0.14573 | 0.14217 | 0.1387
|  | SHB2 | Pywipe WRC (non potable- 14 Ml/d)) | Discount Rate | [9 empty] | 0.035 | 0.035 | 0.035 | 0.035 | 0.035 | 0.035 | 0.035 | 0.035 | 0.035 | 0.035 | 0.035 | 0.035 | 0.035 | 0.035 | 0.035 | 0.035 | 0.035 | 0.035 | 0.035 | 0.035 | 0.035 | 0.035 | 0.035 | 0.035 | 0.035 | 0.035 | 0.035 | 0.035 | 0.035 | 0.035 | 0.03 | 0.03 | 0.03 | 0.03 | 0.03 | 0.03 | 0.03 | 0.03 | 0.03 | 0.03 | 0.03 | 0.03 | 0.03 | 0.03 | 0.03 | 0.03 | 0.03 | 0.03 | 0.03 | 0.03 | 0.03 | 0.03 | 0.03 | 0.03 | 0.03 | 0.03 | 0.03 | 0.03 | 0.03 | 0.03 | 0.03 | 0.03 | 0.03 | 0.03 | 0.03 | 0.03 | 0.03 | 0.03 | 0.03 | 0.03 | 0.03 | 0.03 | 0.03 | 0.03 | 0.03 | 0.025 | 0.025 | 0.025 | 0.025 | 0.025
|  | SHB2 | Pywipe WRC (non potable- 14 Ml/d)) | Financing Cost | [9 empty] | 0.41628 | 1.5568 | 3.3614 | 4.2866 | 4.1303 | 3.974 | 3.8177 | 3.6614 | 3.5051 | 3.3529 | 3.2148 | 3.0592 | 2.9036 | 2.748 | 2.5923 | 2.4367 | 2.2856 | 2.2914 | 2.8343 | 2.7339 | 2.6335 | 2.533 | 2.4326 | 2.3366 | 2.2543 | 2.1537 | 2.0531 | 1.9525 | 1.8519 | 1.7512 | 1.6551 | 1.5727 | 1.6218 | 2.197 | 2.0964 | 1.9957 | 1.8951 | 1.7989 | 1.7165 | 1.6158 | 1.5152 | 1.4146 | 1.3139 | 1.2133 | 1.1171 | 1.0347 | 0.93406 | 0.98319 | 1.5584 | 1.4577 | 1.3571 | 1.2609 | 1.5603 | 2.9984 | 2.8978 | 2.7971 | 2.6965 | 2.5959 | 2.4997 | 2.4173 | 2.3166 | 2.216 | 2.2651 | 2.8403 | 2.7397 | 2.6435 | 2.5611 | 2.4604 | 2.3598 | 2.2592 | 2.1585 | 2.0579 | 1.9617 | 1.8793 | 1.7786 | 1.678 | 1.5774 | 1.6265 | 2.2017 | 2.1055
|  | SHB2 | Pywipe WRC (non potable- 14 Ml/d)) | Net Present Cost (NPC) | [9 empty] | 0.4022 | 1.4533 | 3.0318 | 4.3366 | 7.0055 | 8.9278 | 8.503 | 8.0968 | 7.7083 | 7.3398 | 6.997 | 6.6574 | 6.3327 | 6.0224 | 5.7259 | 5.4425 | 5.1743 | 5.0024 | 5.1157 | 4.8922 | 4.678 | 4.4727 | 4.2759 | 4.0893 | 3.9162 | 3.7426 | 3.5763 | 3.417 | 3.2643 | 3.1181 | 3.4621 | 3.3293 | 3.2508 | 3.3667 | 3.2329 | 3.104 | 2.9799 | 2.8618 | 2.7524 | 2.6414 | 2.5345 | 2.4316 | 2.3326 | 2.2372 | 2.1466 | 2.0629 | 1.9778 | 1.9321 | 2.0109 | 1.9294 | 1.8509 | 1.7763 | 1.7871 | 2.0265 | 1.9477 | 1.8717 | 1.7985 | 1.728 | 1.6609 | 1.5985 | 1.5354 | 1.4746 | 1.4392 | 1.4841 | 1.4261 | 1.3709 | 1.3196 | 1.2677 | 1.2177 | 1.1695 | 1.1231 | 1.0784 | 1.0359 | 0.99644 | 0.95645 | 0.35447 | 0.3308 | 0.32989 | 0.40362 | 0.38044
|  | SHB2 | Pywipe WRC (non potable- 14 Ml/d)) | Opex | [9 empty] | 0 | 0 | 0 | 0.68975 | 4.19 | 7.0005 | 7.0005 | 7.0005 | 7.0005 | 7.0005 | 7.0005 | 7.0005 | 7.0005 | 7.0005 | 7.0005 | 7.0005 | 7.0005 | 7.0005 | 7.0005 | 7.0005 | 7.0005 | 7.0005 | 7.0005 | 7.0005 | 7.0005 | 7.0005 | 7.0005 | 7.0005 | 7.0005 | 7.0005 | 7.0005 | 7.0005 | 7.0005 | 7.0005 | 7.0005 | 7.0005 | 7.0005 | 7.0005 | 7.0005 | 7.0005 | 7.0005 | 7.0005 | 7.0005 | 7.0005 | 7.0005 | 7.0005 | 7.0005 | 7.0005 | 7.0005 | 7.0005 | 7.0005 | 7.0005 | 7.0005 | 7.0005 | 7.0005 | 7.0005 | 7.0005 | 7.0005 | 7.0005 | 7.0005 | 7.0005 | 7.0005 | 7.0005 | 7.0005 | 7.0005 | 7.0005 | 7.0005 | 7.0005 | 7.0005 | 7.0005 | 7.0005 | 7.0005 | 7.0005 | 7.0005 | 7.0005 | 0.63724 | 0.63724 | 0.63724 | 0.63724 | 0.63724
|  | SHB2 | Pywipe WRC (non potable- 14 Ml/d)) | Total NPC |  |  | Total | 2019-20: 248.6743
|  | SHB3 | Pywipe WRC (non potable) 20 Ml/d)) | Capex |  |  |  | 0 | 0 | 0 | 0 | 0 | 0 | 10.3555 | 28.4145 | 45.2523 | 25.4306 | 0 | 0 | 0 | 0 | 0 | 0.12258 | 0.50699 | 0 | 0 | 0 | 0 | 0 | 0.12258 | 4.5525 | 18.503 | 0 | 0 | 0 | 0 | 0.12258 | 0.50699 | 0 | 0 | 0 | 0 | 0 | 0.12258 | 0.50699 | 4.0865 | 18.503 | 0 | 0 | 0 | 0.12258 | 0.50699 | 0 | 0 | 0 | 0 | 0 | 0.12258 | 0.50699 | 0 | 4.0865 | 18.503 | 0 | 0 | 0.12258 | 11.0648 | 42.2313 | 0 | 0 | 0 | 0 | 0.12258 | 0.50699 | 0 | 0 | 4.0865 | 18.503 | 0 | 0.12258 | 0.50699 | 0 | 0 | 0 | 0 | 0 | 0.12258 | 0.50699 | 0 | 0 | 0 | 4.0865 | 18.503 | 0.12258
|  | SHB3 | Pywipe WRC (non potable) 20 Ml/d)) | Capex | Optimism Bias |  |  | 0 | 0 | 0 | 0 | 0 | 0 | 4.7053 | 12.911 | 20.5618 | 11.5552 | 0 | 0 | 0 | 0 | 0 | 0.055697 | 0.23037 | 0 | 0 | 0 | 0 | 0 | 0.055697 | 2.0686 | 8.4074 | 0 | 0 | 0 | 0 | 0.055697 | 0.23037 | 0 | 0 | 0 | 0 | 0 | 0.055697 | 0.23037 | 1.8568 | 8.4074 | 0 | 0 | 0 | 0.055697 | 0.23037 | 0 | 0 | 0 | 0 | 0 | 0.055697 | 0.23037 | 0 | 1.8568 | 8.4074 | 0 | 0 | 0.055697 | 5.0276 | 19.189 | 0 | 0 | 0 | 0 | 0.055697 | 0.23037 | 0 | 0 | 1.8568 | 8.4074 | 0 | 0.055697 | 0.23037 | 0 | 0 | 0 | 0 | 0 | 0.055697 | 0.23037 | 0 | 0 | 0 | 1.8568 | 8.4074 | 0.055697
|  | SHB3 | Pywipe WRC (non potable) 20 Ml/d)) | Discount Factor | [9 empty] | 0.96618 | 0.93351 | 0.90194 | 0.87144 | 0.84197 | 0.8135 | 0.78599 | 0.75941 | 0.73373 | 0.70892 | 0.68495 | 0.66178 | 0.6394 | 0.61778 | 0.59689 | 0.57671 | 0.5572 | 0.53836 | 0.52016 | 0.50257 | 0.48557 | 0.46915 | 0.45329 | 0.43796 | 0.42315 | 0.40884 | 0.39501 | 0.38165 | 0.36875 | 0.35628 | 0.39999 | 0.38834 | 0.37703 | 0.36604 | 0.35538 | 0.34503 | 0.33498 | 0.32523 | 0.31575 | 0.30656 | 0.29763 | 0.28896 | 0.28054 | 0.27237 | 0.26444 | 0.25674 | 0.24926 | 0.242 | 0.23495 | 0.22811 | 0.22146 | 0.21501 | 0.20875 | 0.20267 | 0.19677 | 0.19104 | 0.18547 | 0.18007 | 0.17483 | 0.16973 | 0.16479 | 0.15999 | 0.15533 | 0.15081 | 0.14641 | 0.14215 | 0.13801 | 0.13399 | 0.13009 | 0.1263 | 0.12262 | 0.11905 | 0.11558 | 0.11221 | 0.10895 | 0.1531 | 0.14937 | 0.14573 | 0.14217 | 0.1387
|  | SHB3 | Pywipe WRC (non potable) 20 Ml/d)) | Discount Rate | [9 empty] | 0.035 | 0.035 | 0.035 | 0.035 | 0.035 | 0.035 | 0.035 | 0.035 | 0.035 | 0.035 | 0.035 | 0.035 | 0.035 | 0.035 | 0.035 | 0.035 | 0.035 | 0.035 | 0.035 | 0.035 | 0.035 | 0.035 | 0.035 | 0.035 | 0.035 | 0.035 | 0.035 | 0.035 | 0.035 | 0.035 | 0.03 | 0.03 | 0.03 | 0.03 | 0.03 | 0.03 | 0.03 | 0.03 | 0.03 | 0.03 | 0.03 | 0.03 | 0.03 | 0.03 | 0.03 | 0.03 | 0.03 | 0.03 | 0.03 | 0.03 | 0.03 | 0.03 | 0.03 | 0.03 | 0.03 | 0.03 | 0.03 | 0.03 | 0.03 | 0.03 | 0.03 | 0.03 | 0.03 | 0.03 | 0.03 | 0.03 | 0.03 | 0.03 | 0.03 | 0.03 | 0.03 | 0.03 | 0.03 | 0.03 | 0.03 | 0.025 | 0.025 | 0.025 | 0.025 | 0.025
|  | SHB3 | Pywipe WRC (non potable) 20 Ml/d)) | Financing Cost | [9 empty] | 0.48194 | 1.8044 | 3.9104 | 4.9972 | 4.8036 | 4.6101 | 4.4166 | 4.223 | 4.0295 | 3.8412 | 3.6712 | 3.4784 | 3.2855 | 3.0927 | 2.8998 | 2.707 | 2.5199 | 2.5327 | 3.2282 | 3.1023 | 2.9764 | 2.8504 | 2.7245 | 2.6043 | 2.5019 | 2.3757 | 2.2496 | 2.1234 | 1.9973 | 1.8711 | 1.7507 | 1.6482 | 1.7122 | 2.4471 | 2.321 | 2.1948 | 2.0686 | 1.9482 | 1.8456 | 1.7194 | 1.5933 | 1.4671 | 1.3409 | 1.2148 | 1.0943 | 0.99174 | 0.86557 | 0.92959 | 1.6646 | 1.5384 | 1.4122 | 1.2918 | 1.6756 | 3.51 | 3.3838 | 3.2577 | 3.1315 | 3.0053 | 2.8849 | 2.7823 | 2.6561 | 2.53 | 2.594 | 3.329 | 3.2028 | 3.0823 | 2.9798 | 2.8536 | 2.7274 | 2.6012 | 2.4751 | 2.3489 | 2.2285 | 2.1259 | 1.9997 | 1.8735 | 1.7474 | 1.8114 | 2.5464 | 2.4259
|  | SHB3 | Pywipe WRC (non potable) 20 Ml/d)) | Net Present Cost (NPC) | [9 empty] | 0.46565 | 1.6844 | 3.527 | 5.1682 | 8.8025 | 11.4256 | 10.8871 | 10.372 | 9.8792 | 9.4117 | 8.977 | 8.5458 | 8.1335 | 7.7393 | 7.3625 | 7.0023 | 6.6612 | 6.4429 | 6.5868 | 6.3007 | 6.0265 | 5.7637 | 5.5117 | 5.2726 | 5.051 | 4.8286 | 4.6155 | 4.4113 | 4.2156 | 4.0281 | 4.4741 | 4.304 | 4.2027 | 4.3494 | 4.1778 | 4.0126 | 3.8535 | 3.7021 | 3.5619 | 3.4194 | 3.2823 | 3.1502 | 3.0231 | 2.9007 | 2.7843 | 2.6769 | 2.5675 | 2.5082 | 2.6078 | 2.5031 | 2.4022 | 2.3064 | 2.3193 | 2.6235 | 2.5223 | 2.4247 | 2.3307 | 2.2401 | 2.1538 | 2.0737 | 1.9925 | 1.9143 | 1.8684 | 1.9249 | 1.8503 | 1.7793 | 1.7133 | 1.6465 | 1.5821 | 1.5201 | 1.4604 | 1.4028 | 1.348 | 1.2973 | 1.2457 | 0.43786 | 0.40833 | 0.4077 | 0.50225 | 0.47329
|  | SHB3 | Pywipe WRC (non potable) 20 Ml/d)) | Opex | [9 empty] | 0 | 0 | 0 | 0.93349 | 5.6509 | 9.4349 | 9.4349 | 9.4349 | 9.4349 | 9.4349 | 9.4349 | 9.4349 | 9.4349 | 9.4349 | 9.4349 | 9.4349 | 9.4349 | 9.4349 | 9.4349 | 9.4349 | 9.4349 | 9.4349 | 9.4349 | 9.4349 | 9.4349 | 9.4349 | 9.4349 | 9.4349 | 9.4349 | 9.4349 | 9.4349 | 9.4349 | 9.4349 | 9.4349 | 9.4349 | 9.4349 | 9.4349 | 9.4349 | 9.4349 | 9.4349 | 9.4349 | 9.4349 | 9.4349 | 9.4349 | 9.4349 | 9.4349 | 9.4349 | 9.4349 | 9.4349 | 9.4349 | 9.4349 | 9.4349 | 9.4349 | 9.4349 | 9.4349 | 9.4349 | 9.4349 | 9.4349 | 9.4349 | 9.4349 | 9.4349 | 9.4349 | 9.4349 | 9.4349 | 9.4349 | 9.4349 | 9.4349 | 9.4349 | 9.4349 | 9.4349 | 9.4349 | 9.4349 | 9.4349 | 9.4349 | 9.4349 | 0.98632 | 0.98632 | 0.98632 | 0.98632 | 0.98632
|  | SHB3 | Pywipe WRC (non potable) 20 Ml/d)) | Total NPC |  |  | Total | 2019-20: 319.4931
|  | SHB6 | Desalination (seawater) on the South Humber Bank feeding the non potable network (10 Ml/d) | Capex |  |  |  | 0 | 0 | 0 | 0 | 0 | 0 | 11.0149 | 30.2729 | 48.5399 | 27.5817 | 0 | 0 | 0 | 0 | 0 | 0.18827 | 0.88063 | 0 | 0 | 0 | 0 | 0 | 0.18827 | 4.5508 | 17.4878 | 0 | 0 | 0 | 0 | 0.18827 | 0.88063 | 0 | 0 | 0 | 0 | 0 | 0.18827 | 0.88063 | 3.7098 | 17.4878 | 0 | 0 | 0 | 0.18827 | 0.88063 | 0 | 0 | 0 | 0 | 0 | 0.18827 | 0.88063 | 0 | 3.7098 | 17.4878 | 0 | 0 | 0.18827 | 13.5343 | 50.6147 | 0 | 0 | 0 | 0 | 0.18827 | 0.88063 | 0 | 0 | 3.7098 | 17.4878 | 0 | 0.18827 | 0.88063 | 0 | 0 | 0 | 0 | 0 | 0.18827 | 0.88063 | 0 | 0 | 0 | 3.7098 | 17.4878 | 0.18827
|  | SHB6 | Desalination (seawater) on the South Humber Bank feeding the non potable network (10 Ml/d) | Capex | Optimism Bias |  |  | 0 | 0 | 0 | 0 | 0 | 0 | 5.6695 | 15.5819 | 24.9842 | 14.1967 | 0 | 0 | 0 | 0 | 0 | 0.096905 | 0.45327 | 0 | 0 | 0 | 0 | 0 | 0.096905 | 2.3424 | 9.0012 | 0 | 0 | 0 | 0 | 0.096905 | 0.45327 | 0 | 0 | 0 | 0 | 0 | 0.096905 | 0.45327 | 1.9095 | 9.0012 | 0 | 0 | 0 | 0.096905 | 0.45327 | 0 | 0 | 0 | 0 | 0 | 0.096905 | 0.45327 | 0 | 1.9095 | 9.0012 | 0 | 0 | 0.096905 | 6.9663 | 26.0521 | 0 | 0 | 0 | 0 | 0.096905 | 0.45327 | 0 | 0 | 1.9095 | 9.0012 | 0 | 0.096905 | 0.45327 | 0 | 0 | 0 | 0 | 0 | 0.096905 | 0.45327 | 0 | 0 | 0 | 1.9095 | 9.0012 | 0.096905
|  | SHB6 | Desalination (seawater) on the South Humber Bank feeding the non potable network (10 Ml/d) | Discount Factor | [9 empty] | 0.96618 | 0.93351 | 0.90194 | 0.87144 | 0.84197 | 0.8135 | 0.78599 | 0.75941 | 0.73373 | 0.70892 | 0.68495 | 0.66178 | 0.6394 | 0.61778 | 0.59689 | 0.57671 | 0.5572 | 0.53836 | 0.52016 | 0.50257 | 0.48557 | 0.46915 | 0.45329 | 0.43796 | 0.42315 | 0.40884 | 0.39501 | 0.38165 | 0.36875 | 0.35628 | 0.39999 | 0.38834 | 0.37703 | 0.36604 | 0.35538 | 0.34503 | 0.33498 | 0.32523 | 0.31575 | 0.30656 | 0.29763 | 0.28896 | 0.28054 | 0.27237 | 0.26444 | 0.25674 | 0.24926 | 0.242 | 0.23495 | 0.22811 | 0.22146 | 0.21501 | 0.20875 | 0.20267 | 0.19677 | 0.19104 | 0.18547 | 0.18007 | 0.17483 | 0.16973 | 0.16479 | 0.15999 | 0.15533 | 0.15081 | 0.14641 | 0.14215 | 0.13801 | 0.13399 | 0.13009 | 0.1263 | 0.12262 | 0.11905 | 0.11558 | 0.11221 | 0.10895 | 0.1531 | 0.14937 | 0.14573 | 0.14217 | 0.1387
|  | SHB6 | Desalination (seawater) on the South Humber Bank feeding the non potable network (10 Ml/d) | Discount Rate | [9 empty] | 0.035 | 0.035 | 0.035 | 0.035 | 0.035 | 0.035 | 0.035 | 0.035 | 0.035 | 0.035 | 0.035 | 0.035 | 0.035 | 0.035 | 0.035 | 0.035 | 0.035 | 0.035 | 0.035 | 0.035 | 0.035 | 0.035 | 0.035 | 0.035 | 0.035 | 0.035 | 0.035 | 0.035 | 0.035 | 0.035 | 0.03 | 0.03 | 0.03 | 0.03 | 0.03 | 0.03 | 0.03 | 0.03 | 0.03 | 0.03 | 0.03 | 0.03 | 0.03 | 0.03 | 0.03 | 0.03 | 0.03 | 0.03 | 0.03 | 0.03 | 0.03 | 0.03 | 0.03 | 0.03 | 0.03 | 0.03 | 0.03 | 0.03 | 0.03 | 0.03 | 0.03 | 0.03 | 0.03 | 0.03 | 0.03 | 0.03 | 0.03 | 0.03 | 0.03 | 0.03 | 0.03 | 0.03 | 0.03 | 0.03 | 0.03 | 0.025 | 0.025 | 0.025 | 0.025 | 0.025
|  | SHB6 | Desalination (seawater) on the South Humber Bank feeding the non potable network (10 Ml/d) | Financing Cost | [9 empty] | 0.53281 | 1.9972 | 4.3451 | 5.5686 | 5.3474 | 5.1261 | 4.9049 | 4.6836 | 4.4624 | 4.2496 | 4.0716 | 3.8528 | 3.634 | 3.4153 | 3.1965 | 2.9777 | 2.7681 | 2.764 | 3.4271 | 3.2885 | 3.1499 | 3.0114 | 2.8728 | 2.7434 | 2.6474 | 2.5086 | 2.3698 | 2.231 | 2.0922 | 1.9534 | 1.8238 | 1.7277 | 1.7687 | 2.4775 | 2.3387 | 2.1999 | 2.0611 | 1.9314 | 1.8352 | 1.6964 | 1.5576 | 1.4188 | 1.28 | 1.1412 | 1.0115 | 0.91534 | 0.77652 | 0.81752 | 1.5264 | 1.3875 | 1.2487 | 1.119 | 1.6301 | 3.9385 | 3.7997 | 3.6609 | 3.5221 | 3.3832 | 3.2535 | 3.1574 | 3.0186 | 2.8798 | 2.9208 | 3.6296 | 3.4908 | 3.3611 | 3.265 | 3.1262 | 2.9874 | 2.8485 | 2.7097 | 2.5709 | 2.4412 | 2.3451 | 2.2063 | 2.0675 | 1.9286 | 1.9696 | 2.6785 | 2.5488
|  | SHB6 | Desalination (seawater) on the South Humber Bank feeding the non potable network (10 Ml/d) | Net Present Cost (NPC) | [9 empty] | 0.5148 | 1.8644 | 3.919 | 5.2939 | 7.3964 | 8.9387 | 8.4625 | 8.0083 | 7.5752 | 7.1682 | 6.8039 | 6.429 | 6.0717 | 5.7312 | 5.4068 | 5.0978 | 4.8086 | 4.6438 | 4.8317 | 4.5987 | 4.3759 | 4.1629 | 3.9593 | 3.7687 | 3.6006 | 3.4221 | 3.2516 | 3.0887 | 2.933 | 2.7844 | 3.0741 | 2.9473 | 2.8769 | 3.0526 | 2.9143 | 2.7815 | 2.654 | 2.5346 | 2.4304 | 2.317 | 2.2082 | 2.1038 | 2.0036 | 1.9074 | 1.8176 | 1.7399 | 1.6547 | 1.6164 | 1.7359 | 1.6536 | 1.5747 | 1.501 | 1.5639 | 1.9862 | 1.9011 | 1.8192 | 1.7404 | 1.6648 | 1.5936 | 1.5309 | 1.4634 | 1.3986 | 1.3642 | 1.4314 | 1.3694 | 1.311 | 1.2596 | 1.2043 | 1.1512 | 1.1001 | 1.051 | 1.0039 | 0.95967 | 0.92093 | 0.87898 | 1.214 | 1.1637 | 1.1413 | 1.2142 | 1.1666
|  | SHB6 | Desalination (seawater) on the South Humber Bank feeding the non potable network (10 Ml/d) | Opex | [9 empty] | 0 | 0 | 0 | 0.50628 | 3.4372 | 5.8618 | 5.8618 | 5.8618 | 5.8618 | 5.8618 | 5.8618 | 5.8618 | 5.8618 | 5.8618 | 5.8618 | 5.8618 | 5.8618 | 5.8618 | 5.8618 | 5.8618 | 5.8618 | 5.8618 | 5.8618 | 5.8618 | 5.8618 | 5.8618 | 5.8618 | 5.8618 | 5.8618 | 5.8618 | 5.8618 | 5.8618 | 5.8618 | 5.8618 | 5.8618 | 5.8618 | 5.8618 | 5.8618 | 5.8618 | 5.8618 | 5.8618 | 5.8618 | 5.8618 | 5.8618 | 5.8618 | 5.8618 | 5.8618 | 5.8618 | 5.8618 | 5.8618 | 5.8618 | 5.8618 | 5.8618 | 5.8618 | 5.8618 | 5.8618 | 5.8618 | 5.8618 | 5.8618 | 5.8618 | 5.8618 | 5.8618 | 5.8618 | 5.8618 | 5.8618 | 5.8618 | 5.8618 | 5.8618 | 5.8618 | 5.8618 | 5.8618 | 5.8618 | 5.8618 | 5.8618 | 5.8618 | 5.8618 | 5.8618 | 5.8618 | 5.8618 | 5.8618
|  | SHB6 | Desalination (seawater) on the South Humber Bank feeding the non potable network (10 Ml/d) | Total NPC |  |  | Total | 2019-20: 235.5786
|  | SHB7 | Desalination (seawater) on the South Humber Bank feeding the non potable network (25 Ml/d) | Capex |  |  |  | 0 | 0 | 0 | 0 | 0 | 0 | 20.1519 | 55.3975 | 88.9123 | 50.6026 | 0 | 0 | 0 | 0 | 0 | 0.32607 | 1.5473 | 0 | 0 | 0 | 0 | 0 | 0.32607 | 7.9485 | 30.8196 | 0 | 0 | 0 | 0 | 0.32607 | 1.5473 | 0 | 0 | 0 | 0 | 0 | 0.32607 | 1.5473 | 6.4641 | 30.8196 | 0 | 0 | 0 | 0.32607 | 1.5473 | 0 | 0 | 0 | 0 | 0 | 0.32607 | 1.5473 | 0 | 6.4641 | 30.8196 | 0 | 0 | 0.32607 | 26.2593 | 98.8482 | 0 | 0 | 0 | 0 | 0.32607 | 1.5473 | 0 | 0 | 6.4641 | 30.8196 | 0 | 0.32607 | 1.5473 | 0 | 0 | 0 | 0 | 0 | 0.32607 | 1.5473 | 0 | 0 | 0 | 6.4641 | 30.8196 | 0.32607
|  | SHB7 | Desalination (seawater) on the South Humber Bank feeding the non potable network (25 Ml/d) | Capex | Optimism Bias |  |  | 0 | 0 | 0 | 0 | 0 | 0 | 10.4796 | 28.8083 | 46.237 | 26.3149 | 0 | 0 | 0 | 0 | 0 | 0.16957 | 0.80462 | 0 | 0 | 0 | 0 | 0 | 0.16957 | 4.1335 | 16.0271 | 0 | 0 | 0 | 0 | 0.16957 | 0.80462 | 0 | 0 | 0 | 0 | 0 | 0.16957 | 0.80462 | 3.3615 | 16.0271 | 0 | 0 | 0 | 0.16957 | 0.80462 | 0 | 0 | 0 | 0 | 0 | 0.16957 | 0.80462 | 0 | 3.3615 | 16.0271 | 0 | 0 | 0.16957 | 13.6556 | 51.404 | 0 | 0 | 0 | 0 | 0.16957 | 0.80462 | 0 | 0 | 3.3615 | 16.0271 | 0 | 0.16957 | 0.80462 | 0 | 0 | 0 | 0 | 0 | 0.16957 | 0.80462 | 0 | 0 | 0 | 3.3615 | 16.0271 | 0.16957
|  | SHB7 | Desalination (seawater) on the South Humber Bank feeding the non potable network (25 Ml/d) | Discount Factor | [9 empty] | 0.96618 | 0.93351 | 0.90194 | 0.87144 | 0.84197 | 0.8135 | 0.78599 | 0.75941 | 0.73373 | 0.70892 | 0.68495 | 0.66178 | 0.6394 | 0.61778 | 0.59689 | 0.57671 | 0.5572 | 0.53836 | 0.52016 | 0.50257 | 0.48557 | 0.46915 | 0.45329 | 0.43796 | 0.42315 | 0.40884 | 0.39501 | 0.38165 | 0.36875 | 0.35628 | 0.39999 | 0.38834 | 0.37703 | 0.36604 | 0.35538 | 0.34503 | 0.33498 | 0.32523 | 0.31575 | 0.30656 | 0.29763 | 0.28896 | 0.28054 | 0.27237 | 0.26444 | 0.25674 | 0.24926 | 0.242 | 0.23495 | 0.22811 | 0.22146 | 0.21501 | 0.20875 | 0.20267 | 0.19677 | 0.19104 | 0.18547 | 0.18007 | 0.17483 | 0.16973 | 0.16479 | 0.15999 | 0.15533 | 0.15081 | 0.14641 | 0.14215 | 0.13801 | 0.13399 | 0.13009 | 0.1263 | 0.12262 | 0.11905 | 0.11558 | 0.11221 | 0.10895 | 0.1531 | 0.14937 | 0.14573 | 0.14217 | 0.1387
|  | SHB7 | Desalination (seawater) on the South Humber Bank feeding the non potable network (25 Ml/d) | Discount Rate | [9 empty] | 0.035 | 0.035 | 0.035 | 0.035 | 0.035 | 0.035 | 0.035 | 0.035 | 0.035 | 0.035 | 0.035 | 0.035 | 0.035 | 0.035 | 0.035 | 0.035 | 0.035 | 0.035 | 0.035 | 0.035 | 0.035 | 0.035 | 0.035 | 0.035 | 0.035 | 0.035 | 0.035 | 0.035 | 0.035 | 0.035 | 0.03 | 0.03 | 0.03 | 0.03 | 0.03 | 0.03 | 0.03 | 0.03 | 0.03 | 0.03 | 0.03 | 0.03 | 0.03 | 0.03 | 0.03 | 0.03 | 0.03 | 0.03 | 0.03 | 0.03 | 0.03 | 0.03 | 0.03 | 0.03 | 0.03 | 0.03 | 0.03 | 0.03 | 0.03 | 0.03 | 0.03 | 0.03 | 0.03 | 0.03 | 0.03 | 0.03 | 0.03 | 0.03 | 0.03 | 0.03 | 0.03 | 0.03 | 0.03 | 0.03 | 0.03 | 0.025 | 0.025 | 0.025 | 0.025 | 0.025
|  | SHB7 | Desalination (seawater) on the South Humber Bank feeding the non potable network (25 Ml/d) | Financing Cost | [9 empty] | 0.97918 | 3.6709 | 7.9911 | 10.2539 | 9.8621 | 9.4703 | 9.0785 | 8.6867 | 8.2949 | 7.9179 | 7.6021 | 7.214 | 6.8259 | 6.4378 | 6.0497 | 5.6617 | 5.2894 | 5.2777 | 6.4442 | 6.1878 | 5.9314 | 5.6749 | 5.4185 | 5.1779 | 4.9966 | 4.7398 | 4.483 | 4.2263 | 3.9695 | 3.7127 | 3.4718 | 3.2903 | 3.3479 | 4.5902 | 4.3333 | 4.0765 | 3.8197 | 3.5787 | 3.3972 | 3.1404 | 2.8835 | 2.6267 | 2.3699 | 2.1131 | 1.8721 | 1.6906 | 1.4337 | 1.4913 | 2.7336 | 2.4768 | 2.22 | 1.979 | 2.9874 | 7.5267 | 7.2699 | 7.013 | 6.7562 | 6.4994 | 6.2584 | 6.0769 | 5.82 | 5.5632 | 5.6208 | 6.8631 | 6.6063 | 6.3653 | 6.1838 | 5.9269 | 5.6701 | 5.4133 | 5.1565 | 4.8997 | 4.6587 | 4.4771 | 4.2203 | 3.9635 | 3.7067 | 3.7643 | 5.0065 | 4.7656
|  | SHB7 | Desalination (seawater) on the South Humber Bank feeding the non potable network (25 Ml/d) | Net Present Cost (NPC) | [9 empty] | 0.94606 | 3.4268 | 7.2075 | 9.4034 | 11.3238 | 12.6669 | 11.9306 | 11.2296 | 10.5624 | 9.9379 | 9.3855 | 8.8113 | 8.2652 | 7.7459 | 7.2523 | 6.7833 | 6.3465 | 6.1256 | 6.5252 | 6.1757 | 5.8423 | 5.5244 | 5.2214 | 4.9395 | 4.6957 | 4.4319 | 4.1806 | 3.9412 | 3.7133 | 3.4962 | 3.8288 | 3.6468 | 3.5623 | 3.9133 | 3.708 | 3.5114 | 3.3231 | 3.1479 | 2.9989 | 2.8328 | 2.6739 | 2.5218 | 2.3763 | 2.2371 | 2.1083 | 2.0002 | 1.878 | 1.8372 | 2.0756 | 1.9565 | 1.8427 | 1.7372 | 1.8971 | 2.7618 | 2.6308 | 2.5052 | 2.3846 | 2.2689 | 2.1606 | 2.0669 | 1.9644 | 1.8661 | 1.8207 | 1.955 | 1.8604 | 1.772 | 1.6953 | 1.6115 | 1.5312 | 1.4542 | 1.3803 | 1.3095 | 1.2435 | 1.187 | 1.1244 | 1.5408 | 1.4649 | 1.4376 | 1.5791 | 1.5072
|  | SHB7 | Desalination (seawater) on the South Humber Bank feeding the non potable network (25 Ml/d) | Opex | [9 empty] | 0 | 0 | 0 | 0.53673 | 3.587 | 6.1005 | 6.1005 | 6.1005 | 6.1005 | 6.1005 | 6.1005 | 6.1005 | 6.1005 | 6.1005 | 6.1005 | 6.1005 | 6.1005 | 6.1005 | 6.1005 | 6.1005 | 6.1005 | 6.1005 | 6.1005 | 6.1005 | 6.1005 | 6.1005 | 6.1005 | 6.1005 | 6.1005 | 6.1005 | 6.1005 | 6.1005 | 6.1005 | 6.1005 | 6.1005 | 6.1005 | 6.1005 | 6.1005 | 6.1005 | 6.1005 | 6.1005 | 6.1005 | 6.1005 | 6.1005 | 6.1005 | 6.1005 | 6.1005 | 6.1005 | 6.1005 | 6.1005 | 6.1005 | 6.1005 | 6.1005 | 6.1005 | 6.1005 | 6.1005 | 6.1005 | 6.1005 | 6.1005 | 6.1005 | 6.1005 | 6.1005 | 6.1005 | 6.1005 | 6.1005 | 6.1005 | 6.1005 | 6.1005 | 6.1005 | 6.1005 | 6.1005 | 6.1005 | 6.1005 | 6.1005 | 6.1005 | 6.1005 | 6.1005 | 6.1005 | 6.1005 | 6.1005
|  | SHB7 | Desalination (seawater) on the South Humber Bank feeding the non potable network (25 Ml/d) | Total NPC |  |  | Total | 2019-20: 317.7369
|  | SHB8 | South Humber Bank desalination NP | Capex |  |  |  |  | 0 | 0 | 0 | 0 | 0 | 32.0746 | 88.1299 | 141.1588 | 80.0727 | 0 | 0 | 0 | 0 | 0 | 0.52606 | 2.5556 | 0 | 0 | 0 | 0 | 0 | 0.52606 | 12.3443 | 46.9626 | 0 | 0 | 0 | 0 | 0.52606 | 2.5556 | 0 | 0 | 0 | 0 | 0 | 0.52606 | 2.5556 | 9.8751 | 46.9626 | 0 | 0 | 0 | 0.52606 | 2.5556 | 0 | 0 | 0 | 0 | 0 | 0.52606 | 2.5556 | 0 | 9.8751 | 46.9626 | 0 | 0 | 0.52606 | 39.2074 | 146.6073 | 0 | 0 | 0 | 0 | 0.52606 | 2.5556 | 0 | 0 | 9.8751 | 46.9626 | 0 | 0.52606 | 2.5556 | 0 | 0 | 0 | 0 | 0 | 0.52606 | 2.5556 | 0 | 0 | 0 | 9.8751 | 46.9626 | 0.52606
|  | SHB8 | South Humber Bank desalination NP | Capex | Optimism Bias |  |  | 0 | 0 | 0 | 0 | 0 | 0 | 16.326 | 44.8582 | 71.85 | 40.7571 | 0 | 0 | 0 | 0 | 0 | 0.26776 | 1.3008 | 0 | 0 | 0 | 0 | 0 | 0.26776 | 6.2833 | 23.904 | 0 | 0 | 0 | 0 | 0.26776 | 1.3008 | 0 | 0 | 0 | 0 | 0 | 0.26776 | 1.3008 | 5.0264 | 23.904 | 0 | 0 | 0 | 0.26776 | 1.3008 | 0 | 0 | 0 | 0 | 0 | 0.26776 | 1.3008 | 0 | 5.0264 | 23.904 | 0 | 0 | 0.26776 | 19.9566 | 74.6233 | 0 | 0 | 0 | 0 | 0.26776 | 1.3008 | 0 | 0 | 5.0264 | 23.904 | 0 | 0.26776 | 1.3008 | 0 | 0 | 0 | 0 | 0 | 0.26776 | 1.3008 | 0 | 0 | 0 | 5.0264 | 23.904 | 0.26776
|  | SHB8 | South Humber Bank desalination NP | Discount Factor | [9 empty] | 0.96618 | 0.93351 | 0.90194 | 0.87144 | 0.84197 | 0.8135 | 0.78599 | 0.75941 | 0.73373 | 0.70892 | 0.68495 | 0.66178 | 0.6394 | 0.61778 | 0.59689 | 0.57671 | 0.5572 | 0.53836 | 0.52016 | 0.50257 | 0.48557 | 0.46915 | 0.45329 | 0.43796 | 0.42315 | 0.40884 | 0.39501 | 0.38165 | 0.36875 | 0.35628 | 0.39999 | 0.38834 | 0.37703 | 0.36604 | 0.35538 | 0.34503 | 0.33498 | 0.32523 | 0.31575 | 0.30656 | 0.29763 | 0.28896 | 0.28054 | 0.27237 | 0.26444 | 0.25674 | 0.24926 | 0.242 | 0.23495 | 0.22811 | 0.22146 | 0.21501 | 0.20875 | 0.20267 | 0.19677 | 0.19104 | 0.18547 | 0.18007 | 0.17483 | 0.16973 | 0.16479 | 0.15999 | 0.15533 | 0.15081 | 0.14641 | 0.14215 | 0.13801 | 0.13399 | 0.13009 | 0.1263 | 0.12262 | 0.11905 | 0.11558 | 0.11221 | 0.10895 | 0.1531 | 0.14937 | 0.14573 | 0.14217 | 0.1387
|  | SHB8 | South Humber Bank desalination NP | Discount Rate | [9 empty] | 0.035 | 0.035 | 0.035 | 0.035 | 0.035 | 0.035 | 0.035 | 0.035 | 0.035 | 0.035 | 0.035 | 0.035 | 0.035 | 0.035 | 0.035 | 0.035 | 0.035 | 0.035 | 0.035 | 0.035 | 0.035 | 0.035 | 0.035 | 0.035 | 0.035 | 0.035 | 0.035 | 0.035 | 0.035 | 0.035 | 0.03 | 0.03 | 0.03 | 0.03 | 0.03 | 0.03 | 0.03 | 0.03 | 0.03 | 0.03 | 0.03 | 0.03 | 0.03 | 0.03 | 0.03 | 0.03 | 0.03 | 0.03 | 0.03 | 0.03 | 0.03 | 0.03 | 0.03 | 0.03 | 0.03 | 0.03 | 0.03 | 0.03 | 0.03 | 0.03 | 0.03 | 0.03 | 0.03 | 0.03 | 0.03 | 0.03 | 0.03 | 0.03 | 0.03 | 0.03 | 0.03 | 0.03 | 0.03 | 0.03 | 0.03 | 0.025 | 0.025 | 0.025 | 0.025 | 0.025
|  | SHB8 | South Humber Bank desalination NP | Financing Cost | [9 empty] | 1.5478 | 5.8006 | 12.6123 | 16.1793 | 15.5855 | 14.9917 | 14.3978 | 13.804 | 13.2102 | 12.6399 | 12.1709 | 11.5834 | 10.9959 | 10.4084 | 9.8209 | 9.2334 | 8.6713 | 8.6643 | 10.428 | 10.0387 | 9.6494 | 9.2601 | 8.8708 | 8.5069 | 8.2407 | 7.8509 | 7.4612 | 7.0714 | 6.6816 | 6.2918 | 5.9275 | 5.6611 | 5.7481 | 7.626 | 7.2362 | 6.8464 | 6.4565 | 6.0921 | 5.8257 | 5.4358 | 5.046 | 4.6561 | 4.2663 | 3.8765 | 3.512 | 3.2456 | 2.8558 | 2.9428 | 4.8207 | 4.4308 | 4.041 | 3.6766 | 5.1623 | 11.8341 | 11.4443 | 11.0544 | 10.6646 | 10.2748 | 9.9103 | 9.6439 | 9.2541 | 8.8642 | 8.9512 | 10.8291 | 10.4393 | 10.0749 | 9.8084 | 9.4186 | 9.0288 | 8.6389 | 8.2491 | 7.8592 | 7.4948 | 7.2284 | 6.8385 | 6.4487 | 6.0589 | 6.1459 | 8.0238 | 7.6593
|  | SHB8 | South Humber Bank desalination NP | Net Present Cost (NPC) | [9 empty] | 1.4955 | 5.4149 | 11.3756 | 15.0527 | 19.5029 | 22.745 | 21.5091 | 20.3307 | 19.2075 | 18.1537 | 17.2186 | 16.2475 | 15.3224 | 14.4413 | 13.6023 | 12.8035 | 12.0574 | 11.6458 | 12.1694 | 11.5622 | 10.9822 | 10.4282 | 9.8991 | 9.4049 | 8.9743 | 8.5114 | 8.0697 | 7.648 | 7.2456 | 6.8618 | 7.5578 | 7.2343 | 7.0564 | 7.5382 | 7.1801 | 6.8365 | 6.5068 | 6.1987 | 5.9341 | 5.6417 | 5.3614 | 5.0926 | 4.8349 | 4.5879 | 4.3579 | 4.1625 | 3.9441 | 3.8503 | 4.1794 | 3.9687 | 3.7668 | 3.5787 | 3.7846 | 5.0266 | 4.8035 | 4.5891 | 4.3831 | 4.1853 | 3.9997 | 3.8379 | 3.6619 | 3.4929 | 3.4047 | 3.5887 | 3.4271 | 3.2755 | 3.1433 | 2.9995 | 2.8614 | 2.7289 | 2.6016 | 2.4794 | 2.3651 | 2.2663 | 2.1578 | 2.9727 | 2.842 | 2.7854 | 2.9844 | 2.8611
|  | SHB8 | South Humber Bank desalination NP | Opex | [9 empty] | 0 | 0 | 0 | 1.094 | 7.5778 | 12.9677 | 12.9677 | 12.9677 | 12.9677 | 12.9677 | 12.9677 | 12.9677 | 12.9677 | 12.9677 | 12.9677 | 12.9677 | 12.9677 | 12.9677 | 12.9677 | 12.9677 | 12.9677 | 12.9677 | 12.9677 | 12.9677 | 12.9677 | 12.9677 | 12.9677 | 12.9677 | 12.9677 | 12.9677 | 12.9677 | 12.9677 | 12.9677 | 12.9677 | 12.9677 | 12.9677 | 12.9677 | 12.9677 | 12.9677 | 12.9677 | 12.9677 | 12.9677 | 12.9677 | 12.9677 | 12.9677 | 12.9677 | 12.9677 | 12.9677 | 12.9677 | 12.9677 | 12.9677 | 12.9677 | 12.9677 | 12.9677 | 12.9677 | 12.9677 | 12.9677 | 12.9677 | 12.9677 | 12.9677 | 12.9677 | 12.9677 | 12.9677 | 12.9677 | 12.9677 | 12.9677 | 12.9677 | 12.9677 | 12.9677 | 12.9677 | 12.9677 | 12.9677 | 12.9677 | 12.9677 | 12.9677 | 12.9677 | 12.9677 | 12.9677 | 12.9677 | 12.9677
|  | SHB8 | South Humber Bank desalination NP | Total NPC |  |  | Total | 2019-20: 592.7622
|  | SHB9 | South Humber Bank non-potable desal (Mablethorpe seawater) | Capex |  |  |  |  | 0 | 0 | 0 | 0 | 0 | 32.0746 | 88.1299 | 141.1588 | 80.0727 | 0 | 0 | 0 | 0 | 0 | 0.52606 | 2.5556 | 0 | 0 | 0 | 0 | 0 | 0.52606 | 12.3443 | 46.9626 | 0 | 0 | 0 | 0 | 0.52606 | 2.5556 | 0 | 0 | 0 | 0 | 0 | 0.52606 | 2.5556 | 9.8751 | 46.9626 | 0 | 0 | 0 | 0.52606 | 2.5556 | 0 | 0 | 0 | 0 | 0 | 0.52606 | 2.5556 | 0 | 9.8751 | 46.9626 | 0 | 0 | 0.52606 | 39.2074 | 146.6073 | 0 | 0 | 0 | 0 | 0.52606 | 2.5556 | 0 | 0 | 9.8751 | 46.9626 | 0 | 0.52606 | 2.5556 | 0 | 0 | 0 | 0 | 0 | 0.52606 | 2.5556 | 0 | 0 | 0 | 9.8751 | 46.9626 | 0.52606
|  | SHB9 | South Humber Bank non-potable desal (Mablethorpe seawater) | Capex | Optimism Bias |  |  | 0 | 0 | 0 | 0 | 0 | 0 | 16.326 | 44.8582 | 71.85 | 40.7571 | 0 | 0 | 0 | 0 | 0 | 0.26776 | 1.3008 | 0 | 0 | 0 | 0 | 0 | 0.26776 | 6.2833 | 23.904 | 0 | 0 | 0 | 0 | 0.26776 | 1.3008 | 0 | 0 | 0 | 0 | 0 | 0.26776 | 1.3008 | 5.0264 | 23.904 | 0 | 0 | 0 | 0.26776 | 1.3008 | 0 | 0 | 0 | 0 | 0 | 0.26776 | 1.3008 | 0 | 5.0264 | 23.904 | 0 | 0 | 0.26776 | 19.9566 | 74.6233 | 0 | 0 | 0 | 0 | 0.26776 | 1.3008 | 0 | 0 | 5.0264 | 23.904 | 0 | 0.26776 | 1.3008 | 0 | 0 | 0 | 0 | 0 | 0.26776 | 1.3008 | 0 | 0 | 0 | 5.0264 | 23.904 | 0.26776
|  | SHB9 | South Humber Bank non-potable desal (Mablethorpe seawater) | Discount Factor | [9 empty] | 0.96618 | 0.93351 | 0.90194 | 0.87144 | 0.84197 | 0.8135 | 0.78599 | 0.75941 | 0.73373 | 0.70892 | 0.68495 | 0.66178 | 0.6394 | 0.61778 | 0.59689 | 0.57671 | 0.5572 | 0.53836 | 0.52016 | 0.50257 | 0.48557 | 0.46915 | 0.45329 | 0.43796 | 0.42315 | 0.40884 | 0.39501 | 0.38165 | 0.36875 | 0.35628 | 0.39999 | 0.38834 | 0.37703 | 0.36604 | 0.35538 | 0.34503 | 0.33498 | 0.32523 | 0.31575 | 0.30656 | 0.29763 | 0.28896 | 0.28054 | 0.27237 | 0.26444 | 0.25674 | 0.24926 | 0.242 | 0.23495 | 0.22811 | 0.22146 | 0.21501 | 0.20875 | 0.20267 | 0.19677 | 0.19104 | 0.18547 | 0.18007 | 0.17483 | 0.16973 | 0.16479 | 0.15999 | 0.15533 | 0.15081 | 0.14641 | 0.14215 | 0.13801 | 0.13399 | 0.13009 | 0.1263 | 0.12262 | 0.11905 | 0.11558 | 0.11221 | 0.10895 | 0.1531 | 0.14937 | 0.14573 | 0.14217 | 0.1387
|  | SHB9 | South Humber Bank non-potable desal (Mablethorpe seawater) | Discount Rate | [9 empty] | 0.035 | 0.035 | 0.035 | 0.035 | 0.035 | 0.035 | 0.035 | 0.035 | 0.035 | 0.035 | 0.035 | 0.035 | 0.035 | 0.035 | 0.035 | 0.035 | 0.035 | 0.035 | 0.035 | 0.035 | 0.035 | 0.035 | 0.035 | 0.035 | 0.035 | 0.035 | 0.035 | 0.035 | 0.035 | 0.035 | 0.03 | 0.03 | 0.03 | 0.03 | 0.03 | 0.03 | 0.03 | 0.03 | 0.03 | 0.03 | 0.03 | 0.03 | 0.03 | 0.03 | 0.03 | 0.03 | 0.03 | 0.03 | 0.03 | 0.03 | 0.03 | 0.03 | 0.03 | 0.03 | 0.03 | 0.03 | 0.03 | 0.03 | 0.03 | 0.03 | 0.03 | 0.03 | 0.03 | 0.03 | 0.03 | 0.03 | 0.03 | 0.03 | 0.03 | 0.03 | 0.03 | 0.03 | 0.03 | 0.03 | 0.03 | 0.025 | 0.025 | 0.025 | 0.025 | 0.025
|  | SHB9 | South Humber Bank non-potable desal (Mablethorpe seawater) | Financing Cost | [9 empty] | 1.5478 | 5.8006 | 12.6123 | 16.1793 | 15.5855 | 14.9917 | 14.3978 | 13.804 | 13.2102 | 12.6399 | 12.1709 | 11.5834 | 10.9959 | 10.4084 | 9.8209 | 9.2334 | 8.6713 | 8.6643 | 10.428 | 10.0387 | 9.6494 | 9.2601 | 8.8708 | 8.5069 | 8.2407 | 7.8509 | 7.4612 | 7.0714 | 6.6816 | 6.2918 | 5.9275 | 5.6611 | 5.7481 | 7.626 | 7.2362 | 6.8464 | 6.4565 | 6.0921 | 5.8257 | 5.4358 | 5.046 | 4.6561 | 4.2663 | 3.8765 | 3.512 | 3.2456 | 2.8558 | 2.9428 | 4.8207 | 4.4308 | 4.041 | 3.6766 | 5.1623 | 11.8341 | 11.4443 | 11.0544 | 10.6646 | 10.2748 | 9.9103 | 9.6439 | 9.2541 | 8.8642 | 8.9512 | 10.8291 | 10.4393 | 10.0749 | 9.8084 | 9.4186 | 9.0288 | 8.6389 | 8.2491 | 7.8592 | 7.4948 | 7.2284 | 6.8385 | 6.4487 | 6.0589 | 6.1459 | 8.0238 | 7.6593
|  | SHB9 | South Humber Bank non-potable desal (Mablethorpe seawater) | Net Present Cost (NPC) | [9 empty] | 1.4955 | 5.4149 | 11.3756 | 15.0527 | 19.5029 | 22.745 | 21.5091 | 20.3307 | 19.2075 | 18.1537 | 17.2186 | 16.2475 | 15.3224 | 14.4413 | 13.6023 | 12.8035 | 12.0574 | 11.6458 | 12.1694 | 11.5622 | 10.9822 | 10.4282 | 9.8991 | 9.4049 | 8.9743 | 8.5114 | 8.0697 | 7.648 | 7.2456 | 6.8618 | 7.5578 | 7.2343 | 7.0564 | 7.5382 | 7.1801 | 6.8365 | 6.5068 | 6.1987 | 5.9341 | 5.6417 | 5.3614 | 5.0926 | 4.8349 | 4.5879 | 4.3579 | 4.1625 | 3.9441 | 3.8503 | 4.1794 | 3.9687 | 3.7668 | 3.5787 | 3.7846 | 5.0266 | 4.8035 | 4.5891 | 4.3831 | 4.1853 | 3.9997 | 3.8379 | 3.6619 | 3.4929 | 3.4047 | 3.5887 | 3.4271 | 3.2755 | 3.1433 | 2.9995 | 2.8614 | 2.7289 | 2.6016 | 2.4794 | 2.3651 | 2.2663 | 2.1578 | 2.9727 | 2.842 | 2.7854 | 2.9844 | 2.8611
|  | SHB9 | South Humber Bank non-potable desal (Mablethorpe seawater) | Opex | [9 empty] | 0 | 0 | 0 | 1.094 | 7.5778 | 12.9677 | 12.9677 | 12.9677 | 12.9677 | 12.9677 | 12.9677 | 12.9677 | 12.9677 | 12.9677 | 12.9677 | 12.9677 | 12.9677 | 12.9677 | 12.9677 | 12.9677 | 12.9677 | 12.9677 | 12.9677 | 12.9677 | 12.9677 | 12.9677 | 12.9677 | 12.9677 | 12.9677 | 12.9677 | 12.9677 | 12.9677 | 12.9677 | 12.9677 | 12.9677 | 12.9677 | 12.9677 | 12.9677 | 12.9677 | 12.9677 | 12.9677 | 12.9677 | 12.9677 | 12.9677 | 12.9677 | 12.9677 | 12.9677 | 12.9677 | 12.9677 | 12.9677 | 12.9677 | 12.9677 | 12.9677 | 12.9677 | 12.9677 | 12.9677 | 12.9677 | 12.9677 | 12.9677 | 12.9677 | 12.9677 | 12.9677 | 12.9677 | 12.9677 | 12.9677 | 12.9677 | 12.9677 | 12.9677 | 12.9677 | 12.9677 | 12.9677 | 12.9677 | 12.9677 | 12.9677 | 12.9677 | 12.9677 | 12.9677 | 12.9677 | 12.9677 | 12.9677
|  | SHB9 | South Humber Bank non-potable desal (Mablethorpe seawater) | Total NPC |  |  | Total | 2019-20: 592.7622
|  | SUE1 | Ipswich Cliff Quay direct to Alton Reservoir (with additional abstraction and treatment at Alton) | Capex |  |  |  | 0 | 0 | 0 | 0 | 0 | 0 | 12.2851 | 33.7799 | 54.2713 | 30.938 | 0 | 0 | 0 | 0 | 0 | 0.32628 | 1.5621 | 0 | 0 | 0 | 0 | 0 | 0.32628 | 5.7859 | 20.4089 | 0 | 0 | 0 | 0 | 0.32628 | 1.5621 | 0 | 0 | 0 | 0 | 0 | 0.32628 | 1.5621 | 4.2768 | 20.4089 | 0 | 0 | 0 | 0.32628 | 1.5621 | 0 | 0 | 0 | 0 | 0 | 0.32628 | 1.5621 | 0 | 4.2768 | 20.4089 | 0 | 0 | 0.32628 | 15.5272 | 55.8606 | 0 | 0 | 0 | 0 | 0.32628 | 1.5621 | 0 | 0 | 4.2768 | 20.4089 | 0 | 0.32628 | 1.5621 | 0 | 0 | 0 | 0 | 0 | 0.32628 | 1.5621 | 0 | 0 | 0 | 4.2768 | 20.4089 | 0.32628
|  | SUE1 | Ipswich Cliff Quay direct to Alton Reservoir (with additional abstraction and treatment at Alton) | Capex | Optimism Bias |  |  | 0 | 0 | 0 | 0 | 0 | 0 | 6.0986 | 16.769 | 26.9413 | 15.3582 | 0 | 0 | 0 | 0 | 0 | 0.16197 | 0.77544 | 0 | 0 | 0 | 0 | 0 | 0.16197 | 2.8722 | 10.1314 | 0 | 0 | 0 | 0 | 0.16197 | 0.77544 | 0 | 0 | 0 | 0 | 0 | 0.16197 | 0.77544 | 2.1231 | 10.1314 | 0 | 0 | 0 | 0.16197 | 0.77544 | 0 | 0 | 0 | 0 | 0 | 0.16197 | 0.77544 | 0 | 2.1231 | 10.1314 | 0 | 0 | 0.16197 | 7.708 | 27.7303 | 0 | 0 | 0 | 0 | 0.16197 | 0.77544 | 0 | 0 | 2.1231 | 10.1314 | 0 | 0.16197 | 0.77544 | 0 | 0 | 0 | 0 | 0 | 0.16197 | 0.77544 | 0 | 0 | 0 | 2.1231 | 10.1314 | 0.16197
|  | SUE1 | Ipswich Cliff Quay direct to Alton Reservoir (with additional abstraction and treatment at Alton) | Discount Factor | [9 empty] | 0.96618 | 0.93351 | 0.90194 | 0.87144 | 0.84197 | 0.8135 | 0.78599 | 0.75941 | 0.73373 | 0.70892 | 0.68495 | 0.66178 | 0.6394 | 0.61778 | 0.59689 | 0.57671 | 0.5572 | 0.53836 | 0.52016 | 0.50257 | 0.48557 | 0.46915 | 0.45329 | 0.43796 | 0.42315 | 0.40884 | 0.39501 | 0.38165 | 0.36875 | 0.35628 | 0.39999 | 0.38834 | 0.37703 | 0.36604 | 0.35538 | 0.34503 | 0.33498 | 0.32523 | 0.31575 | 0.30656 | 0.29763 | 0.28896 | 0.28054 | 0.27237 | 0.26444 | 0.25674 | 0.24926 | 0.242 | 0.23495 | 0.22811 | 0.22146 | 0.21501 | 0.20875 | 0.20267 | 0.19677 | 0.19104 | 0.18547 | 0.18007 | 0.17483 | 0.16973 | 0.16479 | 0.15999 | 0.15533 | 0.15081 | 0.14641 | 0.14215 | 0.13801 | 0.13399 | 0.13009 | 0.1263 | 0.12262 | 0.11905 | 0.11558 | 0.11221 | 0.10895 | 0.1531 | 0.14937 | 0.14573 | 0.14217 | 0.1387
|  | SUE1 | Ipswich Cliff Quay direct to Alton Reservoir (with additional abstraction and treatment at Alton) | Discount Rate | [9 empty] | 0.035 | 0.035 | 0.035 | 0.035 | 0.035 | 0.035 | 0.035 | 0.035 | 0.035 | 0.035 | 0.035 | 0.035 | 0.035 | 0.035 | 0.035 | 0.035 | 0.035 | 0.035 | 0.035 | 0.035 | 0.035 | 0.035 | 0.035 | 0.035 | 0.035 | 0.035 | 0.035 | 0.035 | 0.035 | 0.035 | 0.03 | 0.03 | 0.03 | 0.03 | 0.03 | 0.03 | 0.03 | 0.03 | 0.03 | 0.03 | 0.03 | 0.03 | 0.03 | 0.03 | 0.03 | 0.03 | 0.03 | 0.03 | 0.03 | 0.03 | 0.03 | 0.03 | 0.03 | 0.03 | 0.03 | 0.03 | 0.03 | 0.03 | 0.03 | 0.03 | 0.03 | 0.03 | 0.03 | 0.03 | 0.03 | 0.03 | 0.03 | 0.03 | 0.03 | 0.03 | 0.03 | 0.03 | 0.03 | 0.03 | 0.03 | 0.025 | 0.025 | 0.025 | 0.025 | 0.025
|  | SUE1 | Ipswich Cliff Quay direct to Alton Reservoir (with additional abstraction and treatment at Alton) | Financing Cost | [9 empty] | 0.58828 | 2.2058 | 4.8046 | 6.1618 | 5.9133 | 5.6647 | 5.4161 | 5.1676 | 4.919 | 4.685 | 4.5121 | 4.2675 | 4.023 | 3.7784 | 3.5339 | 3.2893 | 3.0604 | 3.0862 | 3.8545 | 3.6943 | 3.5341 | 3.3739 | 3.2137 | 3.0692 | 2.9836 | 2.8232 | 2.6627 | 2.5023 | 2.3418 | 2.1813 | 2.0365 | 1.9508 | 1.9952 | 2.8119 | 2.6514 | 2.4909 | 2.3304 | 2.1856 | 2.0999 | 1.9394 | 1.7789 | 1.6184 | 1.4579 | 1.2974 | 1.1525 | 1.0668 | 0.90627 | 0.95056 | 1.7674 | 1.6068 | 1.4463 | 1.3015 | 1.8778 | 4.3855 | 4.225 | 4.0645 | 3.904 | 3.7435 | 3.5986 | 3.5129 | 3.3524 | 3.1919 | 3.2362 | 4.053 | 3.8925 | 3.7476 | 3.6619 | 3.5014 | 3.3409 | 3.1804 | 3.0199 | 2.8594 | 2.7146 | 2.6289 | 2.4684 | 2.3078 | 2.1473 | 2.1916 | 3.0084 | 2.8636
|  | SUE1 | Ipswich Cliff Quay direct to Alton Reservoir (with additional abstraction and treatment at Alton) | Net Present Cost (NPC) | [9 empty] | 0.56838 | 2.0592 | 4.3335 | 5.8276 | 7.9158 | 9.4287 | 8.9145 | 8.4243 | 7.957 | 7.522 | 7.1492 | 6.7456 | 6.3611 | 5.9949 | 5.6462 | 5.3143 | 5.007 | 4.8516 | 5.0871 | 4.8346 | 4.5933 | 4.3629 | 4.1427 | 3.9393 | 3.7699 | 3.5768 | 3.3925 | 3.2165 | 3.0486 | 2.8883 | 3.1847 | 3.0587 | 2.9863 | 3.1983 | 3.0481 | 2.904 | 2.7656 | 2.638 | 2.5341 | 2.411 | 2.2931 | 2.1799 | 2.0714 | 1.9673 | 1.8717 | 1.7952 | 1.7029 | 1.664 | 1.8075 | 1.7182 | 1.6326 | 1.5539 | 1.629 | 2.0898 | 1.9973 | 1.9085 | 1.8231 | 1.7411 | 1.6651 | 1.602 | 1.5289 | 1.4587 | 1.4231 | 1.5048 | 1.4375 | 1.375 | 1.3232 | 1.2631 | 1.2054 | 1.1501 | 1.0969 | 1.0458 | 0.99862 | 0.95992 | 0.91448 | 0.39826 | 0.36457 | 0.36213 | 0.46942 | 0.43788
|  | SUE1 | Ipswich Cliff Quay direct to Alton Reservoir (with additional abstraction and treatment at Alton) | Opex | [9 empty] | 0 | 0 | 0 | 0.52548 | 3.4883 | 5.9256 | 5.9256 | 5.9256 | 5.9256 | 5.9256 | 5.9256 | 5.9256 | 5.9256 | 5.9256 | 5.9256 | 5.9256 | 5.9256 | 5.9256 | 5.9256 | 5.9256 | 5.9256 | 5.9256 | 5.9256 | 5.9256 | 5.9256 | 5.9256 | 5.9256 | 5.9256 | 5.9256 | 5.9256 | 5.9256 | 5.9256 | 5.9256 | 5.9256 | 5.9256 | 5.9256 | 5.9256 | 5.9256 | 5.9256 | 5.9256 | 5.9256 | 5.9256 | 5.9256 | 5.9256 | 5.9256 | 5.9256 | 5.9256 | 5.9256 | 5.9256 | 5.9256 | 5.9256 | 5.9256 | 5.9256 | 5.9256 | 5.9256 | 5.9256 | 5.9256 | 5.9256 | 5.9256 | 5.9256 | 5.9256 | 5.9256 | 5.9256 | 5.9256 | 5.9256 | 5.9256 | 5.9256 | 5.9256 | 5.9256 | 5.9256 | 5.9256 | 5.9256 | 5.9256 | 5.9256 | 5.9256 | 0.29336 | 0.29336 | 0.29336 | 0.29336 | 0.29336
|  | SUE1 | Ipswich Cliff Quay direct to Alton Reservoir (with additional abstraction and treatment at Alton) | Total NPC |  |  | Total | 2019-20: 247.1399
|  | SUE11 | Orwell Estuary desalination (25 Ml/d) | Capex |  |  |  | 0 | 0 | 0 | 0 | 0 | 0 | 12.1619 | 33.3999 | 53.5613 | 30.532 | 0 | 0 | 0 | 0 | 0 | 0.39657 | 1.9076 | 0 | 0 | 0 | 0 | 0 | 0.39657 | 5.3832 | 16.3009 | 0 | 0 | 0 | 0 | 0.39657 | 1.9076 | 0 | 0 | 0 | 0 | 0 | 0.39657 | 1.9076 | 3.525 | 16.3009 | 0 | 0 | 0 | 0.39657 | 1.9076 | 0 | 0 | 0 | 0 | 0 | 0.39657 | 1.9076 | 0 | 3.525 | 16.3009 | 0 | 0 | 0.39657 | 18.2385 | 65.3235 | 0 | 0 | 0 | 0 | 0.39657 | 1.9076 | 0 | 0 | 3.525 | 16.3009 | 0 | 0.39657 | 1.9076 | 0 | 0 | 0 | 0 | 0 | 0.39657 | 1.9076 | 0 | 0 | 0 | 3.525 | 16.3009 | 0.39657
|  | SUE11 | Orwell Estuary desalination (25 Ml/d) | Capex | Optimism Bias |  |  | 0 | 0 | 0 | 0 | 0 | 0 | 6.6001 | 18.1257 | 29.067 | 16.5693 | 0 | 0 | 0 | 0 | 0 | 0.21522 | 1.0352 | 0 | 0 | 0 | 0 | 0 | 0.21522 | 2.9214 | 8.8463 | 0 | 0 | 0 | 0 | 0.21522 | 1.0352 | 0 | 0 | 0 | 0 | 0 | 0.21522 | 1.0352 | 1.913 | 8.8463 | 0 | 0 | 0 | 0.21522 | 1.0352 | 0 | 0 | 0 | 0 | 0 | 0.21522 | 1.0352 | 0 | 1.913 | 8.8463 | 0 | 0 | 0.21522 | 9.8978 | 35.4502 | 0 | 0 | 0 | 0 | 0.21522 | 1.0352 | 0 | 0 | 1.913 | 8.8463 | 0 | 0.21522 | 1.0352 | 0 | 0 | 0 | 0 | 0 | 0.21522 | 1.0352 | 0 | 0 | 0 | 1.913 | 8.8463 | 0.21522
|  | SUE11 | Orwell Estuary desalination (25 Ml/d) | Discount Factor | [9 empty] | 0.96618 | 0.93351 | 0.90194 | 0.87144 | 0.84197 | 0.8135 | 0.78599 | 0.75941 | 0.73373 | 0.70892 | 0.68495 | 0.66178 | 0.6394 | 0.61778 | 0.59689 | 0.57671 | 0.5572 | 0.53836 | 0.52016 | 0.50257 | 0.48557 | 0.46915 | 0.45329 | 0.43796 | 0.42315 | 0.40884 | 0.39501 | 0.38165 | 0.36875 | 0.35628 | 0.39999 | 0.38834 | 0.37703 | 0.36604 | 0.35538 | 0.34503 | 0.33498 | 0.32523 | 0.31575 | 0.30656 | 0.29763 | 0.28896 | 0.28054 | 0.27237 | 0.26444 | 0.25674 | 0.24926 | 0.242 | 0.23495 | 0.22811 | 0.22146 | 0.21501 | 0.20875 | 0.20267 | 0.19677 | 0.19104 | 0.18547 | 0.18007 | 0.17483 | 0.16973 | 0.16479 | 0.15999 | 0.15533 | 0.15081 | 0.14641 | 0.14215 | 0.13801 | 0.13399 | 0.13009 | 0.1263 | 0.12262 | 0.11905 | 0.11558 | 0.11221 | 0.10895 | 0.1531 | 0.14937 | 0.14573 | 0.14217 | 0.1387
|  | SUE11 | Orwell Estuary desalination (25 Ml/d) | Discount Rate | [9 empty] | 0.035 | 0.035 | 0.035 | 0.035 | 0.035 | 0.035 | 0.035 | 0.035 | 0.035 | 0.035 | 0.035 | 0.035 | 0.035 | 0.035 | 0.035 | 0.035 | 0.035 | 0.035 | 0.035 | 0.035 | 0.035 | 0.035 | 0.035 | 0.035 | 0.035 | 0.035 | 0.035 | 0.035 | 0.035 | 0.035 | 0.03 | 0.03 | 0.03 | 0.03 | 0.03 | 0.03 | 0.03 | 0.03 | 0.03 | 0.03 | 0.03 | 0.03 | 0.03 | 0.03 | 0.03 | 0.03 | 0.03 | 0.03 | 0.03 | 0.03 | 0.03 | 0.03 | 0.03 | 0.03 | 0.03 | 0.03 | 0.03 | 0.03 | 0.03 | 0.03 | 0.03 | 0.03 | 0.03 | 0.03 | 0.03 | 0.03 | 0.03 | 0.03 | 0.03 | 0.03 | 0.03 | 0.03 | 0.03 | 0.03 | 0.03 | 0.025 | 0.025 | 0.025 | 0.025 | 0.025
|  | SUE11 | Orwell Estuary desalination (25 Ml/d) | Financing Cost | [9 empty] | 0.59943 | 2.2456 | 4.8855 | 6.2676 | 6.0222 | 5.7768 | 5.5314 | 5.2859 | 5.0405 | 4.8133 | 4.6636 | 4.4242 | 4.1847 | 3.9453 | 3.7058 | 3.4664 | 3.2465 | 3.2671 | 3.8654 | 3.7032 | 3.5411 | 3.3789 | 3.2167 | 3.0741 | 3.006 | 2.8436 | 2.6811 | 2.5187 | 2.3563 | 2.1939 | 2.051 | 1.9828 | 1.9943 | 2.6366 | 2.4741 | 2.3116 | 2.1492 | 2.0063 | 1.938 | 1.7755 | 1.613 | 1.4506 | 1.2881 | 1.1256 | 0.98274 | 0.91444 | 0.75197 | 0.76352 | 1.4058 | 1.2433 | 1.0808 | 0.93793 | 1.6678 | 4.722 | 4.5595 | 4.397 | 4.2346 | 4.0721 | 3.9292 | 3.8609 | 3.6985 | 3.536 | 3.5475 | 4.1898 | 4.0273 | 3.8844 | 3.8161 | 3.6536 | 3.4912 | 3.3287 | 3.1662 | 3.0038 | 2.8609 | 2.7926 | 2.6301 | 2.4676 | 2.3052 | 2.3167 | 2.959 | 2.8161
|  | SUE11 | Orwell Estuary desalination (25 Ml/d) | Net Present Cost (NPC) | [9 empty] | 0.57916 | 2.0963 | 4.4064 | 6.2441 | 10.3399 | 13.4213 | 12.7746 | 12.1562 | 11.5651 | 11.0129 | 10.538 | 10.0232 | 9.5311 | 9.0609 | 8.6115 | 8.1822 | 7.783 | 7.5309 | 7.5875 | 7.2494 | 6.9255 | 6.6152 | 6.318 | 6.0419 | 5.8087 | 5.5459 | 5.2942 | 5.0532 | 4.8224 | 4.6015 | 5.1088 | 4.9335 | 4.7942 | 4.8897 | 4.6895 | 4.4969 | 4.3115 | 4.1394 | 3.9973 | 3.831 | 3.6711 | 3.5172 | 3.3692 | 3.2268 | 3.0951 | 2.9874 | 2.8599 | 2.7794 | 2.8493 | 2.7293 | 2.6138 | 2.5069 | 2.5863 | 3.1299 | 3.0068 | 2.8882 | 2.7739 | 2.6639 | 2.5613 | 2.4751 | 2.3763 | 2.281 | 2.2164 | 2.2487 | 2.1594 | 2.0762 | 2.0063 | 1.9261 | 1.8489 | 1.7745 | 1.7029 | 1.634 | 1.5698 | 1.5165 | 1.4546 | 2.0193 | 1.9458 | 1.9 | 1.945 | 1.8777
|  | SUE11 | Orwell Estuary desalination (25 Ml/d) | Opex | [9 empty] | 0 | 0 | 0 | 0.89768 | 6.2584 | 10.7215 | 10.7215 | 10.7215 | 10.7215 | 10.7215 | 10.7215 | 10.7215 | 10.7215 | 10.7215 | 10.7215 | 10.7215 | 10.7215 | 10.7215 | 10.7215 | 10.7215 | 10.7215 | 10.7215 | 10.7215 | 10.7215 | 10.7215 | 10.7215 | 10.7215 | 10.7215 | 10.7215 | 10.7215 | 10.7215 | 10.7215 | 10.7215 | 10.7215 | 10.7215 | 10.7215 | 10.7215 | 10.7215 | 10.7215 | 10.7215 | 10.7215 | 10.7215 | 10.7215 | 10.7215 | 10.7215 | 10.7215 | 10.7215 | 10.7215 | 10.7215 | 10.7215 | 10.7215 | 10.7215 | 10.7215 | 10.7215 | 10.7215 | 10.7215 | 10.7215 | 10.7215 | 10.7215 | 10.7215 | 10.7215 | 10.7215 | 10.7215 | 10.7215 | 10.7215 | 10.7215 | 10.7215 | 10.7215 | 10.7215 | 10.7215 | 10.7215 | 10.7215 | 10.7215 | 10.7215 | 10.7215 | 10.7215 | 10.7215 | 10.7215 | 10.7215 | 10.7215
|  | SUE11 | Orwell Estuary desalination (25 Ml/d) | Total NPC |  |  | Total | 2019-20: 369.682
|  | SUE13 | Cambs and West Suffolk to East Suffolk potable transfer (10 Ml/d) | Capex |  |  |  | 0 | 0 | 0 | 0 | 0 | 0 | 4.1972 | 11.3387 | 16.8606 | 8.3672 | 0 | 0 | 0 | 0 | 0 | 0.0087409 | 0.022567 | 0 | 0 | 0 | 0 | 0 | 0.0087409 | 0.39301 | 1.0491 | 0 | 0 | 0 | 0 | 0.0087409 | 0.022567 | 0 | 0 | 0 | 0 | 0 | 0.0087409 | 0.022567 | 0.37804 | 1.0491 | 0 | 0 | 0 | 0.0087409 | 0.022567 | 0 | 0 | 0 | 0 | 0 | 0.0087409 | 0.022567 | 0 | 0.37804 | 1.0491 | 0 | 0 | 0.0087409 | 0.13229 | 0.43889 | 0 | 0 | 0 | 0 | 0.0087409 | 0.022567 | 0 | 0 | 0.37804 | 1.0491 | 0 | 0.0087409 | 0.022567 | 0 | 0 | 0 | 0 | 0 | 0.0087409 | 0.022567 | 0 | 0 | 0 | 0.37804 | 1.0491 | 0.0087409
|  | SUE13 | Cambs and West Suffolk to East Suffolk potable transfer (10 Ml/d) | Capex | Optimism Bias |  |  | 0 | 0 | 0 | 0 | 0 | 0 | 0.77228 | 2.0863 | 3.1024 | 1.5396 | 0 | 0 | 0 | 0 | 0 | 0.0016083 | 0.0041523 | 0 | 0 | 0 | 0 | 0 | 0.0016083 | 0.072313 | 0.19303 | 0 | 0 | 0 | 0 | 0.0016083 | 0.0041523 | 0 | 0 | 0 | 0 | 0 | 0.0016083 | 0.0041523 | 0.069559 | 0.19303 | 0 | 0 | 0 | 0.0016083 | 0.0041523 | 0 | 0 | 0 | 0 | 0 | 0.0016083 | 0.0041523 | 0 | 0.069559 | 0.19303 | 0 | 0 | 0.0016083 | 0.024341 | 0.080756 | 0 | 0 | 0 | 0 | 0.0016083 | 0.0041523 | 0 | 0 | 0.069559 | 0.19303 | 0 | 0.0016083 | 0.0041523 | 0 | 0 | 0 | 0 | 0 | 0.0016083 | 0.0041523 | 0 | 0 | 0 | 0.069559 | 0.19303 | 0.0016083
|  | SUE13 | Cambs and West Suffolk to East Suffolk potable transfer (10 Ml/d) | Discount Factor | [9 empty] | 0.96618 | 0.93351 | 0.90194 | 0.87144 | 0.84197 | 0.8135 | 0.78599 | 0.75941 | 0.73373 | 0.70892 | 0.68495 | 0.66178 | 0.6394 | 0.61778 | 0.59689 | 0.57671 | 0.5572 | 0.53836 | 0.52016 | 0.50257 | 0.48557 | 0.46915 | 0.45329 | 0.43796 | 0.42315 | 0.40884 | 0.39501 | 0.38165 | 0.36875 | 0.35628 | 0.39999 | 0.38834 | 0.37703 | 0.36604 | 0.35538 | 0.34503 | 0.33498 | 0.32523 | 0.31575 | 0.30656 | 0.29763 | 0.28896 | 0.28054 | 0.27237 | 0.26444 | 0.25674 | 0.24926 | 0.242 | 0.23495 | 0.22811 | 0.22146 | 0.21501 | 0.20875 | 0.20267 | 0.19677 | 0.19104 | 0.18547 | 0.18007 | 0.17483 | 0.16973 | 0.16479 | 0.15999 | 0.15533 | 0.15081 | 0.14641 | 0.14215 | 0.13801 | 0.13399 | 0.13009 | 0.1263 | 0.12262 | 0.11905 | 0.11558 | 0.11221 | 0.10895 | 0.1531 | 0.14937 | 0.14573 | 0.14217 | 0.1387
|  | SUE13 | Cambs and West Suffolk to East Suffolk potable transfer (10 Ml/d) | Discount Rate | [9 empty] | 0.035 | 0.035 | 0.035 | 0.035 | 0.035 | 0.035 | 0.035 | 0.035 | 0.035 | 0.035 | 0.035 | 0.035 | 0.035 | 0.035 | 0.035 | 0.035 | 0.035 | 0.035 | 0.035 | 0.035 | 0.035 | 0.035 | 0.035 | 0.035 | 0.035 | 0.035 | 0.035 | 0.035 | 0.035 | 0.035 | 0.03 | 0.03 | 0.03 | 0.03 | 0.03 | 0.03 | 0.03 | 0.03 | 0.03 | 0.03 | 0.03 | 0.03 | 0.03 | 0.03 | 0.03 | 0.03 | 0.03 | 0.03 | 0.03 | 0.03 | 0.03 | 0.03 | 0.03 | 0.03 | 0.03 | 0.03 | 0.03 | 0.03 | 0.03 | 0.03 | 0.03 | 0.03 | 0.03 | 0.03 | 0.03 | 0.03 | 0.03 | 0.03 | 0.03 | 0.03 | 0.03 | 0.03 | 0.03 | 0.03 | 0.03 | 0.025 | 0.025 | 0.025 | 0.025 | 0.025
|  | SUE13 | Cambs and West Suffolk to East Suffolk potable transfer (10 Ml/d) | Financing Cost | [9 empty] | 0.15902 | 0.58862 | 1.2274 | 1.5384 | 1.5263 | 1.5141 | 1.502 | 1.4898 | 1.4777 | 1.4659 | 1.4545 | 1.4423 | 1.4301 | 1.4179 | 1.4058 | 1.3936 | 1.3817 | 1.3839 | 1.4114 | 1.4 | 1.3885 | 1.3771 | 1.3656 | 1.3545 | 1.3439 | 1.3324 | 1.321 | 1.3095 | 1.298 | 1.2865 | 1.2754 | 1.2648 | 1.2676 | 1.2959 | 1.2844 | 1.2729 | 1.2614 | 1.2503 | 1.2397 | 1.2282 | 1.2167 | 1.2052 | 1.1937 | 1.1822 | 1.1711 | 1.1605 | 1.149 | 1.1518 | 1.1801 | 1.1686 | 1.1571 | 1.146 | 1.1395 | 1.1446 | 1.1331 | 1.1216 | 1.1102 | 1.0987 | 1.0875 | 1.0769 | 1.0654 | 1.0539 | 1.0568 | 1.085 | 1.0736 | 1.0624 | 1.0518 | 1.0403 | 1.0288 | 1.0173 | 1.0059 | 0.99439 | 0.98324 | 0.97261 | 0.96113 | 0.94965 | 0.93817 | 0.94102 | 0.96928 | 0.95813
|  | SUE13 | Cambs and West Suffolk to East Suffolk potable transfer (10 Ml/d) | Net Present Cost (NPC) | [9 empty] | 0.15365 | 0.54949 | 1.1071 | 1.351 | 1.3354 | 1.3095 | 1.2557 | 1.204 | 1.1544 | 1.107 | 1.0618 | 1.0178 | 0.97556 | 0.93504 | 0.89614 | 0.8588 | 0.82315 | 0.79652 | 0.78387 | 0.75161 | 0.72064 | 0.6909 | 0.66235 | 0.63509 | 0.60912 | 0.58383 | 0.55955 | 0.53625 | 0.51388 | 0.49242 | 0.54837 | 0.52827 | 0.51396 | 0.50934 | 0.49042 | 0.47218 | 0.45458 | 0.43771 | 0.42161 | 0.40581 | 0.39057 | 0.37588 | 0.36171 | 0.34805 | 0.33496 | 0.32248 | 0.31022 | 0.30188 | 0.29972 | 0.28838 | 0.27743 | 0.26696 | 0.25782 | 0.25135 | 0.24177 | 0.23253 | 0.22363 | 0.21505 | 0.20684 | 0.19901 | 0.19132 | 0.18391 | 0.179 | 0.17805 | 0.17118 | 0.16461 | 0.15835 | 0.1522 | 0.14627 | 0.14056 | 0.13506 | 0.12976 | 0.12469 | 0.11987 | 0.11513 | 0.16003 | 0.15441 | 0.15106 | 0.1514 | 0.14616
|  | SUE13 | Cambs and West Suffolk to East Suffolk potable transfer (10 Ml/d) | Opex | [9 empty] | 0 | 0 | 0 | 0.011949 | 0.059744 | 0.095591 | 0.095591 | 0.095591 | 0.095591 | 0.095591 | 0.095591 | 0.095591 | 0.095591 | 0.095591 | 0.095591 | 0.095591 | 0.095591 | 0.095591 | 0.095591 | 0.095591 | 0.095591 | 0.095591 | 0.095591 | 0.095591 | 0.095591 | 0.095591 | 0.095591 | 0.095591 | 0.095591 | 0.095591 | 0.095591 | 0.095591 | 0.095591 | 0.095591 | 0.095591 | 0.095591 | 0.095591 | 0.095591 | 0.095591 | 0.095591 | 0.095591 | 0.095591 | 0.095591 | 0.095591 | 0.095591 | 0.095591 | 0.095591 | 0.095591 | 0.095591 | 0.095591 | 0.095591 | 0.095591 | 0.095591 | 0.095591 | 0.095591 | 0.095591 | 0.095591 | 0.095591 | 0.095591 | 0.095591 | 0.095591 | 0.095591 | 0.095591 | 0.095591 | 0.095591 | 0.095591 | 0.095591 | 0.095591 | 0.095591 | 0.095591 | 0.095591 | 0.095591 | 0.095591 | 0.095591 | 0.095591 | 0.095591 | 0.095591 | 0.095591 | 0.095591 | 0.095591
|  | SUE13 | Cambs and West Suffolk to East Suffolk potable transfer (10 Ml/d) | Total NPC |  |  | Total | 2019-20: 38.9728
|  | SUE14 | Sizewell desalination (seawater) 25 Ml/d | Capex |  |  |  | 0 | 0 | 0 | 0 | 0 | 0 | 31.8116 | 87.1292 | 137.6902 | 76.388 | 0 | 0 | 0 | 0 | 0 | 0.35403 | 1.7129 | 0 | 0 | 0 | 0 | 0 | 0.35403 | 9.1172 | 35.1404 | 0 | 0 | 0 | 0 | 0.35403 | 1.7129 | 0 | 0 | 0 | 0 | 0 | 0.35403 | 1.7129 | 7.4672 | 35.1404 | 0 | 0 | 0 | 0.35403 | 1.7129 | 0 | 0 | 0 | 0 | 0 | 0.35403 | 1.7129 | 0 | 7.4672 | 35.1404 | 0 | 0 | 0.35403 | 33.0883 | 125.5019 | 0 | 0 | 0 | 0 | 0.35403 | 1.7129 | 0 | 0 | 7.4672 | 35.1404 | 0 | 0.35403 | 1.7129 | 0 | 0 | 0 | 0 | 0 | 0.35403 | 1.7129 | 0 | 0 | 0 | 7.4672 | 35.1404 | 0.35403
|  | SUE14 | Sizewell desalination (seawater) 25 Ml/d | Capex | Optimism Bias |  |  | 0 | 0 | 0 | 0 | 0 | 0 | 13.9849 | 38.3033 | 60.5307 | 33.5813 | 0 | 0 | 0 | 0 | 0 | 0.15564 | 0.753 | 0 | 0 | 0 | 0 | 0 | 0.15564 | 4.008 | 15.4483 | 0 | 0 | 0 | 0 | 0.15564 | 0.753 | 0 | 0 | 0 | 0 | 0 | 0.15564 | 0.753 | 3.2827 | 15.4483 | 0 | 0 | 0 | 0.15564 | 0.753 | 0 | 0 | 0 | 0 | 0 | 0.15564 | 0.753 | 0 | 3.2827 | 15.4483 | 0 | 0 | 0.15564 | 14.5461 | 55.1726 | 0 | 0 | 0 | 0 | 0.15564 | 0.753 | 0 | 0 | 3.2827 | 15.4483 | 0 | 0.15564 | 0.753 | 0 | 0 | 0 | 0 | 0 | 0.15564 | 0.753 | 0 | 0 | 0 | 3.2827 | 15.4483 | 0.15564
|  | SUE14 | Sizewell desalination (seawater) 25 Ml/d | Discount Factor | [9 empty] | 0.96618 | 0.93351 | 0.90194 | 0.87144 | 0.84197 | 0.8135 | 0.78599 | 0.75941 | 0.73373 | 0.70892 | 0.68495 | 0.66178 | 0.6394 | 0.61778 | 0.59689 | 0.57671 | 0.5572 | 0.53836 | 0.52016 | 0.50257 | 0.48557 | 0.46915 | 0.45329 | 0.43796 | 0.42315 | 0.40884 | 0.39501 | 0.38165 | 0.36875 | 0.35628 | 0.39999 | 0.38834 | 0.37703 | 0.36604 | 0.35538 | 0.34503 | 0.33498 | 0.32523 | 0.31575 | 0.30656 | 0.29763 | 0.28896 | 0.28054 | 0.27237 | 0.26444 | 0.25674 | 0.24926 | 0.242 | 0.23495 | 0.22811 | 0.22146 | 0.21501 | 0.20875 | 0.20267 | 0.19677 | 0.19104 | 0.18547 | 0.18007 | 0.17483 | 0.16973 | 0.16479 | 0.15999 | 0.15533 | 0.15081 | 0.14641 | 0.14215 | 0.13801 | 0.13399 | 0.13009 | 0.1263 | 0.12262 | 0.11905 | 0.11558 | 0.11221 | 0.10895 | 0.1531 | 0.14937 | 0.14573 | 0.14217 | 0.1387
|  | SUE14 | Sizewell desalination (seawater) 25 Ml/d | Discount Rate | [9 empty] | 0.035 | 0.035 | 0.035 | 0.035 | 0.035 | 0.035 | 0.035 | 0.035 | 0.035 | 0.035 | 0.035 | 0.035 | 0.035 | 0.035 | 0.035 | 0.035 | 0.035 | 0.035 | 0.035 | 0.035 | 0.035 | 0.035 | 0.035 | 0.035 | 0.035 | 0.035 | 0.035 | 0.035 | 0.035 | 0.035 | 0.03 | 0.03 | 0.03 | 0.03 | 0.03 | 0.03 | 0.03 | 0.03 | 0.03 | 0.03 | 0.03 | 0.03 | 0.03 | 0.03 | 0.03 | 0.03 | 0.03 | 0.03 | 0.03 | 0.03 | 0.03 | 0.03 | 0.03 | 0.03 | 0.03 | 0.03 | 0.03 | 0.03 | 0.03 | 0.03 | 0.03 | 0.03 | 0.03 | 0.03 | 0.03 | 0.03 | 0.03 | 0.03 | 0.03 | 0.03 | 0.03 | 0.03 | 0.03 | 0.03 | 0.03 | 0.025 | 0.025 | 0.025 | 0.025 | 0.025
|  | SUE14 | Sizewell desalination (seawater) 25 Ml/d | Financing Cost | [9 empty] | 1.4645 | 5.4755 | 11.8139 | 15.1041 | 14.6516 | 14.199 | 13.7465 | 13.294 | 12.8415 | 12.4041 | 12.0313 | 11.5828 | 11.1342 | 10.6857 | 10.2371 | 9.7886 | 9.3564 | 9.3165 | 10.5457 | 10.2375 | 9.9293 | 9.6211 | 9.3128 | 9.0209 | 8.7914 | 8.4829 | 8.1744 | 7.8658 | 7.5573 | 7.2487 | 6.9565 | 6.7268 | 6.7623 | 8.0725 | 7.7639 | 7.4553 | 7.1467 | 6.8545 | 6.6248 | 6.3162 | 6.0076 | 5.699 | 5.3904 | 5.0818 | 4.7896 | 4.5599 | 4.2513 | 4.2867 | 5.597 | 5.2884 | 4.9798 | 4.6875 | 5.8888 | 11.3473 | 11.0387 | 10.7301 | 10.4215 | 10.1129 | 9.8207 | 9.591 | 9.2824 | 8.9738 | 9.0092 | 10.3195 | 10.0109 | 9.7186 | 9.4889 | 9.1803 | 8.8717 | 8.5632 | 8.2546 | 7.946 | 7.6537 | 7.424 | 7.1154 | 6.8068 | 6.4982 | 6.5337 | 7.8439 | 7.5516
|  | SUE14 | Sizewell desalination (seawater) 25 Ml/d | Net Present Cost (NPC) | [9 empty] | 1.4149 | 5.1114 | 10.6555 | 14.209 | 19.3503 | 23.1506 | 22.0121 | 20.9241 | 19.8845 | 18.902 | 18.0074 | 17.1017 | 16.2365 | 15.4104 | 14.6215 | 13.8684 | 13.1586 | 12.6922 | 12.9023 | 12.3111 | 11.7451 | 11.2033 | 10.6848 | 10.1956 | 9.7537 | 9.2977 | 8.8614 | 8.444 | 8.0447 | 7.6627 | 8.4859 | 8.1496 | 7.9256 | 8.1743 | 7.8266 | 7.4921 | 7.1706 | 6.8666 | 6.5941 | 6.3075 | 6.0319 | 5.7671 | 5.5125 | 5.2679 | 5.0372 | 4.8315 | 4.6139 | 4.488 | 4.6652 | 4.4589 | 4.2607 | 4.0737 | 4.2058 | 5.1896 | 4.9778 | 4.7738 | 4.5775 | 4.3887 | 4.2097 | 4.0481 | 3.8794 | 3.717 | 3.6142 | 3.7066 | 3.5534 | 3.4084 | 3.2774 | 3.1406 | 3.009 | 2.8824 | 2.7606 | 2.6434 | 2.5327 | 2.4331 | 2.3286 | 3.2253 | 3.1005 | 3.03 | 3.1424 | 3.0252
|  | SUE14 | Sizewell desalination (seawater) 25 Ml/d | Opex | [9 empty] | 0 | 0 | 0 | 1.2011 | 8.3306 | 14.259 | 14.259 | 14.259 | 14.259 | 14.259 | 14.259 | 14.259 | 14.259 | 14.259 | 14.259 | 14.259 | 14.259 | 14.259 | 14.259 | 14.259 | 14.259 | 14.259 | 14.259 | 14.259 | 14.259 | 14.259 | 14.259 | 14.259 | 14.259 | 14.259 | 14.259 | 14.259 | 14.259 | 14.259 | 14.259 | 14.259 | 14.259 | 14.259 | 14.259 | 14.259 | 14.259 | 14.259 | 14.259 | 14.259 | 14.259 | 14.259 | 14.259 | 14.259 | 14.259 | 14.259 | 14.259 | 14.259 | 14.259 | 14.259 | 14.259 | 14.259 | 14.259 | 14.259 | 14.259 | 14.259 | 14.259 | 14.259 | 14.259 | 14.259 | 14.259 | 14.259 | 14.259 | 14.259 | 14.259 | 14.259 | 14.259 | 14.259 | 14.259 | 14.259 | 14.259 | 14.259 | 14.259 | 14.259 | 14.259 | 14.259
|  | SUE14 | Sizewell desalination (seawater) 25 Ml/d | Total NPC |  |  | Total | 2019-20: 630.6003
|  | SUE15 | Sizewell desalination (seawater) 50 Ml/d | Capex |  |  |  | 0 | 0 | 0 | 0 | 0 | 0 | 52.2073 | 143.1463 | 227.2567 | 127.0505 | 0 | 0 | 0 | 0 | 0 | 0.60679 | 2.946 | 0 | 0 | 0 | 0 | 0 | 0.60679 | 15.2216 | 58.3902 | 0 | 0 | 0 | 0 | 0.60679 | 2.946 | 0 | 0 | 0 | 0 | 0 | 0.60679 | 2.946 | 12.3766 | 58.3902 | 0 | 0 | 0 | 0.60679 | 2.946 | 0 | 0 | 0 | 0 | 0 | 0.60679 | 2.946 | 0 | 12.3766 | 58.3902 | 0 | 0 | 0.60679 | 59.4266 | 225.9222 | 0 | 0 | 0 | 0 | 0.60679 | 2.946 | 0 | 0 | 12.3766 | 58.3902 | 0 | 0.60679 | 2.946 | 0 | 0 | 0 | 0 | 0 | 0.60679 | 2.946 | 0 | 0 | 0 | 12.3766 | 58.3902 | 0.60679
|  | SUE15 | Sizewell desalination (seawater) 50 Ml/d | Capex | Optimism Bias |  |  | 0 | 0 | 0 | 0 | 0 | 0 | 24.1563 | 66.2337 | 105.1516 | 58.7862 | 0 | 0 | 0 | 0 | 0 | 0.28076 | 1.3631 | 0 | 0 | 0 | 0 | 0 | 0.28076 | 7.043 | 27.0171 | 0 | 0 | 0 | 0 | 0.28076 | 1.3631 | 0 | 0 | 0 | 0 | 0 | 0.28076 | 1.3631 | 5.7266 | 27.0171 | 0 | 0 | 0 | 0.28076 | 1.3631 | 0 | 0 | 0 | 0 | 0 | 0.28076 | 1.3631 | 0 | 5.7266 | 27.0171 | 0 | 0 | 0.28076 | 27.4966 | 104.5341 | 0 | 0 | 0 | 0 | 0.28076 | 1.3631 | 0 | 0 | 5.7266 | 27.0171 | 0 | 0.28076 | 1.3631 | 0 | 0 | 0 | 0 | 0 | 0.28076 | 1.3631 | 0 | 0 | 0 | 5.7266 | 27.0171 | 0.28076
|  | SUE15 | Sizewell desalination (seawater) 50 Ml/d | Discount Factor | [9 empty] | 0.96618 | 0.93351 | 0.90194 | 0.87144 | 0.84197 | 0.8135 | 0.78599 | 0.75941 | 0.73373 | 0.70892 | 0.68495 | 0.66178 | 0.6394 | 0.61778 | 0.59689 | 0.57671 | 0.5572 | 0.53836 | 0.52016 | 0.50257 | 0.48557 | 0.46915 | 0.45329 | 0.43796 | 0.42315 | 0.40884 | 0.39501 | 0.38165 | 0.36875 | 0.35628 | 0.39999 | 0.38834 | 0.37703 | 0.36604 | 0.35538 | 0.34503 | 0.33498 | 0.32523 | 0.31575 | 0.30656 | 0.29763 | 0.28896 | 0.28054 | 0.27237 | 0.26444 | 0.25674 | 0.24926 | 0.242 | 0.23495 | 0.22811 | 0.22146 | 0.21501 | 0.20875 | 0.20267 | 0.19677 | 0.19104 | 0.18547 | 0.18007 | 0.17483 | 0.16973 | 0.16479 | 0.15999 | 0.15533 | 0.15081 | 0.14641 | 0.14215 | 0.13801 | 0.13399 | 0.13009 | 0.1263 | 0.12262 | 0.11905 | 0.11558 | 0.11221 | 0.10895 | 0.1531 | 0.14937 | 0.14573 | 0.14217 | 0.1387
|  | SUE15 | Sizewell desalination (seawater) 50 Ml/d | Discount Rate | [9 empty] | 0.035 | 0.035 | 0.035 | 0.035 | 0.035 | 0.035 | 0.035 | 0.035 | 0.035 | 0.035 | 0.035 | 0.035 | 0.035 | 0.035 | 0.035 | 0.035 | 0.035 | 0.035 | 0.035 | 0.035 | 0.035 | 0.035 | 0.035 | 0.035 | 0.035 | 0.035 | 0.035 | 0.035 | 0.035 | 0.035 | 0.03 | 0.03 | 0.03 | 0.03 | 0.03 | 0.03 | 0.03 | 0.03 | 0.03 | 0.03 | 0.03 | 0.03 | 0.03 | 0.03 | 0.03 | 0.03 | 0.03 | 0.03 | 0.03 | 0.03 | 0.03 | 0.03 | 0.03 | 0.03 | 0.03 | 0.03 | 0.03 | 0.03 | 0.03 | 0.03 | 0.03 | 0.03 | 0.03 | 0.03 | 0.03 | 0.03 | 0.03 | 0.03 | 0.03 | 0.03 | 0.03 | 0.03 | 0.03 | 0.03 | 0.03 | 0.025 | 0.025 | 0.025 | 0.025 | 0.025
|  | SUE15 | Sizewell desalination (seawater) 50 Ml/d | Financing Cost | [9 empty] | 2.4426 | 9.1398 | 19.7721 | 25.3165 | 24.5173 | 23.7181 | 22.9189 | 22.1196 | 21.3204 | 20.5476 | 19.8885 | 19.0977 | 18.3069 | 17.5161 | 16.7254 | 15.9346 | 15.1722 | 15.0749 | 17.1266 | 16.5926 | 16.0587 | 15.5248 | 14.9909 | 14.4853 | 14.089 | 13.5546 | 13.0201 | 12.4857 | 11.9512 | 11.4167 | 10.9107 | 10.5141 | 10.5589 | 12.7574 | 12.2229 | 11.6884 | 11.1538 | 10.6477 | 10.2511 | 9.7166 | 9.182 | 8.6475 | 8.113 | 7.5785 | 7.0723 | 6.6757 | 6.1412 | 6.186 | 8.3845 | 7.8499 | 7.3154 | 6.8093 | 9.0299 | 19.0435 | 18.509 | 17.9745 | 17.4399 | 16.9054 | 16.3993 | 16.0026 | 15.4681 | 14.9336 | 14.9784 | 17.1769 | 16.6424 | 16.1362 | 15.7396 | 15.2051 | 14.6705 | 14.136 | 13.6015 | 13.067 | 12.5608 | 12.1642 | 11.6297 | 11.0952 | 10.5606 | 10.6054 | 12.8039 | 12.2978
|  | SUE15 | Sizewell desalination (seawater) 50 Ml/d | Net Present Cost (NPC) | [9 empty] | 2.36 | 8.5321 | 17.8333 | 23.8576 | 32.6697 | 39.1821 | 37.2289 | 35.363 | 33.5808 | 31.8973 | 30.3672 | 28.8169 | 27.3368 | 25.9239 | 24.5752 | 23.2881 | 22.0758 | 21.2769 | 21.6246 | 20.625 | 19.6683 | 18.7527 | 17.8765 | 17.0506 | 16.3063 | 15.5364 | 14.7999 | 14.0954 | 13.4217 | 12.7774 | 14.1425 | 13.5766 | 13.198 | 13.6184 | 13.0318 | 12.4678 | 11.9256 | 11.4136 | 10.956 | 10.473 | 10.0089 | 9.5629 | 9.1344 | 8.7228 | 8.3349 | 7.9903 | 7.6243 | 7.4131 | 7.7137 | 7.3671 | 7.0341 | 6.7204 | 6.9882 | 8.8142 | 8.4523 | 8.104 | 7.7688 | 7.4463 | 7.1409 | 6.8656 | 6.5775 | 6.3004 | 6.1239 | 6.2771 | 6.016 | 5.7688 | 5.5461 | 5.3129 | 5.0886 | 4.8729 | 4.6654 | 4.4659 | 4.2773 | 4.1082 | 3.9303 | 5.4416 | 5.229 | 5.108 | 5.296 | 5.0966
|  | SUE15 | Sizewell desalination (seawater) 50 Ml/d | Opex | [9 empty] | 0 | 0 | 0 | 2.0607 | 14.284 | 24.4467 | 24.4467 | 24.4467 | 24.4467 | 24.4467 | 24.4467 | 24.4467 | 24.4467 | 24.4467 | 24.4467 | 24.4467 | 24.4467 | 24.4467 | 24.4467 | 24.4467 | 24.4467 | 24.4467 | 24.4467 | 24.4467 | 24.4467 | 24.4467 | 24.4467 | 24.4467 | 24.4467 | 24.4467 | 24.4467 | 24.4467 | 24.4467 | 24.4467 | 24.4467 | 24.4467 | 24.4467 | 24.4467 | 24.4467 | 24.4467 | 24.4467 | 24.4467 | 24.4467 | 24.4467 | 24.4467 | 24.4467 | 24.4467 | 24.4467 | 24.4467 | 24.4467 | 24.4467 | 24.4467 | 24.4467 | 24.4467 | 24.4467 | 24.4467 | 24.4467 | 24.4467 | 24.4467 | 24.4467 | 24.4467 | 24.4467 | 24.4467 | 24.4467 | 24.4467 | 24.4467 | 24.4467 | 24.4467 | 24.4467 | 24.4467 | 24.4467 | 24.4467 | 24.4467 | 24.4467 | 24.4467 | 24.4467 | 24.4467 | 24.4467 | 24.4467 | 24.4467
|  | SUE15 | Sizewell desalination (seawater) 50 Ml/d | Total NPC |  |  | Total | 2019-20: 1058.2129
|  | SUE16 | Sizewell desalination (seawater) 100 Ml/d | Capex |  |  |  | 0 | 0 | 0 | 0 | 0 | 0 | 82.2704 | 225.7232 | 359.3472 | 201.819 | 0 | 0 | 0 | 0 | 0 | 1.0353 | 5.0225 | 0 | 0 | 0 | 0 | 0 | 1.0353 | 25.8928 | 97.6839 | 0 | 0 | 0 | 0 | 1.0353 | 5.0225 | 0 | 0 | 0 | 0 | 0 | 1.0353 | 5.0225 | 21.0362 | 97.6839 | 0 | 0 | 0 | 1.0353 | 5.0225 | 0 | 0 | 0 | 0 | 0 | 1.0353 | 5.0225 | 0 | 21.0362 | 97.6839 | 0 | 0 | 1.0353 | 99.4777 | 377.8207 | 0 | 0 | 0 | 0 | 1.0353 | 5.0225 | 0 | 0 | 21.0362 | 97.6839 | 0 | 1.0353 | 5.0225 | 0 | 0 | 0 | 0 | 0 | 1.0353 | 5.0225 | 0 | 0 | 0 | 21.0362 | 97.6839 | 1.0353
|  | SUE16 | Sizewell desalination (seawater) 100 Ml/d | Capex | Optimism Bias |  |  | 0 | 0 | 0 | 0 | 0 | 0 | 39.2341 | 107.6455 | 171.3697 | 96.2458 | 0 | 0 | 0 | 0 | 0 | 0.49371 | 2.3952 | 0 | 0 | 0 | 0 | 0 | 0.49371 | 12.3481 | 46.5846 | 0 | 0 | 0 | 0 | 0.49371 | 2.3952 | 0 | 0 | 0 | 0 | 0 | 0.49371 | 2.3952 | 10.032 | 46.5846 | 0 | 0 | 0 | 0.49371 | 2.3952 | 0 | 0 | 0 | 0 | 0 | 0.49371 | 2.3952 | 0 | 10.032 | 46.5846 | 0 | 0 | 0.49371 | 47.4401 | 180.1796 | 0 | 0 | 0 | 0 | 0.49371 | 2.3952 | 0 | 0 | 10.032 | 46.5846 | 0 | 0.49371 | 2.3952 | 0 | 0 | 0 | 0 | 0 | 0.49371 | 2.3952 | 0 | 0 | 0 | 10.032 | 46.5846 | 0.49371
|  | SUE16 | Sizewell desalination (seawater) 100 Ml/d | Discount Factor | [9 empty] | 0.96618 | 0.93351 | 0.90194 | 0.87144 | 0.84197 | 0.8135 | 0.78599 | 0.75941 | 0.73373 | 0.70892 | 0.68495 | 0.66178 | 0.6394 | 0.61778 | 0.59689 | 0.57671 | 0.5572 | 0.53836 | 0.52016 | 0.50257 | 0.48557 | 0.46915 | 0.45329 | 0.43796 | 0.42315 | 0.40884 | 0.39501 | 0.38165 | 0.36875 | 0.35628 | 0.39999 | 0.38834 | 0.37703 | 0.36604 | 0.35538 | 0.34503 | 0.33498 | 0.32523 | 0.31575 | 0.30656 | 0.29763 | 0.28896 | 0.28054 | 0.27237 | 0.26444 | 0.25674 | 0.24926 | 0.242 | 0.23495 | 0.22811 | 0.22146 | 0.21501 | 0.20875 | 0.20267 | 0.19677 | 0.19104 | 0.18547 | 0.18007 | 0.17483 | 0.16973 | 0.16479 | 0.15999 | 0.15533 | 0.15081 | 0.14641 | 0.14215 | 0.13801 | 0.13399 | 0.13009 | 0.1263 | 0.12262 | 0.11905 | 0.11558 | 0.11221 | 0.10895 | 0.1531 | 0.14937 | 0.14573 | 0.14217 | 0.1387
|  | SUE16 | Sizewell desalination (seawater) 100 Ml/d | Discount Rate | [9 empty] | 0.035 | 0.035 | 0.035 | 0.035 | 0.035 | 0.035 | 0.035 | 0.035 | 0.035 | 0.035 | 0.035 | 0.035 | 0.035 | 0.035 | 0.035 | 0.035 | 0.035 | 0.035 | 0.035 | 0.035 | 0.035 | 0.035 | 0.035 | 0.035 | 0.035 | 0.035 | 0.035 | 0.035 | 0.035 | 0.035 | 0.03 | 0.03 | 0.03 | 0.03 | 0.03 | 0.03 | 0.03 | 0.03 | 0.03 | 0.03 | 0.03 | 0.03 | 0.03 | 0.03 | 0.03 | 0.03 | 0.03 | 0.03 | 0.03 | 0.03 | 0.03 | 0.03 | 0.03 | 0.03 | 0.03 | 0.03 | 0.03 | 0.03 | 0.03 | 0.03 | 0.03 | 0.03 | 0.03 | 0.03 | 0.03 | 0.03 | 0.03 | 0.03 | 0.03 | 0.03 | 0.03 | 0.03 | 0.03 | 0.03 | 0.03 | 0.025 | 0.025 | 0.025 | 0.025 | 0.025
|  | SUE16 | Sizewell desalination (seawater) 100 Ml/d | Financing Cost | [9 empty] | 3.8876 | 14.5539 | 31.5344 | 40.4036 | 39.0687 | 37.7338 | 36.3989 | 35.064 | 33.7291 | 32.4397 | 31.346 | 30.0257 | 28.7054 | 27.3851 | 26.0649 | 24.7446 | 23.4733 | 23.3441 | 26.8218 | 25.9298 | 25.0377 | 24.1456 | 23.2535 | 22.4104 | 21.7552 | 20.8623 | 19.9693 | 19.0764 | 18.1834 | 17.2904 | 16.4464 | 15.7908 | 15.892 | 19.6155 | 18.7224 | 17.8294 | 16.9363 | 16.0922 | 15.4365 | 14.5434 | 13.6503 | 12.7572 | 11.8642 | 10.9711 | 10.127 | 9.4713 | 8.5782 | 8.6793 | 12.4028 | 11.5098 | 10.6167 | 9.7726 | 13.5362 | 30.4545 | 29.5614 | 28.6684 | 27.7753 | 26.8822 | 26.0381 | 25.3824 | 24.4893 | 23.5963 | 23.6974 | 27.4209 | 26.5278 | 25.6837 | 25.028 | 24.1349 | 23.2418 | 22.3488 | 21.4557 | 20.5626 | 19.7185 | 19.0628 | 18.1697 | 17.2767 | 16.3836 | 16.4847 | 20.2082 | 19.3641
|  | SUE16 | Sizewell desalination (seawater) 100 Ml/d | Net Present Cost (NPC) | [9 empty] | 3.7561 | 13.5862 | 28.4422 | 37.1751 | 45.9117 | 52.18 | 49.3662 | 46.6831 | 44.125 | 41.7187 | 39.5588 | 37.3474 | 35.2402 | 33.2329 | 31.321 | 29.5004 | 27.7944 | 26.785 | 27.6882 | 26.3035 | 24.9809 | 23.7176 | 22.5112 | 21.3807 | 20.3804 | 19.3262 | 18.3199 | 17.3596 | 16.4433 | 15.5691 | 17.1415 | 16.3876 | 15.9485 | 16.8469 | 16.0389 | 15.2636 | 14.5198 | 13.8224 | 13.2128 | 12.5542 | 11.9227 | 11.3174 | 10.7372 | 10.1812 | 9.6615 | 9.2117 | 8.7208 | 8.4913 | 9.1188 | 8.6495 | 8.1998 | 7.7794 | 8.3385 | 11.5245 | 11.0131 | 10.5217 | 10.0496 | 9.5961 | 9.169 | 8.7907 | 8.3875 | 8.0003 | 7.783 | 8.1178 | 7.7506 | 7.4049 | 7.0987 | 6.7723 | 6.4589 | 6.1579 | 5.8691 | 5.5918 | 5.3314 | 5.1025 | 4.8566 | 6.6884 | 6.3919 | 6.2507 | 6.6276 | 6.3489
|  | SUE16 | Sizewell desalination (seawater) 100 Ml/d | Opex | [9 empty] | 0 | 0 | 0 | 2.2557 | 15.4601 | 26.4087 | 26.4087 | 26.4087 | 26.4087 | 26.4087 | 26.4087 | 26.4087 | 26.4087 | 26.4087 | 26.4087 | 26.4087 | 26.4087 | 26.4087 | 26.4087 | 26.4087 | 26.4087 | 26.4087 | 26.4087 | 26.4087 | 26.4087 | 26.4087 | 26.4087 | 26.4087 | 26.4087 | 26.4087 | 26.4087 | 26.4087 | 26.4087 | 26.4087 | 26.4087 | 26.4087 | 26.4087 | 26.4087 | 26.4087 | 26.4087 | 26.4087 | 26.4087 | 26.4087 | 26.4087 | 26.4087 | 26.4087 | 26.4087 | 26.4087 | 26.4087 | 26.4087 | 26.4087 | 26.4087 | 26.4087 | 26.4087 | 26.4087 | 26.4087 | 26.4087 | 26.4087 | 26.4087 | 26.4087 | 26.4087 | 26.4087 | 26.4087 | 26.4087 | 26.4087 | 26.4087 | 26.4087 | 26.4087 | 26.4087 | 26.4087 | 26.4087 | 26.4087 | 26.4087 | 26.4087 | 26.4087 | 26.4087 | 26.4087 | 26.4087 | 26.4087 | 26.4087
|  | SUE16 | Sizewell desalination (seawater) 100 Ml/d | Total NPC |  |  | Total | 2019-20: 1355.4263
|  | SUE17 | Bucklesham ASR | Capex |  |  |  | 0 | 0 | 0 | 0 | 0 | 0 | 9.8564 | 26.8959 | 41.8305 | 22.5789 | 0 | 0 | 0 | 0 | 0 | 0.37453 | 1.4365 | 0 | 0 | 0 | 0 | 0 | 0.37453 | 7.2019 | 24.5417 | 0 | 0 | 0 | 0 | 0.37453 | 1.4365 | 0 | 0 | 0 | 0 | 0 | 0.37453 | 1.4365 | 5.8419 | 24.5417 | 0 | 0 | 0 | 0.37453 | 1.4365 | 0 | 0 | 0 | 0 | 0 | 0.37453 | 1.4365 | 0 | 5.8419 | 24.5417 | 0 | 0 | 0.37453 | 8.8786 | 29.7683 | 0 | 0 | 0 | 0 | 0.37453 | 1.4365 | 0 | 0 | 5.8419 | 24.5417 | 0 | 0.37453 | 1.4365 | 0 | 0 | 0 | 0 | 0 | 0.37453 | 1.4365 | 0 | 0 | 0 | 5.8419 | 24.5417 | 0.37453
|  | SUE17 | Bucklesham ASR | Capex | Optimism Bias |  |  | 0 | 0 | 0 | 0 | 0 | 0 | 0.73107 | 1.9949 | 3.1026 | 1.6747 | 0 | 0 | 0 | 0 | 0 | 0.02778 | 0.10655 | 0 | 0 | 0 | 0 | 0 | 0.02778 | 0.53418 | 1.8203 | 0 | 0 | 0 | 0 | 0.02778 | 0.10655 | 0 | 0 | 0 | 0 | 0 | 0.02778 | 0.10655 | 0.4333 | 1.8203 | 0 | 0 | 0 | 0.02778 | 0.10655 | 0 | 0 | 0 | 0 | 0 | 0.02778 | 0.10655 | 0 | 0.4333 | 1.8203 | 0 | 0 | 0.02778 | 0.65854 | 2.208 | 0 | 0 | 0 | 0 | 0.02778 | 0.10655 | 0 | 0 | 0.4333 | 1.8203 | 0 | 0.02778 | 0.10655 | 0 | 0 | 0 | 0 | 0 | 0.02778 | 0.10655 | 0 | 0 | 0 | 0.4333 | 1.8203 | 0.02778
|  | SUE17 | Bucklesham ASR | Discount Factor | [9 empty] | 0.96618 | 0.93351 | 0.90194 | 0.87144 | 0.84197 | 0.8135 | 0.78599 | 0.75941 | 0.73373 | 0.70892 | 0.68495 | 0.66178 | 0.6394 | 0.61778 | 0.59689 | 0.57671 | 0.5572 | 0.53836 | 0.52016 | 0.50257 | 0.48557 | 0.46915 | 0.45329 | 0.43796 | 0.42315 | 0.40884 | 0.39501 | 0.38165 | 0.36875 | 0.35628 | 0.39999 | 0.38834 | 0.37703 | 0.36604 | 0.35538 | 0.34503 | 0.33498 | 0.32523 | 0.31575 | 0.30656 | 0.29763 | 0.28896 | 0.28054 | 0.27237 | 0.26444 | 0.25674 | 0.24926 | 0.242 | 0.23495 | 0.22811 | 0.22146 | 0.21501 | 0.20875 | 0.20267 | 0.19677 | 0.19104 | 0.18547 | 0.18007 | 0.17483 | 0.16973 | 0.16479 | 0.15999 | 0.15533 | 0.15081 | 0.14641 | 0.14215 | 0.13801 | 0.13399 | 0.13009 | 0.1263 | 0.12262 | 0.11905 | 0.11558 | 0.11221 | 0.10895 | 0.1531 | 0.14937 | 0.14573 | 0.14217 | 0.1387
|  | SUE17 | Bucklesham ASR | Discount Rate | [9 empty] | 0.035 | 0.035 | 0.035 | 0.035 | 0.035 | 0.035 | 0.035 | 0.035 | 0.035 | 0.035 | 0.035 | 0.035 | 0.035 | 0.035 | 0.035 | 0.035 | 0.035 | 0.035 | 0.035 | 0.035 | 0.035 | 0.035 | 0.035 | 0.035 | 0.035 | 0.035 | 0.035 | 0.035 | 0.035 | 0.035 | 0.03 | 0.03 | 0.03 | 0.03 | 0.03 | 0.03 | 0.03 | 0.03 | 0.03 | 0.03 | 0.03 | 0.03 | 0.03 | 0.03 | 0.03 | 0.03 | 0.03 | 0.03 | 0.03 | 0.03 | 0.03 | 0.03 | 0.03 | 0.03 | 0.03 | 0.03 | 0.03 | 0.03 | 0.03 | 0.03 | 0.03 | 0.03 | 0.03 | 0.03 | 0.03 | 0.03 | 0.03 | 0.03 | 0.03 | 0.03 | 0.03 | 0.03 | 0.03 | 0.03 | 0.03 | 0.025 | 0.025 | 0.025 | 0.025 | 0.025
|  | SUE17 | Bucklesham ASR | Financing Cost | [9 empty] | 0.3388 | 1.2633 | 2.7012 | 3.412 | 3.2814 | 3.1509 | 3.0203 | 2.8897 | 2.7591 | 2.6405 | 2.5591 | 2.4299 | 2.3007 | 2.1715 | 2.0423 | 1.9131 | 1.7967 | 1.9085 | 2.6272 | 2.5196 | 2.412 | 2.3044 | 2.1968 | 2.1021 | 2.0437 | 1.9359 | 1.828 | 1.7201 | 1.6123 | 1.5044 | 1.4094 | 1.3509 | 1.4439 | 2.1795 | 2.0716 | 1.9637 | 1.8558 | 1.7607 | 1.7022 | 1.5943 | 1.4864 | 1.3785 | 1.2706 | 1.1626 | 1.0676 | 1.0091 | 0.90116 | 0.99405 | 1.7297 | 1.6218 | 1.5139 | 1.4189 | 1.6136 | 2.5263 | 2.4184 | 2.3105 | 2.2026 | 2.0947 | 1.9996 | 1.9411 | 1.8332 | 1.7253 | 1.8182 | 2.5539 | 2.4459 | 2.3509 | 2.2924 | 2.1844 | 2.0765 | 1.9686 | 1.8607 | 1.7528 | 1.6578 | 1.5992 | 1.4913 | 1.3834 | 1.2755 | 1.3684 | 2.104 | 2.009
|  | SUE17 | Bucklesham ASR | Net Present Cost (NPC) | [9 empty] | 0.32734 | 1.1793 | 2.4363 | 3.2213 | 4.2456 | 4.9655 | 4.695 | 4.4371 | 4.1912 | 3.9654 | 3.7755 | 3.5623 | 3.3593 | 3.1658 | 2.9817 | 2.8063 | 2.6466 | 2.6173 | 2.9026 | 2.7504 | 2.6051 | 2.4665 | 2.3344 | 2.2139 | 2.1144 | 1.9988 | 1.8886 | 1.7835 | 1.6835 | 1.5881 | 1.7449 | 1.6714 | 1.6577 | 1.8788 | 1.7857 | 1.6964 | 1.6109 | 1.5331 | 1.4699 | 1.394 | 1.3213 | 1.2516 | 1.1849 | 1.121 | 1.0632 | 1.0172 | 0.9607 | 0.95519 | 1.1002 | 1.0436 | 0.98926 | 0.94002 | 0.95328 | 1.1105 | 1.0569 | 1.0055 | 0.95623 | 0.90895 | 0.86586 | 0.8307 | 0.78872 | 0.74849 | 0.74111 | 0.83047 | 0.79048 | 0.75395 | 0.72391 | 0.68837 | 0.65428 | 0.62159 | 0.59026 | 0.56022 | 0.53292 | 0.51083 | 0.48419 | 0.66393 | 0.63161 | 0.62975 | 0.71898 | 0.68826
|  | SUE17 | Bucklesham ASR | Opex | [9 empty] | 0 | 0 | 0 | 0.28453 | 1.7611 | 2.9531 | 2.9531 | 2.9531 | 2.9531 | 2.9531 | 2.9531 | 2.9531 | 2.9531 | 2.9531 | 2.9531 | 2.9531 | 2.9531 | 2.9531 | 2.9531 | 2.9531 | 2.9531 | 2.9531 | 2.9531 | 2.9531 | 2.9531 | 2.9531 | 2.9531 | 2.9531 | 2.9531 | 2.9531 | 2.9531 | 2.9531 | 2.9531 | 2.9531 | 2.9531 | 2.9531 | 2.9531 | 2.9531 | 2.9531 | 2.9531 | 2.9531 | 2.9531 | 2.9531 | 2.9531 | 2.9531 | 2.9531 | 2.9531 | 2.9531 | 2.9531 | 2.9531 | 2.9531 | 2.9531 | 2.9531 | 2.9531 | 2.9531 | 2.9531 | 2.9531 | 2.9531 | 2.9531 | 2.9531 | 2.9531 | 2.9531 | 2.9531 | 2.9531 | 2.9531 | 2.9531 | 2.9531 | 2.9531 | 2.9531 | 2.9531 | 2.9531 | 2.9531 | 2.9531 | 2.9531 | 2.9531 | 2.9531 | 2.9531 | 2.9531 | 2.9531 | 2.9531
|  | SUE17 | Bucklesham ASR | Total NPC |  |  | Total | 2019-20: 135.3399
|  | SUE18 | South Essex to East Suffolk potable transfer (10 Ml/d) | Capex |  |  |  | 0 | 0 | 0 | 0 | 0 | 0 | 2.5184 | 6.8035 | 10.1169 | 5.0206 | 0 | 0 | 0 | 0 | 0 | 0.0089623 | 0.02315 | 0 | 0 | 0 | 0 | 0 | 0.0089623 | 0.49941 | 1.3488 | 0 | 0 | 0 | 0 | 0.0089623 | 0.02315 | 0 | 0 | 0 | 0 | 0 | 0.0089623 | 0.02315 | 0.48426 | 1.3488 | 0 | 0 | 0 | 0.0089623 | 0.02315 | 0 | 0 | 0 | 0 | 0 | 0.0089623 | 0.02315 | 0 | 0.48426 | 1.3488 | 0 | 0 | 0.0089623 | 0.19458 | 0.68571 | 0 | 0 | 0 | 0 | 0.0089623 | 0.02315 | 0 | 0 | 0.48426 | 1.3488 | 0 | 0.0089623 | 0.02315 | 0 | 0 | 0 | 0 | 0 | 0.0089623 | 0.02315 | 0 | 0 | 0 | 0.48426 | 1.3488 | 0.0089623
|  | SUE18 | South Essex to East Suffolk potable transfer (10 Ml/d) | Capex | Optimism Bias |  |  | 0 | 0 | 0 | 0 | 0 | 0 | 0.46339 | 1.2518 | 1.8615 | 0.92378 | 0 | 0 | 0 | 0 | 0 | 0.0016491 | 0.0042596 | 0 | 0 | 0 | 0 | 0 | 0.0016491 | 0.091892 | 0.24818 | 0 | 0 | 0 | 0 | 0.0016491 | 0.0042596 | 0 | 0 | 0 | 0 | 0 | 0.0016491 | 0.0042596 | 0.089104 | 0.24818 | 0 | 0 | 0 | 0.0016491 | 0.0042596 | 0 | 0 | 0 | 0 | 0 | 0.0016491 | 0.0042596 | 0 | 0.089104 | 0.24818 | 0 | 0 | 0.0016491 | 0.035802 | 0.12617 | 0 | 0 | 0 | 0 | 0.0016491 | 0.0042596 | 0 | 0 | 0.089104 | 0.24818 | 0 | 0.0016491 | 0.0042596 | 0 | 0 | 0 | 0 | 0 | 0.0016491 | 0.0042596 | 0 | 0 | 0 | 0.089104 | 0.24818 | 0.0016491
|  | SUE18 | South Essex to East Suffolk potable transfer (10 Ml/d) | Discount Factor | [9 empty] | 0.96618 | 0.93351 | 0.90194 | 0.87144 | 0.84197 | 0.8135 | 0.78599 | 0.75941 | 0.73373 | 0.70892 | 0.68495 | 0.66178 | 0.6394 | 0.61778 | 0.59689 | 0.57671 | 0.5572 | 0.53836 | 0.52016 | 0.50257 | 0.48557 | 0.46915 | 0.45329 | 0.43796 | 0.42315 | 0.40884 | 0.39501 | 0.38165 | 0.36875 | 0.35628 | 0.39999 | 0.38834 | 0.37703 | 0.36604 | 0.35538 | 0.34503 | 0.33498 | 0.32523 | 0.31575 | 0.30656 | 0.29763 | 0.28896 | 0.28054 | 0.27237 | 0.26444 | 0.25674 | 0.24926 | 0.242 | 0.23495 | 0.22811 | 0.22146 | 0.21501 | 0.20875 | 0.20267 | 0.19677 | 0.19104 | 0.18547 | 0.18007 | 0.17483 | 0.16973 | 0.16479 | 0.15999 | 0.15533 | 0.15081 | 0.14641 | 0.14215 | 0.13801 | 0.13399 | 0.13009 | 0.1263 | 0.12262 | 0.11905 | 0.11558 | 0.11221 | 0.10895 | 0.1531 | 0.14937 | 0.14573 | 0.14217 | 0.1387
|  | SUE18 | South Essex to East Suffolk potable transfer (10 Ml/d) | Discount Rate | [9 empty] | 0.035 | 0.035 | 0.035 | 0.035 | 0.035 | 0.035 | 0.035 | 0.035 | 0.035 | 0.035 | 0.035 | 0.035 | 0.035 | 0.035 | 0.035 | 0.035 | 0.035 | 0.035 | 0.035 | 0.035 | 0.035 | 0.035 | 0.035 | 0.035 | 0.035 | 0.035 | 0.035 | 0.035 | 0.035 | 0.035 | 0.03 | 0.03 | 0.03 | 0.03 | 0.03 | 0.03 | 0.03 | 0.03 | 0.03 | 0.03 | 0.03 | 0.03 | 0.03 | 0.03 | 0.03 | 0.03 | 0.03 | 0.03 | 0.03 | 0.03 | 0.03 | 0.03 | 0.03 | 0.03 | 0.03 | 0.03 | 0.03 | 0.03 | 0.03 | 0.03 | 0.03 | 0.03 | 0.03 | 0.03 | 0.03 | 0.03 | 0.03 | 0.03 | 0.03 | 0.03 | 0.03 | 0.03 | 0.03 | 0.03 | 0.03 | 0.025 | 0.025 | 0.025 | 0.025 | 0.025
|  | SUE18 | South Essex to East Suffolk potable transfer (10 Ml/d) | Financing Cost | [9 empty] | 0.095419 | 0.35319 | 0.7365 | 0.92097 | 0.90947 | 0.89798 | 0.88648 | 0.87498 | 0.86349 | 0.85231 | 0.84164 | 0.83011 | 0.81858 | 0.80704 | 0.79551 | 0.78398 | 0.77278 | 0.77958 | 0.81964 | 0.81026 | 0.80089 | 0.79152 | 0.78214 | 0.77311 | 0.7646 | 0.75518 | 0.74577 | 0.73636 | 0.72695 | 0.71754 | 0.70847 | 0.69993 | 0.70887 | 0.75056 | 0.74115 | 0.73173 | 0.72232 | 0.71325 | 0.70471 | 0.6953 | 0.68588 | 0.67647 | 0.66705 | 0.65764 | 0.64857 | 0.64003 | 0.63062 | 0.63955 | 0.68124 | 0.67183 | 0.66241 | 0.65334 | 0.65123 | 0.66774 | 0.65832 | 0.64891 | 0.63949 | 0.63008 | 0.62101 | 0.61247 | 0.60306 | 0.59364 | 0.60258 | 0.64427 | 0.63485 | 0.62578 | 0.61724 | 0.60783 | 0.59842 | 0.589 | 0.57959 | 0.57018 | 0.5611 | 0.55257 | 0.54315 | 0.53374 | 0.52432 | 0.53326 | 0.57495 | 0.56588
|  | SUE18 | South Essex to East Suffolk potable transfer (10 Ml/d) | Net Present Cost (NPC) | [9 empty] | 0.092192 | 0.32971 | 0.66428 | 0.81733 | 0.83706 | 0.84074 | 0.80328 | 0.76738 | 0.733 | 0.70028 | 0.6693 | 0.63903 | 0.61005 | 0.58229 | 0.55572 | 0.53027 | 0.5061 | 0.49265 | 0.49683 | 0.47531 | 0.45469 | 0.43492 | 0.41596 | 0.39794 | 0.38088 | 0.36415 | 0.34812 | 0.33275 | 0.31803 | 0.30392 | 0.33758 | 0.32443 | 0.31835 | 0.32434 | 0.31155 | 0.29923 | 0.28736 | 0.27604 | 0.2653 | 0.25469 | 0.24447 | 0.23463 | 0.22515 | 0.21603 | 0.20734 | 0.19911 | 0.19096 | 0.18756 | 0.1919 | 0.18416 | 0.17671 | 0.16961 | 0.16423 | 0.16279 | 0.1562 | 0.14985 | 0.14374 | 0.13786 | 0.13226 | 0.12696 | 0.12171 | 0.11666 | 0.11465 | 0.1176 | 0.11279 | 0.10822 | 0.10389 | 0.099599 | 0.095474 | 0.091504 | 0.087685 | 0.08401 | 0.080515 | 0.077212 | 0.073937 | 0.10246 | 0.098559 | 0.097457 | 0.10101 | 0.097285
|  | SUE18 | South Essex to East Suffolk potable transfer (10 Ml/d) | Opex | [9 empty] | 0 | 0 | 0 | 0.016939 | 0.084695 | 0.13551 | 0.13551 | 0.13551 | 0.13551 | 0.13551 | 0.13551 | 0.13551 | 0.13551 | 0.13551 | 0.13551 | 0.13551 | 0.13551 | 0.13551 | 0.13551 | 0.13551 | 0.13551 | 0.13551 | 0.13551 | 0.13551 | 0.13551 | 0.13551 | 0.13551 | 0.13551 | 0.13551 | 0.13551 | 0.13551 | 0.13551 | 0.13551 | 0.13551 | 0.13551 | 0.13551 | 0.13551 | 0.13551 | 0.13551 | 0.13551 | 0.13551 | 0.13551 | 0.13551 | 0.13551 | 0.13551 | 0.13551 | 0.13551 | 0.13551 | 0.13551 | 0.13551 | 0.13551 | 0.13551 | 0.13551 | 0.13551 | 0.13551 | 0.13551 | 0.13551 | 0.13551 | 0.13551 | 0.13551 | 0.13551 | 0.13551 | 0.13551 | 0.13551 | 0.13551 | 0.13551 | 0.13551 | 0.13551 | 0.13551 | 0.13551 | 0.13551 | 0.13551 | 0.13551 | 0.13551 | 0.13551 | 0.13551 | 0.13551 | 0.13551 | 0.13551 | 0.13551
|  | SUE18 | South Essex to East Suffolk potable transfer (10 Ml/d) | Total NPC |  |  | Total | 2019-20: 24.4768
|  | SUE20 | Cambs and West Suffolk to East Suffolk potable transfer (50 Ml/d) | Capex |  |  |  | 0 | 0 | 0 | 0 | 0 | 0 | 11.2552 | 30.4057 | 45.2134 | 22.4374 | 0 | 0 | 0 | 0 | 0 | 0.011345 | 0.029445 | 0 | 0 | 0 | 0 | 0 | 0.011345 | 1.2762 | 3.7358 | 0 | 0 | 0 | 0 | 0.011345 | 0.029445 | 0 | 0 | 0 | 0 | 0 | 0.011345 | 0.029445 | 1.2574 | 3.7358 | 0 | 0 | 0 | 0.011345 | 0.029445 | 0 | 0 | 0 | 0 | 0 | 0.011345 | 0.029445 | 0 | 1.2574 | 3.7358 | 0 | 0 | 0.011345 | 0.56248 | 2.1321 | 0 | 0 | 0 | 0 | 0.011345 | 0.029445 | 0 | 0 | 1.2574 | 3.7358 | 0 | 0.011345 | 0.029445 | 0 | 0 | 0 | 0 | 0 | 0.011345 | 0.029445 | 0 | 0 | 0 | 1.2574 | 3.7358 | 0.011345
|  | SUE20 | Cambs and West Suffolk to East Suffolk potable transfer (50 Ml/d) | Capex | Optimism Bias |  |  | 0 | 0 | 0 | 0 | 0 | 0 | 2.071 | 5.5947 | 8.3193 | 4.1285 | 0 | 0 | 0 | 0 | 0 | 0.0020876 | 0.0054179 | 0 | 0 | 0 | 0 | 0 | 0.0020876 | 0.23482 | 0.68739 | 0 | 0 | 0 | 0 | 0.0020876 | 0.0054179 | 0 | 0 | 0 | 0 | 0 | 0.0020876 | 0.0054179 | 0.23136 | 0.68739 | 0 | 0 | 0 | 0.0020876 | 0.0054179 | 0 | 0 | 0 | 0 | 0 | 0.0020876 | 0.0054179 | 0 | 0.23136 | 0.68739 | 0 | 0 | 0.0020876 | 0.1035 | 0.39231 | 0 | 0 | 0 | 0 | 0.0020876 | 0.0054179 | 0 | 0 | 0.23136 | 0.68739 | 0 | 0.0020876 | 0.0054179 | 0 | 0 | 0 | 0 | 0 | 0.0020876 | 0.0054179 | 0 | 0 | 0 | 0.23136 | 0.68739 | 0.0020876
|  | SUE20 | Cambs and West Suffolk to East Suffolk potable transfer (50 Ml/d) | Discount Factor | [9 empty] | 0.96618 | 0.93351 | 0.90194 | 0.87144 | 0.84197 | 0.8135 | 0.78599 | 0.75941 | 0.73373 | 0.70892 | 0.68495 | 0.66178 | 0.6394 | 0.61778 | 0.59689 | 0.57671 | 0.5572 | 0.53836 | 0.52016 | 0.50257 | 0.48557 | 0.46915 | 0.45329 | 0.43796 | 0.42315 | 0.40884 | 0.39501 | 0.38165 | 0.36875 | 0.35628 | 0.39999 | 0.38834 | 0.37703 | 0.36604 | 0.35538 | 0.34503 | 0.33498 | 0.32523 | 0.31575 | 0.30656 | 0.29763 | 0.28896 | 0.28054 | 0.27237 | 0.26444 | 0.25674 | 0.24926 | 0.242 | 0.23495 | 0.22811 | 0.22146 | 0.21501 | 0.20875 | 0.20267 | 0.19677 | 0.19104 | 0.18547 | 0.18007 | 0.17483 | 0.16973 | 0.16479 | 0.15999 | 0.15533 | 0.15081 | 0.14641 | 0.14215 | 0.13801 | 0.13399 | 0.13009 | 0.1263 | 0.12262 | 0.11905 | 0.11558 | 0.11221 | 0.10895 | 0.1531 | 0.14937 | 0.14573 | 0.14217 | 0.1387
|  | SUE20 | Cambs and West Suffolk to East Suffolk potable transfer (50 Ml/d) | Discount Rate | [9 empty] | 0.035 | 0.035 | 0.035 | 0.035 | 0.035 | 0.035 | 0.035 | 0.035 | 0.035 | 0.035 | 0.035 | 0.035 | 0.035 | 0.035 | 0.035 | 0.035 | 0.035 | 0.035 | 0.035 | 0.035 | 0.035 | 0.035 | 0.035 | 0.035 | 0.035 | 0.035 | 0.035 | 0.035 | 0.035 | 0.035 | 0.03 | 0.03 | 0.03 | 0.03 | 0.03 | 0.03 | 0.03 | 0.03 | 0.03 | 0.03 | 0.03 | 0.03 | 0.03 | 0.03 | 0.03 | 0.03 | 0.03 | 0.03 | 0.03 | 0.03 | 0.03 | 0.03 | 0.03 | 0.03 | 0.03 | 0.03 | 0.03 | 0.03 | 0.03 | 0.03 | 0.03 | 0.03 | 0.03 | 0.03 | 0.03 | 0.03 | 0.03 | 0.03 | 0.03 | 0.03 | 0.03 | 0.03 | 0.03 | 0.03 | 0.03 | 0.025 | 0.025 | 0.025 | 0.025 | 0.025
|  | SUE20 | Cambs and West Suffolk to East Suffolk potable transfer (50 Ml/d) | Financing Cost | [9 empty] | 0.42644 | 1.5784 | 3.2915 | 4.1217 | 4.0819 | 4.0422 | 4.0024 | 3.9626 | 3.9228 | 3.8834 | 3.8447 | 3.8049 | 3.7651 | 3.7253 | 3.6855 | 3.6456 | 3.6062 | 3.6132 | 3.7165 | 3.6829 | 3.6493 | 3.6157 | 3.5822 | 3.549 | 3.5165 | 3.4829 | 3.4492 | 3.4156 | 3.382 | 3.3483 | 3.3151 | 3.2826 | 3.2966 | 3.4045 | 3.3708 | 3.3372 | 3.3036 | 3.2704 | 3.2378 | 3.2042 | 3.1706 | 3.1369 | 3.1033 | 3.0696 | 3.0364 | 3.0039 | 2.9703 | 2.9843 | 3.0922 | 3.0585 | 3.0249 | 2.9917 | 2.9791 | 3.0261 | 2.9924 | 2.9588 | 2.9252 | 2.8915 | 2.8583 | 2.8258 | 2.7921 | 2.7585 | 2.7725 | 2.8804 | 2.8468 | 2.8136 | 2.781 | 2.7474 | 2.7138 | 2.6801 | 2.6465 | 2.6128 | 2.5796 | 2.5471 | 2.5135 | 2.4798 | 2.4462 | 2.4602 | 2.5681 | 2.5349
|  | SUE20 | Cambs and West Suffolk to East Suffolk potable transfer (50 Ml/d) | Net Present Cost (NPC) | [9 empty] | 0.41202 | 1.4735 | 2.9687 | 3.6421 | 3.6796 | 3.6635 | 3.5084 | 3.3595 | 3.2167 | 3.08 | 2.9493 | 2.8233 | 2.7023 | 2.5863 | 2.4751 | 2.3684 | 2.2664 | 2.1935 | 2.1731 | 2.0827 | 1.996 | 1.9127 | 1.8328 | 1.7563 | 1.6832 | 1.6125 | 1.5447 | 1.4796 | 1.4172 | 1.3573 | 1.5105 | 1.4539 | 1.4168 | 1.415 | 1.3619 | 1.3106 | 1.2611 | 1.2136 | 1.168 | 1.1237 | 1.0809 | 1.0397 | 0.99999 | 0.96171 | 0.92491 | 0.88962 | 0.85533 | 0.8338 | 0.83487 | 0.80288 | 0.77204 | 0.74242 | 0.71818 | 0.70677 | 0.67957 | 0.65335 | 0.62808 | 0.60373 | 0.58034 | 0.55791 | 0.53612 | 0.51512 | 0.50229 | 0.50394 | 0.48433 | 0.46551 | 0.44746 | 0.42992 | 0.41302 | 0.39674 | 0.38106 | 0.36596 | 0.35146 | 0.33757 | 0.32408 | 0.45029 | 0.43428 | 0.42573 | 0.43068 | 0.41557
|  | SUE20 | Cambs and West Suffolk to East Suffolk potable transfer (50 Ml/d) | Opex | [9 empty] | 0 | 0 | 0 | 0.057653 | 0.28826 | 0.46122 | 0.46122 | 0.46122 | 0.46122 | 0.46122 | 0.46122 | 0.46122 | 0.46122 | 0.46122 | 0.46122 | 0.46122 | 0.46122 | 0.46122 | 0.46122 | 0.46122 | 0.46122 | 0.46122 | 0.46122 | 0.46122 | 0.46122 | 0.46122 | 0.46122 | 0.46122 | 0.46122 | 0.46122 | 0.46122 | 0.46122 | 0.46122 | 0.46122 | 0.46122 | 0.46122 | 0.46122 | 0.46122 | 0.46122 | 0.46122 | 0.46122 | 0.46122 | 0.46122 | 0.46122 | 0.46122 | 0.46122 | 0.46122 | 0.46122 | 0.46122 | 0.46122 | 0.46122 | 0.46122 | 0.46122 | 0.46122 | 0.46122 | 0.46122 | 0.46122 | 0.46122 | 0.46122 | 0.46122 | 0.46122 | 0.46122 | 0.46122 | 0.46122 | 0.46122 | 0.46122 | 0.46122 | 0.46122 | 0.46122 | 0.46122 | 0.46122 | 0.46122 | 0.46122 | 0.46122 | 0.46122 | 0.46122 | 0.46122 | 0.46122 | 0.46122 | 0.46122
|  | SUE20 | Cambs and West Suffolk to East Suffolk potable transfer (50 Ml/d) | Total NPC |  |  | Total | 2019-20: 107.9289
|  | SUE21 | South Essex to East Suffolk potable transfer (50 Ml/d) | Capex |  |  |  | 0 | 0 | 0 | 0 | 0 | 0 | 6.1773 | 16.688 | 24.8151 | 12.3147 | 0 | 0 | 0 | 0 | 0 | 0.010416 | 0.026987 | 0 | 0 | 0 | 0 | 0 | 0.010416 | 1.029 | 2.9624 | 0 | 0 | 0 | 0 | 0.010416 | 0.026987 | 0 | 0 | 0 | 0 | 0 | 0.010416 | 0.026987 | 1.0118 | 2.9624 | 0 | 0 | 0 | 0.010416 | 0.026987 | 0 | 0 | 0 | 0 | 0 | 0.010416 | 0.026987 | 0 | 1.0118 | 2.9624 | 0 | 0 | 0.010416 | 0.44123 | 1.657 | 0 | 0 | 0 | 0 | 0.010416 | 0.026987 | 0 | 0 | 1.0118 | 2.9624 | 0 | 0.010416 | 0.026987 | 0 | 0 | 0 | 0 | 0 | 0.010416 | 0.026987 | 0 | 0 | 0 | 1.0118 | 2.9624 | 0.010416
|  | SUE21 | South Essex to East Suffolk potable transfer (50 Ml/d) | Capex | Optimism Bias |  |  | 0 | 0 | 0 | 0 | 0 | 0 | 1.1366 | 3.0706 | 4.566 | 2.2659 | 0 | 0 | 0 | 0 | 0 | 0.0019166 | 0.0049657 | 0 | 0 | 0 | 0 | 0 | 0.0019166 | 0.18934 | 0.54509 | 0 | 0 | 0 | 0 | 0.0019166 | 0.0049657 | 0 | 0 | 0 | 0 | 0 | 0.0019166 | 0.0049657 | 0.18617 | 0.54509 | 0 | 0 | 0 | 0.0019166 | 0.0049657 | 0 | 0 | 0 | 0 | 0 | 0.0019166 | 0.0049657 | 0 | 0.18617 | 0.54509 | 0 | 0 | 0.0019166 | 0.081186 | 0.30488 | 0 | 0 | 0 | 0 | 0.0019166 | 0.0049657 | 0 | 0 | 0.18617 | 0.54509 | 0 | 0.0019166 | 0.0049657 | 0 | 0 | 0 | 0 | 0 | 0.0019166 | 0.0049657 | 0 | 0 | 0 | 0.18617 | 0.54509 | 0.0019166
|  | SUE21 | South Essex to East Suffolk potable transfer (50 Ml/d) | Discount Factor | [9 empty] | 0.96618 | 0.93351 | 0.90194 | 0.87144 | 0.84197 | 0.8135 | 0.78599 | 0.75941 | 0.73373 | 0.70892 | 0.68495 | 0.66178 | 0.6394 | 0.61778 | 0.59689 | 0.57671 | 0.5572 | 0.53836 | 0.52016 | 0.50257 | 0.48557 | 0.46915 | 0.45329 | 0.43796 | 0.42315 | 0.40884 | 0.39501 | 0.38165 | 0.36875 | 0.35628 | 0.39999 | 0.38834 | 0.37703 | 0.36604 | 0.35538 | 0.34503 | 0.33498 | 0.32523 | 0.31575 | 0.30656 | 0.29763 | 0.28896 | 0.28054 | 0.27237 | 0.26444 | 0.25674 | 0.24926 | 0.242 | 0.23495 | 0.22811 | 0.22146 | 0.21501 | 0.20875 | 0.20267 | 0.19677 | 0.19104 | 0.18547 | 0.18007 | 0.17483 | 0.16973 | 0.16479 | 0.15999 | 0.15533 | 0.15081 | 0.14641 | 0.14215 | 0.13801 | 0.13399 | 0.13009 | 0.1263 | 0.12262 | 0.11905 | 0.11558 | 0.11221 | 0.10895 | 0.1531 | 0.14937 | 0.14573 | 0.14217 | 0.1387
|  | SUE21 | South Essex to East Suffolk potable transfer (50 Ml/d) | Discount Rate | [9 empty] | 0.035 | 0.035 | 0.035 | 0.035 | 0.035 | 0.035 | 0.035 | 0.035 | 0.035 | 0.035 | 0.035 | 0.035 | 0.035 | 0.035 | 0.035 | 0.035 | 0.035 | 0.035 | 0.035 | 0.035 | 0.035 | 0.035 | 0.035 | 0.035 | 0.035 | 0.035 | 0.035 | 0.035 | 0.035 | 0.035 | 0.03 | 0.03 | 0.03 | 0.03 | 0.03 | 0.03 | 0.03 | 0.03 | 0.03 | 0.03 | 0.03 | 0.03 | 0.03 | 0.03 | 0.03 | 0.03 | 0.03 | 0.03 | 0.03 | 0.03 | 0.03 | 0.03 | 0.03 | 0.03 | 0.03 | 0.03 | 0.03 | 0.03 | 0.03 | 0.03 | 0.03 | 0.03 | 0.03 | 0.03 | 0.03 | 0.03 | 0.03 | 0.03 | 0.03 | 0.03 | 0.03 | 0.03 | 0.03 | 0.03 | 0.03 | 0.025 | 0.025 | 0.025 | 0.025 | 0.025
|  | SUE21 | South Essex to East Suffolk potable transfer (50 Ml/d) | Financing Cost | [9 empty] | 0.23405 | 0.86632 | 1.8065 | 2.2599 | 2.2334 | 2.2069 | 2.1804 | 2.1539 | 2.1274 | 2.1013 | 2.0758 | 2.0493 | 2.0228 | 1.9962 | 1.9697 | 1.9432 | 1.9171 | 1.9283 | 2.0152 | 1.9936 | 1.972 | 1.9504 | 1.9288 | 1.9075 | 1.8869 | 1.8653 | 1.8436 | 1.822 | 1.8003 | 1.7786 | 1.7574 | 1.7367 | 1.7534 | 1.844 | 1.8223 | 1.8007 | 1.779 | 1.7578 | 1.7371 | 1.7155 | 1.6938 | 1.6721 | 1.6505 | 1.6288 | 1.6076 | 1.5869 | 1.5653 | 1.5819 | 1.6725 | 1.6509 | 1.6292 | 1.6079 | 1.6028 | 1.6438 | 1.6221 | 1.6005 | 1.5788 | 1.5571 | 1.5359 | 1.5152 | 1.4936 | 1.4719 | 1.4886 | 1.5792 | 1.5575 | 1.5363 | 1.5156 | 1.494 | 1.4723 | 1.4506 | 1.429 | 1.4073 | 1.3861 | 1.3654 | 1.3438 | 1.3221 | 1.3004 | 1.3171 | 1.4077 | 1.3864
|  | SUE21 | South Essex to East Suffolk potable transfer (50 Ml/d) | Net Present Cost (NPC) | [9 empty] | 0.22613 | 0.80872 | 1.6294 | 2.008 | 2.067 | 2.0837 | 1.9925 | 1.905 | 1.8211 | 1.741 | 1.6647 | 1.5908 | 1.5201 | 1.4523 | 1.3873 | 1.3251 | 1.2658 | 1.229 | 1.2327 | 1.1801 | 1.1297 | 1.0814 | 1.035 | 0.99071 | 0.94849 | 0.90756 | 0.86831 | 0.83068 | 0.79461 | 0.76002 | 0.84475 | 0.81214 | 0.79477 | 0.80478 | 0.77364 | 0.74363 | 0.71472 | 0.68698 | 0.66046 | 0.63458 | 0.60965 | 0.58564 | 0.5625 | 0.54022 | 0.51886 | 0.49845 | 0.47853 | 0.46863 | 0.47626 | 0.45745 | 0.43933 | 0.42196 | 0.40861 | 0.40501 | 0.38895 | 0.37348 | 0.35859 | 0.34424 | 0.3305 | 0.31737 | 0.30456 | 0.29222 | 0.2863 | 0.29162 | 0.27996 | 0.26878 | 0.2581 | 0.24768 | 0.23765 | 0.22799 | 0.2187 | 0.20975 | 0.20118 | 0.19301 | 0.18502 | 0.2567 | 0.24721 | 0.24361 | 0.25054 | 0.24148
|  | SUE21 | South Essex to East Suffolk potable transfer (50 Ml/d) | Opex | [9 empty] | 0 | 0 | 0 | 0.044321 | 0.22161 | 0.35457 | 0.35457 | 0.35457 | 0.35457 | 0.35457 | 0.35457 | 0.35457 | 0.35457 | 0.35457 | 0.35457 | 0.35457 | 0.35457 | 0.35457 | 0.35457 | 0.35457 | 0.35457 | 0.35457 | 0.35457 | 0.35457 | 0.35457 | 0.35457 | 0.35457 | 0.35457 | 0.35457 | 0.35457 | 0.35457 | 0.35457 | 0.35457 | 0.35457 | 0.35457 | 0.35457 | 0.35457 | 0.35457 | 0.35457 | 0.35457 | 0.35457 | 0.35457 | 0.35457 | 0.35457 | 0.35457 | 0.35457 | 0.35457 | 0.35457 | 0.35457 | 0.35457 | 0.35457 | 0.35457 | 0.35457 | 0.35457 | 0.35457 | 0.35457 | 0.35457 | 0.35457 | 0.35457 | 0.35457 | 0.35457 | 0.35457 | 0.35457 | 0.35457 | 0.35457 | 0.35457 | 0.35457 | 0.35457 | 0.35457 | 0.35457 | 0.35457 | 0.35457 | 0.35457 | 0.35457 | 0.35457 | 0.35457 | 0.35457 | 0.35457 | 0.35457 | 0.35457
|  | SUE21 | South Essex to East Suffolk potable transfer (50 Ml/d) | Total NPC |  |  | Total | 2019-20: 60.8737
|  | SUE22 | South Essex to East Suffolk potable transfer (20 Ml/d) | Capex |  |  |  | 0 | 0 | 0 | 0 | 0 | 0 | 2.9844 | 8.0624 | 11.9888 | 5.9495 | 0 | 0 | 0 | 0 | 0 | 0.0093319 | 0.024124 | 0 | 0 | 0 | 0 | 0 | 0.0093319 | 0.655 | 1.8109 | 0 | 0 | 0 | 0 | 0.0093319 | 0.024124 | 0 | 0 | 0 | 0 | 0 | 0.0093319 | 0.024124 | 0.63939 | 1.8109 | 0 | 0 | 0 | 0.0093319 | 0.024124 | 0 | 0 | 0 | 0 | 0 | 0.0093319 | 0.024124 | 0 | 0.63939 | 1.8109 | 0 | 0 | 0.0093319 | 0.27283 | 0.99481 | 0 | 0 | 0 | 0 | 0.0093319 | 0.024124 | 0 | 0 | 0.63939 | 1.8109 | 0 | 0.0093319 | 0.024124 | 0 | 0 | 0 | 0 | 0 | 0.0093319 | 0.024124 | 0 | 0 | 0 | 0.63939 | 1.8109 | 0.0093319
|  | SUE22 | South Essex to East Suffolk potable transfer (20 Ml/d) | Capex | Optimism Bias |  |  | 0 | 0 | 0 | 0 | 0 | 0 | 0.54914 | 1.4835 | 2.2059 | 1.0947 | 0 | 0 | 0 | 0 | 0 | 0.0017171 | 0.0044389 | 0 | 0 | 0 | 0 | 0 | 0.0017171 | 0.12052 | 0.3332 | 0 | 0 | 0 | 0 | 0.0017171 | 0.0044389 | 0 | 0 | 0 | 0 | 0 | 0.0017171 | 0.0044389 | 0.11765 | 0.3332 | 0 | 0 | 0 | 0.0017171 | 0.0044389 | 0 | 0 | 0 | 0 | 0 | 0.0017171 | 0.0044389 | 0 | 0.11765 | 0.3332 | 0 | 0 | 0.0017171 | 0.0502 | 0.18304 | 0 | 0 | 0 | 0 | 0.0017171 | 0.0044389 | 0 | 0 | 0.11765 | 0.3332 | 0 | 0.0017171 | 0.0044389 | 0 | 0 | 0 | 0 | 0 | 0.0017171 | 0.0044389 | 0 | 0 | 0 | 0.11765 | 0.3332 | 0.0017171
|  | SUE22 | South Essex to East Suffolk potable transfer (20 Ml/d) | Discount Factor | [9 empty] | 0.96618 | 0.93351 | 0.90194 | 0.87144 | 0.84197 | 0.8135 | 0.78599 | 0.75941 | 0.73373 | 0.70892 | 0.68495 | 0.66178 | 0.6394 | 0.61778 | 0.59689 | 0.57671 | 0.5572 | 0.53836 | 0.52016 | 0.50257 | 0.48557 | 0.46915 | 0.45329 | 0.43796 | 0.42315 | 0.40884 | 0.39501 | 0.38165 | 0.36875 | 0.35628 | 0.39999 | 0.38834 | 0.37703 | 0.36604 | 0.35538 | 0.34503 | 0.33498 | 0.32523 | 0.31575 | 0.30656 | 0.29763 | 0.28896 | 0.28054 | 0.27237 | 0.26444 | 0.25674 | 0.24926 | 0.242 | 0.23495 | 0.22811 | 0.22146 | 0.21501 | 0.20875 | 0.20267 | 0.19677 | 0.19104 | 0.18547 | 0.18007 | 0.17483 | 0.16973 | 0.16479 | 0.15999 | 0.15533 | 0.15081 | 0.14641 | 0.14215 | 0.13801 | 0.13399 | 0.13009 | 0.1263 | 0.12262 | 0.11905 | 0.11558 | 0.11221 | 0.10895 | 0.1531 | 0.14937 | 0.14573 | 0.14217 | 0.1387
|  | SUE22 | South Essex to East Suffolk potable transfer (20 Ml/d) | Discount Rate | [9 empty] | 0.035 | 0.035 | 0.035 | 0.035 | 0.035 | 0.035 | 0.035 | 0.035 | 0.035 | 0.035 | 0.035 | 0.035 | 0.035 | 0.035 | 0.035 | 0.035 | 0.035 | 0.035 | 0.035 | 0.035 | 0.035 | 0.035 | 0.035 | 0.035 | 0.035 | 0.035 | 0.035 | 0.035 | 0.035 | 0.035 | 0.03 | 0.03 | 0.03 | 0.03 | 0.03 | 0.03 | 0.03 | 0.03 | 0.03 | 0.03 | 0.03 | 0.03 | 0.03 | 0.03 | 0.03 | 0.03 | 0.03 | 0.03 | 0.03 | 0.03 | 0.03 | 0.03 | 0.03 | 0.03 | 0.03 | 0.03 | 0.03 | 0.03 | 0.03 | 0.03 | 0.03 | 0.03 | 0.03 | 0.03 | 0.03 | 0.03 | 0.03 | 0.03 | 0.03 | 0.03 | 0.03 | 0.03 | 0.03 | 0.03 | 0.03 | 0.025 | 0.025 | 0.025 | 0.025 | 0.025
|  | SUE22 | South Essex to East Suffolk potable transfer (20 Ml/d) | Financing Cost | [9 empty] | 0.11307 | 0.41854 | 0.87278 | 1.0906 | 1.0755 | 1.0604 | 1.0453 | 1.0301 | 1.015 | 1.0002 | 0.98597 | 0.97081 | 0.95566 | 0.9405 | 0.92534 | 0.91019 | 0.89539 | 0.90426 | 0.9586 | 0.9468 | 0.93499 | 0.92318 | 0.91137 | 0.89992 | 0.88901 | 0.87716 | 0.86531 | 0.85346 | 0.84162 | 0.82977 | 0.81827 | 0.80734 | 0.81971 | 0.87647 | 0.86462 | 0.85277 | 0.84092 | 0.82943 | 0.81849 | 0.80664 | 0.79479 | 0.78294 | 0.77109 | 0.75924 | 0.74774 | 0.7368 | 0.72495 | 0.73733 | 0.79409 | 0.78224 | 0.77039 | 0.75889 | 0.75728 | 0.78303 | 0.77118 | 0.75933 | 0.74748 | 0.73563 | 0.72413 | 0.71319 | 0.70134 | 0.68949 | 0.70187 | 0.75863 | 0.74678 | 0.73528 | 0.72434 | 0.71249 | 0.70064 | 0.68879 | 0.67694 | 0.66509 | 0.65359 | 0.64266 | 0.63081 | 0.61896 | 0.6071 | 0.61948 | 0.67624 | 0.66474
|  | SUE22 | South Essex to East Suffolk potable transfer (20 Ml/d) | Net Present Cost (NPC) | [9 empty] | 0.10925 | 0.39071 | 0.78719 | 0.97228 | 1.0111 | 1.0259 | 0.97928 | 0.93468 | 0.89197 | 0.85132 | 0.81277 | 0.77526 | 0.73935 | 0.70498 | 0.6721 | 0.64063 | 0.61072 | 0.59484 | 0.60299 | 0.57667 | 0.55143 | 0.52725 | 0.50407 | 0.482 | 0.46109 | 0.44065 | 0.42107 | 0.40231 | 0.38433 | 0.36712 | 0.40756 | 0.39144 | 0.38471 | 0.39428 | 0.37858 | 0.36347 | 0.34891 | 0.33501 | 0.3218 | 0.30879 | 0.29627 | 0.28422 | 0.27261 | 0.26145 | 0.25079 | 0.24068 | 0.23072 | 0.22699 | 0.23371 | 0.2242 | 0.21505 | 0.20631 | 0.19997 | 0.19936 | 0.19122 | 0.18339 | 0.17585 | 0.1686 | 0.16167 | 0.15511 | 0.14864 | 0.14241 | 0.14019 | 0.14466 | 0.13872 | 0.13304 | 0.12766 | 0.12235 | 0.11725 | 0.11233 | 0.10761 | 0.10306 | 0.098734 | 0.094631 | 0.090583 | 0.12549 | 0.12065 | 0.11951 | 0.12467 | 0.12003
|  | SUE22 | South Essex to East Suffolk potable transfer (20 Ml/d) | Opex | [9 empty] | 0 | 0 | 0 | 0.025082 | 0.12541 | 0.20065 | 0.20065 | 0.20065 | 0.20065 | 0.20065 | 0.20065 | 0.20065 | 0.20065 | 0.20065 | 0.20065 | 0.20065 | 0.20065 | 0.20065 | 0.20065 | 0.20065 | 0.20065 | 0.20065 | 0.20065 | 0.20065 | 0.20065 | 0.20065 | 0.20065 | 0.20065 | 0.20065 | 0.20065 | 0.20065 | 0.20065 | 0.20065 | 0.20065 | 0.20065 | 0.20065 | 0.20065 | 0.20065 | 0.20065 | 0.20065 | 0.20065 | 0.20065 | 0.20065 | 0.20065 | 0.20065 | 0.20065 | 0.20065 | 0.20065 | 0.20065 | 0.20065 | 0.20065 | 0.20065 | 0.20065 | 0.20065 | 0.20065 | 0.20065 | 0.20065 | 0.20065 | 0.20065 | 0.20065 | 0.20065 | 0.20065 | 0.20065 | 0.20065 | 0.20065 | 0.20065 | 0.20065 | 0.20065 | 0.20065 | 0.20065 | 0.20065 | 0.20065 | 0.20065 | 0.20065 | 0.20065 | 0.20065 | 0.20065 | 0.20065 | 0.20065 | 0.20065
|  | SUE22 | South Essex to East Suffolk potable transfer (20 Ml/d) | Total NPC |  |  | Total | 2019-20: 29.6702
|  | SUE23 | Suffolk East groundwater enhancement | Capex |  |  |  | 0 | 0 | 0 | 0 | 0 | 0 | 0.12811 | 0.29893 | 0.85408 | 1.7082 | 1.2811 | 0 | 0 | 0 | 0 | 0 | 0 | 0.28153 | 0 | 0 | 0 | 0 | 0.052684 | 0 | 0.28153 | 2.0867 | 0 | 0 | 0 | 0 | 0.052684 | 0.28153 | 0 | 0 | 0 | 0 | 0 | 0 | 0.33216 | 0 | 2.0867 | 0 | 0 | 0 | 0 | 0.28153 | 0 | 0 | 0 | 0 | 0 | 0 | 0.28153 | 0.05141 | 0 | 2.0867 | 0 | 0 | 0.11242 | 0.73122 | 0 | 0 | 0 | 0 | 0 | 0 | 0.28153 | 0 | 0.05141 | 0 | 2.0867 | 0 | 0 | 0.28153 | 0 | 0 | 0 | 0 | 0 | 0 | 0.28153 | 0 | 0 | 0.05141 | 0 | 2.0867
|  | SUE23 | Suffolk East groundwater enhancement | Capex | Optimism Bias |  |  | 0 | 0 | 0 | 0 | 0 | 0 | 0.026007 | 0.060682 | 0.17338 | 0.34676 | 0.26007 | 0 | 0 | 0 | 0 | 0 | 0 | 0.057151 | 0 | 0 | 0 | 0 | 0.010695 | 0 | 0.057151 | 0.42359 | 0 | 0 | 0 | 0 | 0.010695 | 0.057151 | 0 | 0 | 0 | 0 | 0 | 0 | 0.067429 | 0 | 0.42359 | 0 | 0 | 0 | 0 | 0.057151 | 0 | 0 | 0 | 0 | 0 | 0 | 0.057151 | 0.010436 | 0 | 0.42359 | 0 | 0 | 0.022822 | 0.14844 | 0 | 0 | 0 | 0 | 0 | 0 | 0.057151 | 0 | 0.010436 | 0 | 0.42359 | 0 | 0 | 0.057151 | 0 | 0 | 0 | 0 | 0 | 0 | 0.057151 | 0 | 0 | 0.010436 | 0 | 0.42359
|  | SUE23 | Suffolk East groundwater enhancement | Discount Factor | [9 empty] | 0.96618 | 0.93351 | 0.90194 | 0.87144 | 0.84197 | 0.8135 | 0.78599 | 0.75941 | 0.73373 | 0.70892 | 0.68495 | 0.66178 | 0.6394 | 0.61778 | 0.59689 | 0.57671 | 0.5572 | 0.53836 | 0.52016 | 0.50257 | 0.48557 | 0.46915 | 0.45329 | 0.43796 | 0.42315 | 0.40884 | 0.39501 | 0.38165 | 0.36875 | 0.35628 | 0.39999 | 0.38834 | 0.37703 | 0.36604 | 0.35538 | 0.34503 | 0.33498 | 0.32523 | 0.31575 | 0.30656 | 0.29763 | 0.28896 | 0.28054 | 0.27237 | 0.26444 | 0.25674 | 0.24926 | 0.242 | 0.23495 | 0.22811 | 0.22146 | 0.21501 | 0.20875 | 0.20267 | 0.19677 | 0.19104 | 0.18547 | 0.18007 | 0.17483 | 0.16973 | 0.16479 | 0.15999 | 0.15533 | 0.15081 | 0.14641 | 0.14215 | 0.13801 | 0.13399 | 0.13009 | 0.1263 | 0.12262 | 0.11905 | 0.11558 | 0.11221 | 0.10895 | 0.1531 | 0.14937 | 0.14573 | 0.14217 | 0.1387
|  | SUE23 | Suffolk East groundwater enhancement | Discount Rate | [9 empty] | 0.035 | 0.035 | 0.035 | 0.035 | 0.035 | 0.035 | 0.035 | 0.035 | 0.035 | 0.035 | 0.035 | 0.035 | 0.035 | 0.035 | 0.035 | 0.035 | 0.035 | 0.035 | 0.035 | 0.035 | 0.035 | 0.035 | 0.035 | 0.035 | 0.035 | 0.035 | 0.035 | 0.035 | 0.035 | 0.035 | 0.03 | 0.03 | 0.03 | 0.03 | 0.03 | 0.03 | 0.03 | 0.03 | 0.03 | 0.03 | 0.03 | 0.03 | 0.03 | 0.03 | 0.03 | 0.03 | 0.03 | 0.03 | 0.03 | 0.03 | 0.03 | 0.03 | 0.03 | 0.03 | 0.03 | 0.03 | 0.03 | 0.03 | 0.03 | 0.03 | 0.03 | 0.03 | 0.03 | 0.03 | 0.03 | 0.03 | 0.03 | 0.03 | 0.03 | 0.03 | 0.03 | 0.03 | 0.03 | 0.03 | 0.03 | 0.025 | 0.025 | 0.025 | 0.025 | 0.025
|  | SUE23 | Suffolk East groundwater enhancement | Financing Cost | [9 empty] | 0.0049318 | 0.016439 | 0.049318 | 0.11123 | 0.1512 | 0.14021 | 0.12922 | 0.11823 | 0.10724 | 0.096243 | 0.085935 | 0.086668 | 0.076082 | 0.065496 | 0.05491 | 0.044324 | 0.035698 | 0.024977 | 0.028105 | 0.10235 | 0.094877 | 0.087406 | 0.079934 | 0.072463 | 0.066952 | 0.070183 | 0.062577 | 0.05497 | 0.047363 | 0.039757 | 0.03215 | 0.024611 | 0.029862 | 0.022263 | 0.094992 | 0.087393 | 0.079794 | 0.072195 | 0.064596 | 0.0679 | 0.060432 | 0.052964 | 0.045496 | 0.038027 | 0.030559 | 0.023091 | 0.026461 | 0.020972 | 0.013503 | 0.086363 | 0.078895 | 0.071427 | 0.068243 | 0.088816 | 0.081283 | 0.073815 | 0.066346 | 0.058878 | 0.05141 | 0.043942 | 0.047311 | 0.039843 | 0.034354 | 0.026886 | 0.099746 | 0.092278 | 0.084809 | 0.088179 | 0.080711 | 0.073243 | 0.065775 | 0.058306 | 0.050838 | 0.04337 | 0.04674 | 0.039271 | 0.031803 | 0.026314 | 0.018846 | 0.091706
|  | SUE23 | Suffolk East groundwater enhancement | Net Present Cost (NPC) | [9 empty] | 0.004765 | 0.015346 | 0.044482 | 0.096929 | 0.12731 | 0.18219 | 0.23321 | 0.21698 | 0.20157 | 0.18696 | 0.17358 | 0.1682 | 0.15574 | 0.14393 | 0.13275 | 0.12215 | 0.11322 | 0.10362 | 0.10174 | 0.13561 | 0.1274 | 0.11958 | 0.11215 | 0.10509 | 0.099202 | 0.097169 | 0.090878 | 0.084902 | 0.079226 | 0.073837 | 0.079852 | 0.074599 | 0.074406 | 0.069457 | 0.093281 | 0.087942 | 0.082835 | 0.077951 | 0.073281 | 0.07216 | 0.067835 | 0.063701 | 0.059751 | 0.055976 | 0.052371 | 0.048928 | 0.048343 | 0.045607 | 0.042524 | 0.057905 | 0.054565 | 0.05137 | 0.049209 | 0.051945 | 0.04895 | 0.046097 | 0.04337 | 0.040762 | 0.038269 | 0.035887 | 0.035397 | 0.033171 | 0.031352 | 0.029313 | 0.039127 | 0.036925 | 0.034819 | 0.034257 | 0.032287 | 0.030404 | 0.028602 | 0.02688 | 0.025234 | 0.023661 | 0.023339 | 0.031656 | 0.029768 | 0.028242 | 0.026491 | 0.035951
|  | SUE23 | Suffolk East groundwater enhancement | Opex | [9 empty] | 0 | 0 | 0 | 0 | 0 | 0.083744 | 0.16749 | 0.16749 | 0.16749 | 0.16749 | 0.16749 | 0.16749 | 0.16749 | 0.16749 | 0.16749 | 0.16749 | 0.16749 | 0.16749 | 0.16749 | 0.16749 | 0.16749 | 0.16749 | 0.16749 | 0.16749 | 0.16749 | 0.16749 | 0.16749 | 0.16749 | 0.16749 | 0.16749 | 0.16749 | 0.16749 | 0.16749 | 0.16749 | 0.16749 | 0.16749 | 0.16749 | 0.16749 | 0.16749 | 0.16749 | 0.16749 | 0.16749 | 0.16749 | 0.16749 | 0.16749 | 0.16749 | 0.16749 | 0.16749 | 0.16749 | 0.16749 | 0.16749 | 0.16749 | 0.16749 | 0.16749 | 0.16749 | 0.16749 | 0.16749 | 0.16749 | 0.16749 | 0.16749 | 0.16749 | 0.16749 | 0.16749 | 0.16749 | 0.16749 | 0.16749 | 0.16749 | 0.16749 | 0.16749 | 0.16749 | 0.16749 | 0.16749 | 0.16749 | 0.16749 | 0.16749 | 0.16749 | 0.16749 | 0.16749 | 0.16749 | 0.16749
|  | SUE23 | Suffolk East groundwater enhancement | Total NPC |  |  | Total | 2019-20: 6.0557
|  | SUE24 | Suffolk Sudbury to East Suffolk potable transfer (5 Ml/d) | Capex |  |  |  | 0 | 0 | 0 | 0 | 0 | 0 | 0.67898 | 1.8342 | 2.7275 | 1.3536 | 0 | 0 | 0 | 0 | 0 | 0.0077876 | 0.020059 | 0 | 0 | 0 | 0 | 0 | 0.0077876 | 0.27052 | 0.70859 | 0 | 0 | 0 | 0 | 0.0077876 | 0.020059 | 0 | 0 | 0 | 0 | 0 | 0.0077876 | 0.020059 | 0.25707 | 0.70859 | 0 | 0 | 0 | 0.0077876 | 0.020059 | 0 | 0 | 0 | 0 | 0 | 0.0077876 | 0.020059 | 0 | 0.25707 | 0.70859 | 0 | 0 | 0.0077876 | 0.20122 | 0.72466 | 0 | 0 | 0 | 0 | 0.0077876 | 0.020059 | 0 | 0 | 0.25707 | 0.70859 | 0 | 0.0077876 | 0.020059 | 0 | 0 | 0 | 0 | 0 | 0.0077876 | 0.020059 | 0 | 0 | 0 | 0.25707 | 0.70859 | 0.0077876
|  | SUE24 | Suffolk Sudbury to East Suffolk potable transfer (5 Ml/d) | Capex | Optimism Bias |  |  | 0 | 0 | 0 | 0 | 0 | 0 | 0.089625 | 0.24212 | 0.36003 | 0.17867 | 0 | 0 | 0 | 0 | 0 | 0.001028 | 0.0026478 | 0 | 0 | 0 | 0 | 0 | 0.001028 | 0.035708 | 0.093535 | 0 | 0 | 0 | 0 | 0.001028 | 0.0026478 | 0 | 0 | 0 | 0 | 0 | 0.001028 | 0.0026478 | 0.033933 | 0.093535 | 0 | 0 | 0 | 0.001028 | 0.0026478 | 0 | 0 | 0 | 0 | 0 | 0.001028 | 0.0026478 | 0 | 0.033933 | 0.093535 | 0 | 0 | 0.001028 | 0.026562 | 0.095655 | 0 | 0 | 0 | 0 | 0.001028 | 0.0026478 | 0 | 0 | 0.033933 | 0.093535 | 0 | 0.001028 | 0.0026478 | 0 | 0 | 0 | 0 | 0 | 0.001028 | 0.0026478 | 0 | 0 | 0 | 0.033933 | 0.093535 | 0.001028
|  | SUE24 | Suffolk Sudbury to East Suffolk potable transfer (5 Ml/d) | Discount Factor | [9 empty] | 0.96618 | 0.93351 | 0.90194 | 0.87144 | 0.84197 | 0.8135 | 0.78599 | 0.75941 | 0.73373 | 0.70892 | 0.68495 | 0.66178 | 0.6394 | 0.61778 | 0.59689 | 0.57671 | 0.5572 | 0.53836 | 0.52016 | 0.50257 | 0.48557 | 0.46915 | 0.45329 | 0.43796 | 0.42315 | 0.40884 | 0.39501 | 0.38165 | 0.36875 | 0.35628 | 0.39999 | 0.38834 | 0.37703 | 0.36604 | 0.35538 | 0.34503 | 0.33498 | 0.32523 | 0.31575 | 0.30656 | 0.29763 | 0.28896 | 0.28054 | 0.27237 | 0.26444 | 0.25674 | 0.24926 | 0.242 | 0.23495 | 0.22811 | 0.22146 | 0.21501 | 0.20875 | 0.20267 | 0.19677 | 0.19104 | 0.18547 | 0.18007 | 0.17483 | 0.16973 | 0.16479 | 0.15999 | 0.15533 | 0.15081 | 0.14641 | 0.14215 | 0.13801 | 0.13399 | 0.13009 | 0.1263 | 0.12262 | 0.11905 | 0.11558 | 0.11221 | 0.10895 | 0.1531 | 0.14937 | 0.14573 | 0.14217 | 0.1387
|  | SUE24 | Suffolk Sudbury to East Suffolk potable transfer (5 Ml/d) | Discount Rate | [9 empty] | 0.035 | 0.035 | 0.035 | 0.035 | 0.035 | 0.035 | 0.035 | 0.035 | 0.035 | 0.035 | 0.035 | 0.035 | 0.035 | 0.035 | 0.035 | 0.035 | 0.035 | 0.035 | 0.035 | 0.035 | 0.035 | 0.035 | 0.035 | 0.035 | 0.035 | 0.035 | 0.035 | 0.035 | 0.035 | 0.035 | 0.03 | 0.03 | 0.03 | 0.03 | 0.03 | 0.03 | 0.03 | 0.03 | 0.03 | 0.03 | 0.03 | 0.03 | 0.03 | 0.03 | 0.03 | 0.03 | 0.03 | 0.03 | 0.03 | 0.03 | 0.03 | 0.03 | 0.03 | 0.03 | 0.03 | 0.03 | 0.03 | 0.03 | 0.03 | 0.03 | 0.03 | 0.03 | 0.03 | 0.03 | 0.03 | 0.03 | 0.03 | 0.03 | 0.03 | 0.03 | 0.03 | 0.03 | 0.03 | 0.03 | 0.03 | 0.025 | 0.025 | 0.025 | 0.025 | 0.025
|  | SUE24 | Suffolk Sudbury to East Suffolk potable transfer (5 Ml/d) | Financing Cost | [9 empty] | 0.024595 | 0.091039 | 0.18984 | 0.23673 | 0.23243 | 0.22814 | 0.22384 | 0.21955 | 0.21525 | 0.21122 | 0.20761 | 0.20327 | 0.19892 | 0.19458 | 0.19024 | 0.1859 | 0.18184 | 0.187 | 0.20824 | 0.20432 | 0.2004 | 0.19647 | 0.19255 | 0.1889 | 0.18569 | 0.18174 | 0.17779 | 0.17383 | 0.16988 | 0.16593 | 0.16226 | 0.15903 | 0.16439 | 0.1861 | 0.18215 | 0.17819 | 0.17424 | 0.17056 | 0.16733 | 0.16338 | 0.15942 | 0.15547 | 0.15151 | 0.14756 | 0.14388 | 0.14066 | 0.1367 | 0.14206 | 0.16377 | 0.15981 | 0.15586 | 0.15218 | 0.15545 | 0.17768 | 0.17373 | 0.16977 | 0.16582 | 0.16186 | 0.15819 | 0.15496 | 0.151 | 0.14705 | 0.1524 | 0.17412 | 0.17016 | 0.16649 | 0.16326 | 0.1593 | 0.15535 | 0.15139 | 0.14744 | 0.14348 | 0.13981 | 0.13658 | 0.13263 | 0.12867 | 0.12471 | 0.13007 | 0.15178 | 0.14811
|  | SUE24 | Suffolk Sudbury to East Suffolk potable transfer (5 Ml/d) | Net Present Cost (NPC) | [9 empty] | 0.023764 | 0.084986 | 0.17123 | 0.21849 | 0.25461 | 0.27666 | 0.26393 | 0.25174 | 0.24008 | 0.2291 | 0.21888 | 0.2086 | 0.19877 | 0.18937 | 0.18037 | 0.17177 | 0.1637 | 0.16094 | 0.16655 | 0.15894 | 0.15166 | 0.14469 | 0.13802 | 0.13176 | 0.12595 | 0.12007 | 0.11445 | 0.10907 | 0.10392 | 0.099001 | 0.10968 | 0.10523 | 0.10419 | 0.1091 | 0.10452 | 0.10011 | 0.095867 | 0.09188 | 0.088184 | 0.084403 | 0.080767 | 0.077272 | 0.073912 | 0.070682 | 0.067652 | 0.064852 | 0.061977 | 0.061469 | 0.06478 | 0.061991 | 0.059309 | 0.056792 | 0.05582 | 0.058699 | 0.056211 | 0.053818 | 0.051517 | 0.049305 | 0.047226 | 0.045303 | 0.043331 | 0.041437 | 0.041062 | 0.04314 | 0.041304 | 0.039579 | 0.037981 | 0.036345 | 0.034772 | 0.033259 | 0.031806 | 0.030408 | 0.029098 | 0.027888 | 0.026645 | 0.036839 | 0.03535 | 0.035268 | 0.037495 | 0.036071
|  | SUE24 | Suffolk Sudbury to East Suffolk potable transfer (5 Ml/d) | Opex | [9 empty] | 0 | 0 | 0 | 0.013993 | 0.069967 | 0.11195 | 0.11195 | 0.11195 | 0.11195 | 0.11195 | 0.11195 | 0.11195 | 0.11195 | 0.11195 | 0.11195 | 0.11195 | 0.11195 | 0.11195 | 0.11195 | 0.11195 | 0.11195 | 0.11195 | 0.11195 | 0.11195 | 0.11195 | 0.11195 | 0.11195 | 0.11195 | 0.11195 | 0.11195 | 0.11195 | 0.11195 | 0.11195 | 0.11195 | 0.11195 | 0.11195 | 0.11195 | 0.11195 | 0.11195 | 0.11195 | 0.11195 | 0.11195 | 0.11195 | 0.11195 | 0.11195 | 0.11195 | 0.11195 | 0.11195 | 0.11195 | 0.11195 | 0.11195 | 0.11195 | 0.11195 | 0.11195 | 0.11195 | 0.11195 | 0.11195 | 0.11195 | 0.11195 | 0.11195 | 0.11195 | 0.11195 | 0.11195 | 0.11195 | 0.11195 | 0.11195 | 0.11195 | 0.11195 | 0.11195 | 0.11195 | 0.11195 | 0.11195 | 0.11195 | 0.11195 | 0.11195 | 0.11195 | 0.11195 | 0.11195 | 0.11195 | 0.11195
|  | SUE24 | Suffolk Sudbury to East Suffolk potable transfer (5 Ml/d) | Total NPC |  |  | Total | 2019-20: 8.0027
|  | SUE25 | Suffolk East WTW backwash water recovery | Capex |  |  |  | 0 | 0 | 0 | 0 | 0 | 0 | 0.10819 | 0.14422 | 0.063586 | 0 | 0 | 0 | 0 | 0 | 0.0035104 | 0.0069444 | 0 | 0 | 0 | 0 | 0 | 0.0035104 | 0.033895 | 0.053863 | 0 | 0 | 0 | 0 | 0.0035104 | 0.0069444 | 0 | 0 | 0 | 0 | 0 | 0.0035104 | 0.0069444 | 0.027211 | 0.053863 | 0 | 0 | 0 | 0.0035104 | 0.0069444 | 0 | 0 | 0 | 0 | 0 | 0.0035104 | 0.0069444 | 0 | 0.027211 | 0.053863 | 0 | 0 | 0.0035104 | 0.0069444 | 0.050144 | 0.20058 | 0 | 0 | 0 | 0.0035104 | 0.0069444 | 0 | 0 | 0.027211 | 0.053863 | 0 | 0.0035104 | 0.0069444 | 0 | 0 | 0 | 0 | 0 | 0.0035104 | 0.0069444 | 0 | 0 | 0 | 0.027211 | 0.053863 | 0.0035104 | 0.0069444
|  | SUE25 | Suffolk East WTW backwash water recovery | Capex | Optimism Bias |  |  | 0 | 0 | 0 | 0 | 0 | 0 | -1.1983e-11 | -1.5974e-11 | -7.0429e-12 | 0 | 0 | 0 | 0 | 0 | -3.8882e-13 | -7.6918e-13 | 0 | 0 | 0 | 0 | 0 | -3.8882e-13 | -3.7543e-12 | -5.966e-12 | 0 | 0 | 0 | 0 | -3.8882e-13 | -7.6918e-13 | 0 | 0 | 0 | 0 | 0 | -3.8882e-13 | -7.6918e-13 | -3.0139e-12 | -5.966e-12 | 0 | 0 | 0 | -3.8882e-13 | -7.6918e-13 | 0 | 0 | 0 | 0 | 0 | -3.8882e-13 | -7.6918e-13 | 0 | -3.0139e-12 | -5.966e-12 | 0 | 0 | -3.8882e-13 | -7.6918e-13 | -5.5541e-12 | -2.2216e-11 | 0 | 0 | 0 | -3.8882e-13 | -7.6918e-13 | 0 | 0 | -3.0139e-12 | -5.966e-12 | 0 | -3.8882e-13 | -7.6918e-13 | 0 | 0 | 0 | 0 | 0 | -3.8882e-13 | -7.6918e-13 | 0 | 0 | 0 | -3.0139e-12 | -5.966e-12 | -3.8882e-13 | -7.6918e-13
|  | SUE25 | Suffolk East WTW backwash water recovery | Discount Factor | [9 empty] | 0.96618 | 0.93351 | 0.90194 | 0.87144 | 0.84197 | 0.8135 | 0.78599 | 0.75941 | 0.73373 | 0.70892 | 0.68495 | 0.66178 | 0.6394 | 0.61778 | 0.59689 | 0.57671 | 0.5572 | 0.53836 | 0.52016 | 0.50257 | 0.48557 | 0.46915 | 0.45329 | 0.43796 | 0.42315 | 0.40884 | 0.39501 | 0.38165 | 0.36875 | 0.35628 | 0.39999 | 0.38834 | 0.37703 | 0.36604 | 0.35538 | 0.34503 | 0.33498 | 0.32523 | 0.31575 | 0.30656 | 0.29763 | 0.28896 | 0.28054 | 0.27237 | 0.26444 | 0.25674 | 0.24926 | 0.242 | 0.23495 | 0.22811 | 0.22146 | 0.21501 | 0.20875 | 0.20267 | 0.19677 | 0.19104 | 0.18547 | 0.18007 | 0.17483 | 0.16973 | 0.16479 | 0.15999 | 0.15533 | 0.15081 | 0.14641 | 0.14215 | 0.13801 | 0.13399 | 0.13009 | 0.1263 | 0.12262 | 0.11905 | 0.11558 | 0.11221 | 0.10895 | 0.1531 | 0.14937 | 0.14573 | 0.14217 | 0.1387
|  | SUE25 | Suffolk East WTW backwash water recovery | Discount Rate | [9 empty] | 0.035 | 0.035 | 0.035 | 0.035 | 0.035 | 0.035 | 0.035 | 0.035 | 0.035 | 0.035 | 0.035 | 0.035 | 0.035 | 0.035 | 0.035 | 0.035 | 0.035 | 0.035 | 0.035 | 0.035 | 0.035 | 0.035 | 0.035 | 0.035 | 0.035 | 0.035 | 0.035 | 0.035 | 0.035 | 0.035 | 0.03 | 0.03 | 0.03 | 0.03 | 0.03 | 0.03 | 0.03 | 0.03 | 0.03 | 0.03 | 0.03 | 0.03 | 0.03 | 0.03 | 0.03 | 0.03 | 0.03 | 0.03 | 0.03 | 0.03 | 0.03 | 0.03 | 0.03 | 0.03 | 0.03 | 0.03 | 0.03 | 0.03 | 0.03 | 0.03 | 0.03 | 0.03 | 0.03 | 0.03 | 0.03 | 0.03 | 0.03 | 0.03 | 0.03 | 0.03 | 0.03 | 0.03 | 0.03 | 0.03 | 0.03 | 0.025 | 0.025 | 0.025 | 0.025 | 0.025
|  | SUE25 | Suffolk East WTW backwash water recovery | Financing Cost | [9 empty] | 0.0034619 | 0.008077 | 0.010112 | 0.0099499 | 0.0096262 | 0.0093025 | 0.0089788 | 0.0086551 | 0.0084357 | 0.0083024 | 0.0079534 | 0.0076268 | 0.0073003 | 0.0069738 | 0.0066473 | 0.0064331 | 0.0071627 | 0.0084453 | 0.0080059 | 0.0076256 | 0.0072454 | 0.0068651 | 0.0065972 | 0.0064388 | 0.0060578 | 0.0056768 | 0.0052958 | 0.0049148 | 0.0045337 | 0.0042651 | 0.0041063 | 0.0045959 | 0.0059383 | 0.0055571 | 0.0051759 | 0.0047947 | 0.0045258 | 0.0043668 | 0.0039856 | 0.0036044 | 0.0032232 | 0.0028419 | 0.0024607 | 0.0021919 | 0.0020329 | 0.0016517 | 0.0021412 | 0.0034836 | 0.0031024 | 0.0027212 | 0.0024523 | 0.0022933 | 0.0035006 | 0.0095218 | 0.0091406 | 0.0087594 | 0.0083782 | 0.0081093 | 0.0079503 | 0.0075691 | 0.0071879 | 0.0076774 | 0.0090198 | 0.0086386 | 0.0083697 | 0.0082107 | 0.0078295 | 0.0074483 | 0.0070671 | 0.0066859 | 0.0063047 | 0.0060358 | 0.0058768 | 0.0054956 | 0.0051144 | 0.0047332 | 0.0052227 | 0.0065651 | 0.0062962 | 0.0061372
|  | SUE25 | Suffolk East WTW backwash water recovery | Net Present Cost (NPC) | [9 empty] | 0.0033449 | 0.0075399 | 0.0091564 | 0.0088107 | 0.0083078 | 0.0077636 | 0.0072466 | 0.0067558 | 0.0063663 | 0.0060565 | 0.0056126 | 0.0052068 | 0.0048219 | 0.0044571 | 0.0041115 | 0.003849 | 0.0041253 | 0.0046763 | 0.0042896 | 0.0039535 | 0.0036351 | 0.0033338 | 0.0030996 | 0.0029254 | 0.0026653 | 0.0024194 | 0.0021871 | 0.0019677 | 0.0017607 | 0.0016054 | 0.0017388 | 0.0018783 | 0.0023297 | 0.0021223 | 0.001925 | 0.0017374 | 0.0015968 | 0.0014985 | 0.0013345 | 0.0011788 | 0.001031 | 0.00089082 | 0.00075793 | 0.00066262 | 0.00060128 | 0.0004859 | 0.00059376 | 0.00090133 | 0.00078551 | 0.00067567 | 0.00059645 | 0.00054489 | 0.00078105 | 0.0019786 | 0.001846 | 0.0017194 | 0.0015986 | 0.0015036 | 0.001432 | 0.0013256 | 0.0012242 | 0.0012669 | 0.0014385 | 0.0013391 | 0.0012607 | 0.0012014 | 0.0011138 | 0.0010303 | 0.00095068 | 0.00087484 | 0.00080262 | 0.00074723 | 0.00070709 | 0.00064372 | 0.00058344 | 0.00076156 | 0.0008161 | 0.00099182 | 0.0009294 | 0.00088468
|  | SUE25 | Suffolk East WTW backwash water recovery | Opex | [9 empty] | 0 | 0 | 4.0162e-05 | 0.00016062 | 0.00024093 | 0.00024093 | 0.00024093 | 0.00024093 | 0.00024093 | 0.00024093 | 0.00024093 | 0.00024093 | 0.00024093 | 0.00024093 | 0.00024093 | 0.00024093 | 0.00024093 | 0.00024093 | 0.00024093 | 0.00024093 | 0.00024093 | 0.00024093 | 0.00024093 | 0.00024093 | 0.00024093 | 0.00024093 | 0.00024093 | 0.00024093 | 0.00024093 | 0.00024093 | 0.00024093 | 0.00024093 | 0.00024093 | 0.00024093 | 0.00024093 | 0.00024093 | 0.00024093 | 0.00024093 | 0.00024093 | 0.00024093 | 0.00024093 | 0.00024093 | 0.00024093 | 0.00024093 | 0.00024093 | 0.00024093 | 0.00024093 | 0.00024093 | 0.00024093 | 0.00024093 | 0.00024093 | 0.00024093 | 0.00024093 | 0.00024093 | 0.00024093 | 0.00024093 | 0.00024093 | 0.00024093 | 0.00024093 | 0.00024093 | 0.00024093 | 0.00024093 | 0.00024093 | 0.00024093 | 0.00024093 | 0.00024093 | 0.00024093 | 0.00024093 | 0.00024093 | 0.00024093 | 0.00024093 | 0.00024093 | 0.00024093 | 0.00024093 | 0.00024093 | 0.00024093 | 0.00024093 | 0.00024093 | 0.00024093 | 0.00024093
|  | SUE25 | Suffolk East WTW backwash water recovery | Total NPC |  |  | Total | 2019-20: 0.19967
|  | SUE3 | Ipswich Cliff Quay to Alton via River Gipping (with additional treatment at Alton) | Capex |  |  |  | 0 | 0 | 0 | 0 | 0 | 0 | 14.7499 | 40.4592 | 64.3452 | 36.0776 | 0 | 0 | 0 | 0 | 0 | 0.41537 | 1.8293 | 0 | 0 | 0 | 0 | 0 | 0.41537 | 6.6597 | 22.5682 | 0 | 0 | 0 | 0 | 0.41537 | 1.8293 | 0 | 0 | 0 | 0 | 0 | 0.41537 | 1.8293 | 4.9136 | 22.5682 | 0 | 0 | 0 | 0.41537 | 1.8293 | 0 | 0 | 0 | 0 | 0 | 0.41537 | 1.8293 | 0 | 4.9136 | 22.5682 | 0 | 0 | 0.41537 | 17.2489 | 61.6783 | 0 | 0 | 0 | 0 | 0.41537 | 1.8293 | 0 | 0 | 4.9136 | 22.5682 | 0 | 0.41537 | 1.8293 | 0 | 0 | 0 | 0 | 0 | 0.41537 | 1.8293 | 0 | 0 | 0 | 4.9136 | 22.5682 | 0.41537
|  | SUE3 | Ipswich Cliff Quay to Alton via River Gipping (with additional treatment at Alton) | Capex | Optimism Bias |  |  | 0 | 0 | 0 | 0 | 0 | 0 | 6.6068 | 18.1226 | 28.8216 | 16.16 | 0 | 0 | 0 | 0 | 0 | 0.18606 | 0.8194 | 0 | 0 | 0 | 0 | 0 | 0.18606 | 2.983 | 10.1088 | 0 | 0 | 0 | 0 | 0.18606 | 0.8194 | 0 | 0 | 0 | 0 | 0 | 0.18606 | 0.8194 | 2.2009 | 10.1088 | 0 | 0 | 0 | 0.18606 | 0.8194 | 0 | 0 | 0 | 0 | 0 | 0.18606 | 0.8194 | 0 | 2.2009 | 10.1088 | 0 | 0 | 0.18606 | 7.7262 | 27.6271 | 0 | 0 | 0 | 0 | 0.18606 | 0.8194 | 0 | 0 | 2.2009 | 10.1088 | 0 | 0.18606 | 0.8194 | 0 | 0 | 0 | 0 | 0 | 0.18606 | 0.8194 | 0 | 0 | 0 | 2.2009 | 10.1088 | 0.18606
|  | SUE3 | Ipswich Cliff Quay to Alton via River Gipping (with additional treatment at Alton) | Discount Factor | [9 empty] | 0.96618 | 0.93351 | 0.90194 | 0.87144 | 0.84197 | 0.8135 | 0.78599 | 0.75941 | 0.73373 | 0.70892 | 0.68495 | 0.66178 | 0.6394 | 0.61778 | 0.59689 | 0.57671 | 0.5572 | 0.53836 | 0.52016 | 0.50257 | 0.48557 | 0.46915 | 0.45329 | 0.43796 | 0.42315 | 0.40884 | 0.39501 | 0.38165 | 0.36875 | 0.35628 | 0.39999 | 0.38834 | 0.37703 | 0.36604 | 0.35538 | 0.34503 | 0.33498 | 0.32523 | 0.31575 | 0.30656 | 0.29763 | 0.28896 | 0.28054 | 0.27237 | 0.26444 | 0.25674 | 0.24926 | 0.242 | 0.23495 | 0.22811 | 0.22146 | 0.21501 | 0.20875 | 0.20267 | 0.19677 | 0.19104 | 0.18547 | 0.18007 | 0.17483 | 0.16973 | 0.16479 | 0.15999 | 0.15533 | 0.15081 | 0.14641 | 0.14215 | 0.13801 | 0.13399 | 0.13009 | 0.1263 | 0.12262 | 0.11905 | 0.11558 | 0.11221 | 0.10895 | 0.1531 | 0.14937 | 0.14573 | 0.14217 | 0.1387
|  | SUE3 | Ipswich Cliff Quay to Alton via River Gipping (with additional treatment at Alton) | Discount Rate | [9 empty] | 0.035 | 0.035 | 0.035 | 0.035 | 0.035 | 0.035 | 0.035 | 0.035 | 0.035 | 0.035 | 0.035 | 0.035 | 0.035 | 0.035 | 0.035 | 0.035 | 0.035 | 0.035 | 0.035 | 0.035 | 0.035 | 0.035 | 0.035 | 0.035 | 0.035 | 0.035 | 0.035 | 0.035 | 0.035 | 0.035 | 0.03 | 0.03 | 0.03 | 0.03 | 0.03 | 0.03 | 0.03 | 0.03 | 0.03 | 0.03 | 0.03 | 0.03 | 0.03 | 0.03 | 0.03 | 0.03 | 0.03 | 0.03 | 0.03 | 0.03 | 0.03 | 0.03 | 0.03 | 0.03 | 0.03 | 0.03 | 0.03 | 0.03 | 0.03 | 0.03 | 0.03 | 0.03 | 0.03 | 0.03 | 0.03 | 0.03 | 0.03 | 0.03 | 0.03 | 0.03 | 0.03 | 0.03 | 0.03 | 0.03 | 0.03 | 0.025 | 0.025 | 0.025 | 0.025 | 0.025
|  | SUE3 | Ipswich Cliff Quay to Alton via River Gipping (with additional treatment at Alton) | Financing Cost | [9 empty] | 0.68341 | 2.558 | 5.5394 | 7.0771 | 6.8094 | 6.5417 | 6.274 | 6.0064 | 5.7387 | 5.4888 | 5.3067 | 5.0433 | 4.78 | 4.5166 | 4.2533 | 3.9899 | 3.7458 | 3.7836 | 4.6026 | 4.4273 | 4.252 | 4.0767 | 3.9014 | 3.7453 | 3.6546 | 3.4789 | 3.3032 | 3.1275 | 2.9518 | 2.7761 | 2.6196 | 2.5286 | 2.5806 | 3.4505 | 3.2747 | 3.0989 | 2.9231 | 2.7666 | 2.6756 | 2.4998 | 2.324 | 2.1482 | 1.9725 | 1.7967 | 1.6402 | 1.5491 | 1.3734 | 1.4252 | 2.2951 | 2.1194 | 1.9436 | 1.787 | 2.4033 | 5.0782 | 4.9024 | 4.7266 | 4.5508 | 4.3751 | 4.2185 | 4.1275 | 3.9517 | 3.776 | 3.8278 | 4.6977 | 4.522 | 4.3654 | 4.2744 | 4.0986 | 3.9228 | 3.7471 | 3.5713 | 3.3955 | 3.239 | 3.148 | 2.9722 | 2.7964 | 2.6206 | 2.6725 | 3.5424 | 3.3859
|  | SUE3 | Ipswich Cliff Quay to Alton via River Gipping (with additional treatment at Alton) | Net Present Cost (NPC) | [9 empty] | 0.6603 | 2.388 | 4.9962 | 6.7297 | 9.0377 | 10.6569 | 10.0861 | 9.5418 | 9.0227 | 8.5405 | 8.1269 | 7.6778 | 7.2498 | 6.8419 | 6.4533 | 6.0832 | 5.7415 | 5.5677 | 5.8054 | 5.521 | 5.2492 | 4.9894 | 4.7412 | 4.5126 | 4.3216 | 4.1036 | 3.8954 | 3.6966 | 3.5068 | 3.3256 | 3.671 | 3.5288 | 3.4456 | 3.6637 | 3.4945 | 3.3321 | 3.1761 | 3.0327 | 2.9156 | 2.7768 | 2.6436 | 2.5158 | 2.3932 | 2.2757 | 2.168 | 2.0815 | 1.977 | 1.932 | 2.0801 | 1.9794 | 1.8829 | 1.7944 | 1.8707 | 2.3584 | 2.2551 | 2.1558 | 2.0604 | 1.9688 | 1.8841 | 1.8137 | 1.7319 | 1.6534 | 1.6133 | 1.6975 | 1.6223 | 1.5528 | 1.495 | 1.4279 | 1.3635 | 1.3015 | 1.2421 | 1.185 | 1.1324 | 1.0892 | 1.0383 | 0.5711 | 0.53091 | 0.52553 | 0.63638 | 0.59915
|  | SUE3 | Ipswich Cliff Quay to Alton via River Gipping (with additional treatment at Alton) | Opex | [9 empty] | 0 | 0 | 0 | 0.64536 | 3.9245 | 6.5583 | 6.5583 | 6.5583 | 6.5583 | 6.5583 | 6.5583 | 6.5583 | 6.5583 | 6.5583 | 6.5583 | 6.5583 | 6.5583 | 6.5583 | 6.5583 | 6.5583 | 6.5583 | 6.5583 | 6.5583 | 6.5583 | 6.5583 | 6.5583 | 6.5583 | 6.5583 | 6.5583 | 6.5583 | 6.5583 | 6.5583 | 6.5583 | 6.5583 | 6.5583 | 6.5583 | 6.5583 | 6.5583 | 6.5583 | 6.5583 | 6.5583 | 6.5583 | 6.5583 | 6.5583 | 6.5583 | 6.5583 | 6.5583 | 6.5583 | 6.5583 | 6.5583 | 6.5583 | 6.5583 | 6.5583 | 6.5583 | 6.5583 | 6.5583 | 6.5583 | 6.5583 | 6.5583 | 6.5583 | 6.5583 | 6.5583 | 6.5583 | 6.5583 | 6.5583 | 6.5583 | 6.5583 | 6.5583 | 6.5583 | 6.5583 | 6.5583 | 6.5583 | 6.5583 | 6.5583 | 6.5583 | 0.93374 | 0.93374 | 0.93374 | 0.93374 | 0.93374
|  | SUE3 | Ipswich Cliff Quay to Alton via River Gipping (with additional treatment at Alton) | Total NPC |  |  | Total | 2019-20: 282.3077
|  | SUE5 | Felixstowe desalination (seawater) 25 Ml/d | Capex |  |  |  | 0 | 0 | 0 | 0 | 0 | 0 | 31.6972 | 86.8408 | 137.4015 | 76.3837 | 0 | 0 | 0 | 0 | 0 | 0.36064 | 1.7402 | 0 | 0 | 0 | 0 | 0 | 0.36064 | 9.2788 | 35.443 | 0 | 0 | 0 | 0 | 0.36064 | 1.7402 | 0 | 0 | 0 | 0 | 0 | 0.36064 | 1.7402 | 7.6013 | 35.443 | 0 | 0 | 0 | 0.36064 | 1.7402 | 0 | 0 | 0 | 0 | 0 | 0.36064 | 1.7402 | 0 | 7.6013 | 35.443 | 0 | 0 | 0.36064 | 32.4827 | 122.9699 | 0 | 0 | 0 | 0 | 0.36064 | 1.7402 | 0 | 0 | 7.6013 | 35.443 | 0 | 0.36064 | 1.7402 | 0 | 0 | 0 | 0 | 0 | 0.36064 | 1.7402 | 0 | 0 | 0 | 7.6013 | 35.443 | 0.36064
|  | SUE5 | Felixstowe desalination (seawater) 25 Ml/d | Capex | Optimism Bias |  |  | 0 | 0 | 0 | 0 | 0 | 0 | 14.1262 | 38.7017 | 61.2347 | 34.0413 | 0 | 0 | 0 | 0 | 0 | 0.16072 | 0.77553 | 0 | 0 | 0 | 0 | 0 | 0.16072 | 4.1352 | 15.7956 | 0 | 0 | 0 | 0 | 0.16072 | 0.77553 | 0 | 0 | 0 | 0 | 0 | 0.16072 | 0.77553 | 3.3876 | 15.7956 | 0 | 0 | 0 | 0.16072 | 0.77553 | 0 | 0 | 0 | 0 | 0 | 0.16072 | 0.77553 | 0 | 3.3876 | 15.7956 | 0 | 0 | 0.16072 | 14.4763 | 54.8031 | 0 | 0 | 0 | 0 | 0.16072 | 0.77553 | 0 | 0 | 3.3876 | 15.7956 | 0 | 0.16072 | 0.77553 | 0 | 0 | 0 | 0 | 0 | 0.16072 | 0.77553 | 0 | 0 | 0 | 3.3876 | 15.7956 | 0.16072
|  | SUE5 | Felixstowe desalination (seawater) 25 Ml/d | Discount Factor | [9 empty] | 0.96618 | 0.93351 | 0.90194 | 0.87144 | 0.84197 | 0.8135 | 0.78599 | 0.75941 | 0.73373 | 0.70892 | 0.68495 | 0.66178 | 0.6394 | 0.61778 | 0.59689 | 0.57671 | 0.5572 | 0.53836 | 0.52016 | 0.50257 | 0.48557 | 0.46915 | 0.45329 | 0.43796 | 0.42315 | 0.40884 | 0.39501 | 0.38165 | 0.36875 | 0.35628 | 0.39999 | 0.38834 | 0.37703 | 0.36604 | 0.35538 | 0.34503 | 0.33498 | 0.32523 | 0.31575 | 0.30656 | 0.29763 | 0.28896 | 0.28054 | 0.27237 | 0.26444 | 0.25674 | 0.24926 | 0.242 | 0.23495 | 0.22811 | 0.22146 | 0.21501 | 0.20875 | 0.20267 | 0.19677 | 0.19104 | 0.18547 | 0.18007 | 0.17483 | 0.16973 | 0.16479 | 0.15999 | 0.15533 | 0.15081 | 0.14641 | 0.14215 | 0.13801 | 0.13399 | 0.13009 | 0.1263 | 0.12262 | 0.11905 | 0.11558 | 0.11221 | 0.10895 | 0.1531 | 0.14937 | 0.14573 | 0.14217 | 0.1387
|  | SUE5 | Felixstowe desalination (seawater) 25 Ml/d | Discount Rate | [9 empty] | 0.035 | 0.035 | 0.035 | 0.035 | 0.035 | 0.035 | 0.035 | 0.035 | 0.035 | 0.035 | 0.035 | 0.035 | 0.035 | 0.035 | 0.035 | 0.035 | 0.035 | 0.035 | 0.035 | 0.035 | 0.035 | 0.035 | 0.035 | 0.035 | 0.035 | 0.035 | 0.035 | 0.035 | 0.035 | 0.035 | 0.03 | 0.03 | 0.03 | 0.03 | 0.03 | 0.03 | 0.03 | 0.03 | 0.03 | 0.03 | 0.03 | 0.03 | 0.03 | 0.03 | 0.03 | 0.03 | 0.03 | 0.03 | 0.03 | 0.03 | 0.03 | 0.03 | 0.03 | 0.03 | 0.03 | 0.03 | 0.03 | 0.03 | 0.03 | 0.03 | 0.03 | 0.03 | 0.03 | 0.03 | 0.03 | 0.03 | 0.03 | 0.03 | 0.03 | 0.03 | 0.03 | 0.03 | 0.03 | 0.03 | 0.03 | 0.025 | 0.025 | 0.025 | 0.025 | 0.025
|  | SUE5 | Felixstowe desalination (seawater) 25 Ml/d | Financing Cost | [9 empty] | 1.4653 | 5.4798 | 11.8316 | 15.1364 | 14.684 | 14.2316 | 13.7792 | 13.3269 | 12.8745 | 12.4376 | 12.0665 | 11.6182 | 11.1698 | 10.7215 | 10.2731 | 9.8248 | 9.3931 | 9.3624 | 10.612 | 10.3033 | 9.9946 | 9.6859 | 9.3771 | 9.0851 | 8.8567 | 8.5477 | 8.2386 | 7.9296 | 7.6206 | 7.3115 | 7.0192 | 6.7906 | 6.8332 | 8.1638 | 7.8547 | 7.5456 | 7.2365 | 6.9441 | 6.7155 | 6.4064 | 6.0974 | 5.7883 | 5.4792 | 5.1701 | 4.8777 | 4.6491 | 4.34 | 4.3826 | 5.7131 | 5.4041 | 5.095 | 4.8026 | 5.982 | 11.3474 | 11.0383 | 10.7292 | 10.4201 | 10.1111 | 9.8187 | 9.5901 | 9.281 | 8.9719 | 9.0145 | 10.345 | 10.0359 | 9.7435 | 9.515 | 9.2059 | 8.8968 | 8.5877 | 8.2786 | 7.9695 | 7.6771 | 7.4486 | 7.1395 | 6.8304 | 6.5213 | 6.5639 | 7.8944 | 7.602
|  | SUE5 | Felixstowe desalination (seawater) 25 Ml/d | Net Present Cost (NPC) | [9 empty] | 1.4158 | 5.1155 | 10.6714 | 14.1579 | 18.8228 | 22.2529 | 21.1448 | 20.0862 | 19.0751 | 18.1203 | 17.2534 | 16.3732 | 15.5329 | 14.7306 | 13.9649 | 13.234 | 12.546 | 12.1052 | 12.3458 | 11.7732 | 11.2252 | 10.7007 | 10.1989 | 9.7262 | 9.3006 | 8.8598 | 8.4381 | 8.0348 | 7.6491 | 7.2803 | 8.0566 | 7.7332 | 7.524 | 7.7919 | 7.4551 | 7.1313 | 6.8201 | 6.5263 | 6.2641 | 5.9869 | 5.7205 | 5.4646 | 5.2187 | 4.9825 | 4.7601 | 4.5627 | 4.3528 | 4.2363 | 4.4255 | 4.2261 | 4.0346 | 3.8542 | 3.9881 | 4.9594 | 4.7541 | 4.5566 | 4.3666 | 4.1837 | 4.0108 | 3.8551 | 3.6919 | 3.5349 | 3.4386 | 3.5391 | 3.3908 | 3.2504 | 3.1242 | 2.9918 | 2.8645 | 2.742 | 2.6242 | 2.511 | 2.4041 | 2.3084 | 2.2075 | 3.0549 | 2.9342 | 2.8689 | 2.9881 | 2.8746
|  | SUE5 | Felixstowe desalination (seawater) 25 Ml/d | Opex | [9 empty] | 0 | 0 | 0 | 1.1102 | 7.6716 | 13.1229 | 13.1229 | 13.1229 | 13.1229 | 13.1229 | 13.1229 | 13.1229 | 13.1229 | 13.1229 | 13.1229 | 13.1229 | 13.1229 | 13.1229 | 13.1229 | 13.1229 | 13.1229 | 13.1229 | 13.1229 | 13.1229 | 13.1229 | 13.1229 | 13.1229 | 13.1229 | 13.1229 | 13.1229 | 13.1229 | 13.1229 | 13.1229 | 13.1229 | 13.1229 | 13.1229 | 13.1229 | 13.1229 | 13.1229 | 13.1229 | 13.1229 | 13.1229 | 13.1229 | 13.1229 | 13.1229 | 13.1229 | 13.1229 | 13.1229 | 13.1229 | 13.1229 | 13.1229 | 13.1229 | 13.1229 | 13.1229 | 13.1229 | 13.1229 | 13.1229 | 13.1229 | 13.1229 | 13.1229 | 13.1229 | 13.1229 | 13.1229 | 13.1229 | 13.1229 | 13.1229 | 13.1229 | 13.1229 | 13.1229 | 13.1229 | 13.1229 | 13.1229 | 13.1229 | 13.1229 | 13.1229 | 13.1229 | 13.1229 | 13.1229 | 13.1229 | 13.1229
|  | SUE5 | Felixstowe desalination (seawater) 25 Ml/d | Total NPC |  |  | Total | 2019-20: 603.2823
|  | SUE6 | Felixstowe desalination (seawater) 50 Ml/d | Capex |  |  |  | 0 | 0 | 0 | 0 | 0 | 0 | 52.4718 | 143.9404 | 228.9819 | 128.4463 | 0 | 0 | 0 | 0 | 0 | 0.61305 | 2.9656 | 0 | 0 | 0 | 0 | 0 | 0.61305 | 16.1698 | 61.1365 | 0 | 0 | 0 | 0 | 0.61305 | 2.9656 | 0 | 0 | 0 | 0 | 0 | 0.61305 | 2.9656 | 13.3062 | 61.1365 | 0 | 0 | 0 | 0.61305 | 2.9656 | 0 | 0 | 0 | 0 | 0 | 0.61305 | 2.9656 | 0 | 13.3062 | 61.1365 | 0 | 0 | 0.61305 | 55.9581 | 211.9701 | 0 | 0 | 0 | 0 | 0.61305 | 2.9656 | 0 | 0 | 13.3062 | 61.1365 | 0 | 0.61305 | 2.9656 | 0 | 0 | 0 | 0 | 0 | 0.61305 | 2.9656 | 0 | 0 | 0 | 13.3062 | 61.1365 | 0.61305
|  | SUE6 | Felixstowe desalination (seawater) 50 Ml/d | Capex | Optimism Bias |  |  | 0 | 0 | 0 | 0 | 0 | 0 | 24.8241 | 68.0973 | 108.3299 | 60.7671 | 0 | 0 | 0 | 0 | 0 | 0.29003 | 1.403 | 0 | 0 | 0 | 0 | 0 | 0.29003 | 7.6498 | 28.9233 | 0 | 0 | 0 | 0 | 0.29003 | 1.403 | 0 | 0 | 0 | 0 | 0 | 0.29003 | 1.403 | 6.2951 | 28.9233 | 0 | 0 | 0 | 0.29003 | 1.403 | 0 | 0 | 0 | 0 | 0 | 0.29003 | 1.403 | 0 | 6.2951 | 28.9233 | 0 | 0 | 0.29003 | 26.4734 | 100.2817 | 0 | 0 | 0 | 0 | 0.29003 | 1.403 | 0 | 0 | 6.2951 | 28.9233 | 0 | 0.29003 | 1.403 | 0 | 0 | 0 | 0 | 0 | 0.29003 | 1.403 | 0 | 0 | 0 | 6.2951 | 28.9233 | 0.29003
|  | SUE6 | Felixstowe desalination (seawater) 50 Ml/d | Discount Factor | [9 empty] | 0.96618 | 0.93351 | 0.90194 | 0.87144 | 0.84197 | 0.8135 | 0.78599 | 0.75941 | 0.73373 | 0.70892 | 0.68495 | 0.66178 | 0.6394 | 0.61778 | 0.59689 | 0.57671 | 0.5572 | 0.53836 | 0.52016 | 0.50257 | 0.48557 | 0.46915 | 0.45329 | 0.43796 | 0.42315 | 0.40884 | 0.39501 | 0.38165 | 0.36875 | 0.35628 | 0.39999 | 0.38834 | 0.37703 | 0.36604 | 0.35538 | 0.34503 | 0.33498 | 0.32523 | 0.31575 | 0.30656 | 0.29763 | 0.28896 | 0.28054 | 0.27237 | 0.26444 | 0.25674 | 0.24926 | 0.242 | 0.23495 | 0.22811 | 0.22146 | 0.21501 | 0.20875 | 0.20267 | 0.19677 | 0.19104 | 0.18547 | 0.18007 | 0.17483 | 0.16973 | 0.16479 | 0.15999 | 0.15533 | 0.15081 | 0.14641 | 0.14215 | 0.13801 | 0.13399 | 0.13009 | 0.1263 | 0.12262 | 0.11905 | 0.11558 | 0.11221 | 0.10895 | 0.1531 | 0.14937 | 0.14573 | 0.14217 | 0.1387
|  | SUE6 | Felixstowe desalination (seawater) 50 Ml/d | Discount Rate | [9 empty] | 0.035 | 0.035 | 0.035 | 0.035 | 0.035 | 0.035 | 0.035 | 0.035 | 0.035 | 0.035 | 0.035 | 0.035 | 0.035 | 0.035 | 0.035 | 0.035 | 0.035 | 0.035 | 0.035 | 0.035 | 0.035 | 0.035 | 0.035 | 0.035 | 0.035 | 0.035 | 0.035 | 0.035 | 0.035 | 0.035 | 0.03 | 0.03 | 0.03 | 0.03 | 0.03 | 0.03 | 0.03 | 0.03 | 0.03 | 0.03 | 0.03 | 0.03 | 0.03 | 0.03 | 0.03 | 0.03 | 0.03 | 0.03 | 0.03 | 0.03 | 0.03 | 0.03 | 0.03 | 0.03 | 0.03 | 0.03 | 0.03 | 0.03 | 0.03 | 0.03 | 0.03 | 0.03 | 0.03 | 0.03 | 0.03 | 0.03 | 0.03 | 0.03 | 0.03 | 0.03 | 0.03 | 0.03 | 0.03 | 0.03 | 0.03 | 0.025 | 0.025 | 0.025 | 0.025 | 0.025
|  | SUE6 | Felixstowe desalination (seawater) 50 Ml/d | Financing Cost | [9 empty] | 2.4724 | 9.2548 | 20.0443 | 25.703 | 24.9161 | 24.1291 | 23.3422 | 22.5553 | 21.7683 | 21.0082 | 20.3626 | 19.5827 | 18.8028 | 18.023 | 17.2431 | 16.4632 | 15.7122 | 15.674 | 17.8761 | 17.3375 | 16.7989 | 16.2604 | 15.7218 | 15.2121 | 14.813 | 14.2739 | 13.7348 | 13.1957 | 12.6566 | 12.1174 | 11.6072 | 11.2079 | 11.296 | 13.6387 | 13.0995 | 12.5603 | 12.0211 | 11.5108 | 11.1114 | 10.5722 | 10.0331 | 9.4939 | 8.9547 | 8.4155 | 7.9052 | 7.5058 | 6.9666 | 7.0547 | 9.3974 | 8.8582 | 8.319 | 7.8087 | 9.8824 | 19.3103 | 18.7711 | 18.2319 | 17.6927 | 17.1535 | 16.6432 | 16.2438 | 15.7046 | 15.1654 | 15.2535 | 17.5962 | 17.057 | 16.5467 | 16.1474 | 15.6082 | 15.069 | 14.5298 | 13.9906 | 13.4514 | 12.9411 | 12.5417 | 12.0025 | 11.4634 | 10.9242 | 11.0122 | 13.3549 | 12.8446
|  | SUE6 | Felixstowe desalination (seawater) 50 Ml/d | Net Present Cost (NPC) | [9 empty] | 2.3888 | 8.6395 | 18.0788 | 24.2433 | 33.2269 | 39.8532 | 37.887 | 36.0082 | 34.2131 | 32.5173 | 30.9754 | 29.4118 | 27.9186 | 26.4927 | 25.1313 | 23.8317 | 22.6073 | 21.8223 | 22.2297 | 21.2073 | 20.2287 | 19.2919 | 18.3954 | 17.5501 | 16.7878 | 15.9997 | 15.2457 | 14.5243 | 13.8344 | 13.1745 | 14.5867 | 14.0067 | 13.632 | 14.0925 | 13.4904 | 12.9114 | 12.3548 | 11.8289 | 11.3583 | 10.8622 | 10.3853 | 9.927 | 9.4866 | 9.0635 | 8.6645 | 8.3096 | 7.9332 | 7.7235 | 8.0489 | 7.6915 | 7.3481 | 7.0243 | 7.2526 | 8.9521 | 8.5853 | 8.2322 | 7.8924 | 7.5655 | 7.2559 | 6.9768 | 6.6847 | 6.4038 | 6.2309 | 6.4027 | 6.1373 | 5.886 | 5.6594 | 5.4224 | 5.1943 | 4.9749 | 4.7639 | 4.5609 | 4.3691 | 4.197 | 4.0161 | 5.5613 | 5.3452 | 5.2276 | 5.4332 | 5.2299
|  | SUE6 | Felixstowe desalination (seawater) 50 Ml/d | Opex | [9 empty] | 0 | 0 | 0 | 2.1167 | 14.547 | 24.8606 | 24.8606 | 24.8606 | 24.8606 | 24.8606 | 24.8606 | 24.8606 | 24.8606 | 24.8606 | 24.8606 | 24.8606 | 24.8606 | 24.8606 | 24.8606 | 24.8606 | 24.8606 | 24.8606 | 24.8606 | 24.8606 | 24.8606 | 24.8606 | 24.8606 | 24.8606 | 24.8606 | 24.8606 | 24.8606 | 24.8606 | 24.8606 | 24.8606 | 24.8606 | 24.8606 | 24.8606 | 24.8606 | 24.8606 | 24.8606 | 24.8606 | 24.8606 | 24.8606 | 24.8606 | 24.8606 | 24.8606 | 24.8606 | 24.8606 | 24.8606 | 24.8606 | 24.8606 | 24.8606 | 24.8606 | 24.8606 | 24.8606 | 24.8606 | 24.8606 | 24.8606 | 24.8606 | 24.8606 | 24.8606 | 24.8606 | 24.8606 | 24.8606 | 24.8606 | 24.8606 | 24.8606 | 24.8606 | 24.8606 | 24.8606 | 24.8606 | 24.8606 | 24.8606 | 24.8606 | 24.8606 | 24.8606 | 24.8606 | 24.8606 | 24.8606 | 24.8606
|  | SUE6 | Felixstowe desalination (seawater) 50 Ml/d | Total NPC |  |  | Total | 2019-20: 1084.8602
|  | SUE7 | Felixstowe desalination (seawater) 100 Ml/d | Capex |  |  |  | 0 | 0 | 0 | 0 | 0 | 0 | 82.5567 | 226.5615 | 361.0364 | 203.0961 | 0 | 0 | 0 | 0 | 0 | 1.0421 | 5.0542 | 0 | 0 | 0 | 0 | 0 | 1.0421 | 26.0656 | 97.8618 | 0 | 0 | 0 | 0 | 1.0421 | 5.0542 | 0 | 0 | 0 | 0 | 0 | 1.0421 | 5.0542 | 21.1758 | 97.8618 | 0 | 0 | 0 | 1.0421 | 5.0542 | 0 | 0 | 0 | 0 | 0 | 1.0421 | 5.0542 | 0 | 21.1758 | 97.8618 | 0 | 0 | 1.0421 | 94.8811 | 359.3075 | 0 | 0 | 0 | 0 | 1.0421 | 5.0542 | 0 | 0 | 21.1758 | 97.8618 | 0 | 1.0421 | 5.0542 | 0 | 0 | 0 | 0 | 0 | 1.0421 | 5.0542 | 0 | 0 | 0 | 21.1758 | 97.8618 | 1.0421
|  | SUE7 | Felixstowe desalination (seawater) 100 Ml/d | Capex | Optimism Bias |  |  | 0 | 0 | 0 | 0 | 0 | 0 | 39.7915 | 109.2005 | 174.0161 | 97.8904 | 0 | 0 | 0 | 0 | 0 | 0.50228 | 2.4361 | 0 | 0 | 0 | 0 | 0 | 0.50228 | 12.5634 | 47.1685 | 0 | 0 | 0 | 0 | 0.50228 | 2.4361 | 0 | 0 | 0 | 0 | 0 | 0.50228 | 2.4361 | 10.2065 | 47.1685 | 0 | 0 | 0 | 0.50228 | 2.4361 | 0 | 0 | 0 | 0 | 0 | 0.50228 | 2.4361 | 0 | 10.2065 | 47.1685 | 0 | 0 | 0.50228 | 45.7318 | 173.1828 | 0 | 0 | 0 | 0 | 0.50228 | 2.4361 | 0 | 0 | 10.2065 | 47.1685 | 0 | 0.50228 | 2.4361 | 0 | 0 | 0 | 0 | 0 | 0.50228 | 2.4361 | 0 | 0 | 0 | 10.2065 | 47.1685 | 0.50228
|  | SUE7 | Felixstowe desalination (seawater) 100 Ml/d | Discount Factor | [9 empty] | 0.96618 | 0.93351 | 0.90194 | 0.87144 | 0.84197 | 0.8135 | 0.78599 | 0.75941 | 0.73373 | 0.70892 | 0.68495 | 0.66178 | 0.6394 | 0.61778 | 0.59689 | 0.57671 | 0.5572 | 0.53836 | 0.52016 | 0.50257 | 0.48557 | 0.46915 | 0.45329 | 0.43796 | 0.42315 | 0.40884 | 0.39501 | 0.38165 | 0.36875 | 0.35628 | 0.39999 | 0.38834 | 0.37703 | 0.36604 | 0.35538 | 0.34503 | 0.33498 | 0.32523 | 0.31575 | 0.30656 | 0.29763 | 0.28896 | 0.28054 | 0.27237 | 0.26444 | 0.25674 | 0.24926 | 0.242 | 0.23495 | 0.22811 | 0.22146 | 0.21501 | 0.20875 | 0.20267 | 0.19677 | 0.19104 | 0.18547 | 0.18007 | 0.17483 | 0.16973 | 0.16479 | 0.15999 | 0.15533 | 0.15081 | 0.14641 | 0.14215 | 0.13801 | 0.13399 | 0.13009 | 0.1263 | 0.12262 | 0.11905 | 0.11558 | 0.11221 | 0.10895 | 0.1531 | 0.14937 | 0.14573 | 0.14217 | 0.1387
|  | SUE7 | Felixstowe desalination (seawater) 100 Ml/d | Discount Rate | [9 empty] | 0.035 | 0.035 | 0.035 | 0.035 | 0.035 | 0.035 | 0.035 | 0.035 | 0.035 | 0.035 | 0.035 | 0.035 | 0.035 | 0.035 | 0.035 | 0.035 | 0.035 | 0.035 | 0.035 | 0.035 | 0.035 | 0.035 | 0.035 | 0.035 | 0.035 | 0.035 | 0.035 | 0.035 | 0.035 | 0.035 | 0.03 | 0.03 | 0.03 | 0.03 | 0.03 | 0.03 | 0.03 | 0.03 | 0.03 | 0.03 | 0.03 | 0.03 | 0.03 | 0.03 | 0.03 | 0.03 | 0.03 | 0.03 | 0.03 | 0.03 | 0.03 | 0.03 | 0.03 | 0.03 | 0.03 | 0.03 | 0.03 | 0.03 | 0.03 | 0.03 | 0.03 | 0.03 | 0.03 | 0.03 | 0.03 | 0.03 | 0.03 | 0.03 | 0.03 | 0.03 | 0.03 | 0.03 | 0.03 | 0.03 | 0.03 | 0.025 | 0.025 | 0.025 | 0.025 | 0.025
|  | SUE7 | Felixstowe desalination (seawater) 100 Ml/d | Financing Cost | [9 empty] | 3.9141 | 14.6557 | 31.7729 | 40.7584 | 39.4714 | 38.1845 | 36.8975 | 35.6106 | 34.3236 | 33.0825 | 32.0379 | 30.7632 | 29.4885 | 28.2138 | 26.9391 | 25.6644 | 24.4392 | 24.3676 | 27.8964 | 27.0125 | 26.1287 | 25.2449 | 24.3611 | 23.5267 | 22.8821 | 21.9974 | 21.1127 | 20.228 | 19.3433 | 18.4586 | 17.6233 | 16.9783 | 17.0978 | 20.854 | 19.9691 | 19.0843 | 18.1995 | 17.3641 | 16.719 | 15.8342 | 14.9494 | 14.0646 | 13.1798 | 12.295 | 11.4596 | 10.8144 | 9.9296 | 10.0491 | 13.8052 | 12.9204 | 12.0356 | 11.2002 | 14.7724 | 30.8847 | 29.9999 | 29.1151 | 28.2303 | 27.3455 | 26.5101 | 25.8649 | 24.9801 | 24.0953 | 24.2148 | 27.9709 | 27.0861 | 26.2507 | 25.6056 | 24.7208 | 23.836 | 22.9512 | 22.0664 | 21.1815 | 20.3462 | 19.701 | 18.8162 | 17.9314 | 17.0466 | 17.166 | 20.9222 | 20.0868
|  | SUE7 | Felixstowe desalination (seawater) 100 Ml/d | Net Present Cost (NPC) | [9 empty] | 3.7818 | 13.6813 | 28.6573 | 38.8365 | 55.338 | 67.5818 | 64.2849 | 61.1336 | 58.1221 | 55.2768 | 52.692 | 50.0665 | 47.5584 | 45.1627 | 42.8746 | 40.6896 | 38.6309 | 37.286 | 37.8606 | 36.1362 | 34.485 | 32.9042 | 31.3909 | 29.9639 | 28.6779 | 27.3464 | 26.0722 | 24.8529 | 23.6862 | 22.57 | 25.0048 | 24.0261 | 23.3713 | 24.0655 | 23.0501 | 22.0735 | 21.1342 | 20.2469 | 19.4535 | 18.6157 | 17.8101 | 17.0357 | 16.2913 | 15.5758 | 14.9012 | 14.3016 | 13.6645 | 13.2954 | 13.7906 | 13.1871 | 12.6071 | 12.0603 | 12.4547 | 15.3574 | 14.736 | 14.1378 | 13.5619 | 13.0076 | 12.4827 | 12.0096 | 11.514 | 11.0371 | 10.7342 | 10.988 | 10.5384 | 10.1127 | 9.7291 | 9.3272 | 8.9404 | 8.5683 | 8.2102 | 7.8657 | 7.5401 | 7.2481 | 6.9406 | 9.6183 | 9.2516 | 9.0433 | 9.3568 | 9.0127
|  | SUE7 | Felixstowe desalination (seawater) 100 Ml/d | Opex | [9 empty] | 0 | 0 | 0 | 3.8074 | 26.2528 | 44.8908 | 44.8908 | 44.8908 | 44.8908 | 44.8908 | 44.8908 | 44.8908 | 44.8908 | 44.8908 | 44.8908 | 44.8908 | 44.8908 | 44.8908 | 44.8908 | 44.8908 | 44.8908 | 44.8908 | 44.8908 | 44.8908 | 44.8908 | 44.8908 | 44.8908 | 44.8908 | 44.8908 | 44.8908 | 44.8908 | 44.8908 | 44.8908 | 44.8908 | 44.8908 | 44.8908 | 44.8908 | 44.8908 | 44.8908 | 44.8908 | 44.8908 | 44.8908 | 44.8908 | 44.8908 | 44.8908 | 44.8908 | 44.8908 | 44.8908 | 44.8908 | 44.8908 | 44.8908 | 44.8908 | 44.8908 | 44.8908 | 44.8908 | 44.8908 | 44.8908 | 44.8908 | 44.8908 | 44.8908 | 44.8908 | 44.8908 | 44.8908 | 44.8908 | 44.8908 | 44.8908 | 44.8908 | 44.8908 | 44.8908 | 44.8908 | 44.8908 | 44.8908 | 44.8908 | 44.8908 | 44.8908 | 44.8908 | 44.8908 | 44.8908 | 44.8908 | 44.8908
|  | SUE7 | Felixstowe desalination (seawater) 100 Ml/d | Total NPC |  |  | Total | 2019-20: 1846.4876
|  | SUT1 | Norfolk East Harling to Suffolk Thetford potable transfer (5 Ml/d) | Capex |  |  |  | 0 | 0 | 0 | 0 | 0 | 0 | 1.1838 | 3.1981 | 4.7555 | 2.36 | 0 | 0 | 0 | 0 | 0 | 0 | 0 | 0 | 0 | 0 | 0 | 0 | 0 | 0 | 0 | 0 | 0 | 0 | 0 | 0 | 0 | 0 | 0 | 0 | 0 | 0 | 0 | 0 | 0 | 0 | 0 | 0 | 0 | 0 | 0 | 0 | 0 | 0 | 0 | 0 | 0 | 0 | 0 | 0 | 0 | 0 | 0 | 0 | 0 | 0 | 0 | 0 | 0 | 0 | 0 | 0 | 0 | 0 | 0 | 0 | 0 | 0 | 0 | 0 | 0 | 0 | 0 | 0 | 0 | 0 | 0 | 0 | 0 | 0 | 0 | 0
|  | SUT1 | Norfolk East Harling to Suffolk Thetford potable transfer (5 Ml/d) | Capex | Optimism Bias |  |  | 0 | 0 | 0 | 0 | 0 | 0 | 0.21782 | 0.58845 | 0.87502 | 0.43423 | 0 | 0 | 0 | 0 | 0 | 0 | 0 | 0 | 0 | 0 | 0 | 0 | 0 | 0 | 0 | 0 | 0 | 0 | 0 | 0 | 0 | 0 | 0 | 0 | 0 | 0 | 0 | 0 | 0 | 0 | 0 | 0 | 0 | 0 | 0 | 0 | 0 | 0 | 0 | 0 | 0 | 0 | 0 | 0 | 0 | 0 | 0 | 0 | 0 | 0 | 0 | 0 | 0 | 0 | 0 | 0 | 0 | 0 | 0 | 0 | 0 | 0 | 0 | 0 | 0 | 0 | 0 | 0 | 0 | 0 | 0 | 0 | 0 | 0 | 0 | 0
|  | SUT1 | Norfolk East Harling to Suffolk Thetford potable transfer (5 Ml/d) | Discount Factor | [9 empty] | 0.96618 | 0.93351 | 0.90194 | 0.87144 | 0.84197 | 0.8135 | 0.78599 | 0.75941 | 0.73373 | 0.70892 | 0.68495 | 0.66178 | 0.6394 | 0.61778 | 0.59689 | 0.57671 | 0.5572 | 0.53836 | 0.52016 | 0.50257 | 0.48557 | 0.46915 | 0.45329 | 0.43796 | 0.42315 | 0.40884 | 0.39501 | 0.38165 | 0.36875 | 0.35628 | 0.39999 | 0.38834 | 0.37703 | 0.36604 | 0.35538 | 0.34503 | 0.33498 | 0.32523 | 0.31575 | 0.30656 | 0.29763 | 0.28896 | 0.28054 | 0.27237 | 0.26444 | 0.25674 | 0.24926 | 0.242 | 0.23495 | 0.22811 | 0.22146 | 0.21501 | 0.20875 | 0.20267 | 0.19677 | 0.19104 | 0.18547 | 0.18007 | 0.17483 | 0.16973 | 0.16479 | 0.15999 | 0.15533 | 0.15081 | 0.14641 | 0.14215 | 0.13801 | 0.13399 | 0.13009 | 0.1263 | 0.12262 | 0.11905 | 0.11558 | 0.11221 | 0.10895 | 0.1531 | 0.14937 | 0.14573 | 0.14217 | 0.1387
|  | SUT1 | Norfolk East Harling to Suffolk Thetford potable transfer (5 Ml/d) | Discount Rate | [9 empty] | 0.035 | 0.035 | 0.035 | 0.035 | 0.035 | 0.035 | 0.035 | 0.035 | 0.035 | 0.035 | 0.035 | 0.035 | 0.035 | 0.035 | 0.035 | 0.035 | 0.035 | 0.035 | 0.035 | 0.035 | 0.035 | 0.035 | 0.035 | 0.035 | 0.035 | 0.035 | 0.035 | 0.035 | 0.035 | 0.035 | 0.03 | 0.03 | 0.03 | 0.03 | 0.03 | 0.03 | 0.03 | 0.03 | 0.03 | 0.03 | 0.03 | 0.03 | 0.03 | 0.03 | 0.03 | 0.03 | 0.03 | 0.03 | 0.03 | 0.03 | 0.03 | 0.03 | 0.03 | 0.03 | 0.03 | 0.03 | 0.03 | 0.03 | 0.03 | 0.03 | 0.03 | 0.03 | 0.03 | 0.03 | 0.03 | 0.03 | 0.03 | 0.03 | 0.03 | 0.03 | 0.03 | 0.03 | 0.03 | 0.03 | 0.03 | 0.025 | 0.025 | 0.025 | 0.025 | 0.025
|  | SUT1 | Norfolk East Harling to Suffolk Thetford potable transfer (5 Ml/d) | Financing Cost | [9 empty] | 0.044853 | 0.16602 | 0.3462 | 0.43452 | 0.43235 | 0.43017 | 0.42799 | 0.42581 | 0.42363 | 0.42146 | 0.41928 | 0.4171 | 0.41492 | 0.41274 | 0.41057 | 0.40839 | 0.40621 | 0.40403 | 0.40185 | 0.39968 | 0.3975 | 0.39532 | 0.39314 | 0.39096 | 0.38879 | 0.38661 | 0.38443 | 0.38225 | 0.38007 | 0.37789 | 0.37572 | 0.37354 | 0.37136 | 0.36918 | 0.367 | 0.36483 | 0.36265 | 0.36047 | 0.35829 | 0.35611 | 0.35394 | 0.35176 | 0.34958 | 0.3474 | 0.34522 | 0.34305 | 0.34087 | 0.33869 | 0.33651 | 0.33433 | 0.33216 | 0.32998 | 0.3278 | 0.32562 | 0.32344 | 0.32127 | 0.31909 | 0.31691 | 0.31473 | 0.31255 | 0.31037 | 0.3082 | 0.30602 | 0.30384 | 0.30166 | 0.29948 | 0.29731 | 0.29513 | 0.29295 | 0.29077 | 0.28859 | 0.28642 | 0.28424 | 0.28206 | 0.27988 | 0.2777 | 0.27553 | 0.27335 | 0.27117 | 0.26899
|  | SUT1 | Norfolk East Harling to Suffolk Thetford potable transfer (5 Ml/d) | Net Present Cost (NPC) | [9 empty] | 0.043336 | 0.15498 | 0.31225 | 0.37894 | 0.36536 | 0.35201 | 0.33839 | 0.3253 | 0.3127 | 0.30058 | 0.28892 | 0.27771 | 0.26693 | 0.25656 | 0.24658 | 0.23699 | 0.22776 | 0.21888 | 0.21035 | 0.20214 | 0.19425 | 0.18666 | 0.17936 | 0.17234 | 0.16559 | 0.1591 | 0.15286 | 0.14686 | 0.14109 | 0.13554 | 0.1513 | 0.14605 | 0.14097 | 0.13607 | 0.13133 | 0.12675 | 0.12233 | 0.11806 | 0.11393 | 0.10995 | 0.1061 | 0.10238 | 0.098785 | 0.095315 | 0.091962 | 0.088725 | 0.085598 | 0.082577 | 0.07966 | 0.076843 | 0.074123 | 0.071496 | 0.068959 | 0.066509 | 0.064143 | 0.061859 | 0.059653 | 0.057523 | 0.055467 | 0.053482 | 0.051565 | 0.049715 | 0.047928 | 0.046204 | 0.044539 | 0.042933 | 0.041381 | 0.039884 | 0.038439 | 0.037045 | 0.035699 | 0.0344 | 0.033146 | 0.031936 | 0.030769 | 0.042907 | 0.041535 | 0.040204 | 0.038914 | 0.037663
|  | SUT1 | Norfolk East Harling to Suffolk Thetford potable transfer (5 Ml/d) | Opex | [9 empty] | 0 | 0 | 0 | 0.00031761 | 0.0015881 | 0.0025409 | 0.0025409 | 0.0025409 | 0.0025409 | 0.0025409 | 0.0025409 | 0.0025409 | 0.0025409 | 0.0025409 | 0.0025409 | 0.0025409 | 0.0025409 | 0.0025409 | 0.0025409 | 0.0025409 | 0.0025409 | 0.0025409 | 0.0025409 | 0.0025409 | 0.0025409 | 0.0025409 | 0.0025409 | 0.0025409 | 0.0025409 | 0.0025409 | 0.0025409 | 0.0025409 | 0.0025409 | 0.0025409 | 0.0025409 | 0.0025409 | 0.0025409 | 0.0025409 | 0.0025409 | 0.0025409 | 0.0025409 | 0.0025409 | 0.0025409 | 0.0025409 | 0.0025409 | 0.0025409 | 0.0025409 | 0.0025409 | 0.0025409 | 0.0025409 | 0.0025409 | 0.0025409 | 0.0025409 | 0.0025409 | 0.0025409 | 0.0025409 | 0.0025409 | 0.0025409 | 0.0025409 | 0.0025409 | 0.0025409 | 0.0025409 | 0.0025409 | 0.0025409 | 0.0025409 | 0.0025409 | 0.0025409 | 0.0025409 | 0.0025409 | 0.0025409 | 0.0025409 | 0.0025409 | 0.0025409 | 0.0025409 | 0.0025409 | 0.0025409 | 0.0025409 | 0.0025409 | 0.0025409 | 0.0025409
|  | SUT1 | Norfolk East Harling to Suffolk Thetford potable transfer (5 Ml/d) | Total NPC |  |  | Total | 2019-20: 10.595
|  | SUT2 | Norfolk East Harling to Suffolk Thetford potable transfer (15 Ml/d) | Capex |  |  |  | 0 | 0 | 0 | 0 | 0 | 0 | 2.4413 | 6.5953 | 9.8072 | 4.8669 | 0 | 0 | 0 | 0 | 0 | 0 | 0 | 0 | 0 | 0 | 0 | 0 | 0 | 0.022405 | 0.059138 | 0 | 0 | 0 | 0 | 0 | 0 | 0 | 0 | 0 | 0 | 0 | 0 | 0 | 0.022405 | 0.059138 | 0 | 0 | 0 | 0 | 0 | 0 | 0 | 0 | 0 | 0 | 0 | 0 | 0 | 0.022405 | 0.059138 | 0 | 0 | 0 | 0.024177 | 0.096709 | 0 | 0 | 0 | 0 | 0 | 0 | 0 | 0 | 0.022405 | 0.059138 | 0 | 0 | 0 | 0 | 0 | 0 | 0 | 0 | 0 | 0 | 0 | 0 | 0 | 0.022405 | 0.059138 | 0
|  | SUT2 | Norfolk East Harling to Suffolk Thetford potable transfer (15 Ml/d) | Capex | Optimism Bias |  |  | 0 | 0 | 0 | 0 | 0 | 0 | 0.44921 | 1.2135 | 1.8045 | 0.8955 | 0 | 0 | 0 | 0 | 0 | 0 | 0 | 0 | 0 | 0 | 0 | 0 | 0 | 0.0041225 | 0.010881 | 0 | 0 | 0 | 0 | 0 | 0 | 0 | 0 | 0 | 0 | 0 | 0 | 0 | 0.0041225 | 0.010881 | 0 | 0 | 0 | 0 | 0 | 0 | 0 | 0 | 0 | 0 | 0 | 0 | 0 | 0.0041225 | 0.010881 | 0 | 0 | 0 | 0.0044486 | 0.017794 | 0 | 0 | 0 | 0 | 0 | 0 | 0 | 0 | 0.0041225 | 0.010881 | 0 | 0 | 0 | 0 | 0 | 0 | 0 | 0 | 0 | 0 | 0 | 0 | 0 | 0.0041225 | 0.010881 | 0
|  | SUT2 | Norfolk East Harling to Suffolk Thetford potable transfer (15 Ml/d) | Discount Factor | [9 empty] | 0.96618 | 0.93351 | 0.90194 | 0.87144 | 0.84197 | 0.8135 | 0.78599 | 0.75941 | 0.73373 | 0.70892 | 0.68495 | 0.66178 | 0.6394 | 0.61778 | 0.59689 | 0.57671 | 0.5572 | 0.53836 | 0.52016 | 0.50257 | 0.48557 | 0.46915 | 0.45329 | 0.43796 | 0.42315 | 0.40884 | 0.39501 | 0.38165 | 0.36875 | 0.35628 | 0.39999 | 0.38834 | 0.37703 | 0.36604 | 0.35538 | 0.34503 | 0.33498 | 0.32523 | 0.31575 | 0.30656 | 0.29763 | 0.28896 | 0.28054 | 0.27237 | 0.26444 | 0.25674 | 0.24926 | 0.242 | 0.23495 | 0.22811 | 0.22146 | 0.21501 | 0.20875 | 0.20267 | 0.19677 | 0.19104 | 0.18547 | 0.18007 | 0.17483 | 0.16973 | 0.16479 | 0.15999 | 0.15533 | 0.15081 | 0.14641 | 0.14215 | 0.13801 | 0.13399 | 0.13009 | 0.1263 | 0.12262 | 0.11905 | 0.11558 | 0.11221 | 0.10895 | 0.1531 | 0.14937 | 0.14573 | 0.14217 | 0.1387
|  | SUT2 | Norfolk East Harling to Suffolk Thetford potable transfer (15 Ml/d) | Discount Rate | [9 empty] | 0.035 | 0.035 | 0.035 | 0.035 | 0.035 | 0.035 | 0.035 | 0.035 | 0.035 | 0.035 | 0.035 | 0.035 | 0.035 | 0.035 | 0.035 | 0.035 | 0.035 | 0.035 | 0.035 | 0.035 | 0.035 | 0.035 | 0.035 | 0.035 | 0.035 | 0.035 | 0.035 | 0.035 | 0.035 | 0.035 | 0.03 | 0.03 | 0.03 | 0.03 | 0.03 | 0.03 | 0.03 | 0.03 | 0.03 | 0.03 | 0.03 | 0.03 | 0.03 | 0.03 | 0.03 | 0.03 | 0.03 | 0.03 | 0.03 | 0.03 | 0.03 | 0.03 | 0.03 | 0.03 | 0.03 | 0.03 | 0.03 | 0.03 | 0.03 | 0.03 | 0.03 | 0.03 | 0.03 | 0.03 | 0.03 | 0.03 | 0.03 | 0.03 | 0.03 | 0.03 | 0.03 | 0.03 | 0.03 | 0.03 | 0.03 | 0.025 | 0.025 | 0.025 | 0.025 | 0.025
|  | SUT2 | Norfolk East Harling to Suffolk Thetford potable transfer (15 Ml/d) | Financing Cost | [9 empty] | 0.092498 | 0.34238 | 0.71395 | 0.89598 | 0.89125 | 0.88652 | 0.88178 | 0.87705 | 0.87232 | 0.86759 | 0.86285 | 0.85812 | 0.85339 | 0.84865 | 0.84392 | 0.83919 | 0.83446 | 0.83054 | 0.82801 | 0.82326 | 0.81851 | 0.81376 | 0.809 | 0.80425 | 0.7995 | 0.79475 | 0.78999 | 0.78524 | 0.78049 | 0.77574 | 0.77098 | 0.76623 | 0.76233 | 0.75982 | 0.75506 | 0.75031 | 0.74556 | 0.74081 | 0.73605 | 0.7313 | 0.72655 | 0.7218 | 0.71704 | 0.71229 | 0.70754 | 0.70279 | 0.69803 | 0.69413 | 0.69162 | 0.68687 | 0.68211 | 0.67736 | 0.67352 | 0.67242 | 0.66767 | 0.66291 | 0.65816 | 0.65341 | 0.64866 | 0.6439 | 0.63915 | 0.6344 | 0.6305 | 0.62798 | 0.62323 | 0.61848 | 0.61373 | 0.60897 | 0.60422 | 0.59947 | 0.59472 | 0.58996 | 0.58521 | 0.58046 | 0.57571 | 0.57095 | 0.5662 | 0.5623 | 0.55979 | 0.55503
|  | SUT2 | Norfolk East Harling to Suffolk Thetford potable transfer (15 Ml/d) | Net Present Cost (NPC) | [9 empty] | 0.08937 | 0.31961 | 0.64394 | 0.78137 | 0.75317 | 0.72544 | 0.69719 | 0.67002 | 0.64389 | 0.61876 | 0.5946 | 0.57136 | 0.54901 | 0.52752 | 0.50686 | 0.48699 | 0.46788 | 0.44995 | 0.43342 | 0.41638 | 0.39999 | 0.38423 | 0.36908 | 0.35452 | 0.34052 | 0.32706 | 0.31413 | 0.30169 | 0.28974 | 0.27824 | 0.31048 | 0.29959 | 0.28939 | 0.28004 | 0.2702 | 0.26069 | 0.2515 | 0.24263 | 0.23407 | 0.22579 | 0.2178 | 0.21008 | 0.20263 | 0.19544 | 0.18849 | 0.18178 | 0.1753 | 0.16925 | 0.16373 | 0.15787 | 0.15222 | 0.14677 | 0.14169 | 0.13734 | 0.13241 | 0.12764 | 0.12304 | 0.1186 | 0.11432 | 0.11018 | 0.10619 | 0.10234 | 0.098749 | 0.095494 | 0.092017 | 0.088661 | 0.085423 | 0.082298 | 0.079283 | 0.076373 | 0.073566 | 0.070858 | 0.068244 | 0.065723 | 0.063291 | 0.088218 | 0.085356 | 0.082705 | 0.080331 | 0.077713
|  | SUT2 | Norfolk East Harling to Suffolk Thetford potable transfer (15 Ml/d) | Opex | [9 empty] | 0 | 0 | 0 | 0.00065501 | 0.003275 | 0.0052401 | 0.0052401 | 0.0052401 | 0.0052401 | 0.0052401 | 0.0052401 | 0.0052401 | 0.0052401 | 0.0052401 | 0.0052401 | 0.0052401 | 0.0052401 | 0.0052401 | 0.0052401 | 0.0052401 | 0.0052401 | 0.0052401 | 0.0052401 | 0.0052401 | 0.0052401 | 0.0052401 | 0.0052401 | 0.0052401 | 0.0052401 | 0.0052401 | 0.0052401 | 0.0052401 | 0.0052401 | 0.0052401 | 0.0052401 | 0.0052401 | 0.0052401 | 0.0052401 | 0.0052401 | 0.0052401 | 0.0052401 | 0.0052401 | 0.0052401 | 0.0052401 | 0.0052401 | 0.0052401 | 0.0052401 | 0.0052401 | 0.0052401 | 0.0052401 | 0.0052401 | 0.0052401 | 0.0052401 | 0.0052401 | 0.0052401 | 0.0052401 | 0.0052401 | 0.0052401 | 0.0052401 | 0.0052401 | 0.0052401 | 0.0052401 | 0.0052401 | 0.0052401 | 0.0052401 | 0.0052401 | 0.0052401 | 0.0052401 | 0.0052401 | 0.0052401 | 0.0052401 | 0.0052401 | 0.0052401 | 0.0052401 | 0.0052401 | 0.0052401 | 0.0052401 | 0.0052401 | 0.0052401 | 0.0052401
|  | SUT2 | Norfolk East Harling to Suffolk Thetford potable transfer (15 Ml/d) | Total NPC |  |  | Total | 2019-20: 21.7997
|  | SUT3 | Norfolk East Harling to Suffolk Thetford potable transfer (10 Ml/d) | Capex |  |  |  | 0 | 0 | 0 | 0 | 0 | 0 | 1.758 | 4.7491 | 7.062 | 3.5046 | 0 | 0 | 0 | 0 | 0 | 0 | 0 | 0 | 0 | 0 | 0 | 0 | 0 | 0 | 0 | 0 | 0 | 0 | 0 | 0 | 0 | 0 | 0 | 0 | 0 | 0 | 0 | 0 | 0 | 0 | 0 | 0 | 0 | 0 | 0 | 0 | 0 | 0 | 0 | 0 | 0 | 0 | 0 | 0 | 0 | 0 | 0 | 0 | 0 | 0 | 0 | 0 | 0 | 0 | 0 | 0 | 0 | 0 | 0 | 0 | 0 | 0 | 0 | 0 | 0 | 0 | 0 | 0 | 0 | 0 | 0 | 0 | 0 | 0 | 0 | 0
|  | SUT3 | Norfolk East Harling to Suffolk Thetford potable transfer (10 Ml/d) | Capex | Optimism Bias |  |  | 0 | 0 | 0 | 0 | 0 | 0 | 0.32347 | 0.87384 | 1.2994 | 0.64484 | 0 | 0 | 0 | 0 | 0 | 0 | 0 | 0 | 0 | 0 | 0 | 0 | 0 | 0 | 0 | 0 | 0 | 0 | 0 | 0 | 0 | 0 | 0 | 0 | 0 | 0 | 0 | 0 | 0 | 0 | 0 | 0 | 0 | 0 | 0 | 0 | 0 | 0 | 0 | 0 | 0 | 0 | 0 | 0 | 0 | 0 | 0 | 0 | 0 | 0 | 0 | 0 | 0 | 0 | 0 | 0 | 0 | 0 | 0 | 0 | 0 | 0 | 0 | 0 | 0 | 0 | 0 | 0 | 0 | 0 | 0 | 0 | 0 | 0 | 0 | 0
|  | SUT3 | Norfolk East Harling to Suffolk Thetford potable transfer (10 Ml/d) | Discount Factor | [9 empty] | 0.96618 | 0.93351 | 0.90194 | 0.87144 | 0.84197 | 0.8135 | 0.78599 | 0.75941 | 0.73373 | 0.70892 | 0.68495 | 0.66178 | 0.6394 | 0.61778 | 0.59689 | 0.57671 | 0.5572 | 0.53836 | 0.52016 | 0.50257 | 0.48557 | 0.46915 | 0.45329 | 0.43796 | 0.42315 | 0.40884 | 0.39501 | 0.38165 | 0.36875 | 0.35628 | 0.39999 | 0.38834 | 0.37703 | 0.36604 | 0.35538 | 0.34503 | 0.33498 | 0.32523 | 0.31575 | 0.30656 | 0.29763 | 0.28896 | 0.28054 | 0.27237 | 0.26444 | 0.25674 | 0.24926 | 0.242 | 0.23495 | 0.22811 | 0.22146 | 0.21501 | 0.20875 | 0.20267 | 0.19677 | 0.19104 | 0.18547 | 0.18007 | 0.17483 | 0.16973 | 0.16479 | 0.15999 | 0.15533 | 0.15081 | 0.14641 | 0.14215 | 0.13801 | 0.13399 | 0.13009 | 0.1263 | 0.12262 | 0.11905 | 0.11558 | 0.11221 | 0.10895 | 0.1531 | 0.14937 | 0.14573 | 0.14217 | 0.1387
|  | SUT3 | Norfolk East Harling to Suffolk Thetford potable transfer (10 Ml/d) | Discount Rate | [9 empty] | 0.035 | 0.035 | 0.035 | 0.035 | 0.035 | 0.035 | 0.035 | 0.035 | 0.035 | 0.035 | 0.035 | 0.035 | 0.035 | 0.035 | 0.035 | 0.035 | 0.035 | 0.035 | 0.035 | 0.035 | 0.035 | 0.035 | 0.035 | 0.035 | 0.035 | 0.035 | 0.035 | 0.035 | 0.035 | 0.035 | 0.03 | 0.03 | 0.03 | 0.03 | 0.03 | 0.03 | 0.03 | 0.03 | 0.03 | 0.03 | 0.03 | 0.03 | 0.03 | 0.03 | 0.03 | 0.03 | 0.03 | 0.03 | 0.03 | 0.03 | 0.03 | 0.03 | 0.03 | 0.03 | 0.03 | 0.03 | 0.03 | 0.03 | 0.03 | 0.03 | 0.03 | 0.03 | 0.03 | 0.03 | 0.03 | 0.03 | 0.03 | 0.03 | 0.03 | 0.03 | 0.03 | 0.03 | 0.03 | 0.03 | 0.03 | 0.025 | 0.025 | 0.025 | 0.025 | 0.025
|  | SUT3 | Norfolk East Harling to Suffolk Thetford potable transfer (10 Ml/d) | Financing Cost | [9 empty] | 0.066606 | 0.24654 | 0.51411 | 0.64527 | 0.64203 | 0.6388 | 0.63557 | 0.63233 | 0.6291 | 0.62586 | 0.62263 | 0.61939 | 0.61616 | 0.61292 | 0.60969 | 0.60646 | 0.60322 | 0.59999 | 0.59675 | 0.59352 | 0.59028 | 0.58705 | 0.58381 | 0.58058 | 0.57735 | 0.57411 | 0.57088 | 0.56764 | 0.56441 | 0.56117 | 0.55794 | 0.5547 | 0.55147 | 0.54824 | 0.545 | 0.54177 | 0.53853 | 0.5353 | 0.53206 | 0.52883 | 0.5256 | 0.52236 | 0.51913 | 0.51589 | 0.51266 | 0.50942 | 0.50619 | 0.50295 | 0.49972 | 0.49649 | 0.49325 | 0.49002 | 0.48678 | 0.48355 | 0.48031 | 0.47708 | 0.47384 | 0.47061 | 0.46738 | 0.46414 | 0.46091 | 0.45767 | 0.45444 | 0.4512 | 0.44797 | 0.44473 | 0.4415 | 0.43827 | 0.43503 | 0.4318 | 0.42856 | 0.42533 | 0.42209 | 0.41886 | 0.41562 | 0.41239 | 0.40916 | 0.40592 | 0.40269 | 0.39945
|  | SUT3 | Norfolk East Harling to Suffolk Thetford potable transfer (10 Ml/d) | Net Present Cost (NPC) | [9 empty] | 0.064354 | 0.23015 | 0.46369 | 0.56273 | 0.54256 | 0.52273 | 0.50251 | 0.48307 | 0.46436 | 0.44636 | 0.42905 | 0.4124 | 0.39639 | 0.38098 | 0.36617 | 0.35192 | 0.33822 | 0.32504 | 0.31237 | 0.30018 | 0.28846 | 0.27718 | 0.26635 | 0.25592 | 0.2459 | 0.23626 | 0.22699 | 0.21808 | 0.20952 | 0.20128 | 0.22468 | 0.21688 | 0.20934 | 0.20206 | 0.19503 | 0.18823 | 0.18166 | 0.17532 | 0.16919 | 0.16327 | 0.15755 | 0.15203 | 0.1467 | 0.14154 | 0.13656 | 0.13176 | 0.12711 | 0.12263 | 0.1183 | 0.11411 | 0.11007 | 0.10617 | 0.1024 | 0.098765 | 0.095252 | 0.09186 | 0.088585 | 0.085422 | 0.082369 | 0.079421 | 0.076574 | 0.073827 | 0.071174 | 0.068613 | 0.066141 | 0.063755 | 0.061451 | 0.059228 | 0.057082 | 0.055011 | 0.053012 | 0.051083 | 0.049222 | 0.047425 | 0.045691 | 0.063716 | 0.061679 | 0.059703 | 0.057787 | 0.055929
|  | SUT3 | Norfolk East Harling to Suffolk Thetford potable transfer (10 Ml/d) | Opex | [9 empty] | 0 | 0 | 0 | 0.00047166 | 0.0023583 | 0.0037733 | 0.0037733 | 0.0037733 | 0.0037733 | 0.0037733 | 0.0037733 | 0.0037733 | 0.0037733 | 0.0037733 | 0.0037733 | 0.0037733 | 0.0037733 | 0.0037733 | 0.0037733 | 0.0037733 | 0.0037733 | 0.0037733 | 0.0037733 | 0.0037733 | 0.0037733 | 0.0037733 | 0.0037733 | 0.0037733 | 0.0037733 | 0.0037733 | 0.0037733 | 0.0037733 | 0.0037733 | 0.0037733 | 0.0037733 | 0.0037733 | 0.0037733 | 0.0037733 | 0.0037733 | 0.0037733 | 0.0037733 | 0.0037733 | 0.0037733 | 0.0037733 | 0.0037733 | 0.0037733 | 0.0037733 | 0.0037733 | 0.0037733 | 0.0037733 | 0.0037733 | 0.0037733 | 0.0037733 | 0.0037733 | 0.0037733 | 0.0037733 | 0.0037733 | 0.0037733 | 0.0037733 | 0.0037733 | 0.0037733 | 0.0037733 | 0.0037733 | 0.0037733 | 0.0037733 | 0.0037733 | 0.0037733 | 0.0037733 | 0.0037733 | 0.0037733 | 0.0037733 | 0.0037733 | 0.0037733 | 0.0037733 | 0.0037733 | 0.0037733 | 0.0037733 | 0.0037733 | 0.0037733 | 0.0037733
|  | SUT3 | Norfolk East Harling to Suffolk Thetford potable transfer (10 Ml/d) | Total NPC |  |  | Total | 2019-20: 15.7336
|  | SUT4 | Norfolk Bradneham to Suffolk Thetford (5 Ml/d) | Capex |  |  |  | 0 | 0 | 0 | 0 | 0 | 0 | 2.6227 | 7.0851 | 10.5356 | 5.2284 | 0 | 0 | 0 | 0 | 0 | 0 | 0 | 0 | 0 | 0 | 0 | 0 | 0 | 0 | 0 | 0 | 0 | 0 | 0 | 0 | 0 | 0 | 0 | 0 | 0 | 0 | 0 | 0 | 0 | 0 | 0 | 0 | 0 | 0 | 0 | 0 | 0 | 0 | 0 | 0 | 0 | 0 | 0 | 0 | 0 | 0 | 0 | 0 | 0 | 0 | 0 | 0 | 0 | 0 | 0 | 0 | 0 | 0 | 0 | 0 | 0 | 0 | 0 | 0 | 0 | 0 | 0 | 0 | 0 | 0 | 0 | 0 | 0 | 0 | 0 | 0
|  | SUT4 | Norfolk Bradneham to Suffolk Thetford (5 Ml/d) | Capex | Optimism Bias |  |  | 0 | 0 | 0 | 0 | 0 | 0 | 0.48257 | 1.3037 | 1.9386 | 0.96202 | 0 | 0 | 0 | 0 | 0 | 0 | 0 | 0 | 0 | 0 | 0 | 0 | 0 | 0 | 0 | 0 | 0 | 0 | 0 | 0 | 0 | 0 | 0 | 0 | 0 | 0 | 0 | 0 | 0 | 0 | 0 | 0 | 0 | 0 | 0 | 0 | 0 | 0 | 0 | 0 | 0 | 0 | 0 | 0 | 0 | 0 | 0 | 0 | 0 | 0 | 0 | 0 | 0 | 0 | 0 | 0 | 0 | 0 | 0 | 0 | 0 | 0 | 0 | 0 | 0 | 0 | 0 | 0 | 0 | 0 | 0 | 0 | 0 | 0 | 0 | 0
|  | SUT4 | Norfolk Bradneham to Suffolk Thetford (5 Ml/d) | Discount Factor | [9 empty] | 0.96618 | 0.93351 | 0.90194 | 0.87144 | 0.84197 | 0.8135 | 0.78599 | 0.75941 | 0.73373 | 0.70892 | 0.68495 | 0.66178 | 0.6394 | 0.61778 | 0.59689 | 0.57671 | 0.5572 | 0.53836 | 0.52016 | 0.50257 | 0.48557 | 0.46915 | 0.45329 | 0.43796 | 0.42315 | 0.40884 | 0.39501 | 0.38165 | 0.36875 | 0.35628 | 0.39999 | 0.38834 | 0.37703 | 0.36604 | 0.35538 | 0.34503 | 0.33498 | 0.32523 | 0.31575 | 0.30656 | 0.29763 | 0.28896 | 0.28054 | 0.27237 | 0.26444 | 0.25674 | 0.24926 | 0.242 | 0.23495 | 0.22811 | 0.22146 | 0.21501 | 0.20875 | 0.20267 | 0.19677 | 0.19104 | 0.18547 | 0.18007 | 0.17483 | 0.16973 | 0.16479 | 0.15999 | 0.15533 | 0.15081 | 0.14641 | 0.14215 | 0.13801 | 0.13399 | 0.13009 | 0.1263 | 0.12262 | 0.11905 | 0.11558 | 0.11221 | 0.10895 | 0.1531 | 0.14937 | 0.14573 | 0.14217 | 0.1387
|  | SUT4 | Norfolk Bradneham to Suffolk Thetford (5 Ml/d) | Discount Rate | [9 empty] | 0.035 | 0.035 | 0.035 | 0.035 | 0.035 | 0.035 | 0.035 | 0.035 | 0.035 | 0.035 | 0.035 | 0.035 | 0.035 | 0.035 | 0.035 | 0.035 | 0.035 | 0.035 | 0.035 | 0.035 | 0.035 | 0.035 | 0.035 | 0.035 | 0.035 | 0.035 | 0.035 | 0.035 | 0.035 | 0.035 | 0.03 | 0.03 | 0.03 | 0.03 | 0.03 | 0.03 | 0.03 | 0.03 | 0.03 | 0.03 | 0.03 | 0.03 | 0.03 | 0.03 | 0.03 | 0.03 | 0.03 | 0.03 | 0.03 | 0.03 | 0.03 | 0.03 | 0.03 | 0.03 | 0.03 | 0.03 | 0.03 | 0.03 | 0.03 | 0.03 | 0.03 | 0.03 | 0.03 | 0.03 | 0.03 | 0.03 | 0.03 | 0.03 | 0.03 | 0.03 | 0.03 | 0.03 | 0.03 | 0.03 | 0.03 | 0.025 | 0.025 | 0.025 | 0.025 | 0.025
|  | SUT4 | Norfolk Bradneham to Suffolk Thetford (5 Ml/d) | Financing Cost | [9 empty] | 0.099368 | 0.36781 | 0.76698 | 0.96266 | 0.95784 | 0.95301 | 0.94818 | 0.94336 | 0.93853 | 0.93371 | 0.92888 | 0.92406 | 0.91923 | 0.91441 | 0.90958 | 0.90476 | 0.89993 | 0.89511 | 0.89028 | 0.88546 | 0.88063 | 0.8758 | 0.87098 | 0.86615 | 0.86133 | 0.8565 | 0.85168 | 0.84685 | 0.84203 | 0.8372 | 0.83238 | 0.82755 | 0.82273 | 0.8179 | 0.81307 | 0.80825 | 0.80342 | 0.7986 | 0.79377 | 0.78895 | 0.78412 | 0.7793 | 0.77447 | 0.76965 | 0.76482 | 0.76 | 0.75517 | 0.75034 | 0.74552 | 0.74069 | 0.73587 | 0.73104 | 0.72622 | 0.72139 | 0.71657 | 0.71174 | 0.70692 | 0.70209 | 0.69727 | 0.69244 | 0.68761 | 0.68279 | 0.67796 | 0.67314 | 0.66831 | 0.66349 | 0.65866 | 0.65384 | 0.64901 | 0.64419 | 0.63936 | 0.63454 | 0.62971 | 0.62489 | 0.62006 | 0.61523 | 0.61041 | 0.60558 | 0.60076 | 0.59593
|  | SUT4 | Norfolk Bradneham to Suffolk Thetford (5 Ml/d) | Net Present Cost (NPC) | [9 empty] | 0.096008 | 0.34335 | 0.69177 | 0.83952 | 0.80943 | 0.77985 | 0.74969 | 0.72067 | 0.69276 | 0.66591 | 0.64009 | 0.61525 | 0.59136 | 0.56838 | 0.54628 | 0.52502 | 0.50458 | 0.48492 | 0.46601 | 0.44783 | 0.43034 | 0.41353 | 0.39735 | 0.3818 | 0.36685 | 0.35247 | 0.33865 | 0.32535 | 0.31257 | 0.30028 | 0.33519 | 0.32355 | 0.31231 | 0.30145 | 0.29095 | 0.28081 | 0.27102 | 0.26156 | 0.25241 | 0.24358 | 0.23505 | 0.22681 | 0.21885 | 0.21116 | 0.20374 | 0.19656 | 0.18964 | 0.18294 | 0.17648 | 0.17024 | 0.16421 | 0.15839 | 0.15277 | 0.14735 | 0.1421 | 0.13704 | 0.13216 | 0.12744 | 0.12288 | 0.11849 | 0.11424 | 0.11014 | 0.10618 | 0.10236 | 0.098674 | 0.095114 | 0.091678 | 0.088361 | 0.08516 | 0.08207 | 0.079088 | 0.07621 | 0.073433 | 0.070752 | 0.068166 | 0.095057 | 0.092017 | 0.08907 | 0.086211 | 0.083439
|  | SUT4 | Norfolk Bradneham to Suffolk Thetford (5 Ml/d) | Opex | [9 empty] | 0 | 0 | 0 | 0.00070366 | 0.0035183 | 0.0056293 | 0.0056293 | 0.0056293 | 0.0056293 | 0.0056293 | 0.0056293 | 0.0056293 | 0.0056293 | 0.0056293 | 0.0056293 | 0.0056293 | 0.0056293 | 0.0056293 | 0.0056293 | 0.0056293 | 0.0056293 | 0.0056293 | 0.0056293 | 0.0056293 | 0.0056293 | 0.0056293 | 0.0056293 | 0.0056293 | 0.0056293 | 0.0056293 | 0.0056293 | 0.0056293 | 0.0056293 | 0.0056293 | 0.0056293 | 0.0056293 | 0.0056293 | 0.0056293 | 0.0056293 | 0.0056293 | 0.0056293 | 0.0056293 | 0.0056293 | 0.0056293 | 0.0056293 | 0.0056293 | 0.0056293 | 0.0056293 | 0.0056293 | 0.0056293 | 0.0056293 | 0.0056293 | 0.0056293 | 0.0056293 | 0.0056293 | 0.0056293 | 0.0056293 | 0.0056293 | 0.0056293 | 0.0056293 | 0.0056293 | 0.0056293 | 0.0056293 | 0.0056293 | 0.0056293 | 0.0056293 | 0.0056293 | 0.0056293 | 0.0056293 | 0.0056293 | 0.0056293 | 0.0056293 | 0.0056293 | 0.0056293 | 0.0056293 | 0.0056293 | 0.0056293 | 0.0056293 | 0.0056293 | 0.0056293
|  | SUT4 | Norfolk Bradneham to Suffolk Thetford (5 Ml/d) | Total NPC |  |  | Total | 2019-20: 23.4725
|  | SUT5 | Norfolk Bradneham to Suffolk Thetford (10 Ml/d) | Capex |  |  |  | 0 | 0 | 0 | 0 | 0 | 0 | 4.8063 | 12.9841 | 19.3075 | 9.5814 | 0 | 0 | 0 | 0 | 0 | 0 | 0 | 0 | 0 | 0 | 0 | 0 | 0 | 0.035101 | 0.093462 | 0 | 0 | 0 | 0 | 0 | 0 | 0 | 0 | 0 | 0 | 0 | 0 | 0 | 0.035101 | 0.093462 | 0 | 0 | 0 | 0 | 0 | 0 | 0 | 0 | 0 | 0 | 0 | 0 | 0 | 0.035101 | 0.093462 | 0 | 0 | 0 | 0.040295 | 0.16118 | 0 | 0 | 0 | 0 | 0 | 0 | 0 | 0 | 0.035101 | 0.093462 | 0 | 0 | 0 | 0 | 0 | 0 | 0 | 0 | 0 | 0 | 0 | 0 | 0 | 0.035101 | 0.093462 | 0
|  | SUT5 | Norfolk Bradneham to Suffolk Thetford (10 Ml/d) | Capex | Optimism Bias |  |  | 0 | 0 | 0 | 0 | 0 | 0 | 0.88436 | 2.3891 | 3.5526 | 1.763 | 0 | 0 | 0 | 0 | 0 | 0 | 0 | 0 | 0 | 0 | 0 | 0 | 0 | 0.0064586 | 0.017197 | 0 | 0 | 0 | 0 | 0 | 0 | 0 | 0 | 0 | 0 | 0 | 0 | 0 | 0.0064586 | 0.017197 | 0 | 0 | 0 | 0 | 0 | 0 | 0 | 0 | 0 | 0 | 0 | 0 | 0 | 0.0064586 | 0.017197 | 0 | 0 | 0 | 0.0074143 | 0.029657 | 0 | 0 | 0 | 0 | 0 | 0 | 0 | 0 | 0.0064586 | 0.017197 | 0 | 0 | 0 | 0 | 0 | 0 | 0 | 0 | 0 | 0 | 0 | 0 | 0 | 0.0064586 | 0.017197 | 0
|  | SUT5 | Norfolk Bradneham to Suffolk Thetford (10 Ml/d) | Discount Factor | [9 empty] | 0.96618 | 0.93351 | 0.90194 | 0.87144 | 0.84197 | 0.8135 | 0.78599 | 0.75941 | 0.73373 | 0.70892 | 0.68495 | 0.66178 | 0.6394 | 0.61778 | 0.59689 | 0.57671 | 0.5572 | 0.53836 | 0.52016 | 0.50257 | 0.48557 | 0.46915 | 0.45329 | 0.43796 | 0.42315 | 0.40884 | 0.39501 | 0.38165 | 0.36875 | 0.35628 | 0.39999 | 0.38834 | 0.37703 | 0.36604 | 0.35538 | 0.34503 | 0.33498 | 0.32523 | 0.31575 | 0.30656 | 0.29763 | 0.28896 | 0.28054 | 0.27237 | 0.26444 | 0.25674 | 0.24926 | 0.242 | 0.23495 | 0.22811 | 0.22146 | 0.21501 | 0.20875 | 0.20267 | 0.19677 | 0.19104 | 0.18547 | 0.18007 | 0.17483 | 0.16973 | 0.16479 | 0.15999 | 0.15533 | 0.15081 | 0.14641 | 0.14215 | 0.13801 | 0.13399 | 0.13009 | 0.1263 | 0.12262 | 0.11905 | 0.11558 | 0.11221 | 0.10895 | 0.1531 | 0.14937 | 0.14573 | 0.14217 | 0.1387
|  | SUT5 | Norfolk Bradneham to Suffolk Thetford (10 Ml/d) | Discount Rate | [9 empty] | 0.035 | 0.035 | 0.035 | 0.035 | 0.035 | 0.035 | 0.035 | 0.035 | 0.035 | 0.035 | 0.035 | 0.035 | 0.035 | 0.035 | 0.035 | 0.035 | 0.035 | 0.035 | 0.035 | 0.035 | 0.035 | 0.035 | 0.035 | 0.035 | 0.035 | 0.035 | 0.035 | 0.035 | 0.035 | 0.035 | 0.03 | 0.03 | 0.03 | 0.03 | 0.03 | 0.03 | 0.03 | 0.03 | 0.03 | 0.03 | 0.03 | 0.03 | 0.03 | 0.03 | 0.03 | 0.03 | 0.03 | 0.03 | 0.03 | 0.03 | 0.03 | 0.03 | 0.03 | 0.03 | 0.03 | 0.03 | 0.03 | 0.03 | 0.03 | 0.03 | 0.03 | 0.03 | 0.03 | 0.03 | 0.03 | 0.03 | 0.03 | 0.03 | 0.03 | 0.03 | 0.03 | 0.03 | 0.03 | 0.03 | 0.03 | 0.025 | 0.025 | 0.025 | 0.025 | 0.025
|  | SUT5 | Norfolk Bradneham to Suffolk Thetford (10 Ml/d) | Financing Cost | [9 empty] | 0.1821 | 0.67404 | 1.4056 | 1.764 | 1.7547 | 1.7455 | 1.7362 | 1.727 | 1.7177 | 1.7085 | 1.6993 | 1.69 | 1.6808 | 1.6715 | 1.6623 | 1.653 | 1.6438 | 1.6358 | 1.6301 | 1.6208 | 1.6115 | 1.6023 | 1.593 | 1.5838 | 1.5745 | 1.5653 | 1.556 | 1.5467 | 1.5375 | 1.5282 | 1.519 | 1.5097 | 1.5018 | 1.4961 | 1.4868 | 1.4775 | 1.4683 | 1.459 | 1.4498 | 1.4405 | 1.4312 | 1.422 | 1.4127 | 1.4035 | 1.3942 | 1.3849 | 1.3757 | 1.3678 | 1.362 | 1.3528 | 1.3435 | 1.3343 | 1.3265 | 1.3234 | 1.3141 | 1.3048 | 1.2956 | 1.2863 | 1.2771 | 1.2678 | 1.2585 | 1.2493 | 1.2414 | 1.2356 | 1.2264 | 1.2171 | 1.2079 | 1.1986 | 1.1893 | 1.1801 | 1.1708 | 1.1616 | 1.1523 | 1.143 | 1.1338 | 1.1245 | 1.1153 | 1.1073 | 1.1016 | 1.0924
|  | SUT5 | Norfolk Bradneham to Suffolk Thetford (10 Ml/d) | Net Present Cost (NPC) | [9 empty] | 0.17594 | 0.62923 | 1.2677 | 1.5383 | 1.4829 | 1.4283 | 1.3728 | 1.3193 | 1.2679 | 1.2185 | 1.171 | 1.1252 | 1.0813 | 1.039 | 0.99835 | 0.95926 | 0.92167 | 0.88622 | 0.85325 | 0.81975 | 0.78753 | 0.75656 | 0.72677 | 0.69814 | 0.67062 | 0.64415 | 0.61871 | 0.59426 | 0.57075 | 0.54815 | 0.61169 | 0.59028 | 0.5701 | 0.5514 | 0.53205 | 0.51336 | 0.4953 | 0.47787 | 0.46102 | 0.44476 | 0.42905 | 0.41388 | 0.39922 | 0.38507 | 0.37141 | 0.35822 | 0.34547 | 0.33349 | 0.32244 | 0.31093 | 0.29983 | 0.2891 | 0.27906 | 0.27029 | 0.2606 | 0.25124 | 0.24221 | 0.23348 | 0.22507 | 0.21694 | 0.20909 | 0.20152 | 0.19442 | 0.1879 | 0.18107 | 0.17448 | 0.16812 | 0.16198 | 0.15606 | 0.15034 | 0.14483 | 0.13951 | 0.13438 | 0.12942 | 0.12464 | 0.17375 | 0.16813 | 0.16287 | 0.15809 | 0.15295
|  | SUT5 | Norfolk Bradneham to Suffolk Thetford (10 Ml/d) | Opex | [9 empty] | 0 | 0 | 0 | 0.0012895 | 0.0064476 | 0.010316 | 0.010316 | 0.010316 | 0.010316 | 0.010316 | 0.010316 | 0.010316 | 0.010316 | 0.010316 | 0.010316 | 0.010316 | 0.010316 | 0.010316 | 0.010316 | 0.010316 | 0.010316 | 0.010316 | 0.010316 | 0.010316 | 0.010316 | 0.010316 | 0.010316 | 0.010316 | 0.010316 | 0.010316 | 0.010316 | 0.010316 | 0.010316 | 0.010316 | 0.010316 | 0.010316 | 0.010316 | 0.010316 | 0.010316 | 0.010316 | 0.010316 | 0.010316 | 0.010316 | 0.010316 | 0.010316 | 0.010316 | 0.010316 | 0.010316 | 0.010316 | 0.010316 | 0.010316 | 0.010316 | 0.010316 | 0.010316 | 0.010316 | 0.010316 | 0.010316 | 0.010316 | 0.010316 | 0.010316 | 0.010316 | 0.010316 | 0.010316 | 0.010316 | 0.010316 | 0.010316 | 0.010316 | 0.010316 | 0.010316 | 0.010316 | 0.010316 | 0.010316 | 0.010316 | 0.010316 | 0.010316 | 0.010316 | 0.010316 | 0.010316 | 0.010316 | 0.010316
|  | SUT5 | Norfolk Bradneham to Suffolk Thetford (10 Ml/d) | Total NPC |  |  | Total | 2019-20: 42.93
|  | SUT6 | Suffolk Thetford WTW backwash water recovery | Capex |  |  |  | 0 | 0 | 0 | 0 | 0 | 0 | 0.06569 | 0.067523 | 0.015281 | 0 | 0 | 0 | 0 | 0 | 0.0069444 | 0.0035104 | 0 | 0 | 0 | 0 | 0 | 0.0069444 | 0.093535 | 0.045581 | 0 | 0 | 0 | 0 | 0.0069444 | 0.0035104 | 0 | 0 | 0 | 0 | 0 | 0.0069444 | 0.0035104 | 0.090246 | 0.045581 | 0 | 0 | 0 | 0.0069444 | 0.0035104 | 0 | 0 | 0 | 0 | 0 | 0.0069444 | 0.0035104 | 0 | 0.090246 | 0.045581 | 0 | 0 | 0.0069444 | 0.0035104 | 0 | 0 | 0 | 0 | 0 | 0.0069444 | 0.0035104 | 0 | 0 | 0.090246 | 0.045581 | 0 | 0.0069444 | 0.0035104 | 0 | 0 | 0 | 0 | 0 | 0.0069444 | 0.0035104 | 0 | 0 | 0 | 0.090246 | 0.045581 | 0.0069444 | 0.0035104
|  | SUT6 | Suffolk Thetford WTW backwash water recovery | Capex | Optimism Bias |  |  | 0 | 0 | 0 | 0 | 0 | 0 | 0.013335 | 0.013707 | 0.003102 | 0 | 0 | 0 | 0 | 0 | 0.0014097 | 0.00071262 | 0 | 0 | 0 | 0 | 0 | 0.0014097 | 0.018988 | 0.009253 | 0 | 0 | 0 | 0 | 0.0014097 | 0.00071262 | 0 | 0 | 0 | 0 | 0 | 0.0014097 | 0.00071262 | 0.01832 | 0.009253 | 0 | 0 | 0 | 0.0014097 | 0.00071262 | 0 | 0 | 0 | 0 | 0 | 0.0014097 | 0.00071262 | 0 | 0.01832 | 0.009253 | 0 | 0 | 0.0014097 | 0.00071262 | 0 | 0 | 0 | 0 | 0 | 0.0014097 | 0.00071262 | 0 | 0 | 0.01832 | 0.009253 | 0 | 0.0014097 | 0.00071262 | 0 | 0 | 0 | 0 | 0 | 0.0014097 | 0.00071262 | 0 | 0 | 0 | 0.01832 | 0.009253 | 0.0014097 | 0.00071262
|  | SUT6 | Suffolk Thetford WTW backwash water recovery | Discount Factor | [9 empty] | 0.96618 | 0.93351 | 0.90194 | 0.87144 | 0.84197 | 0.8135 | 0.78599 | 0.75941 | 0.73373 | 0.70892 | 0.68495 | 0.66178 | 0.6394 | 0.61778 | 0.59689 | 0.57671 | 0.5572 | 0.53836 | 0.52016 | 0.50257 | 0.48557 | 0.46915 | 0.45329 | 0.43796 | 0.42315 | 0.40884 | 0.39501 | 0.38165 | 0.36875 | 0.35628 | 0.39999 | 0.38834 | 0.37703 | 0.36604 | 0.35538 | 0.34503 | 0.33498 | 0.32523 | 0.31575 | 0.30656 | 0.29763 | 0.28896 | 0.28054 | 0.27237 | 0.26444 | 0.25674 | 0.24926 | 0.242 | 0.23495 | 0.22811 | 0.22146 | 0.21501 | 0.20875 | 0.20267 | 0.19677 | 0.19104 | 0.18547 | 0.18007 | 0.17483 | 0.16973 | 0.16479 | 0.15999 | 0.15533 | 0.15081 | 0.14641 | 0.14215 | 0.13801 | 0.13399 | 0.13009 | 0.1263 | 0.12262 | 0.11905 | 0.11558 | 0.11221 | 0.10895 | 0.1531 | 0.14937 | 0.14573 | 0.14217 | 0.1387
|  | SUT6 | Suffolk Thetford WTW backwash water recovery | Discount Rate | [9 empty] | 0.035 | 0.035 | 0.035 | 0.035 | 0.035 | 0.035 | 0.035 | 0.035 | 0.035 | 0.035 | 0.035 | 0.035 | 0.035 | 0.035 | 0.035 | 0.035 | 0.035 | 0.035 | 0.035 | 0.035 | 0.035 | 0.035 | 0.035 | 0.035 | 0.035 | 0.035 | 0.035 | 0.035 | 0.035 | 0.035 | 0.03 | 0.03 | 0.03 | 0.03 | 0.03 | 0.03 | 0.03 | 0.03 | 0.03 | 0.03 | 0.03 | 0.03 | 0.03 | 0.03 | 0.03 | 0.03 | 0.03 | 0.03 | 0.03 | 0.03 | 0.03 | 0.03 | 0.03 | 0.03 | 0.03 | 0.03 | 0.03 | 0.03 | 0.03 | 0.03 | 0.03 | 0.03 | 0.03 | 0.03 | 0.03 | 0.03 | 0.03 | 0.03 | 0.03 | 0.03 | 0.03 | 0.03 | 0.03 | 0.03 | 0.03 | 0.025 | 0.025 | 0.025 | 0.025 | 0.025
|  | SUT6 | Suffolk Thetford WTW backwash water recovery | Financing Cost | [9 empty] | 0.0025288 | 0.0051282 | 0.0057164 | 0.0055113 | 0.005101 | 0.0046908 | 0.0042805 | 0.0038703 | 0.0037082 | 0.0033853 | 0.0029449 | 0.0025318 | 0.0021187 | 0.0017056 | 0.0012926 | 0.0011468 | 0.0042192 | 0.0052719 | 0.0046891 | 0.0042841 | 0.0038791 | 0.0034742 | 0.0033365 | 0.0030662 | 0.0026602 | 0.0022542 | 0.0018482 | 0.0014422 | 0.0010363 | 0.0008976 | 0.00062675 | 0.0036948 | 0.0050435 | 0.0046374 | 0.0042313 | 0.0038252 | 0.0036865 | 0.0034155 | 0.0030094 | 0.0026033 | 0.0021973 | 0.0017912 | 0.0013851 | 0.0012463 | 0.00097539 | 0.00056931 | 0.0036373 | 0.004986 | 0.0045799 | 0.0041738 | 0.004035 | 0.0037641 | 0.003358 | 0.0029519 | 0.0025458 | 0.0021398 | 0.0017337 | 0.0015949 | 0.001324 | 0.0009179 | 0.00051181 | 0.0035799 | 0.0049285 | 0.0045224 | 0.0043836 | 0.0041127 | 0.0037066 | 0.0033005 | 0.0028944 | 0.0024884 | 0.0020823 | 0.0019435 | 0.0016726 | 0.0012665 | 0.0008604 | 0.00045432 | 0.0035224 | 0.004871 | 0.0047322 | 0.0044613
|  | SUT6 | Suffolk Thetford WTW backwash water recovery | Net Present Cost (NPC) | [9 empty] | 0.0024433 | 0.0047872 | 0.0052283 | 0.0049777 | 0.0044978 | 0.0040119 | 0.0035538 | 0.0031221 | 0.0028976 | 0.0025707 | 0.0021821 | 0.0018349 | 0.0015088 | 0.0012026 | 0.00091533 | 0.00080033 | 0.0024852 | 0.0029679 | 0.0025644 | 0.0022741 | 0.0020006 | 0.0017429 | 0.0016216 | 0.0014484 | 0.0012276 | 0.0010201 | 0.00082524 | 0.00064239 | 0.00047096 | 0.00040563 | 0.00034706 | 0.0015284 | 0.0019924 | 0.0017857 | 0.0015894 | 0.001403 | 0.0013156 | 0.0011892 | 0.0010263 | 0.00087193 | 0.00072567 | 0.0005872 | 0.00045617 | 0.00040509 | 0.00032164 | 0.00020802 | 0.00096669 | 0.0012649 | 0.0011327 | 0.001007 | 0.00094697 | 0.00086113 | 0.00075128 | 0.0006471 | 0.00054835 | 0.0004548 | 0.00036623 | 0.00033058 | 0.00027359 | 0.00019669 | 0.00012404 | 0.00061129 | 0.00080296 | 0.00071834 | 0.0006771 | 0.00061886 | 0.00054479 | 0.00047451 | 0.00040787 | 0.0003447 | 0.00028487 | 0.00026005 | 0.00022116 | 0.00016915 | 0.00011998 | 0.00010644 | 0.00056212 | 0.00074494 | 0.00070704 | 0.00065222
|  | SUT6 | Suffolk Thetford WTW backwash water recovery | Opex | [9 empty] | 0 | 0 | 8.0307e-05 | 0.00020077 | 0.00024093 | 0.00024093 | 0.00024093 | 0.00024093 | 0.00024093 | 0.00024093 | 0.00024093 | 0.00024093 | 0.00024093 | 0.00024093 | 0.00024093 | 0.00024093 | 0.00024093 | 0.00024093 | 0.00024093 | 0.00024093 | 0.00024093 | 0.00024093 | 0.00024093 | 0.00024093 | 0.00024093 | 0.00024093 | 0.00024093 | 0.00024093 | 0.00024093 | 0.00024093 | 0.00024093 | 0.00024093 | 0.00024093 | 0.00024093 | 0.00024093 | 0.00024093 | 0.00024093 | 0.00024093 | 0.00024093 | 0.00024093 | 0.00024093 | 0.00024093 | 0.00024093 | 0.00024093 | 0.00024093 | 0.00024093 | 0.00024093 | 0.00024093 | 0.00024093 | 0.00024093 | 0.00024093 | 0.00024093 | 0.00024093 | 0.00024093 | 0.00024093 | 0.00024093 | 0.00024093 | 0.00024093 | 0.00024093 | 0.00024093 | 0.00024093 | 0.00024093 | 0.00024093 | 0.00024093 | 0.00024093 | 0.00024093 | 0.00024093 | 0.00024093 | 0.00024093 | 0.00024093 | 0.00024093 | 0.00024093 | 0.00024093 | 0.00024093 | 0.00024093 | 0.00024093 | 0.00024093 | 0.00024093 | 0.00024093 | 0.00024093
|  | SUT6 | Suffolk Thetford WTW backwash water recovery | Total NPC |  |  | Total | 2019-20: 0.10288
|  | SWC1 | Cambridge Water to Cambs and West Suffolk (10 Ml/d) | Capex |  |  |  | 0 | 0 | 0 | 0 | 0 | 0 | 3.8706 | 10.4565 | 15.5488 | 7.7162 | 0 | 0 | 0 | 0 | 0 | 0.0088291 | 0.022799 | 0 | 0 | 0 | 0 | 0 | 0.0088291 | 0.43682 | 1.1724 | 0 | 0 | 0 | 0 | 0.0088291 | 0.022799 | 0 | 0 | 0 | 0 | 0 | 0.0088291 | 0.022799 | 0.42179 | 1.1724 | 0 | 0 | 0 | 0.0088291 | 0.022799 | 0 | 0 | 0 | 0 | 0 | 0.0088291 | 0.022799 | 0 | 0.42179 | 1.1724 | 0 | 0 | 0.0088291 | 0.17046 | 0.59065 | 0 | 0 | 0 | 0 | 0.0088291 | 0.022799 | 0 | 0 | 0.42179 | 1.1724 | 0 | 0.0088291 | 0.022799 | 0 | 0 | 0 | 0 | 0 | 0.0088291 | 0.022799 | 0 | 0 | 0 | 0.42179 | 1.1724 | 0.0088291
|  | SWC1 | Cambridge Water to Cambs and West Suffolk (10 Ml/d) | Capex | Optimism Bias |  |  | 0 | 0 | 0 | 0 | 0 | 0 | 0.7122 | 1.924 | 2.861 | 1.4198 | 0 | 0 | 0 | 0 | 0 | 0.0016246 | 0.0041951 | 0 | 0 | 0 | 0 | 0 | 0.0016246 | 0.080375 | 0.21572 | 0 | 0 | 0 | 0 | 0.0016246 | 0.0041951 | 0 | 0 | 0 | 0 | 0 | 0.0016246 | 0.0041951 | 0.077609 | 0.21572 | 0 | 0 | 0 | 0.0016246 | 0.0041951 | 0 | 0 | 0 | 0 | 0 | 0.0016246 | 0.0041951 | 0 | 0.077609 | 0.21572 | 0 | 0 | 0.0016246 | 0.031365 | 0.10868 | 0 | 0 | 0 | 0 | 0.0016246 | 0.0041951 | 0 | 0 | 0.077609 | 0.21572 | 0 | 0.0016246 | 0.0041951 | 0 | 0 | 0 | 0 | 0 | 0.0016246 | 0.0041951 | 0 | 0 | 0 | 0.077609 | 0.21572 | 0.0016246
|  | SWC1 | Cambridge Water to Cambs and West Suffolk (10 Ml/d) | Discount Factor | [9 empty] | 0.96618 | 0.93351 | 0.90194 | 0.87144 | 0.84197 | 0.8135 | 0.78599 | 0.75941 | 0.73373 | 0.70892 | 0.68495 | 0.66178 | 0.6394 | 0.61778 | 0.59689 | 0.57671 | 0.5572 | 0.53836 | 0.52016 | 0.50257 | 0.48557 | 0.46915 | 0.45329 | 0.43796 | 0.42315 | 0.40884 | 0.39501 | 0.38165 | 0.36875 | 0.35628 | 0.39999 | 0.38834 | 0.37703 | 0.36604 | 0.35538 | 0.34503 | 0.33498 | 0.32523 | 0.31575 | 0.30656 | 0.29763 | 0.28896 | 0.28054 | 0.27237 | 0.26444 | 0.25674 | 0.24926 | 0.242 | 0.23495 | 0.22811 | 0.22146 | 0.21501 | 0.20875 | 0.20267 | 0.19677 | 0.19104 | 0.18547 | 0.18007 | 0.17483 | 0.16973 | 0.16479 | 0.15999 | 0.15533 | 0.15081 | 0.14641 | 0.14215 | 0.13801 | 0.13399 | 0.13009 | 0.1263 | 0.12262 | 0.11905 | 0.11558 | 0.11221 | 0.10895 | 0.1531 | 0.14937 | 0.14573 | 0.14217 | 0.1387
|  | SWC1 | Cambridge Water to Cambs and West Suffolk (10 Ml/d) | Discount Rate | [9 empty] | 0.035 | 0.035 | 0.035 | 0.035 | 0.035 | 0.035 | 0.035 | 0.035 | 0.035 | 0.035 | 0.035 | 0.035 | 0.035 | 0.035 | 0.035 | 0.035 | 0.035 | 0.035 | 0.035 | 0.035 | 0.035 | 0.035 | 0.035 | 0.035 | 0.035 | 0.035 | 0.035 | 0.035 | 0.035 | 0.035 | 0.03 | 0.03 | 0.03 | 0.03 | 0.03 | 0.03 | 0.03 | 0.03 | 0.03 | 0.03 | 0.03 | 0.03 | 0.03 | 0.03 | 0.03 | 0.03 | 0.03 | 0.03 | 0.03 | 0.03 | 0.03 | 0.03 | 0.03 | 0.03 | 0.03 | 0.03 | 0.03 | 0.03 | 0.03 | 0.03 | 0.03 | 0.03 | 0.03 | 0.03 | 0.03 | 0.03 | 0.03 | 0.03 | 0.03 | 0.03 | 0.03 | 0.03 | 0.03 | 0.03 | 0.03 | 0.025 | 0.025 | 0.025 | 0.025 | 0.025
|  | SWC1 | Cambridge Water to Cambs and West Suffolk (10 Ml/d) | Financing Cost | [9 empty] | 0.14665 | 0.54283 | 1.1319 | 1.4178 | 1.4047 | 1.3917 | 1.3786 | 1.3656 | 1.3525 | 1.3398 | 1.3276 | 1.3145 | 1.3014 | 1.2883 | 1.2752 | 1.2621 | 1.2494 | 1.2523 | 1.2841 | 1.2728 | 1.2616 | 1.2503 | 1.239 | 1.2281 | 1.2177 | 1.2064 | 1.1951 | 1.1838 | 1.1725 | 1.1612 | 1.1503 | 1.1398 | 1.1445 | 1.1776 | 1.1663 | 1.155 | 1.1437 | 1.1328 | 1.1223 | 1.111 | 1.0997 | 1.0884 | 1.0771 | 1.0659 | 1.0549 | 1.0445 | 1.0332 | 1.0378 | 1.071 | 1.0597 | 1.0484 | 1.0374 | 1.0325 | 1.0435 | 1.0322 | 1.0209 | 1.0096 | 0.99833 | 0.98737 | 0.97694 | 0.96564 | 0.95434 | 0.95902 | 0.99214 | 0.98085 | 0.96988 | 0.95945 | 0.94815 | 0.93685 | 0.92555 | 0.91425 | 0.90296 | 0.89199 | 0.88156 | 0.87026 | 0.85896 | 0.84766 | 0.85235 | 0.88547 | 0.8745
|  | SWC1 | Cambridge Water to Cambs and West Suffolk (10 Ml/d) | Net Present Cost (NPC) | [9 empty] | 0.14169 | 0.50673 | 1.0209 | 1.2478 | 1.2421 | 1.2239 | 1.1722 | 1.1227 | 1.0751 | 1.0297 | 0.98654 | 0.94452 | 0.90422 | 0.86555 | 0.82847 | 0.79291 | 0.75899 | 0.73492 | 0.72657 | 0.69634 | 0.66733 | 0.63948 | 0.61275 | 0.58724 | 0.56298 | 0.53932 | 0.51662 | 0.49484 | 0.47394 | 0.45389 | 0.50519 | 0.48643 | 0.47402 | 0.47234 | 0.45457 | 0.43743 | 0.42091 | 0.40508 | 0.38999 | 0.37516 | 0.36088 | 0.3471 | 0.33382 | 0.32102 | 0.30877 | 0.2971 | 0.28563 | 0.27844 | 0.27811 | 0.26744 | 0.25715 | 0.2473 | 0.23907 | 0.23434 | 0.2253 | 0.21658 | 0.20817 | 0.20007 | 0.19233 | 0.18496 | 0.17771 | 0.17072 | 0.16648 | 0.16663 | 0.16012 | 0.1539 | 0.14797 | 0.14215 | 0.13654 | 0.13114 | 0.12593 | 0.12092 | 0.11613 | 0.11158 | 0.1071 | 0.14877 | 0.14346 | 0.14064 | 0.14192 | 0.13694
|  | SWC1 | Cambridge Water to Cambs and West Suffolk (10 Ml/d) | Opex | [9 empty] | 0 | 0 | 0 | 0.014095 | 0.070473 | 0.11276 | 0.11276 | 0.11276 | 0.11276 | 0.11276 | 0.11276 | 0.11276 | 0.11276 | 0.11276 | 0.11276 | 0.11276 | 0.11276 | 0.11276 | 0.11276 | 0.11276 | 0.11276 | 0.11276 | 0.11276 | 0.11276 | 0.11276 | 0.11276 | 0.11276 | 0.11276 | 0.11276 | 0.11276 | 0.11276 | 0.11276 | 0.11276 | 0.11276 | 0.11276 | 0.11276 | 0.11276 | 0.11276 | 0.11276 | 0.11276 | 0.11276 | 0.11276 | 0.11276 | 0.11276 | 0.11276 | 0.11276 | 0.11276 | 0.11276 | 0.11276 | 0.11276 | 0.11276 | 0.11276 | 0.11276 | 0.11276 | 0.11276 | 0.11276 | 0.11276 | 0.11276 | 0.11276 | 0.11276 | 0.11276 | 0.11276 | 0.11276 | 0.11276 | 0.11276 | 0.11276 | 0.11276 | 0.11276 | 0.11276 | 0.11276 | 0.11276 | 0.11276 | 0.11276 | 0.11276 | 0.11276 | 0.11276 | 0.11276 | 0.11276 | 0.11276 | 0.11276
|  | SWC1 | Cambridge Water to Cambs and West Suffolk (10 Ml/d) | Total NPC |  |  | Total | 2019-20: 36.1217
|  | SWC13 | Suffolk West & Cambs groundwater relocation | Capex |  |  |  | 0 | 0 | 0 | 0 | 0 | 0 | 0.718 | 1.9766 | 3.1914 | 1.8337 | 0 | 0 | 0 | 0 | 0 | 0.0032096 | 0.015649 | 0 | 0 | 0 | 0 | 0 | 0.0032096 | 0.23729 | 1.0879 | 0 | 0 | 0 | 0 | 0.0032096 | 0.015649 | 0 | 0 | 0 | 0 | 0 | 0.0032096 | 0.015649 | 0.22246 | 1.0879 | 0 | 0 | 0 | 0.0032096 | 0.015649 | 0 | 0 | 0 | 0 | 0 | 0.0032096 | 0.015649 | 0 | 0.22246 | 1.0879 | 0 | 0 | 0.0032096 | 0.37491 | 1.437 | 0 | 0 | 0 | 0 | 0.0032096 | 0.015649 | 0 | 0 | 0.22246 | 1.0879 | 0 | 0.0032096 | 0.015649 | 0 | 0 | 0 | 0 | 0 | 0.0032096 | 0.015649 | 0 | 0 | 0 | 0.22246 | 1.0879 | 0.0032096
|  | SWC13 | Suffolk West & Cambs groundwater relocation | Capex | Optimism Bias |  |  | 0 | 0 | 0 | 0 | 0 | 0 | 3.2088e-11 | 8.8336e-11 | 1.4263e-10 | 8.1951e-11 | 0 | 0 | 0 | 0 | 0 | 1.4344e-13 | 6.9937e-13 | 0 | 0 | 0 | 0 | 0 | 1.4344e-13 | 1.0605e-11 | 4.862e-11 | 0 | 0 | 0 | 0 | 1.4344e-13 | 6.9937e-13 | 0 | 0 | 0 | 0 | 0 | 1.4344e-13 | 6.9937e-13 | 9.9422e-12 | 4.862e-11 | 0 | 0 | 0 | 1.4344e-13 | 6.9937e-13 | 0 | 0 | 0 | 0 | 0 | 1.4344e-13 | 6.9937e-13 | 0 | 9.9422e-12 | 4.862e-11 | 0 | 0 | 1.4344e-13 | 1.6755e-11 | 6.4223e-11 | 0 | 0 | 0 | 0 | 1.4344e-13 | 6.9937e-13 | 0 | 0 | 9.9422e-12 | 4.862e-11 | 0 | 1.4344e-13 | 6.9937e-13 | 0 | 0 | 0 | 0 | 0 | 1.4344e-13 | 6.9937e-13 | 0 | 0 | 0 | 9.9422e-12 | 4.862e-11 | 1.4344e-13
|  | SWC13 | Suffolk West & Cambs groundwater relocation | Discount Factor | [9 empty] | 0.96618 | 0.93351 | 0.90194 | 0.87144 | 0.84197 | 0.8135 | 0.78599 | 0.75941 | 0.73373 | 0.70892 | 0.68495 | 0.66178 | 0.6394 | 0.61778 | 0.59689 | 0.57671 | 0.5572 | 0.53836 | 0.52016 | 0.50257 | 0.48557 | 0.46915 | 0.45329 | 0.43796 | 0.42315 | 0.40884 | 0.39501 | 0.38165 | 0.36875 | 0.35628 | 0.39999 | 0.38834 | 0.37703 | 0.36604 | 0.35538 | 0.34503 | 0.33498 | 0.32523 | 0.31575 | 0.30656 | 0.29763 | 0.28896 | 0.28054 | 0.27237 | 0.26444 | 0.25674 | 0.24926 | 0.242 | 0.23495 | 0.22811 | 0.22146 | 0.21501 | 0.20875 | 0.20267 | 0.19677 | 0.19104 | 0.18547 | 0.18007 | 0.17483 | 0.16973 | 0.16479 | 0.15999 | 0.15533 | 0.15081 | 0.14641 | 0.14215 | 0.13801 | 0.13399 | 0.13009 | 0.1263 | 0.12262 | 0.11905 | 0.11558 | 0.11221 | 0.10895 | 0.1531 | 0.14937 | 0.14573 | 0.14217 | 0.1387
|  | SWC13 | Suffolk West & Cambs groundwater relocation | Discount Rate | [9 empty] | 0.035 | 0.035 | 0.035 | 0.035 | 0.035 | 0.035 | 0.035 | 0.035 | 0.035 | 0.035 | 0.035 | 0.035 | 0.035 | 0.035 | 0.035 | 0.035 | 0.035 | 0.035 | 0.035 | 0.035 | 0.035 | 0.035 | 0.035 | 0.035 | 0.035 | 0.035 | 0.035 | 0.035 | 0.035 | 0.035 | 0.03 | 0.03 | 0.03 | 0.03 | 0.03 | 0.03 | 0.03 | 0.03 | 0.03 | 0.03 | 0.03 | 0.03 | 0.03 | 0.03 | 0.03 | 0.03 | 0.03 | 0.03 | 0.03 | 0.03 | 0.03 | 0.03 | 0.03 | 0.03 | 0.03 | 0.03 | 0.03 | 0.03 | 0.03 | 0.03 | 0.03 | 0.03 | 0.03 | 0.03 | 0.03 | 0.03 | 0.03 | 0.03 | 0.03 | 0.03 | 0.03 | 0.03 | 0.03 | 0.03 | 0.03 | 0.025 | 0.025 | 0.025 | 0.025 | 0.025
|  | SWC13 | Suffolk West & Cambs groundwater relocation | Financing Cost | [9 empty] | 0.022976 | 0.086227 | 0.18835 | 0.24414 | 0.23838 | 0.23261 | 0.22684 | 0.22107 | 0.2153 | 0.20963 | 0.20436 | 0.19862 | 0.19288 | 0.18713 | 0.18139 | 0.17565 | 0.17001 | 0.17162 | 0.20098 | 0.1963 | 0.19162 | 0.18694 | 0.18225 | 0.17767 | 0.17349 | 0.1688 | 0.16412 | 0.15943 | 0.15475 | 0.15006 | 0.14548 | 0.14129 | 0.14373 | 0.17385 | 0.16917 | 0.16448 | 0.15979 | 0.15521 | 0.15103 | 0.14634 | 0.14165 | 0.13697 | 0.13228 | 0.12759 | 0.12301 | 0.11883 | 0.11414 | 0.11657 | 0.1467 | 0.14201 | 0.13733 | 0.13274 | 0.13994 | 0.18112 | 0.17644 | 0.17175 | 0.16706 | 0.16238 | 0.15779 | 0.15361 | 0.14892 | 0.14424 | 0.14667 | 0.1768 | 0.17211 | 0.16753 | 0.16334 | 0.15866 | 0.15397 | 0.14928 | 0.1446 | 0.13991 | 0.13533 | 0.13114 | 0.12646 | 0.12177 | 0.11708 | 0.11952 | 0.14964 | 0.14506
|  | SWC13 | Suffolk West & Cambs groundwater relocation | Net Present Cost (NPC) | [9 empty] | 0.022199 | 0.080494 | 0.16988 | 0.21562 | 0.22005 | 0.22126 | 0.20925 | 0.19779 | 0.18687 | 0.17653 | 0.16695 | 0.15751 | 0.14851 | 0.13994 | 0.13178 | 0.12401 | 0.11667 | 0.1136 | 0.12503 | 0.11845 | 0.11217 | 0.10618 | 0.10046 | 0.095062 | 0.090077 | 0.085115 | 0.080386 | 0.075879 | 0.071585 | 0.067495 | 0.073942 | 0.070163 | 0.069037 | 0.078054 | 0.074115 | 0.07034 | 0.066721 | 0.063287 | 0.060122 | 0.056935 | 0.053881 | 0.050958 | 0.048159 | 0.04548 | 0.042943 | 0.040618 | 0.038267 | 0.037741 | 0.04372 | 0.041378 | 0.039135 | 0.037009 | 0.037434 | 0.04469 | 0.042466 | 0.040334 | 0.03829 | 0.036331 | 0.034472 | 0.032757 | 0.031031 | 0.029377 | 0.0289 | 0.032601 | 0.030966 | 0.029412 | 0.027978 | 0.026535 | 0.025153 | 0.023828 | 0.022559 | 0.021345 | 0.020193 | 0.019135 | 0.018067 | 0.024673 | 0.023371 | 0.023156 | 0.026874 | 0.025583
|  | SWC13 | Suffolk West & Cambs groundwater relocation | Opex | [9 empty] | 0 | 0 | 0 | 0.003282 | 0.022974 | 0.039384 | 0.039384 | 0.039384 | 0.039384 | 0.039384 | 0.039384 | 0.039384 | 0.039384 | 0.039384 | 0.039384 | 0.039384 | 0.039384 | 0.039384 | 0.039384 | 0.039384 | 0.039384 | 0.039384 | 0.039384 | 0.039384 | 0.039384 | 0.039384 | 0.039384 | 0.039384 | 0.039384 | 0.039384 | 0.039384 | 0.039384 | 0.039384 | 0.039384 | 0.039384 | 0.039384 | 0.039384 | 0.039384 | 0.039384 | 0.039384 | 0.039384 | 0.039384 | 0.039384 | 0.039384 | 0.039384 | 0.039384 | 0.039384 | 0.039384 | 0.039384 | 0.039384 | 0.039384 | 0.039384 | 0.039384 | 0.039384 | 0.039384 | 0.039384 | 0.039384 | 0.039384 | 0.039384 | 0.039384 | 0.039384 | 0.039384 | 0.039384 | 0.039384 | 0.039384 | 0.039384 | 0.039384 | 0.039384 | 0.039384 | 0.039384 | 0.039384 | 0.039384 | 0.039384 | 0.039384 | 0.039384 | 0.039384 | 0.039384 | 0.039384 | 0.039384 | 0.039384
|  | SWC13 | Suffolk West & Cambs groundwater relocation | Total NPC |  |  | Total | 2019-20: 5.9463
|  | SWC2 | Fendland to Cambs and West Suffolk potable transfer (10 Ml/d) | Capex |  |  |  | 0 | 0 | 0 | 0 | 0 | 0 | 11 | 29.7165 | 44.1885 | 21.9288 | 0 | 0 | 0 | 0 | 0 | 0.0087879 | 0.022691 | 0 | 0 | 0 | 0 | 0 | 0.0087879 | 0.45138 | 1.2138 | 0 | 0 | 0 | 0 | 0.0087879 | 0.022691 | 0 | 0 | 0 | 0 | 0 | 0.0087879 | 0.022691 | 0.43646 | 1.2138 | 0 | 0 | 0 | 0.0087879 | 0.022691 | 0 | 0 | 0 | 0 | 0 | 0.0087879 | 0.022691 | 0 | 0.43646 | 1.2138 | 0 | 0 | 0.0087879 | 0.23891 | 0.8649 | 0 | 0 | 0 | 0 | 0.0087879 | 0.022691 | 0 | 0 | 0.43646 | 1.2138 | 0 | 0.0087879 | 0.022691 | 0 | 0 | 0 | 0 | 0 | 0.0087879 | 0.022691 | 0 | 0 | 0 | 0.43646 | 1.2138 | 0.0087879
|  | SWC2 | Fendland to Cambs and West Suffolk potable transfer (10 Ml/d) | Capex | Optimism Bias |  |  | 0 | 0 | 0 | 0 | 0 | 0 | 2.024 | 5.4678 | 8.1307 | 4.0349 | 0 | 0 | 0 | 0 | 0 | 0.001617 | 0.0041751 | 0 | 0 | 0 | 0 | 0 | 0.001617 | 0.083053 | 0.22334 | 0 | 0 | 0 | 0 | 0.001617 | 0.0041751 | 0 | 0 | 0 | 0 | 0 | 0.001617 | 0.0041751 | 0.080309 | 0.22334 | 0 | 0 | 0 | 0.001617 | 0.0041751 | 0 | 0 | 0 | 0 | 0 | 0.001617 | 0.0041751 | 0 | 0.080309 | 0.22334 | 0 | 0 | 0.001617 | 0.04396 | 0.15914 | 0 | 0 | 0 | 0 | 0.001617 | 0.0041751 | 0 | 0 | 0.080309 | 0.22334 | 0 | 0.001617 | 0.0041751 | 0 | 0 | 0 | 0 | 0 | 0.001617 | 0.0041751 | 0 | 0 | 0 | 0.080309 | 0.22334 | 0.001617
|  | SWC2 | Fendland to Cambs and West Suffolk potable transfer (10 Ml/d) | Discount Factor | [9 empty] | 0.96618 | 0.93351 | 0.90194 | 0.87144 | 0.84197 | 0.8135 | 0.78599 | 0.75941 | 0.73373 | 0.70892 | 0.68495 | 0.66178 | 0.6394 | 0.61778 | 0.59689 | 0.57671 | 0.5572 | 0.53836 | 0.52016 | 0.50257 | 0.48557 | 0.46915 | 0.45329 | 0.43796 | 0.42315 | 0.40884 | 0.39501 | 0.38165 | 0.36875 | 0.35628 | 0.39999 | 0.38834 | 0.37703 | 0.36604 | 0.35538 | 0.34503 | 0.33498 | 0.32523 | 0.31575 | 0.30656 | 0.29763 | 0.28896 | 0.28054 | 0.27237 | 0.26444 | 0.25674 | 0.24926 | 0.242 | 0.23495 | 0.22811 | 0.22146 | 0.21501 | 0.20875 | 0.20267 | 0.19677 | 0.19104 | 0.18547 | 0.18007 | 0.17483 | 0.16973 | 0.16479 | 0.15999 | 0.15533 | 0.15081 | 0.14641 | 0.14215 | 0.13801 | 0.13399 | 0.13009 | 0.1263 | 0.12262 | 0.11905 | 0.11558 | 0.11221 | 0.10895 | 0.1531 | 0.14937 | 0.14573 | 0.14217 | 0.1387
|  | SWC2 | Fendland to Cambs and West Suffolk potable transfer (10 Ml/d) | Discount Rate | [9 empty] | 0.035 | 0.035 | 0.035 | 0.035 | 0.035 | 0.035 | 0.035 | 0.035 | 0.035 | 0.035 | 0.035 | 0.035 | 0.035 | 0.035 | 0.035 | 0.035 | 0.035 | 0.035 | 0.035 | 0.035 | 0.035 | 0.035 | 0.035 | 0.035 | 0.035 | 0.035 | 0.035 | 0.035 | 0.035 | 0.035 | 0.03 | 0.03 | 0.03 | 0.03 | 0.03 | 0.03 | 0.03 | 0.03 | 0.03 | 0.03 | 0.03 | 0.03 | 0.03 | 0.03 | 0.03 | 0.03 | 0.03 | 0.03 | 0.03 | 0.03 | 0.03 | 0.03 | 0.03 | 0.03 | 0.03 | 0.03 | 0.03 | 0.03 | 0.03 | 0.03 | 0.03 | 0.03 | 0.03 | 0.03 | 0.03 | 0.03 | 0.03 | 0.03 | 0.03 | 0.03 | 0.03 | 0.03 | 0.03 | 0.03 | 0.03 | 0.025 | 0.025 | 0.025 | 0.025 | 0.025
|  | SWC2 | Fendland to Cambs and West Suffolk potable transfer (10 Ml/d) | Financing Cost | [9 empty] | 0.41677 | 1.5427 | 3.2169 | 4.0343 | 4.0075 | 3.9807 | 3.9539 | 3.9271 | 3.9003 | 3.8738 | 3.8478 | 3.821 | 3.7942 | 3.7673 | 3.7405 | 3.7136 | 3.6871 | 3.6769 | 3.6966 | 3.6719 | 3.6472 | 3.6226 | 3.5979 | 3.5735 | 3.5497 | 3.525 | 3.5003 | 3.4756 | 3.4509 | 3.4261 | 3.4018 | 3.3779 | 3.3697 | 3.391 | 3.3663 | 3.3416 | 3.3169 | 3.2925 | 3.2686 | 3.2439 | 3.2192 | 3.1945 | 3.1698 | 3.145 | 3.1207 | 3.0968 | 3.0721 | 3.0639 | 3.0852 | 3.0605 | 3.0358 | 3.0114 | 2.9956 | 3.0036 | 2.9789 | 2.9542 | 2.9294 | 2.9047 | 2.8804 | 2.8565 | 2.8318 | 2.8071 | 2.7989 | 2.8202 | 2.7954 | 2.7711 | 2.7472 | 2.7225 | 2.6978 | 2.6731 | 2.6483 | 2.6236 | 2.5992 | 2.5754 | 2.5507 | 2.526 | 2.5012 | 2.4931 | 2.5143 | 2.49
|  | SWC2 | Fendland to Cambs and West Suffolk potable transfer (10 Ml/d) | Net Present Cost (NPC) | [9 empty] | 0.40268 | 1.4401 | 2.9014 | 3.5287 | 3.4373 | 3.3358 | 3.2019 | 3.0733 | 2.9497 | 2.8312 | 2.7176 | 2.608 | 2.5026 | 2.4014 | 2.3042 | 2.2108 | 2.1213 | 2.044 | 1.9851 | 1.9056 | 1.8292 | 1.7557 | 1.6852 | 1.6175 | 1.5527 | 1.4901 | 1.43 | 1.3722 | 1.3167 | 1.2633 | 1.4086 | 1.3583 | 1.3156 | 1.2851 | 1.2389 | 1.1943 | 1.1512 | 1.1098 | 1.0699 | 1.0312 | 0.99378 | 0.95769 | 0.92287 | 0.88925 | 0.85691 | 0.82582 | 0.79561 | 0.77046 | 0.75301 | 0.72544 | 0.69884 | 0.67324 | 0.65035 | 0.63302 | 0.60972 | 0.58724 | 0.56555 | 0.54463 | 0.5245 | 0.50518 | 0.48639 | 0.46827 | 0.45336 | 0.44336 | 0.42683 | 0.41093 | 0.39567 | 0.38084 | 0.36653 | 0.35273 | 0.33943 | 0.3266 | 0.31427 | 0.30244 | 0.29094 | 0.40508 | 0.39151 | 0.38077 | 0.3745 | 0.36199
|  | SWC2 | Fendland to Cambs and West Suffolk potable transfer (10 Ml/d) | Opex | [9 empty] | 0 | 0 | 0 | 0.014977 | 0.074883 | 0.11981 | 0.11981 | 0.11981 | 0.11981 | 0.11981 | 0.11981 | 0.11981 | 0.11981 | 0.11981 | 0.11981 | 0.11981 | 0.11981 | 0.11981 | 0.11981 | 0.11981 | 0.11981 | 0.11981 | 0.11981 | 0.11981 | 0.11981 | 0.11981 | 0.11981 | 0.11981 | 0.11981 | 0.11981 | 0.11981 | 0.11981 | 0.11981 | 0.11981 | 0.11981 | 0.11981 | 0.11981 | 0.11981 | 0.11981 | 0.11981 | 0.11981 | 0.11981 | 0.11981 | 0.11981 | 0.11981 | 0.11981 | 0.11981 | 0.11981 | 0.11981 | 0.11981 | 0.11981 | 0.11981 | 0.11981 | 0.11981 | 0.11981 | 0.11981 | 0.11981 | 0.11981 | 0.11981 | 0.11981 | 0.11981 | 0.11981 | 0.11981 | 0.11981 | 0.11981 | 0.11981 | 0.11981 | 0.11981 | 0.11981 | 0.11981 | 0.11981 | 0.11981 | 0.11981 | 0.11981 | 0.11981 | 0.11981 | 0.11981 | 0.11981 | 0.11981 | 0.11981
|  | SWC2 | Fendland to Cambs and West Suffolk potable transfer (10 Ml/d) | Total NPC |  |  | Total | 2019-20: 99.5337
|  | SWC3 | East Suffolk to Cambs and West Suffolk potable transfer (10 Ml/d) | Capex |  |  |  | 0 | 0 | 0 | 0 | 0 | 0 | 5.7025 | 15.4053 | 22.9078 | 11.3681 | 0 | 0 | 0 | 0 | 0 | 0.016143 | 0.042193 | 0 | 0 | 0 | 0 | 0 | 0.016143 | 0.88837 | 2.4876 | 0 | 0 | 0 | 0 | 0.016143 | 0.042193 | 0 | 0 | 0 | 0 | 0 | 0.016143 | 0.042193 | 0.85942 | 2.4876 | 0 | 0 | 0 | 0.016143 | 0.042193 | 0 | 0 | 0 | 0 | 0 | 0.016143 | 0.042193 | 0 | 0.85942 | 2.4876 | 0 | 0 | 0.016143 | 0.36001 | 1.2713 | 0 | 0 | 0 | 0 | 0.016143 | 0.042193 | 0 | 0 | 0.85942 | 2.4876 | 0 | 0.016143 | 0.042193 | 0 | 0 | 0 | 0 | 0 | 0.016143 | 0.042193 | 0 | 0 | 0 | 0.85942 | 2.4876 | 0.016143
|  | SWC3 | East Suffolk to Cambs and West Suffolk potable transfer (10 Ml/d) | Capex | Optimism Bias |  |  | 0 | 0 | 0 | 0 | 0 | 0 | 1.0493 | 2.8346 | 4.215 | 2.0917 | 0 | 0 | 0 | 0 | 0 | 0.0029704 | 0.0077636 | 0 | 0 | 0 | 0 | 0 | 0.0029704 | 0.16346 | 0.45772 | 0 | 0 | 0 | 0 | 0.0029704 | 0.0077636 | 0 | 0 | 0 | 0 | 0 | 0.0029704 | 0.0077636 | 0.15813 | 0.45772 | 0 | 0 | 0 | 0.0029704 | 0.0077636 | 0 | 0 | 0 | 0 | 0 | 0.0029704 | 0.0077636 | 0 | 0.15813 | 0.45772 | 0 | 0 | 0.0029704 | 0.066241 | 0.23391 | 0 | 0 | 0 | 0 | 0.0029704 | 0.0077636 | 0 | 0 | 0.15813 | 0.45772 | 0 | 0.0029704 | 0.0077636 | 0 | 0 | 0 | 0 | 0 | 0.0029704 | 0.0077636 | 0 | 0 | 0 | 0.15813 | 0.45772 | 0.0029704
|  | SWC3 | East Suffolk to Cambs and West Suffolk potable transfer (10 Ml/d) | Discount Factor | [9 empty] | 0.96618 | 0.93351 | 0.90194 | 0.87144 | 0.84197 | 0.8135 | 0.78599 | 0.75941 | 0.73373 | 0.70892 | 0.68495 | 0.66178 | 0.6394 | 0.61778 | 0.59689 | 0.57671 | 0.5572 | 0.53836 | 0.52016 | 0.50257 | 0.48557 | 0.46915 | 0.45329 | 0.43796 | 0.42315 | 0.40884 | 0.39501 | 0.38165 | 0.36875 | 0.35628 | 0.39999 | 0.38834 | 0.37703 | 0.36604 | 0.35538 | 0.34503 | 0.33498 | 0.32523 | 0.31575 | 0.30656 | 0.29763 | 0.28896 | 0.28054 | 0.27237 | 0.26444 | 0.25674 | 0.24926 | 0.242 | 0.23495 | 0.22811 | 0.22146 | 0.21501 | 0.20875 | 0.20267 | 0.19677 | 0.19104 | 0.18547 | 0.18007 | 0.17483 | 0.16973 | 0.16479 | 0.15999 | 0.15533 | 0.15081 | 0.14641 | 0.14215 | 0.13801 | 0.13399 | 0.13009 | 0.1263 | 0.12262 | 0.11905 | 0.11558 | 0.11221 | 0.10895 | 0.1531 | 0.14937 | 0.14573 | 0.14217 | 0.1387
|  | SWC3 | East Suffolk to Cambs and West Suffolk potable transfer (10 Ml/d) | Discount Rate | [9 empty] | 0.035 | 0.035 | 0.035 | 0.035 | 0.035 | 0.035 | 0.035 | 0.035 | 0.035 | 0.035 | 0.035 | 0.035 | 0.035 | 0.035 | 0.035 | 0.035 | 0.035 | 0.035 | 0.035 | 0.035 | 0.035 | 0.035 | 0.035 | 0.035 | 0.035 | 0.035 | 0.035 | 0.035 | 0.035 | 0.035 | 0.03 | 0.03 | 0.03 | 0.03 | 0.03 | 0.03 | 0.03 | 0.03 | 0.03 | 0.03 | 0.03 | 0.03 | 0.03 | 0.03 | 0.03 | 0.03 | 0.03 | 0.03 | 0.03 | 0.03 | 0.03 | 0.03 | 0.03 | 0.03 | 0.03 | 0.03 | 0.03 | 0.03 | 0.03 | 0.03 | 0.03 | 0.03 | 0.03 | 0.03 | 0.03 | 0.03 | 0.03 | 0.03 | 0.03 | 0.03 | 0.03 | 0.03 | 0.03 | 0.03 | 0.03 | 0.025 | 0.025 | 0.025 | 0.025 | 0.025
|  | SWC3 | East Suffolk to Cambs and West Suffolk potable transfer (10 Ml/d) | Financing Cost | [9 empty] | 0.21606 | 0.79973 | 1.6677 | 2.0868 | 2.0635 | 2.0403 | 2.0171 | 1.9938 | 1.9706 | 1.948 | 1.9263 | 1.903 | 1.8797 | 1.8564 | 1.8332 | 1.8099 | 1.7872 | 1.7965 | 1.8685 | 1.8494 | 1.8302 | 1.8111 | 1.7919 | 1.7734 | 1.7558 | 1.7366 | 1.7174 | 1.6982 | 1.679 | 1.6597 | 1.6411 | 1.6235 | 1.6369 | 1.7119 | 1.6927 | 1.6735 | 1.6543 | 1.6357 | 1.618 | 1.5988 | 1.5796 | 1.5604 | 1.5412 | 1.5219 | 1.5033 | 1.4857 | 1.4665 | 1.4799 | 1.5549 | 1.5357 | 1.5165 | 1.4978 | 1.4921 | 1.521 | 1.5018 | 1.4825 | 1.4633 | 1.4441 | 1.4255 | 1.4079 | 1.3887 | 1.3695 | 1.3828 | 1.4578 | 1.4386 | 1.42 | 1.4024 | 1.3832 | 1.364 | 1.3447 | 1.3255 | 1.3063 | 1.2877 | 1.2701 | 1.2509 | 1.2316 | 1.2124 | 1.2258 | 1.3008 | 1.2822
|  | SWC3 | East Suffolk to Cambs and West Suffolk potable transfer (10 Ml/d) | Net Present Cost (NPC) | [9 empty] | 0.20875 | 0.74656 | 1.5041 | 1.8452 | 1.8666 | 1.8594 | 1.7783 | 1.7005 | 1.626 | 1.5549 | 1.4875 | 1.4218 | 1.3588 | 1.2985 | 1.2407 | 1.1853 | 1.1326 | 1.0993 | 1.0996 | 1.0528 | 1.0079 | 0.96481 | 0.9235 | 0.88415 | 0.84681 | 0.81032 | 0.77533 | 0.74178 | 0.70961 | 0.67877 | 0.7546 | 0.72578 | 0.70967 | 0.71647 | 0.68877 | 0.66208 | 0.63636 | 0.61177 | 0.58839 | 0.56536 | 0.54318 | 0.5218 | 0.50121 | 0.48138 | 0.46244 | 0.44445 | 0.42671 | 0.41751 | 0.42298 | 0.40628 | 0.39019 | 0.37482 | 0.36272 | 0.358 | 0.34379 | 0.3301 | 0.31692 | 0.30423 | 0.29212 | 0.28062 | 0.26928 | 0.25836 | 0.25291 | 0.25686 | 0.24656 | 0.23674 | 0.22741 | 0.21821 | 0.20936 | 0.20083 | 0.19263 | 0.18473 | 0.1772 | 0.17006 | 0.16301 | 0.22614 | 0.21776 | 0.21439 | 0.21983 | 0.21189
|  | SWC3 | East Suffolk to Cambs and West Suffolk potable transfer (10 Ml/d) | Opex | [9 empty] | 0 | 0 | 0 | 0.030678 | 0.15339 | 0.24542 | 0.24542 | 0.24542 | 0.24542 | 0.24542 | 0.24542 | 0.24542 | 0.24542 | 0.24542 | 0.24542 | 0.24542 | 0.24542 | 0.24542 | 0.24542 | 0.24542 | 0.24542 | 0.24542 | 0.24542 | 0.24542 | 0.24542 | 0.24542 | 0.24542 | 0.24542 | 0.24542 | 0.24542 | 0.24542 | 0.24542 | 0.24542 | 0.24542 | 0.24542 | 0.24542 | 0.24542 | 0.24542 | 0.24542 | 0.24542 | 0.24542 | 0.24542 | 0.24542 | 0.24542 | 0.24542 | 0.24542 | 0.24542 | 0.24542 | 0.24542 | 0.24542 | 0.24542 | 0.24542 | 0.24542 | 0.24542 | 0.24542 | 0.24542 | 0.24542 | 0.24542 | 0.24542 | 0.24542 | 0.24542 | 0.24542 | 0.24542 | 0.24542 | 0.24542 | 0.24542 | 0.24542 | 0.24542 | 0.24542 | 0.24542 | 0.24542 | 0.24542 | 0.24542 | 0.24542 | 0.24542 | 0.24542 | 0.24542 | 0.24542 | 0.24542 | 0.24542
|  | SWC3 | East Suffolk to Cambs and West Suffolk potable transfer (10 Ml/d) | Total NPC |  |  | Total | 2019-20: 54.4051
|  | SWC4 | Fenland to Cambs and West Suffolk potable transfer (20 Ml/d) | Capex |  |  |  | 0 | 0 | 0 | 0 | 0 | 0 | 12.6723 | 34.234 | 50.9061 | 25.2625 | 0 | 0 | 0 | 0 | 0 | 0.0094717 | 0.024493 | 0 | 0 | 0 | 0 | 0 | 0.0094717 | 0.74174 | 2.0758 | 0 | 0 | 0 | 0 | 0.0094717 | 0.024493 | 0 | 0 | 0 | 0 | 0 | 0.0094717 | 0.024493 | 0.72599 | 2.0758 | 0 | 0 | 0 | 0.0094717 | 0.024493 | 0 | 0 | 0 | 0 | 0 | 0.0094717 | 0.024493 | 0 | 0.72599 | 2.0758 | 0 | 0 | 0.0094717 | 0.36477 | 1.3611 | 0 | 0 | 0 | 0 | 0.0094717 | 0.024493 | 0 | 0 | 0.72599 | 2.0758 | 0 | 0.0094717 | 0.024493 | 0 | 0 | 0 | 0 | 0 | 0.0094717 | 0.024493 | 0 | 0 | 0 | 0.72599 | 2.0758 | 0.0094717
|  | SWC4 | Fenland to Cambs and West Suffolk potable transfer (20 Ml/d) | Capex | Optimism Bias |  |  | 0 | 0 | 0 | 0 | 0 | 0 | 2.3317 | 6.2991 | 9.3667 | 4.6483 | 0 | 0 | 0 | 0 | 0 | 0.0017428 | 0.0045068 | 0 | 0 | 0 | 0 | 0 | 0.0017428 | 0.13648 | 0.38195 | 0 | 0 | 0 | 0 | 0.0017428 | 0.0045068 | 0 | 0 | 0 | 0 | 0 | 0.0017428 | 0.0045068 | 0.13358 | 0.38195 | 0 | 0 | 0 | 0.0017428 | 0.0045068 | 0 | 0 | 0 | 0 | 0 | 0.0017428 | 0.0045068 | 0 | 0.13358 | 0.38195 | 0 | 0 | 0.0017428 | 0.067118 | 0.25044 | 0 | 0 | 0 | 0 | 0.0017428 | 0.0045068 | 0 | 0 | 0.13358 | 0.38195 | 0 | 0.0017428 | 0.0045068 | 0 | 0 | 0 | 0 | 0 | 0.0017428 | 0.0045068 | 0 | 0 | 0 | 0.13358 | 0.38195 | 0.0017428
|  | SWC4 | Fenland to Cambs and West Suffolk potable transfer (20 Ml/d) | Discount Factor | [9 empty] | 0.96618 | 0.93351 | 0.90194 | 0.87144 | 0.84197 | 0.8135 | 0.78599 | 0.75941 | 0.73373 | 0.70892 | 0.68495 | 0.66178 | 0.6394 | 0.61778 | 0.59689 | 0.57671 | 0.5572 | 0.53836 | 0.52016 | 0.50257 | 0.48557 | 0.46915 | 0.45329 | 0.43796 | 0.42315 | 0.40884 | 0.39501 | 0.38165 | 0.36875 | 0.35628 | 0.39999 | 0.38834 | 0.37703 | 0.36604 | 0.35538 | 0.34503 | 0.33498 | 0.32523 | 0.31575 | 0.30656 | 0.29763 | 0.28896 | 0.28054 | 0.27237 | 0.26444 | 0.25674 | 0.24926 | 0.242 | 0.23495 | 0.22811 | 0.22146 | 0.21501 | 0.20875 | 0.20267 | 0.19677 | 0.19104 | 0.18547 | 0.18007 | 0.17483 | 0.16973 | 0.16479 | 0.15999 | 0.15533 | 0.15081 | 0.14641 | 0.14215 | 0.13801 | 0.13399 | 0.13009 | 0.1263 | 0.12262 | 0.11905 | 0.11558 | 0.11221 | 0.10895 | 0.1531 | 0.14937 | 0.14573 | 0.14217 | 0.1387
|  | SWC4 | Fenland to Cambs and West Suffolk potable transfer (20 Ml/d) | Discount Rate | [9 empty] | 0.035 | 0.035 | 0.035 | 0.035 | 0.035 | 0.035 | 0.035 | 0.035 | 0.035 | 0.035 | 0.035 | 0.035 | 0.035 | 0.035 | 0.035 | 0.035 | 0.035 | 0.035 | 0.035 | 0.035 | 0.035 | 0.035 | 0.035 | 0.035 | 0.035 | 0.035 | 0.035 | 0.035 | 0.035 | 0.035 | 0.03 | 0.03 | 0.03 | 0.03 | 0.03 | 0.03 | 0.03 | 0.03 | 0.03 | 0.03 | 0.03 | 0.03 | 0.03 | 0.03 | 0.03 | 0.03 | 0.03 | 0.03 | 0.03 | 0.03 | 0.03 | 0.03 | 0.03 | 0.03 | 0.03 | 0.03 | 0.03 | 0.03 | 0.03 | 0.03 | 0.03 | 0.03 | 0.03 | 0.03 | 0.03 | 0.03 | 0.03 | 0.03 | 0.03 | 0.03 | 0.03 | 0.03 | 0.03 | 0.03 | 0.03 | 0.025 | 0.025 | 0.025 | 0.025 | 0.025
|  | SWC4 | Fenland to Cambs and West Suffolk potable transfer (20 Ml/d) | Financing Cost | [9 empty] | 0.48013 | 1.7772 | 3.7059 | 4.6458 | 4.6113 | 4.5768 | 4.5423 | 4.5078 | 4.4733 | 4.4392 | 4.4056 | 4.371 | 4.3365 | 4.302 | 4.2675 | 4.2329 | 4.1988 | 4.1914 | 4.2366 | 4.2059 | 4.1752 | 4.1446 | 4.1139 | 4.0836 | 4.0538 | 4.0231 | 3.9924 | 3.9616 | 3.9309 | 3.9002 | 3.8698 | 3.84 | 3.8368 | 3.8848 | 3.854 | 3.8233 | 3.7926 | 3.7622 | 3.7324 | 3.7017 | 3.671 | 3.6403 | 3.6096 | 3.5788 | 3.5485 | 3.5187 | 3.488 | 3.4847 | 3.5327 | 3.5019 | 3.4712 | 3.4409 | 3.4238 | 3.4445 | 3.4138 | 3.3831 | 3.3524 | 3.3217 | 3.2913 | 3.2615 | 3.2308 | 3.2001 | 3.1968 | 3.2448 | 3.2141 | 3.1837 | 3.1539 | 3.1232 | 3.0925 | 3.0617 | 3.031 | 3.0003 | 2.9699 | 2.9401 | 2.9094 | 2.8787 | 2.848 | 2.8448 | 2.8927 | 2.8623
|  | SWC4 | Fenland to Cambs and West Suffolk potable transfer (20 Ml/d) | Net Present Cost (NPC) | [9 empty] | 0.46389 | 1.659 | 3.3425 | 4.0751 | 4.0107 | 3.9213 | 3.7616 | 3.6082 | 3.4608 | 3.3196 | 3.1843 | 3.0538 | 2.9284 | 2.8081 | 2.6925 | 2.5815 | 2.4752 | 2.3876 | 2.3303 | 2.2361 | 2.1456 | 2.0586 | 1.9751 | 1.895 | 1.8184 | 1.7443 | 1.6732 | 1.6049 | 1.5393 | 1.4763 | 1.6453 | 1.5858 | 1.5384 | 1.5111 | 1.4562 | 1.4032 | 1.352 | 1.3027 | 1.2554 | 1.2094 | 1.165 | 1.1222 | 1.0809 | 1.0411 | 1.0027 | 0.96587 | 0.93008 | 0.90221 | 0.8872 | 0.85435 | 0.82266 | 0.79217 | 0.76554 | 0.74744 | 0.71963 | 0.6928 | 0.66692 | 0.64197 | 0.61796 | 0.5949 | 0.57252 | 0.55092 | 0.53438 | 0.52604 | 0.50622 | 0.48716 | 0.46886 | 0.45109 | 0.43395 | 0.41743 | 0.40151 | 0.38616 | 0.3714 | 0.35724 | 0.34349 | 0.47801 | 0.46176 | 0.45003 | 0.44587 | 0.43078
|  | SWC4 | Fenland to Cambs and West Suffolk potable transfer (20 Ml/d) | Opex | [9 empty] | 0 | 0 | 0 | 0.03043 | 0.15215 | 0.24344 | 0.24344 | 0.24344 | 0.24344 | 0.24344 | 0.24344 | 0.24344 | 0.24344 | 0.24344 | 0.24344 | 0.24344 | 0.24344 | 0.24344 | 0.24344 | 0.24344 | 0.24344 | 0.24344 | 0.24344 | 0.24344 | 0.24344 | 0.24344 | 0.24344 | 0.24344 | 0.24344 | 0.24344 | 0.24344 | 0.24344 | 0.24344 | 0.24344 | 0.24344 | 0.24344 | 0.24344 | 0.24344 | 0.24344 | 0.24344 | 0.24344 | 0.24344 | 0.24344 | 0.24344 | 0.24344 | 0.24344 | 0.24344 | 0.24344 | 0.24344 | 0.24344 | 0.24344 | 0.24344 | 0.24344 | 0.24344 | 0.24344 | 0.24344 | 0.24344 | 0.24344 | 0.24344 | 0.24344 | 0.24344 | 0.24344 | 0.24344 | 0.24344 | 0.24344 | 0.24344 | 0.24344 | 0.24344 | 0.24344 | 0.24344 | 0.24344 | 0.24344 | 0.24344 | 0.24344 | 0.24344 | 0.24344 | 0.24344 | 0.24344 | 0.24344 | 0.24344
|  | SWC4 | Fenland to Cambs and West Suffolk potable transfer (20 Ml/d) | Total NPC |  |  | Total | 2019-20: 116.5792
|  | SWC5 | Fenland to Cambs and West Suffolk potable transfer (50 Ml/d) | Capex |  |  |  | 0 | 0 | 0 | 0 | 0 | 0 | 18.0415 | 48.7389 | 72.4749 | 35.9661 | 0 | 0 | 0 | 0 | 0 | 0.012592 | 0.032749 | 0 | 0 | 0 | 0 | 0 | 0.012592 | 1.5397 | 4.5524 | 0 | 0 | 0 | 0 | 0.012592 | 0.032749 | 0 | 0 | 0 | 0 | 0 | 0.012592 | 0.032749 | 1.5175 | 4.5524 | 0 | 0 | 0 | 0.012592 | 0.032749 | 0 | 0 | 0 | 0 | 0 | 0.012592 | 0.032749 | 0 | 1.5175 | 4.5524 | 0 | 0 | 0.012592 | 0.69712 | 2.6575 | 0 | 0 | 0 | 0 | 0.012592 | 0.032749 | 0 | 0 | 1.5175 | 4.5524 | 0 | 0.012592 | 0.032749 | 0 | 0 | 0 | 0 | 0 | 0.012592 | 0.032749 | 0 | 0 | 0 | 1.5175 | 4.5524 | 0.012592
|  | SWC5 | Fenland to Cambs and West Suffolk potable transfer (50 Ml/d) | Capex | Optimism Bias |  |  | 0 | 0 | 0 | 0 | 0 | 0 | 3.3196 | 8.968 | 13.3354 | 6.6178 | 0 | 0 | 0 | 0 | 0 | 0.002317 | 0.0060259 | 0 | 0 | 0 | 0 | 0 | 0.002317 | 0.28331 | 0.83765 | 0 | 0 | 0 | 0 | 0.002317 | 0.0060259 | 0 | 0 | 0 | 0 | 0 | 0.002317 | 0.0060259 | 0.27922 | 0.83765 | 0 | 0 | 0 | 0.002317 | 0.0060259 | 0 | 0 | 0 | 0 | 0 | 0.002317 | 0.0060259 | 0 | 0.27922 | 0.83765 | 0 | 0 | 0.002317 | 0.12827 | 0.48898 | 0 | 0 | 0 | 0 | 0.002317 | 0.0060259 | 0 | 0 | 0.27922 | 0.83765 | 0 | 0.002317 | 0.0060259 | 0 | 0 | 0 | 0 | 0 | 0.002317 | 0.0060259 | 0 | 0 | 0 | 0.27922 | 0.83765 | 0.002317
|  | SWC5 | Fenland to Cambs and West Suffolk potable transfer (50 Ml/d) | Discount Factor | [9 empty] | 0.96618 | 0.93351 | 0.90194 | 0.87144 | 0.84197 | 0.8135 | 0.78599 | 0.75941 | 0.73373 | 0.70892 | 0.68495 | 0.66178 | 0.6394 | 0.61778 | 0.59689 | 0.57671 | 0.5572 | 0.53836 | 0.52016 | 0.50257 | 0.48557 | 0.46915 | 0.45329 | 0.43796 | 0.42315 | 0.40884 | 0.39501 | 0.38165 | 0.36875 | 0.35628 | 0.39999 | 0.38834 | 0.37703 | 0.36604 | 0.35538 | 0.34503 | 0.33498 | 0.32523 | 0.31575 | 0.30656 | 0.29763 | 0.28896 | 0.28054 | 0.27237 | 0.26444 | 0.25674 | 0.24926 | 0.242 | 0.23495 | 0.22811 | 0.22146 | 0.21501 | 0.20875 | 0.20267 | 0.19677 | 0.19104 | 0.18547 | 0.18007 | 0.17483 | 0.16973 | 0.16479 | 0.15999 | 0.15533 | 0.15081 | 0.14641 | 0.14215 | 0.13801 | 0.13399 | 0.13009 | 0.1263 | 0.12262 | 0.11905 | 0.11558 | 0.11221 | 0.10895 | 0.1531 | 0.14937 | 0.14573 | 0.14217 | 0.1387
|  | SWC5 | Fenland to Cambs and West Suffolk potable transfer (50 Ml/d) | Discount Rate | [9 empty] | 0.035 | 0.035 | 0.035 | 0.035 | 0.035 | 0.035 | 0.035 | 0.035 | 0.035 | 0.035 | 0.035 | 0.035 | 0.035 | 0.035 | 0.035 | 0.035 | 0.035 | 0.035 | 0.035 | 0.035 | 0.035 | 0.035 | 0.035 | 0.035 | 0.035 | 0.035 | 0.035 | 0.035 | 0.035 | 0.035 | 0.03 | 0.03 | 0.03 | 0.03 | 0.03 | 0.03 | 0.03 | 0.03 | 0.03 | 0.03 | 0.03 | 0.03 | 0.03 | 0.03 | 0.03 | 0.03 | 0.03 | 0.03 | 0.03 | 0.03 | 0.03 | 0.03 | 0.03 | 0.03 | 0.03 | 0.03 | 0.03 | 0.03 | 0.03 | 0.03 | 0.03 | 0.03 | 0.03 | 0.03 | 0.03 | 0.03 | 0.03 | 0.03 | 0.03 | 0.03 | 0.03 | 0.03 | 0.03 | 0.03 | 0.03 | 0.025 | 0.025 | 0.025 | 0.025 | 0.025
|  | SWC5 | Fenland to Cambs and West Suffolk potable transfer (50 Ml/d) | Financing Cost | [9 empty] | 0.68356 | 2.5302 | 5.2761 | 6.6101 | 6.5529 | 6.4956 | 6.4383 | 6.381 | 6.3237 | 6.2669 | 6.2108 | 6.1535 | 6.0962 | 6.0388 | 5.9815 | 5.9242 | 5.8674 | 5.8665 | 5.984 | 5.9352 | 5.8864 | 5.8376 | 5.7888 | 5.7405 | 5.6929 | 5.644 | 5.5951 | 5.5463 | 5.4974 | 5.4485 | 5.4001 | 5.3525 | 5.3611 | 5.4847 | 5.4359 | 5.387 | 5.3381 | 5.2897 | 5.2421 | 5.1932 | 5.1444 | 5.0955 | 5.0466 | 4.9978 | 4.9494 | 4.9018 | 4.8529 | 4.8615 | 4.9851 | 4.9363 | 4.8874 | 4.839 | 4.8163 | 4.8679 | 4.819 | 4.7701 | 4.7213 | 4.6724 | 4.624 | 4.5764 | 4.5275 | 4.4786 | 4.4873 | 4.6109 | 4.562 | 4.5136 | 4.466 | 4.4171 | 4.3683 | 4.3194 | 4.2705 | 4.2216 | 4.1733 | 4.1256 | 4.0768 | 4.0279 | 3.979 | 3.9877 | 4.1113 | 4.0629
|  | SWC5 | Fenland to Cambs and West Suffolk potable transfer (50 Ml/d) | Net Present Cost (NPC) | [9 empty] | 0.66044 | 2.3619 | 4.7587 | 5.8234 | 5.8217 | 5.7547 | 5.5151 | 5.2851 | 5.0643 | 4.8528 | 4.6502 | 4.4551 | 4.2678 | 4.088 | 3.9156 | 3.7501 | 3.5916 | 3.4697 | 3.4135 | 3.2735 | 3.1391 | 3.0101 | 2.8862 | 2.7674 | 2.6537 | 2.544 | 2.4386 | 2.3375 | 2.2404 | 2.1473 | 2.3913 | 2.3032 | 2.2394 | 2.2194 | 2.1374 | 2.0583 | 1.9819 | 1.9085 | 1.8379 | 1.7693 | 1.7033 | 1.6395 | 1.5781 | 1.5188 | 1.4618 | 1.407 | 1.3538 | 1.3165 | 1.3072 | 1.2579 | 1.2105 | 1.1648 | 1.1261 | 1.1038 | 1.062 | 1.0218 | 0.98294 | 0.94551 | 0.90951 | 0.87494 | 0.8414 | 0.80908 | 0.78685 | 0.78257 | 0.75263 | 0.72383 | 0.69617 | 0.66935 | 0.64349 | 0.61858 | 0.59457 | 0.57143 | 0.5492 | 0.52786 | 0.50716 | 0.70524 | 0.68074 | 0.6654 | 0.66674 | 0.64377
|  | SWC5 | Fenland to Cambs and West Suffolk potable transfer (50 Ml/d) | Opex | [9 empty] | 0 | 0 | 0 | 0.072302 | 0.36151 | 0.57841 | 0.57841 | 0.57841 | 0.57841 | 0.57841 | 0.57841 | 0.57841 | 0.57841 | 0.57841 | 0.57841 | 0.57841 | 0.57841 | 0.57841 | 0.57841 | 0.57841 | 0.57841 | 0.57841 | 0.57841 | 0.57841 | 0.57841 | 0.57841 | 0.57841 | 0.57841 | 0.57841 | 0.57841 | 0.57841 | 0.57841 | 0.57841 | 0.57841 | 0.57841 | 0.57841 | 0.57841 | 0.57841 | 0.57841 | 0.57841 | 0.57841 | 0.57841 | 0.57841 | 0.57841 | 0.57841 | 0.57841 | 0.57841 | 0.57841 | 0.57841 | 0.57841 | 0.57841 | 0.57841 | 0.57841 | 0.57841 | 0.57841 | 0.57841 | 0.57841 | 0.57841 | 0.57841 | 0.57841 | 0.57841 | 0.57841 | 0.57841 | 0.57841 | 0.57841 | 0.57841 | 0.57841 | 0.57841 | 0.57841 | 0.57841 | 0.57841 | 0.57841 | 0.57841 | 0.57841 | 0.57841 | 0.57841 | 0.57841 | 0.57841 | 0.57841 | 0.57841
|  | SWC5 | Fenland to Cambs and West Suffolk potable transfer (50 Ml/d) | Total NPC |  |  | Total | 2019-20: 170.1657
|  | SWC6 | East Suffolk to Cambs and West Suffolk potable transfer (50 Ml/d) | Capex |  |  |  | 0 | 0 | 0 | 0 | 0 | 0 | 13.4103 | 36.2277 | 53.8708 | 26.7337 | 0 | 0 | 0 | 0 | 0 | 0.021653 | 0.056925 | 0 | 0 | 0 | 0 | 0 | 0.021653 | 2.7257 | 8.0525 | 0 | 0 | 0 | 0 | 0.021653 | 0.056925 | 0 | 0 | 0 | 0 | 0 | 0.021653 | 0.056925 | 2.6842 | 8.0525 | 0 | 0 | 0 | 0.021653 | 0.056925 | 0 | 0 | 0 | 0 | 0 | 0.021653 | 0.056925 | 0 | 2.6842 | 8.0525 | 0 | 0 | 0.021653 | 1.1384 | 4.3257 | 0 | 0 | 0 | 0 | 0.021653 | 0.056925 | 0 | 0 | 2.6842 | 8.0525 | 0 | 0.021653 | 0.056925 | 0 | 0 | 0 | 0 | 0 | 0.021653 | 0.056925 | 0 | 0 | 0 | 2.6842 | 8.0525 | 0.021653
|  | SWC6 | East Suffolk to Cambs and West Suffolk potable transfer (50 Ml/d) | Capex | Optimism Bias |  |  | 0 | 0 | 0 | 0 | 0 | 0 | 2.4675 | 6.6659 | 9.9122 | 4.919 | 0 | 0 | 0 | 0 | 0 | 0.0039841 | 0.010474 | 0 | 0 | 0 | 0 | 0 | 0.0039841 | 0.50153 | 1.4817 | 0 | 0 | 0 | 0 | 0.0039841 | 0.010474 | 0 | 0 | 0 | 0 | 0 | 0.0039841 | 0.010474 | 0.49388 | 1.4817 | 0 | 0 | 0 | 0.0039841 | 0.010474 | 0 | 0 | 0 | 0 | 0 | 0.0039841 | 0.010474 | 0 | 0.49388 | 1.4817 | 0 | 0 | 0.0039841 | 0.20946 | 0.79593 | 0 | 0 | 0 | 0 | 0.0039841 | 0.010474 | 0 | 0 | 0.49388 | 1.4817 | 0 | 0.0039841 | 0.010474 | 0 | 0 | 0 | 0 | 0 | 0.0039841 | 0.010474 | 0 | 0 | 0 | 0.49388 | 1.4817 | 0.0039841
|  | SWC6 | East Suffolk to Cambs and West Suffolk potable transfer (50 Ml/d) | Discount Factor | [9 empty] | 0.96618 | 0.93351 | 0.90194 | 0.87144 | 0.84197 | 0.8135 | 0.78599 | 0.75941 | 0.73373 | 0.70892 | 0.68495 | 0.66178 | 0.6394 | 0.61778 | 0.59689 | 0.57671 | 0.5572 | 0.53836 | 0.52016 | 0.50257 | 0.48557 | 0.46915 | 0.45329 | 0.43796 | 0.42315 | 0.40884 | 0.39501 | 0.38165 | 0.36875 | 0.35628 | 0.39999 | 0.38834 | 0.37703 | 0.36604 | 0.35538 | 0.34503 | 0.33498 | 0.32523 | 0.31575 | 0.30656 | 0.29763 | 0.28896 | 0.28054 | 0.27237 | 0.26444 | 0.25674 | 0.24926 | 0.242 | 0.23495 | 0.22811 | 0.22146 | 0.21501 | 0.20875 | 0.20267 | 0.19677 | 0.19104 | 0.18547 | 0.18007 | 0.17483 | 0.16973 | 0.16479 | 0.15999 | 0.15533 | 0.15081 | 0.14641 | 0.14215 | 0.13801 | 0.13399 | 0.13009 | 0.1263 | 0.12262 | 0.11905 | 0.11558 | 0.11221 | 0.10895 | 0.1531 | 0.14937 | 0.14573 | 0.14217 | 0.1387
|  | SWC6 | East Suffolk to Cambs and West Suffolk potable transfer (50 Ml/d) | Discount Rate | [9 empty] | 0.035 | 0.035 | 0.035 | 0.035 | 0.035 | 0.035 | 0.035 | 0.035 | 0.035 | 0.035 | 0.035 | 0.035 | 0.035 | 0.035 | 0.035 | 0.035 | 0.035 | 0.035 | 0.035 | 0.035 | 0.035 | 0.035 | 0.035 | 0.035 | 0.035 | 0.035 | 0.035 | 0.035 | 0.035 | 0.035 | 0.03 | 0.03 | 0.03 | 0.03 | 0.03 | 0.03 | 0.03 | 0.03 | 0.03 | 0.03 | 0.03 | 0.03 | 0.03 | 0.03 | 0.03 | 0.03 | 0.03 | 0.03 | 0.03 | 0.03 | 0.03 | 0.03 | 0.03 | 0.03 | 0.03 | 0.03 | 0.03 | 0.03 | 0.03 | 0.03 | 0.03 | 0.03 | 0.03 | 0.03 | 0.03 | 0.03 | 0.03 | 0.03 | 0.03 | 0.03 | 0.03 | 0.03 | 0.03 | 0.03 | 0.03 | 0.025 | 0.025 | 0.025 | 0.025 | 0.025
|  | SWC6 | East Suffolk to Cambs and West Suffolk potable transfer (50 Ml/d) | Financing Cost | [9 empty] | 0.50809 | 1.8807 | 3.9217 | 4.9018 | 4.8363 | 4.7707 | 4.7051 | 4.6395 | 4.5739 | 4.5091 | 4.4456 | 4.38 | 4.3144 | 4.2487 | 4.1831 | 4.1175 | 4.0527 | 4.087 | 4.3298 | 4.2777 | 4.2255 | 4.1734 | 4.1212 | 4.0699 | 4.0198 | 3.9676 | 3.9154 | 3.8631 | 3.8109 | 3.7586 | 3.7072 | 3.6571 | 3.7066 | 3.9595 | 3.9072 | 3.855 | 3.8027 | 3.7513 | 3.7012 | 3.649 | 3.5968 | 3.5445 | 3.4923 | 3.44 | 3.3886 | 3.3385 | 3.2863 | 3.3357 | 3.5886 | 3.5364 | 3.4841 | 3.4327 | 3.4232 | 3.5344 | 3.4822 | 3.4299 | 3.3777 | 3.3255 | 3.274 | 3.224 | 3.1717 | 3.1195 | 3.1689 | 3.4218 | 3.3696 | 3.3181 | 3.2681 | 3.2158 | 3.1636 | 3.1113 | 3.0591 | 3.0069 | 2.9554 | 2.9054 | 2.8531 | 2.8009 | 2.7486 | 2.7981 | 3.0509 | 2.9995
|  | SWC6 | East Suffolk to Cambs and West Suffolk potable transfer (50 Ml/d) | Net Present Cost (NPC) | [9 empty] | 0.49091 | 1.7556 | 3.5372 | 4.3796 | 4.5932 | 4.6867 | 4.4766 | 4.2754 | 4.0827 | 3.8987 | 3.7234 | 3.5541 | 3.3919 | 3.2367 | 3.088 | 2.9458 | 2.81 | 2.7335 | 2.7674 | 2.6476 | 2.5327 | 2.4226 | 2.317 | 2.2162 | 2.1201 | 2.027 | 1.9378 | 1.8524 | 1.7705 | 1.692 | 1.879 | 1.8048 | 1.7709 | 1.8119 | 1.7405 | 1.6718 | 1.6056 | 1.5421 | 1.4814 | 1.4222 | 1.3653 | 1.3104 | 1.2576 | 1.2067 | 1.158 | 1.1114 | 1.066 | 1.0469 | 1.0758 | 1.0326 | 0.99095 | 0.95103 | 0.92134 | 0.91705 | 0.88006 | 0.84445 | 0.81016 | 0.77716 | 0.74554 | 0.71532 | 0.68588 | 0.65754 | 0.64607 | 0.66539 | 0.63836 | 0.61246 | 0.58771 | 0.56359 | 0.54038 | 0.51804 | 0.49655 | 0.47587 | 0.45606 | 0.43716 | 0.41873 | 0.58046 | 0.5585 | 0.55209 | 0.57457 | 0.55342
|  | SWC6 | East Suffolk to Cambs and West Suffolk potable transfer (50 Ml/d) | Opex | [9 empty] | 0 | 0 | 0 | 0.1238 | 0.61901 | 0.99042 | 0.99042 | 0.99042 | 0.99042 | 0.99042 | 0.99042 | 0.99042 | 0.99042 | 0.99042 | 0.99042 | 0.99042 | 0.99042 | 0.99042 | 0.99042 | 0.99042 | 0.99042 | 0.99042 | 0.99042 | 0.99042 | 0.99042 | 0.99042 | 0.99042 | 0.99042 | 0.99042 | 0.99042 | 0.99042 | 0.99042 | 0.99042 | 0.99042 | 0.99042 | 0.99042 | 0.99042 | 0.99042 | 0.99042 | 0.99042 | 0.99042 | 0.99042 | 0.99042 | 0.99042 | 0.99042 | 0.99042 | 0.99042 | 0.99042 | 0.99042 | 0.99042 | 0.99042 | 0.99042 | 0.99042 | 0.99042 | 0.99042 | 0.99042 | 0.99042 | 0.99042 | 0.99042 | 0.99042 | 0.99042 | 0.99042 | 0.99042 | 0.99042 | 0.99042 | 0.99042 | 0.99042 | 0.99042 | 0.99042 | 0.99042 | 0.99042 | 0.99042 | 0.99042 | 0.99042 | 0.99042 | 0.99042 | 0.99042 | 0.99042 | 0.99042 | 0.99042
|  | SWC6 | East Suffolk to Cambs and West Suffolk potable transfer (50 Ml/d) | Total NPC |  |  | Total | 2019-20: 136.0963
|  | SWC7 | Cambridge Water to Cambs and West Suffolk (20 Ml/d) | Capex |  |  |  | 0 | 0 | 0 | 0 | 0 | 0 | 5.559 | 15.0176 | 22.3312 | 11.082 | 0 | 0 | 0 | 0 | 0 | 0.0089138 | 0.023022 | 0 | 0 | 0 | 0 | 0 | 0.0089138 | 0.48672 | 1.3131 | 0 | 0 | 0 | 0 | 0.0089138 | 0.023022 | 0 | 0 | 0 | 0 | 0 | 0.0089138 | 0.023022 | 0.47163 | 1.3131 | 0 | 0 | 0 | 0.0089138 | 0.023022 | 0 | 0 | 0 | 0 | 0 | 0.0089138 | 0.023022 | 0 | 0.47163 | 1.3131 | 0 | 0 | 0.0089138 | 0.19739 | 0.69747 | 0 | 0 | 0 | 0 | 0.0089138 | 0.023022 | 0 | 0 | 0.47163 | 1.3131 | 0 | 0.0089138 | 0.023022 | 0 | 0 | 0 | 0 | 0 | 0.0089138 | 0.023022 | 0 | 0 | 0 | 0.47163 | 1.3131 | 0.0089138
|  | SWC7 | Cambridge Water to Cambs and West Suffolk (20 Ml/d) | Capex | Optimism Bias |  |  | 0 | 0 | 0 | 0 | 0 | 0 | 1.0229 | 2.7632 | 4.1089 | 2.0391 | 0 | 0 | 0 | 0 | 0 | 0.0016401 | 0.0042361 | 0 | 0 | 0 | 0 | 0 | 0.0016401 | 0.089556 | 0.24162 | 0 | 0 | 0 | 0 | 0.0016401 | 0.0042361 | 0 | 0 | 0 | 0 | 0 | 0.0016401 | 0.0042361 | 0.08678 | 0.24162 | 0 | 0 | 0 | 0.0016401 | 0.0042361 | 0 | 0 | 0 | 0 | 0 | 0.0016401 | 0.0042361 | 0 | 0.08678 | 0.24162 | 0 | 0 | 0.0016401 | 0.03632 | 0.12833 | 0 | 0 | 0 | 0 | 0.0016401 | 0.0042361 | 0 | 0 | 0.08678 | 0.24162 | 0 | 0.0016401 | 0.0042361 | 0 | 0 | 0 | 0 | 0 | 0.0016401 | 0.0042361 | 0 | 0 | 0 | 0.08678 | 0.24162 | 0.0016401
|  | SWC7 | Cambridge Water to Cambs and West Suffolk (20 Ml/d) | Discount Factor | [9 empty] | 0.96618 | 0.93351 | 0.90194 | 0.87144 | 0.84197 | 0.8135 | 0.78599 | 0.75941 | 0.73373 | 0.70892 | 0.68495 | 0.66178 | 0.6394 | 0.61778 | 0.59689 | 0.57671 | 0.5572 | 0.53836 | 0.52016 | 0.50257 | 0.48557 | 0.46915 | 0.45329 | 0.43796 | 0.42315 | 0.40884 | 0.39501 | 0.38165 | 0.36875 | 0.35628 | 0.39999 | 0.38834 | 0.37703 | 0.36604 | 0.35538 | 0.34503 | 0.33498 | 0.32523 | 0.31575 | 0.30656 | 0.29763 | 0.28896 | 0.28054 | 0.27237 | 0.26444 | 0.25674 | 0.24926 | 0.242 | 0.23495 | 0.22811 | 0.22146 | 0.21501 | 0.20875 | 0.20267 | 0.19677 | 0.19104 | 0.18547 | 0.18007 | 0.17483 | 0.16973 | 0.16479 | 0.15999 | 0.15533 | 0.15081 | 0.14641 | 0.14215 | 0.13801 | 0.13399 | 0.13009 | 0.1263 | 0.12262 | 0.11905 | 0.11558 | 0.11221 | 0.10895 | 0.1531 | 0.14937 | 0.14573 | 0.14217 | 0.1387
|  | SWC7 | Cambridge Water to Cambs and West Suffolk (20 Ml/d) | Discount Rate | [9 empty] | 0.035 | 0.035 | 0.035 | 0.035 | 0.035 | 0.035 | 0.035 | 0.035 | 0.035 | 0.035 | 0.035 | 0.035 | 0.035 | 0.035 | 0.035 | 0.035 | 0.035 | 0.035 | 0.035 | 0.035 | 0.035 | 0.035 | 0.035 | 0.035 | 0.035 | 0.035 | 0.035 | 0.035 | 0.035 | 0.035 | 0.03 | 0.03 | 0.03 | 0.03 | 0.03 | 0.03 | 0.03 | 0.03 | 0.03 | 0.03 | 0.03 | 0.03 | 0.03 | 0.03 | 0.03 | 0.03 | 0.03 | 0.03 | 0.03 | 0.03 | 0.03 | 0.03 | 0.03 | 0.03 | 0.03 | 0.03 | 0.03 | 0.03 | 0.03 | 0.03 | 0.03 | 0.03 | 0.03 | 0.03 | 0.03 | 0.03 | 0.03 | 0.03 | 0.03 | 0.03 | 0.03 | 0.03 | 0.03 | 0.03 | 0.03 | 0.025 | 0.025 | 0.025 | 0.025 | 0.025
|  | SWC7 | Cambridge Water to Cambs and West Suffolk (20 Ml/d) | Financing Cost | [9 empty] | 0.21062 | 0.77961 | 1.6257 | 2.0371 | 2.0202 | 2.0033 | 1.9863 | 1.9694 | 1.9525 | 1.9359 | 1.9198 | 1.9028 | 1.8859 | 1.8689 | 1.852 | 1.835 | 1.8184 | 1.8193 | 1.8525 | 1.8377 | 1.8228 | 1.8079 | 1.7931 | 1.7785 | 1.7645 | 1.7496 | 1.7347 | 1.7198 | 1.7049 | 1.69 | 1.6754 | 1.6614 | 1.6644 | 1.6992 | 1.6843 | 1.6694 | 1.6545 | 1.6399 | 1.6259 | 1.611 | 1.5961 | 1.5812 | 1.5663 | 1.5513 | 1.5368 | 1.5227 | 1.5078 | 1.5108 | 1.5456 | 1.5307 | 1.5158 | 1.5013 | 1.4938 | 1.5052 | 1.4903 | 1.4754 | 1.4605 | 1.4456 | 1.431 | 1.417 | 1.4021 | 1.3872 | 1.3901 | 1.425 | 1.4101 | 1.3955 | 1.3815 | 1.3665 | 1.3516 | 1.3367 | 1.3218 | 1.3069 | 1.2923 | 1.2783 | 1.2634 | 1.2485 | 1.2336 | 1.2366 | 1.2714 | 1.2568
|  | SWC7 | Cambridge Water to Cambs and West Suffolk (20 Ml/d) | Net Present Cost (NPC) | [9 empty] | 0.2035 | 0.72777 | 1.4663 | 1.7901 | 1.773 | 1.7411 | 1.6689 | 1.5996 | 1.5331 | 1.4695 | 1.4088 | 1.3499 | 1.2934 | 1.2392 | 1.1872 | 1.1373 | 1.0895 | 1.0532 | 1.0349 | 0.9924 | 0.95162 | 0.91247 | 0.87487 | 0.83892 | 0.80462 | 0.77132 | 0.73935 | 0.70866 | 0.6792 | 0.65092 | 0.72495 | 0.69838 | 0.67916 | 0.67213 | 0.64726 | 0.62326 | 0.60012 | 0.5779 | 0.55664 | 0.53585 | 0.51581 | 0.49648 | 0.47783 | 0.45986 | 0.44261 | 0.42612 | 0.40999 | 0.39876 | 0.39534 | 0.38042 | 0.36604 | 0.35224 | 0.34042 | 0.33283 | 0.3202 | 0.30803 | 0.29629 | 0.28497 | 0.27413 | 0.26376 | 0.25362 | 0.24385 | 0.23721 | 0.23555 | 0.22651 | 0.21784 | 0.20956 | 0.20146 | 0.19365 | 0.18613 | 0.17888 | 0.17189 | 0.1652 | 0.15882 | 0.15257 | 0.21212 | 0.20472 | 0.20016 | 0.20023 | 0.19333
|  | SWC7 | Cambridge Water to Cambs and West Suffolk (20 Ml/d) | Opex | [9 empty] | 0 | 0 | 0 | 0.017125 | 0.085624 | 0.137 | 0.137 | 0.137 | 0.137 | 0.137 | 0.137 | 0.137 | 0.137 | 0.137 | 0.137 | 0.137 | 0.137 | 0.137 | 0.137 | 0.137 | 0.137 | 0.137 | 0.137 | 0.137 | 0.137 | 0.137 | 0.137 | 0.137 | 0.137 | 0.137 | 0.137 | 0.137 | 0.137 | 0.137 | 0.137 | 0.137 | 0.137 | 0.137 | 0.137 | 0.137 | 0.137 | 0.137 | 0.137 | 0.137 | 0.137 | 0.137 | 0.137 | 0.137 | 0.137 | 0.137 | 0.137 | 0.137 | 0.137 | 0.137 | 0.137 | 0.137 | 0.137 | 0.137 | 0.137 | 0.137 | 0.137 | 0.137 | 0.137 | 0.137 | 0.137 | 0.137 | 0.137 | 0.137 | 0.137 | 0.137 | 0.137 | 0.137 | 0.137 | 0.137 | 0.137 | 0.137 | 0.137 | 0.137 | 0.137 | 0.137
|  | SWC7 | Cambridge Water to Cambs and West Suffolk (20 Ml/d) | Total NPC |  |  | Total | 2019-20: 51.5918
|  | SWC8 | Cambridge Water to Cambs and West Suffolk (50 Ml/d) | Capex |  |  |  | 0 | 0 | 0 | 0 | 0 | 0 | 5.111 | 11.9257 | 34.0733 | 68.1466 | 51.11 | 0 | 0 | 0 | 0 | 0 | 0 | 0.38695 | 0 | 0 | 0 | 0 | 0 | 0 | 0.38695 | 8.0559 | 0 | 0 | 0 | 0 | 0 | 0.38695 | 0 | 0 | 0 | 0 | 0 | 0 | 0.38695 | 0 | 8.0559 | 0 | 0 | 0 | 0 | 0.38695 | 0 | 0 | 0 | 0 | 0 | 0 | 0.38695 | 0 | 0 | 8.0559 | 0 | 0 | 3.7698 | 15.4662 | 0 | 0 | 0 | 0 | 0 | 0 | 0.38695 | 0 | 0 | 0 | 8.0559 | 0 | 0 | 0.38695 | 0 | 0 | 0 | 0 | 0 | 0 | 0.38695 | 0 | 0 | 0 | 0 | 8.0559
|  | SWC8 | Cambridge Water to Cambs and West Suffolk (50 Ml/d) | Capex | Optimism Bias |  |  | 0 | 0 | 0 | 0 | 0 | 0 | 0.67465 | 1.5742 | 4.4977 | 8.9954 | 6.7465 | 0 | 0 | 0 | 0 | 0 | 0 | 0.051078 | 0 | 0 | 0 | 0 | 0 | 0 | 0.051078 | 1.0634 | 0 | 0 | 0 | 0 | 0 | 0.051078 | 0 | 0 | 0 | 0 | 0 | 0 | 0.051078 | 0 | 1.0634 | 0 | 0 | 0 | 0 | 0.051078 | 0 | 0 | 0 | 0 | 0 | 0 | 0.051078 | 0 | 0 | 1.0634 | 0 | 0 | 0.49762 | 2.0415 | 0 | 0 | 0 | 0 | 0 | 0 | 0.051078 | 0 | 0 | 0 | 1.0634 | 0 | 0 | 0.051078 | 0 | 0 | 0 | 0 | 0 | 0 | 0.051078 | 0 | 0 | 0 | 0 | 1.0634
|  | SWC8 | Cambridge Water to Cambs and West Suffolk (50 Ml/d) | Discount Factor | [9 empty] | 0.96618 | 0.93351 | 0.90194 | 0.87144 | 0.84197 | 0.8135 | 0.78599 | 0.75941 | 0.73373 | 0.70892 | 0.68495 | 0.66178 | 0.6394 | 0.61778 | 0.59689 | 0.57671 | 0.5572 | 0.53836 | 0.52016 | 0.50257 | 0.48557 | 0.46915 | 0.45329 | 0.43796 | 0.42315 | 0.40884 | 0.39501 | 0.38165 | 0.36875 | 0.35628 | 0.39999 | 0.38834 | 0.37703 | 0.36604 | 0.35538 | 0.34503 | 0.33498 | 0.32523 | 0.31575 | 0.30656 | 0.29763 | 0.28896 | 0.28054 | 0.27237 | 0.26444 | 0.25674 | 0.24926 | 0.242 | 0.23495 | 0.22811 | 0.22146 | 0.21501 | 0.20875 | 0.20267 | 0.19677 | 0.19104 | 0.18547 | 0.18007 | 0.17483 | 0.16973 | 0.16479 | 0.15999 | 0.15533 | 0.15081 | 0.14641 | 0.14215 | 0.13801 | 0.13399 | 0.13009 | 0.1263 | 0.12262 | 0.11905 | 0.11558 | 0.11221 | 0.10895 | 0.1531 | 0.14937 | 0.14573 | 0.14217 | 0.1387
|  | SWC8 | Cambridge Water to Cambs and West Suffolk (50 Ml/d) | Discount Rate | [9 empty] | 0.035 | 0.035 | 0.035 | 0.035 | 0.035 | 0.035 | 0.035 | 0.035 | 0.035 | 0.035 | 0.035 | 0.035 | 0.035 | 0.035 | 0.035 | 0.035 | 0.035 | 0.035 | 0.035 | 0.035 | 0.035 | 0.035 | 0.035 | 0.035 | 0.035 | 0.035 | 0.035 | 0.035 | 0.035 | 0.035 | 0.03 | 0.03 | 0.03 | 0.03 | 0.03 | 0.03 | 0.03 | 0.03 | 0.03 | 0.03 | 0.03 | 0.03 | 0.03 | 0.03 | 0.03 | 0.03 | 0.03 | 0.03 | 0.03 | 0.03 | 0.03 | 0.03 | 0.03 | 0.03 | 0.03 | 0.03 | 0.03 | 0.03 | 0.03 | 0.03 | 0.03 | 0.03 | 0.03 | 0.03 | 0.03 | 0.03 | 0.03 | 0.03 | 0.03 | 0.03 | 0.03 | 0.03 | 0.03 | 0.03 | 0.03 | 0.025 | 0.025 | 0.025 | 0.025 | 0.025
|  | SWC8 | Cambridge Water to Cambs and West Suffolk (50 Ml/d) | Financing Cost | [9 empty] | 0.18514 | 0.61714 | 1.8514 | 4.2973 | 6.0935 | 6.0287 | 5.9639 | 5.899 | 5.8342 | 5.7693 | 5.7051 | 5.655 | 5.59 | 5.5251 | 5.4602 | 5.3953 | 5.3303 | 5.2654 | 5.2228 | 5.4601 | 5.3994 | 5.3386 | 5.2779 | 5.2172 | 5.1565 | 5.1098 | 5.0491 | 4.9884 | 4.9277 | 4.867 | 4.8062 | 4.7455 | 4.6988 | 4.6381 | 4.8692 | 4.8085 | 4.7478 | 4.6871 | 4.6264 | 4.5797 | 4.519 | 4.4582 | 4.3975 | 4.3368 | 4.2761 | 4.2154 | 4.1687 | 4.108 | 4.0473 | 4.2784 | 4.2177 | 4.1569 | 4.2314 | 4.7275 | 4.6648 | 4.6041 | 4.5434 | 4.4826 | 4.4219 | 4.3612 | 4.3145 | 4.2538 | 4.1931 | 4.1324 | 4.3635 | 4.3028 | 4.2421 | 4.1954 | 4.1346 | 4.0739 | 4.0132 | 3.9525 | 3.8918 | 3.8311 | 3.7844 | 3.7237 | 3.663 | 3.6022 | 3.5415 | 3.7726
|  | SWC8 | Cambridge Water to Cambs and West Suffolk (50 Ml/d) | Net Present Cost (NPC) | [9 empty] | 0.17888 | 0.5761 | 1.6699 | 3.7448 | 5.1306 | 5.6181 | 6.0668 | 5.8124 | 5.5682 | 5.334 | 5.1096 | 4.9036 | 4.6963 | 4.4974 | 4.3065 | 4.1235 | 3.9479 | 3.7794 | 3.6294 | 3.6259 | 3.4738 | 3.3279 | 3.1878 | 3.0534 | 2.9245 | 2.8065 | 2.6876 | 2.5736 | 2.4641 | 2.3592 | 2.6243 | 2.5243 | 2.4332 | 2.3401 | 2.3541 | 2.2645 | 2.1783 | 2.0951 | 2.0149 | 1.9419 | 1.8672 | 1.7953 | 1.726 | 1.6592 | 1.5948 | 1.5328 | 1.4765 | 1.4188 | 1.3632 | 1.3762 | 1.3227 | 1.2711 | 1.2496 | 1.3138 | 1.2632 | 1.2148 | 1.1681 | 1.1232 | 1.0798 | 1.0381 | 1.0002 | 0.96131 | 0.92388 | 0.88782 | 0.8958 | 0.86107 | 0.82762 | 0.79725 | 0.76613 | 0.73615 | 0.70727 | 0.67944 | 0.65263 | 0.62681 | 0.60347 | 0.83877 | 0.80925 | 0.78066 | 0.75299 | 0.76668
|  | SWC8 | Cambridge Water to Cambs and West Suffolk (50 Ml/d) | Opex | [9 empty] | 0 | 0 | 0 | 0 | 0 | 0.87739 | 1.7548 | 1.7548 | 1.7548 | 1.7548 | 1.7548 | 1.7548 | 1.7548 | 1.7548 | 1.7548 | 1.7548 | 1.7548 | 1.7548 | 1.7548 | 1.7548 | 1.7548 | 1.7548 | 1.7548 | 1.7548 | 1.7548 | 1.7548 | 1.7548 | 1.7548 | 1.7548 | 1.7548 | 1.7548 | 1.7548 | 1.7548 | 1.7548 | 1.7548 | 1.7548 | 1.7548 | 1.7548 | 1.7548 | 1.7548 | 1.7548 | 1.7548 | 1.7548 | 1.7548 | 1.7548 | 1.7548 | 1.7548 | 1.7548 | 1.7548 | 1.7548 | 1.7548 | 1.7548 | 1.7548 | 1.7548 | 1.7548 | 1.7548 | 1.7548 | 1.7548 | 1.7548 | 1.7548 | 1.7548 | 1.7548 | 1.7548 | 1.7548 | 1.7548 | 1.7548 | 1.7548 | 1.7548 | 1.7548 | 1.7548 | 1.7548 | 1.7548 | 1.7548 | 1.7548 | 1.7548 | 1.7548 | 1.7548 | 1.7548 | 1.7548 | 1.7548
|  | SWC8 | Cambridge Water to Cambs and West Suffolk (50 Ml/d) | Total NPC |  |  | Total | 2019-20: 177.6778
|  | EXS23 | Sea Tankering BAU | Capex | [9 empty] | 5.9936 | 16.3504 | 25.3967 | 13.6775 | 0 | 0 | 0 | 0 | 0 | 0.14261 | 0.67086 | 0 | 0 | 0 | 0 | 0 | 0.14261 | 2.0614 | 5.1346 | 0 | 0 | 0 | 0 | 0.14261 | 0.67086 | 0 | 0 | 0 | 0 | 0 | 0.14261 | 0.67086 | 1.412 | 5.1346 | 0 | 0 | 0 | 0.14261 | 0.67086 | 0 | 0 | 0 | 0 | 0 | 0.14261 | 0.67086 | 0 | 1.412 | 5.1346 | 0 | 0 | 0.14261 | 8.9514 | 33.1221 | 0 | 0 | 0 | 0 | 0.14261 | 0.67086 | 0 | 0 | 1.412 | 5.1346 | 0 | 0.14261 | 0.67086 | 0 | 0 | 0 | 0 | 0 | 0.14261 | 0.67086 | 0 | 0 | 0 | 1.412 | 5.1346 | 0.14261
|  | EXS23 | Sea Tankering BAU | Capex | Optimism Bias |  |  | 2025-26: 2.1337; 2026-27: 5.8208; 2027-28: 9.0412; 2028-29: 4.8692
|  | EXS23 | Sea Tankering BAU | Discount Factor | [9 empty] | 0.96618 | 0.93351 | 0.90194 | 0.87144 | 0.84197 | 0.8135 | 0.78599 | 0.75941 | 0.73373 | 0.70892 | 0.68495 | 0.66178 | 0.6394 | 0.61778 | 0.59689 | 0.57671 | 0.5572 | 0.53836 | 0.52016 | 0.50257 | 0.48557 | 0.46915 | 0.45329 | 0.43796 | 0.42315 | 0.40884 | 0.39501 | 0.38165 | 0.36875 | 0.35628 | 0.39999 | 0.38834 | 0.37703 | 0.36604 | 0.35538 | 0.34503 | 0.33498 | 0.32523 | 0.31575 | 0.30656 | 0.29763 | 0.28896 | 0.28054 | 0.27237 | 0.26444 | 0.25674 | 0.24926 | 0.242 | 0.23495 | 0.22811 | 0.22146 | 0.21501 | 0.20875 | 0.20267 | 0.19677 | 0.19104 | 0.18547 | 0.18007 | 0.17483 | 0.16973 | 0.16479 | 0.15999 | 0.15533 | 0.15081 | 0.14641 | 0.14215 | 0.13801 | 0.13399 | 0.13009 | 0.1263 | 0.12262 | 0.11905 | 0.11558 | 0.11221 | 0.10895 | 0.1531 | 0.14937 | 0.14573 | 0.14217 | 0.1387
|  | EXS23 | Sea Tankering BAU | Discount Rate | [9 empty] | 0.035 | 0.035 | 0.035 | 0.035 | 0.035 | 0.035 | 0.035 | 0.035 | 0.035 | 0.035 | 0.035 | 0.035 | 0.035 | 0.035 | 0.035 | 0.035 | 0.035 | 0.035 | 0.035 | 0.035 | 0.035 | 0.035 | 0.035 | 0.035 | 0.035 | 0.035 | 0.035 | 0.035 | 0.035 | 0.035 | 0.03 | 0.03 | 0.03 | 0.03 | 0.03 | 0.03 | 0.03 | 0.03 | 0.03 | 0.03 | 0.03 | 0.03 | 0.03 | 0.03 | 0.03 | 0.03 | 0.03 | 0.03 | 0.03 | 0.03 | 0.03 | 0.03 | 0.03 | 0.03 | 0.03 | 0.03 | 0.03 | 0.03 | 0.03 | 0.03 | 0.03 | 0.03 | 0.03 | 0.03 | 0.03 | 0.03 | 0.03 | 0.03 | 0.03 | 0.03 | 0.03 | 0.03 | 0.03 | 0.03 | 0.03 | 0.025 | 0.025 | 0.025 | 0.025 | 0.025
|  | EXS23 | Sea Tankering BAU | Financing Cost | [9 empty] | 0.25924 | 0.96645 | 2.0649 | 2.6288 | 2.5732 | 2.5177 | 2.4621 | 2.4066 | 2.351 | 2.2997 | 2.2658 | 2.2111 | 2.1564 | 2.1017 | 2.047 | 1.9923 | 1.9422 | 1.9523 | 2.0639 | 2.0145 | 1.9652 | 1.9159 | 1.8666 | 1.8219 | 1.7941 | 1.7447 | 1.6953 | 1.646 | 1.5966 | 1.5472 | 1.5024 | 1.4746 | 1.4706 | 1.5862 | 1.5368 | 1.4874 | 1.438 | 1.3932 | 1.3654 | 1.316 | 1.2666 | 1.2172 | 1.1678 | 1.1184 | 1.0736 | 1.0458 | 0.99636 | 0.99235 | 1.108 | 1.0586 | 1.0092 | 0.96438 | 1.2 | 2.2125 | 2.1631 | 2.1137 | 2.0643 | 2.0149 | 1.9701 | 1.9423 | 1.8929 | 1.8435 | 1.8395 | 1.9551 | 1.9057 | 1.8609 | 1.8331 | 1.7837 | 1.7343 | 1.6849 | 1.6355 | 1.5861 | 1.5413 | 1.5135 | 1.4641 | 1.4147 | 1.3653 | 1.3613 | 1.4769 | 1.4321
|  | EXS23 | Sea Tankering BAU | Net Present Cost (NPC) | [9 empty] | 0.25048 | 0.9022 | 1.8625 | 13.0761 | 54.3219 | 82.6951 | 79.855 | 77.1124 | 74.4639 | 71.9095 | 69.4545 | 67.0696 | 64.7666 | 62.5426 | 60.395 | 58.3211 | 56.321 | 54.4218 | 52.6395 | 50.8347 | 49.0917 | 47.4084 | 45.7829 | 44.2151 | 42.7081 | 41.2437 | 39.8295 | 38.4637 | 37.1448 | 35.8711 | 40.2539 | 39.0707 | 37.9312 | 36.8687 | 35.7773 | 34.7182 | 33.6905 | 32.6946 | 31.7336 | 30.7941 | 29.8825 | 28.9979 | 28.1394 | 27.3064 | 26.4992 | 25.7202 | 24.9588 | 24.2309 | 23.5523 | 22.855 | 22.1784 | 21.5228 | 20.9451 | 20.5403 | 19.9323 | 19.3423 | 18.7698 | 18.2142 | 17.6758 | 17.1563 | 16.6484 | 16.1556 | 15.6845 | 15.2451 | 14.7938 | 14.3565 | 13.9345 | 13.5221 | 13.1218 | 12.7334 | 12.3564 | 11.9907 | 11.6362 | 11.2942 | 10.9599 | 15.3946 | 15.0118 | 14.6451 | 14.3043 | 13.9492
|  | EXS23 | Sea Tankering BAU | Opex | [9 empty] | 0 | 0 | 0 | 12.3763 | 61.9442 | 99.1357 | 99.1357 | 99.1357 | 99.1357 | 99.1357 | 99.1357 | 99.1357 | 99.1357 | 99.1357 | 99.1357 | 99.1357 | 99.1357 | 99.1357 | 99.1357 | 99.1357 | 99.1357 | 99.1357 | 99.1357 | 99.1357 | 99.1357 | 99.1357 | 99.1357 | 99.1357 | 99.1357 | 99.1357 | 99.1357 | 99.1357 | 99.1357 | 99.1357 | 99.1357 | 99.1357 | 99.1357 | 99.1357 | 99.1357 | 99.1357 | 99.1357 | 99.1357 | 99.1357 | 99.1357 | 99.1357 | 99.1357 | 99.1357 | 99.1357 | 99.1357 | 99.1357 | 99.1357 | 99.1357 | 99.1357 | 99.1357 | 99.1357 | 99.1357 | 99.1357 | 99.1357 | 99.1357 | 99.1357 | 99.1357 | 99.1357 | 99.1357 | 99.1357 | 99.1357 | 99.1357 | 99.1357 | 99.1357 | 99.1357 | 99.1357 | 99.1357 | 99.1357 | 99.1357 | 99.1357 | 99.1357 | 99.1357 | 99.1357 | 99.1357 | 99.1357 | 99.1357
|  | EXS23 | Sea Tankering BAU | Total NPC |  |  | Total | 2019-20: 2564.6653
|  | EXS23 | Sea Tankering BAU | Net Present Cost (NPC) |  |  | Total
|  | EXS23 | Sea Tankering BAU | Total NPC |  |  | Total | bar: 2019-20 to 2023-24
Table 5b: WC Level - Option Level Unit Cost Profile Table
| Table Instruction | Option ID | Option Name | Cost Metric (£m) | Cost Sub-metric (£m) | Asset Life: Estimated average number of years an asset is considered useable before its value is fully depreciated. |  | 2019-20 | 2020-21 | 2021-22 | 2022-23 | 2023-24 | 2024-25 | 2025-26 | 2026-27 | 2027-28 | 2028-29 | 2029-30 | 2030-31 | 2031-32 | 2032-33 | 2033-34 | 2034-35 | 2035-36 | 2036-37 | 2037-38 | 2038-39 | 2039-40 | 2040-41 | 2041-42 | 2042-43 | 2043-44 | 2044-45 | 2045-46 | 2046-47 | 2047-48 | 2048-49 | 2049-50 | 2050-51 | 2051-52 | 2052-53 | 2053-54 | 2054-55 | 2055-56 | 2056-57 | 2057-58 | 2058-59 | 2059-60 | 2060-61 | 2061-62 | 2062-63 | 2063-64 | 2064-65 | 2065-66 | 2066-67 | 2067-68 | 2068-69 | 2069-70 | 2070-71 | 2071-72 | 2072-73 | 2073-74 | 2074-75 | 2075-76 | 2076-77 | 2077-78 | 2078-79 | 2079-80 | 2080-81 | 2081-82 | 2082-83 | 2083-84 | 2084-85 | 2085-86 | 2086-87 | 2087-88 | 2088-89 | 2089-90 | 2090-91 | 2091-92 | 2092-93 | 2093-94 | 2094-95 | 2095-96 | 2096-97 | 2097-98 | 2098-99 | 2099-100 | 2100-01 | 2101-02 | 2102-03 | 2103-04 | 2104-05
|  | FND19 | Fens Reservoir 50 MCMD (100%) | Opex | Cost |  | Fixed | [6 empty] | 0 | 0 | 0 | 0 | 0 | 0 | 0 | 0 | 0 | 0 | 0.227 | 0.227 | 0.227 | 0.227 | 0.227 | 0.227 | 0.227 | 0.227 | 0.227 | 0.227 | 0.227 | 0.227 | 0.227 | 0.227 | 0.227 | 0.227 | 0.227 | 0.227 | 0.227 | 0.227 | 0.227 | 0.227 | 0.227 | 0.227 | 0.227 | 0.227 | 0.227 | 0.227 | 0.227 | 0.227 | 0.227 | 0.227 | 0.227 | 0.227 | 0.227 | 0.227 | 0.227 | 0.227 | 0.227 | 0.227 | 0.227 | 0.227 | 0.227 | 0.227 | 0.227 | 0.227 | 0.227 | 0.227 | 0.227 | 0.227 | 0.227 | 0.227 | 0.227 | 0.227 | 0.227 | 0.227 | 0.227 | 0.227 | 0.227 | 0.227 | 0.227 | 0.227 | 0.227 | 0.227 | 0.227 | 0.227 | 0.227 | 0.227 | 0.227 | 0.227
|  | FND19 | Fens Reservoir 50 MCMD (100%) | Opex | Cost |  | Variable | [6 empty] | 0 | 0 | 0 | 0 | 0 | 0 | 0 | 0 | 0 | 0 | 4.8009 | 4.8009 | 4.8009 | 4.8009 | 4.8009 | 4.8009 | 4.8009 | 4.8009 | 4.8009 | 4.8009 | 4.8009 | 4.8009 | 4.8009 | 4.8009 | 4.8009 | 4.8009 | 4.8009 | 4.8009 | 4.8009 | 4.8009 | 4.8009 | 4.8009 | 4.8009 | 4.8009 | 4.8009 | 4.8009 | 4.8009 | 4.8009 | 4.8009 | 4.8009 | 4.8009 | 4.8009 | 4.8009 | 4.8009 | 4.8009 | 4.8009 | 4.8009 | 4.8009 | 4.8009 | 4.8009 | 4.8009 | 4.8009 | 4.8009 | 4.8009 | 4.8009 | 4.8009 | 4.8009 | 4.8009 | 4.8009 | 4.8009 | 4.8009 | 4.8009 | 4.8009 | 4.8009 | 4.8009 | 4.8009 | 4.8009 | 4.8009 | 4.8009 | 4.8009 | 4.8009 | 4.8009 | 4.8009 | 4.8009 | 4.8009 | 4.8009 | 4.8009 | 4.8009 | 4.8009 | 4.8009
|  | FND19 | Fens Reservoir 50 MCMD (100%) | Land (Non depreciating) |  |  | Fixed | [6 empty] | 16.8195 | 16.8195 | 16.8195 | 16.8195 | 0 | 0 | 0 | 0 | 0 | 0 | 0 | 0 | 0 | 0 | 0 | 0 | 0 | 0 | 0 | 0 | 0 | 0 | 0 | 0 | 0 | 0 | 0 | 0 | 0 | 0 | 0 | 0 | 0 | 0 | 0 | 0 | 0 | 0 | 0 | 0 | 0 | 0 | 0 | 0 | 0 | 0 | 0 | 0 | 0 | 0 | 0 | 0 | 0 | 0 | 0 | 0 | 0 | 0 | 0 | 0 | 0 | 0 | 0 | 0 | 0 | 0 | 0 | 0 | 0 | 0 | 0 | 0 | 0 | 0 | 0 | 0 | 0 | 0 | 0 | 0
|  | FND19 | Fens Reservoir 50 MCMD (100%) | Planning and Development (Non depreciating) |  |  | Fixed | [6 empty] | 102.6965 | 102.6965 | 102.6965 | 102.6965 | 0 | 0 | 0 | 0 | 0 | 0 | 0 | 0 | 0 | 0 | 0 | 0 | 0 | 0 | 0 | 0 | 0 | 0 | 0 | 0 | 0 | 0 | 0 | 0 | 0 | 0 | 0 | 0 | 0 | 0 | 0 | 0 | 0 | 0 | 0 | 0 | 0 | 0 | 0 | 0 | 0 | 0 | 0 | 0 | 0 | 0 | 0 | 0 | 0 | 0 | 0 | 0 | 0 | 0 | 0 | 0 | 0 | 0 | 0 | 0 | 0 | 0 | 0 | 0 | 0 | 0 | 0 | 0 | 0 | 0 | 0 | 0 | 0 | 0 | 0 | 0
|  | FND19 | Fens Reservoir 50 MCMD (100%) | Other Non-Depreciating Assets (Non depreciating) |  |  | Fixed | [6 empty] | 0 | 0 | 0 | 0 | 0.30766 | 0.30766 | 0.92299 | 1.846 | 1.846 | 0.92299 | 0 | 0 | 0 | 0 | 0 | 0 | 0 | 0 | 0 | 0 | 0 | 0 | 0 | 0 | 0 | 0 | 0 | 0 | 0 | 0 | 0 | 0 | 0 | 0 | 0 | 0 | 0 | 0 | 0 | 0 | 0 | 0 | 0 | 0 | 0 | 0 | 0 | 0 | 0 | 0 | 0 | 0 | 0 | 0 | 0 | 0 | 0 | 0 | 0 | 0 | 0 | 0 | 0 | 0 | 0 | 0 | 0 | 0 | 0 | 0 | 0 | 0 | 0 | 0 | 0 | 0 | 0 | 0 | 0 | 0
|  | FND19 | Fens Reservoir 50 MCMD (100%) | Process-Related Carbon Media Including GAC (4) |  | 4 | Fixed | [6 empty] | 0 | 0 | 0 | 0 | 0 | 0 | 0 | 0 | 0 | 0 | 0 | 0 | 0 | 0 | 0 | 0 | 0 | 0 | 0 | 0 | 0 | 0 | 0 | 0 | 0 | 0 | 0 | 0 | 0 | 0 | 0 | 0 | 0 | 0 | 0 | 0 | 0 | 0 | 0 | 0 | 0 | 0 | 0 | 0 | 0 | 0 | 0 | 0 | 0 | 0 | 0 | 0 | 0 | 0 | 0 | 0 | 0 | 0 | 0 | 0 | 0 | 0 | 0 | 0 | 0 | 0 | 0 | 0 | 0 | 0 | 0 | 0 | 0 | 0 | 0 | 0 | 0 | 0 | 0 | 0
|  | FND19 | Fens Reservoir 50 MCMD (100%) | Vehicles (4) |  | 4 | Fixed | [6 empty] | 0 | 0 | 0 | 0 | 0 | 0 | 0 | 0 | 0 | 0 | 0 | 0 | 0 | 0 | 0 | 0 | 0 | 0 | 0 | 0 | 0 | 0 | 0 | 0 | 0 | 0 | 0 | 0 | 0 | 0 | 0 | 0 | 0 | 0 | 0 | 0 | 0 | 0 | 0 | 0 | 0 | 0 | 0 | 0 | 0 | 0 | 0 | 0 | 0 | 0 | 0 | 0 | 0 | 0 | 0 | 0 | 0 | 0 | 0 | 0 | 0 | 0 | 0 | 0 | 0 | 0 | 0 | 0 | 0 | 0 | 0 | 0 | 0 | 0 | 0 | 0 | 0 | 0 | 0 | 0
|  | FND19 | Fens Reservoir 50 MCMD (100%) | Computers and Data Logging (4) |  | 4 | Fixed | [6 empty] | 0 | 0 | 0 | 0 | 0 | 0 | 0 | 0 | 0 | 0 | 0 | 0 | 0 | 0 | 0 | 0 | 0 | 0 | 0 | 0 | 0 | 0 | 0 | 0 | 0 | 0 | 0 | 0 | 0 | 0 | 0 | 0 | 0 | 0 | 0 | 0 | 0 | 0 | 0 | 0 | 0 | 0 | 0 | 0 | 0 | 0 | 0 | 0 | 0 | 0 | 0 | 0 | 0 | 0 | 0 | 0 | 0 | 0 | 0 | 0 | 0 | 0 | 0 | 0 | 0 | 0 | 0 | 0 | 0 | 0 | 0 | 0 | 0 | 0 | 0 | 0 | 0 | 0 | 0 | 0
|  | FND19 | Fens Reservoir 50 MCMD (100%) | Fencing (10) |  | 10 | Fixed | [6 empty] | 0 | 0 | 0 | 0 | 0.032676 | 0.032676 | 0.098028 | 0.19606 | 0.19606 | 0.098028 | 0 | 0 | 0 | 0 | 0 | 0 | 0 | 0 | 0 | 0.65352 | 0 | 0 | 0 | 0 | 0 | 0 | 0 | 0 | 0 | 0.65352 | 0 | 0 | 0 | 0 | 0 | 0 | 0 | 0 | 0 | 0.65352 | 0 | 0 | 0 | 0 | 0 | 0 | 0 | 0 | 0 | 0.65352 | 0 | 0 | 0 | 0 | 0 | 0 | 0 | 0 | 0 | 0.65352 | 0 | 0 | 0 | 0 | 0 | 0 | 0 | 0 | 0 | 0.65352 | 0 | 0 | 0 | 0 | 0 | 0 | 0 | 0 | 0 | 0.65352
|  | FND19 | Fens Reservoir 50 MCMD (100%) | Domestic Meters (10) |  | 10 | Fixed | [6 empty] | 0 | 0 | 0 | 0 | 0 | 0 | 0 | 0 | 0 | 0 | 0 | 0 | 0 | 0 | 0 | 0 | 0 | 0 | 0 | 0 | 0 | 0 | 0 | 0 | 0 | 0 | 0 | 0 | 0 | 0 | 0 | 0 | 0 | 0 | 0 | 0 | 0 | 0 | 0 | 0 | 0 | 0 | 0 | 0 | 0 | 0 | 0 | 0 | 0 | 0 | 0 | 0 | 0 | 0 | 0 | 0 | 0 | 0 | 0 | 0 | 0 | 0 | 0 | 0 | 0 | 0 | 0 | 0 | 0 | 0 | 0 | 0 | 0 | 0 | 0 | 0 | 0 | 0 | 0 | 0
|  | FND19 | Fens Reservoir 50 MCMD (100%) | Building Services (10) |  | 10 | Fixed | [6 empty] | 0 | 0 | 0 | 0 | 0 | 0 | 0 | 0 | 0 | 0 | 0 | 0 | 0 | 0 | 0 | 0 | 0 | 0 | 0 | 0 | 0 | 0 | 0 | 0 | 0 | 0 | 0 | 0 | 0 | 0 | 0 | 0 | 0 | 0 | 0 | 0 | 0 | 0 | 0 | 0 | 0 | 0 | 0 | 0 | 0 | 0 | 0 | 0 | 0 | 0 | 0 | 0 | 0 | 0 | 0 | 0 | 0 | 0 | 0 | 0 | 0 | 0 | 0 | 0 | 0 | 0 | 0 | 0 | 0 | 0 | 0 | 0 | 0 | 0 | 0 | 0 | 0 | 0 | 0 | 0
|  | FND19 | Fens Reservoir 50 MCMD (100%) | Membranes (10) |  | 10 | Fixed | [6 empty] | 0 | 0 | 0 | 0 | 0 | 0 | 0 | 0 | 0 | 0 | 0 | 0 | 0 | 0 | 0 | 0 | 0 | 0 | 0 | 0 | 0 | 0 | 0 | 0 | 0 | 0 | 0 | 0 | 0 | 0 | 0 | 0 | 0 | 0 | 0 | 0 | 0 | 0 | 0 | 0 | 0 | 0 | 0 | 0 | 0 | 0 | 0 | 0 | 0 | 0 | 0 | 0 | 0 | 0 | 0 | 0 | 0 | 0 | 0 | 0 | 0 | 0 | 0 | 0 | 0 | 0 | 0 | 0 | 0 | 0 | 0 | 0 | 0 | 0 | 0 | 0 | 0 | 0 | 0 | 0
|  | FND19 | Fens Reservoir 50 MCMD (100%) | ICA (Instrumentation, Control & Automation) (10) |  | 10 | Fixed | [6 empty] | 0 | 0 | 0 | 0 | 0.19261 | 0.19261 | 0.57782 | 1.1556 | 1.1556 | 0.57782 | 0 | 0 | 0 | 0 | 0 | 0 | 0 | 0 | 0 | 3.8522 | 0 | 0 | 0 | 0 | 0 | 0 | 0 | 0 | 0 | 3.8522 | 0 | 0 | 0 | 0 | 0 | 0 | 0 | 0 | 0 | 3.8522 | 0 | 0 | 0 | 0 | 0 | 0 | 0 | 0 | 0 | 3.8522 | 0 | 0 | 0 | 0 | 0 | 0 | 0 | 0 | 0 | 3.8522 | 0 | 0 | 0 | 0 | 0 | 0 | 0 | 0 | 0 | 3.8522 | 0 | 0 | 0 | 0 | 0 | 0 | 0 | 0 | 0 | 3.8522
|  | FND19 | Fens Reservoir 50 MCMD (100%) | Plant and Machinery (15) |  | 15 | Fixed | [6 empty] | 0 | 0 | 0 | 0 | 0 | 0 | 0 | 0 | 0 | 0 | 0 | 0 | 0 | 0 | 0 | 0 | 0 | 0 | 0 | 0 | 0 | 0 | 0 | 0 | 0 | 0 | 0 | 0 | 0 | 0 | 0 | 0 | 0 | 0 | 0 | 0 | 0 | 0 | 0 | 0 | 0 | 0 | 0 | 0 | 0 | 0 | 0 | 0 | 0 | 0 | 0 | 0 | 0 | 0 | 0 | 0 | 0 | 0 | 0 | 0 | 0 | 0 | 0 | 0 | 0 | 0 | 0 | 0 | 0 | 0 | 0 | 0 | 0 | 0 | 0 | 0 | 0 | 0 | 0 | 0
|  | FND19 | Fens Reservoir 50 MCMD (100%) | M&E (Mechanical and Electrical) Works on Pumping Stations and Treatment Works (20) |  | 20 | Fixed | [6 empty] | 0 | 0 | 0 | 0 | 4.9073 | 4.9073 | 14.722 | 29.4441 | 29.4441 | 14.722 | 0 | 0 | 0 | 0 | 0 | 0 | 0 | 0 | 0 | 0 | 0 | 0 | 0 | 0 | 0 | 0 | 0 | 0 | 0 | 98.1469 | 0 | 0 | 0 | 0 | 0 | 0 | 0 | 0 | 0 | 0 | 0 | 0 | 0 | 0 | 0 | 0 | 0 | 0 | 0 | 98.1469 | 0 | 0 | 0 | 0 | 0 | 0 | 0 | 0 | 0 | 0 | 0 | 0 | 0 | 0 | 0 | 0 | 0 | 0 | 0 | 98.1469 | 0 | 0 | 0 | 0 | 0 | 0 | 0 | 0 | 0 | 0
|  | FND19 | Fens Reservoir 50 MCMD (100%) | Raw Water and District Meters (20) |  | 20 | Fixed | [6 empty] | 0 | 0 | 0 | 0 | 0 | 0 | 0 | 0 | 0 | 0 | 0 | 0 | 0 | 0 | 0 | 0 | 0 | 0 | 0 | 0 | 0 | 0 | 0 | 0 | 0 | 0 | 0 | 0 | 0 | 0 | 0 | 0 | 0 | 0 | 0 | 0 | 0 | 0 | 0 | 0 | 0 | 0 | 0 | 0 | 0 | 0 | 0 | 0 | 0 | 0 | 0 | 0 | 0 | 0 | 0 | 0 | 0 | 0 | 0 | 0 | 0 | 0 | 0 | 0 | 0 | 0 | 0 | 0 | 0 | 0 | 0 | 0 | 0 | 0 | 0 | 0 | 0 | 0 | 0 | 0
|  | FND19 | Fens Reservoir 50 MCMD (100%) | Power Supply (25) |  | 25 | Fixed | [6 empty] | 0 | 0 | 0 | 0 | 4.0025 | 4.0025 | 12.0076 | 24.0152 | 24.0152 | 12.0076 | 0 | 0 | 0 | 0 | 0 | 0 | 0 | 0 | 0 | 0 | 0 | 0 | 0 | 0 | 0 | 0 | 0 | 0 | 0 | 0 | 0 | 0 | 0 | 0 | 80.0507 | 0 | 0 | 0 | 0 | 0 | 0 | 0 | 0 | 0 | 0 | 0 | 0 | 0 | 0 | 0 | 0 | 0 | 0 | 0 | 0 | 0 | 0 | 0 | 0 | 80.0507 | 0 | 0 | 0 | 0 | 0 | 0 | 0 | 0 | 0 | 0 | 0 | 0 | 0 | 0 | 0 | 0 | 0 | 0 | 0 | 0
|  | FND19 | Fens Reservoir 50 MCMD (100%) | Steel/Timber/GRP Structures (30) |  | 30 | Fixed | [6 empty] | 0 | 0 | 0 | 0 | 0 | 0 | 0 | 0 | 0 | 0 | 0 | 0 | 0 | 0 | 0 | 0 | 0 | 0 | 0 | 0 | 0 | 0 | 0 | 0 | 0 | 0 | 0 | 0 | 0 | 0 | 0 | 0 | 0 | 0 | 0 | 0 | 0 | 0 | 0 | 0 | 0 | 0 | 0 | 0 | 0 | 0 | 0 | 0 | 0 | 0 | 0 | 0 | 0 | 0 | 0 | 0 | 0 | 0 | 0 | 0 | 0 | 0 | 0 | 0 | 0 | 0 | 0 | 0 | 0 | 0 | 0 | 0 | 0 | 0 | 0 | 0 | 0 | 0 | 0 | 0
|  | FND19 | Fens Reservoir 50 MCMD (100%) | Landscaping/Environmental Works (30) |  | 30 | Fixed | [6 empty] | 0 | 0 | 0 | 0 | 1.4823 | 1.4823 | 4.4468 | 8.8936 | 8.8936 | 4.4468 | 0 | 0 | 0 | 0 | 0 | 0 | 0 | 0 | 0 | 0 | 0 | 0 | 0 | 0 | 0 | 0 | 0 | 0 | 0 | 0 | 0 | 0 | 0 | 0 | 0 | 0 | 0 | 0 | 0 | 29.6454 | 0 | 0 | 0 | 0 | 0 | 0 | 0 | 0 | 0 | 0 | 0 | 0 | 0 | 0 | 0 | 0 | 0 | 0 | 0 | 0 | 0 | 0 | 0 | 0 | 0 | 0 | 0 | 0 | 0 | 29.6454 | 0 | 0 | 0 | 0 | 0 | 0 | 0 | 0 | 0 | 0
|  | FND19 | Fens Reservoir 50 MCMD (100%) | Borehole Screening and Casing (30) |  | 30 | Fixed | [6 empty] | 0 | 0 | 0 | 0 | 0 | 0 | 0 | 0 | 0 | 0 | 0 | 0 | 0 | 0 | 0 | 0 | 0 | 0 | 0 | 0 | 0 | 0 | 0 | 0 | 0 | 0 | 0 | 0 | 0 | 0 | 0 | 0 | 0 | 0 | 0 | 0 | 0 | 0 | 0 | 0 | 0 | 0 | 0 | 0 | 0 | 0 | 0 | 0 | 0 | 0 | 0 | 0 | 0 | 0 | 0 | 0 | 0 | 0 | 0 | 0 | 0 | 0 | 0 | 0 | 0 | 0 | 0 | 0 | 0 | 0 | 0 | 0 | 0 | 0 | 0 | 0 | 0 | 0 | 0 | 0
|  | FND19 | Fens Reservoir 50 MCMD (100%) | Bridges (40) |  | 40 | Fixed | [6 empty] | 0 | 0 | 0 | 0 | 0.28226 | 0.28226 | 0.84679 | 1.6936 | 1.6936 | 0.84679 | 0 | 0 | 0 | 0 | 0 | 0 | 0 | 0 | 0 | 0 | 0 | 0 | 0 | 0 | 0 | 0 | 0 | 0 | 0 | 0 | 0 | 0 | 0 | 0 | 0 | 0 | 0 | 0 | 0 | 0 | 0 | 0 | 0 | 0 | 0 | 0 | 0 | 0 | 0 | 5.6453 | 0 | 0 | 0 | 0 | 0 | 0 | 0 | 0 | 0 | 0 | 0 | 0 | 0 | 0 | 0 | 0 | 0 | 0 | 0 | 0 | 0 | 0 | 0 | 0 | 0 | 0 | 0 | 0 | 0 | 0
|  | FND19 | Fens Reservoir 50 MCMD (100%) | Brick/Concrete Office Structures (50) |  | 50 | Fixed | [6 empty] | 0 | 0 | 0 | 0 | 2.4958 | 2.4958 | 7.4873 | 14.9745 | 14.9745 | 7.4873 | 0 | 0 | 0 | 0 | 0 | 0 | 0 | 0 | 0 | 0 | 0 | 0 | 0 | 0 | 0 | 0 | 0 | 0 | 0 | 0 | 0 | 0 | 0 | 0 | 0 | 0 | 0 | 0 | 0 | 0 | 0 | 0 | 0 | 0 | 0 | 0 | 0 | 0 | 0 | 0 | 0 | 0 | 0 | 0 | 0 | 0 | 0 | 0 | 0 | 49.915 | 0 | 0 | 0 | 0 | 0 | 0 | 0 | 0 | 0 | 0 | 0 | 0 | 0 | 0 | 0 | 0 | 0 | 0 | 0 | 0
|  | FND19 | Fens Reservoir 50 MCMD (100%) | Treatment and Pumping Station Civils (incl. Intakes) (60) |  | 60 | Fixed | [6 empty] | 0 | 0 | 0 | 0 | 0 | 0 | 0 | 0 | 0 | 0 | 0 | 0 | 0 | 0 | 0 | 0 | 0 | 0 | 0 | 0 | 0 | 0 | 0 | 0 | 0 | 0 | 0 | 0 | 0 | 0 | 0 | 0 | 0 | 0 | 0 | 0 | 0 | 0 | 0 | 0 | 0 | 0 | 0 | 0 | 0 | 0 | 0 | 0 | 0 | 0 | 0 | 0 | 0 | 0 | 0 | 0 | 0 | 0 | 0 | 0 | 0 | 0 | 0 | 0 | 0 | 0 | 0 | 0 | 0 | 0 | 0 | 0 | 0 | 0 | 0 | 0 | 0 | 0 | 0 | 0
|  | FND19 | Fens Reservoir 50 MCMD (100%) | Roads and Car Parks (60) |  | 60 | Fixed | [6 empty] | 0 | 0 | 0 | 0 | 4.0759 | 4.0759 | 12.2278 | 24.4555 | 24.4555 | 12.2278 | 0 | 0 | 0 | 0 | 0 | 0 | 0 | 0 | 0 | 0 | 0 | 0 | 0 | 0 | 0 | 0 | 0 | 0 | 0 | 0 | 0 | 0 | 0 | 0 | 0 | 0 | 0 | 0 | 0 | 0 | 0 | 0 | 0 | 0 | 0 | 0 | 0 | 0 | 0 | 0 | 0 | 0 | 0 | 0 | 0 | 0 | 0 | 0 | 0 | 0 | 0 | 0 | 0 | 0 | 0 | 0 | 0 | 0 | 0 | 81.5184 | 0 | 0 | 0 | 0 | 0 | 0 | 0 | 0 | 0 | 0
|  | FND19 | Fens Reservoir 50 MCMD (100%) | Water Towers (60) |  | 60 | Fixed | [6 empty] | 0 | 0 | 0 | 0 | 0.18756 | 0.18756 | 0.56269 | 1.1254 | 1.1254 | 0.56269 | 0 | 0 | 0 | 0 | 0 | 0 | 0 | 0 | 0 | 0 | 0 | 0 | 0 | 0 | 0 | 0 | 0 | 0 | 0 | 0 | 0 | 0 | 0 | 0 | 0 | 0 | 0 | 0 | 0 | 0 | 0 | 0 | 0 | 0 | 0 | 0 | 0 | 0 | 0 | 0 | 0 | 0 | 0 | 0 | 0 | 0 | 0 | 0 | 0 | 0 | 0 | 0 | 0 | 0 | 0 | 0 | 0 | 0 | 0 | 3.7513 | 0 | 0 | 0 | 0 | 0 | 0 | 0 | 0 | 0 | 0
|  | FND19 | Fens Reservoir 50 MCMD (100%) | Borehole Installation (60) |  | 60 | Fixed | [6 empty] | 0 | 0 | 0 | 0 | 0 | 0 | 0 | 0 | 0 | 0 | 0 | 0 | 0 | 0 | 0 | 0 | 0 | 0 | 0 | 0 | 0 | 0 | 0 | 0 | 0 | 0 | 0 | 0 | 0 | 0 | 0 | 0 | 0 | 0 | 0 | 0 | 0 | 0 | 0 | 0 | 0 | 0 | 0 | 0 | 0 | 0 | 0 | 0 | 0 | 0 | 0 | 0 | 0 | 0 | 0 | 0 | 0 | 0 | 0 | 0 | 0 | 0 | 0 | 0 | 0 | 0 | 0 | 0 | 0 | 0 | 0 | 0 | 0 | 0 | 0 | 0 | 0 | 0 | 0 | 0
|  | FND19 | Fens Reservoir 50 MCMD (100%) | Headworks/Valves (60) |  | 60 | Fixed | [6 empty] | 0 | 0 | 0 | 0 | 0 | 0 | 0 | 0 | 0 | 0 | 0 | 0 | 0 | 0 | 0 | 0 | 0 | 0 | 0 | 0 | 0 | 0 | 0 | 0 | 0 | 0 | 0 | 0 | 0 | 0 | 0 | 0 | 0 | 0 | 0 | 0 | 0 | 0 | 0 | 0 | 0 | 0 | 0 | 0 | 0 | 0 | 0 | 0 | 0 | 0 | 0 | 0 | 0 | 0 | 0 | 0 | 0 | 0 | 0 | 0 | 0 | 0 | 0 | 0 | 0 | 0 | 0 | 0 | 0 | 0 | 0 | 0 | 0 | 0 | 0 | 0 | 0 | 0 | 0 | 0
|  | FND19 | Fens Reservoir 50 MCMD (100%) | Underwater Assets (60) |  | 60 | Fixed | [6 empty] | 0 | 0 | 0 | 0 | 0 | 0 | 0 | 0 | 0 | 0 | 0 | 0 | 0 | 0 | 0 | 0 | 0 | 0 | 0 | 0 | 0 | 0 | 0 | 0 | 0 | 0 | 0 | 0 | 0 | 0 | 0 | 0 | 0 | 0 | 0 | 0 | 0 | 0 | 0 | 0 | 0 | 0 | 0 | 0 | 0 | 0 | 0 | 0 | 0 | 0 | 0 | 0 | 0 | 0 | 0 | 0 | 0 | 0 | 0 | 0 | 0 | 0 | 0 | 0 | 0 | 0 | 0 | 0 | 0 | 0 | 0 | 0 | 0 | 0 | 0 | 0 | 0 | 0 | 0 | 0
|  | FND19 | Fens Reservoir 50 MCMD (100%) | Reinforced Concrete Tanks / Service Reservoirs (80) |  | 80 | Fixed | [6 empty] | 0 | 0 | 0 | 0 | 3.6884 | 3.6884 | 11.0652 | 22.1305 | 22.1305 | 11.0652 | 0 | 0 | 0 | 0 | 0 | 0 | 0 | 0 | 0 | 0 | 0 | 0 | 0 | 0 | 0 | 0 | 0 | 0 | 0 | 0 | 0 | 0 | 0 | 0 | 0 | 0 | 0 | 0 | 0 | 0 | 0 | 0 | 0 | 0 | 0 | 0 | 0 | 0 | 0 | 0 | 0 | 0 | 0 | 0 | 0 | 0 | 0 | 0 | 0 | 0 | 0 | 0 | 0 | 0 | 0 | 0 | 0 | 0 | 0 | 0 | 0 | 0 | 0 | 0 | 0 | 0 | 0 | 0 | 0 | 0
|  | FND19 | Fens Reservoir 50 MCMD (100%) | Weirs (100) |  | 100 | Fixed | [6 empty] | 0 | 0 | 0 | 0 | 0 | 0 | 0 | 0 | 0 | 0 | 0 | 0 | 0 | 0 | 0 | 0 | 0 | 0 | 0 | 0 | 0 | 0 | 0 | 0 | 0 | 0 | 0 | 0 | 0 | 0 | 0 | 0 | 0 | 0 | 0 | 0 | 0 | 0 | 0 | 0 | 0 | 0 | 0 | 0 | 0 | 0 | 0 | 0 | 0 | 0 | 0 | 0 | 0 | 0 | 0 | 0 | 0 | 0 | 0 | 0 | 0 | 0 | 0 | 0 | 0 | 0 | 0 | 0 | 0 | 0 | 0 | 0 | 0 | 0 | 0 | 0 | 0 | 0 | 0 | 0
|  | FND19 | Fens Reservoir 50 MCMD (100%) | Pipelines (100) |  | 100 | Fixed | [6 empty] | 0 | 0 | 0 | 0 | 15.2029 | 15.2029 | 45.6088 | 91.2176 | 91.2176 | 45.6088 | 0 | 0 | 0 | 0 | 0 | 0 | 0 | 0 | 0 | 0 | 0 | 0 | 0 | 0 | 0 | 0 | 0 | 0 | 0 | 0 | 0 | 0 | 0 | 0 | 0 | 0 | 0 | 0 | 0 | 0 | 0 | 0 | 0 | 0 | 0 | 0 | 0 | 0 | 0 | 0 | 0 | 0 | 0 | 0 | 0 | 0 | 0 | 0 | 0 | 0 | 0 | 0 | 0 | 0 | 0 | 0 | 0 | 0 | 0 | 0 | 0 | 0 | 0 | 0 | 0 | 0 | 0 | 0 | 0 | 0
|  | FND19 | Fens Reservoir 50 MCMD (100%) | Tunnels (100) |  | 100 | Fixed | [6 empty] | 0 | 0 | 0 | 0 | 0.25404 | 0.25404 | 0.76213 | 1.5243 | 1.5243 | 0.76213 | 0 | 0 | 0 | 0 | 0 | 0 | 0 | 0 | 0 | 0 | 0 | 0 | 0 | 0 | 0 | 0 | 0 | 0 | 0 | 0 | 0 | 0 | 0 | 0 | 0 | 0 | 0 | 0 | 0 | 0 | 0 | 0 | 0 | 0 | 0 | 0 | 0 | 0 | 0 | 0 | 0 | 0 | 0 | 0 | 0 | 0 | 0 | 0 | 0 | 0 | 0 | 0 | 0 | 0 | 0 | 0 | 0 | 0 | 0 | 0 | 0 | 0 | 0 | 0 | 0 | 0 | 0 | 0 | 0 | 0
|  | FND19 | Fens Reservoir 50 MCMD (100%) | Aqueducts (100) |  | 100 | Fixed | [6 empty] | 0 | 0 | 0 | 0 | 0 | 0 | 0 | 0 | 0 | 0 | 0 | 0 | 0 | 0 | 0 | 0 | 0 | 0 | 0 | 0 | 0 | 0 | 0 | 0 | 0 | 0 | 0 | 0 | 0 | 0 | 0 | 0 | 0 | 0 | 0 | 0 | 0 | 0 | 0 | 0 | 0 | 0 | 0 | 0 | 0 | 0 | 0 | 0 | 0 | 0 | 0 | 0 | 0 | 0 | 0 | 0 | 0 | 0 | 0 | 0 | 0 | 0 | 0 | 0 | 0 | 0 | 0 | 0 | 0 | 0 | 0 | 0 | 0 | 0 | 0 | 0 | 0 | 0 | 0 | 0
|  | FND19 | Fens Reservoir 50 MCMD (100%) | Embankment Works (250) |  | 250 | Fixed | [6 empty] | 0 | 0 | 0 | 0 | 12.1257 | 12.1257 | 36.377 | 72.754 | 72.754 | 36.377 | 0 | 0 | 0 | 0 | 0 | 0 | 0 | 0 | 0 | 0 | 0 | 0 | 0 | 0 | 0 | 0 | 0 | 0 | 0 | 0 | 0 | 0 | 0 | 0 | 0 | 0 | 0 | 0 | 0 | 0 | 0 | 0 | 0 | 0 | 0 | 0 | 0 | 0 | 0 | 0 | 0 | 0 | 0 | 0 | 0 | 0 | 0 | 0 | 0 | 0 | 0 | 0 | 0 | 0 | 0 | 0 | 0 | 0 | 0 | 0 | 0 | 0 | 0 | 0 | 0 | 0 | 0 | 0 | 0 | 0
|  | FND19 | Fens Reservoir 50 MCMD (100%) | Costed Risk |  |  | Fixed | [6 empty] | 0 | 0 | 0 | 0 | 12.0081 | 12.0081 | 36.0244 | 72.0489 | 72.0489 | 36.0244 | 0 | 0 | 0 | 0 | 0 | 0 | 0 | 0 | 0 | 0 | 0 | 0 | 0 | 0 | 0 | 0 | 0 | 0 | 0 | 0 | 0 | 0 | 0 | 0 | 0 | 0 | 0 | 0 | 0 | 0 | 0 | 0 | 0 | 0 | 0 | 0 | 0 | 0 | 0 | 0 | 0 | 0 | 0 | 0 | 0 | 0 | 0 | 0 | 0 | 0 | 0 | 0 | 0 | 0 | 0 | 0 | 0 | 0 | 0 | 0 | 0 | 0 | 0 | 0 | 0 | 0 | 0 | 0 | 0 | 0
|  | FND21 | Fens Reservoir 50 MCMD low yield | Opex | Cost |  | Fixed | [6 empty] | 0 | 0 | 0 | 0 | 0 | 0 | 0 | 0 | 0 | 0 | 0.113 | 0.113 | 0.113 | 0.113 | 0.113 | 0.113 | 0.113 | 0.113 | 0.113 | 0.113 | 0.113 | 0.113 | 0.113 | 0.113 | 0.113 | 0.113 | 0.113 | 0.113 | 0.113 | 0.113 | 0.113 | 0.113 | 0.113 | 0.113 | 0.113 | 0.113 | 0.113 | 0.113 | 0.113 | 0.113 | 0.113 | 0.113 | 0.113 | 0.113 | 0.113 | 0.113 | 0.113 | 0.113 | 0.113 | 0.113 | 0.113 | 0.113 | 0.113 | 0.113 | 0.113 | 0.113 | 0.113 | 0.113 | 0.113 | 0.113 | 0.113 | 0.113 | 0.113 | 0.113 | 0.113 | 0.113 | 0.113 | 0.113 | 0.113 | 0.113 | 0.113 | 0.113 | 0.113 | 0.113 | 0.113 | 0.113 | 0.113 | 0.113 | 0.113 | 0.113
|  | FND21 | Fens Reservoir 50 MCMD low yield | Opex | Cost |  | Variable | [6 empty] | 0 | 0 | 0 | 0 | 0 | 0 | 0 | 0 | 0 | 0 | 2.3962 | 2.3962 | 2.3962 | 2.3962 | 2.3962 | 2.3962 | 2.3962 | 2.3962 | 2.3962 | 2.3962 | 2.3962 | 2.3962 | 2.3962 | 2.3962 | 2.3962 | 2.3962 | 2.3962 | 2.3962 | 2.3962 | 2.3962 | 2.3962 | 2.3962 | 2.3962 | 2.3962 | 2.3962 | 2.3962 | 2.3962 | 2.3962 | 2.3962 | 2.3962 | 2.3962 | 2.3962 | 2.3962 | 2.3962 | 2.3962 | 2.3962 | 2.3962 | 2.3962 | 2.3962 | 2.3962 | 2.3962 | 2.3962 | 2.3962 | 2.3962 | 2.3962 | 2.3962 | 2.3962 | 2.3962 | 2.3962 | 2.3962 | 2.3962 | 2.3962 | 2.3962 | 2.3962 | 2.3962 | 2.3962 | 2.3962 | 2.3962 | 2.3962 | 2.3962 | 2.3962 | 2.3962 | 2.3962 | 2.3962 | 2.3962 | 2.3962 | 2.3962 | 2.3962 | 2.3962 | 2.3962
|  | FND21 | Fens Reservoir 50 MCMD low yield | Land (Non depreciating) |  |  | Fixed | [6 empty] | 8.4098 | 8.4098 | 8.4098 | 8.4098 | 0 | 0 | 0 | 0 | 0 | 0 | 0 | 0 | 0 | 0 | 0 | 0 | 0 | 0 | 0 | 0 | 0 | 0 | 0 | 0 | 0 | 0 | 0 | 0 | 0 | 0 | 0 | 0 | 0 | 0 | 0 | 0 | 0 | 0 | 0 | 0 | 0 | 0 | 0 | 0 | 0 | 0 | 0 | 0 | 0 | 0 | 0 | 0 | 0 | 0 | 0 | 0 | 0 | 0 | 0 | 0 | 0 | 0 | 0 | 0 | 0 | 0 | 0 | 0 | 0 | 0 | 0 | 0 | 0 | 0 | 0 | 0 | 0 | 0 | 0 | 0
|  | FND21 | Fens Reservoir 50 MCMD low yield | Planning and Development (Non depreciating) |  |  | Fixed | [6 empty] | 51.3482 | 51.3482 | 51.3482 | 51.3482 | 0 | 0 | 0 | 0 | 0 | 0 | 0 | 0 | 0 | 0 | 0 | 0 | 0 | 0 | 0 | 0 | 0 | 0 | 0 | 0 | 0 | 0 | 0 | 0 | 0 | 0 | 0 | 0 | 0 | 0 | 0 | 0 | 0 | 0 | 0 | 0 | 0 | 0 | 0 | 0 | 0 | 0 | 0 | 0 | 0 | 0 | 0 | 0 | 0 | 0 | 0 | 0 | 0 | 0 | 0 | 0 | 0 | 0 | 0 | 0 | 0 | 0 | 0 | 0 | 0 | 0 | 0 | 0 | 0 | 0 | 0 | 0 | 0 | 0 | 0 | 0
|  | FND21 | Fens Reservoir 50 MCMD low yield | Other Non-Depreciating Assets (Non depreciating) |  |  | Fixed | [6 empty] | 0 | 0 | 0 | 0 | 0.15383 | 0.15383 | 0.46149 | 0.92299 | 0.92299 | 0.46149 | 0 | 0 | 0 | 0 | 0 | 0 | 0 | 0 | 0 | 0 | 0 | 0 | 0 | 0 | 0 | 0 | 0 | 0 | 0 | 0 | 0 | 0 | 0 | 0 | 0 | 0 | 0 | 0 | 0 | 0 | 0 | 0 | 0 | 0 | 0 | 0 | 0 | 0 | 0 | 0 | 0 | 0 | 0 | 0 | 0 | 0 | 0 | 0 | 0 | 0 | 0 | 0 | 0 | 0 | 0 | 0 | 0 | 0 | 0 | 0 | 0 | 0 | 0 | 0 | 0 | 0 | 0 | 0 | 0 | 0
|  | FND21 | Fens Reservoir 50 MCMD low yield | Process-Related Carbon Media Including GAC (4) |  | 4 | Fixed | [6 empty] | 0 | 0 | 0 | 0 | 0 | 0 | 0 | 0 | 0 | 0 | 0 | 0 | 0 | 0 | 0 | 0 | 0 | 0 | 0 | 0 | 0 | 0 | 0 | 0 | 0 | 0 | 0 | 0 | 0 | 0 | 0 | 0 | 0 | 0 | 0 | 0 | 0 | 0 | 0 | 0 | 0 | 0 | 0 | 0 | 0 | 0 | 0 | 0 | 0 | 0 | 0 | 0 | 0 | 0 | 0 | 0 | 0 | 0 | 0 | 0 | 0 | 0 | 0 | 0 | 0 | 0 | 0 | 0 | 0 | 0 | 0 | 0 | 0 | 0 | 0 | 0 | 0 | 0 | 0 | 0
|  | FND21 | Fens Reservoir 50 MCMD low yield | Vehicles (4) |  | 4 | Fixed | [6 empty] | 0 | 0 | 0 | 0 | 0 | 0 | 0 | 0 | 0 | 0 | 0 | 0 | 0 | 0 | 0 | 0 | 0 | 0 | 0 | 0 | 0 | 0 | 0 | 0 | 0 | 0 | 0 | 0 | 0 | 0 | 0 | 0 | 0 | 0 | 0 | 0 | 0 | 0 | 0 | 0 | 0 | 0 | 0 | 0 | 0 | 0 | 0 | 0 | 0 | 0 | 0 | 0 | 0 | 0 | 0 | 0 | 0 | 0 | 0 | 0 | 0 | 0 | 0 | 0 | 0 | 0 | 0 | 0 | 0 | 0 | 0 | 0 | 0 | 0 | 0 | 0 | 0 | 0 | 0 | 0
|  | FND21 | Fens Reservoir 50 MCMD low yield | Computers and Data Logging (4) |  | 4 | Fixed | [6 empty] | 0 | 0 | 0 | 0 | 0 | 0 | 0 | 0 | 0 | 0 | 0 | 0 | 0 | 0 | 0 | 0 | 0 | 0 | 0 | 0 | 0 | 0 | 0 | 0 | 0 | 0 | 0 | 0 | 0 | 0 | 0 | 0 | 0 | 0 | 0 | 0 | 0 | 0 | 0 | 0 | 0 | 0 | 0 | 0 | 0 | 0 | 0 | 0 | 0 | 0 | 0 | 0 | 0 | 0 | 0 | 0 | 0 | 0 | 0 | 0 | 0 | 0 | 0 | 0 | 0 | 0 | 0 | 0 | 0 | 0 | 0 | 0 | 0 | 0 | 0 | 0 | 0 | 0 | 0 | 0
|  | FND21 | Fens Reservoir 50 MCMD low yield | Fencing (10) |  | 10 | Fixed | [6 empty] | 0 | 0 | 0 | 0 | 0.016338 | 0.016338 | 0.049014 | 0.098028 | 0.098028 | 0.049014 | 0 | 0 | 0 | 0 | 0 | 0 | 0 | 0 | 0 | 0.32676 | 0 | 0 | 0 | 0 | 0 | 0 | 0 | 0 | 0 | 0.32676 | 0 | 0 | 0 | 0 | 0 | 0 | 0 | 0 | 0 | 0.32676 | 0 | 0 | 0 | 0 | 0 | 0 | 0 | 0 | 0 | 0.32676 | 0 | 0 | 0 | 0 | 0 | 0 | 0 | 0 | 0 | 0.32676 | 0 | 0 | 0 | 0 | 0 | 0 | 0 | 0 | 0 | 0.32676 | 0 | 0 | 0 | 0 | 0 | 0 | 0 | 0 | 0 | 0.32676
|  | FND21 | Fens Reservoir 50 MCMD low yield | Domestic Meters (10) |  | 10 | Fixed | [6 empty] | 0 | 0 | 0 | 0 | 0 | 0 | 0 | 0 | 0 | 0 | 0 | 0 | 0 | 0 | 0 | 0 | 0 | 0 | 0 | 0 | 0 | 0 | 0 | 0 | 0 | 0 | 0 | 0 | 0 | 0 | 0 | 0 | 0 | 0 | 0 | 0 | 0 | 0 | 0 | 0 | 0 | 0 | 0 | 0 | 0 | 0 | 0 | 0 | 0 | 0 | 0 | 0 | 0 | 0 | 0 | 0 | 0 | 0 | 0 | 0 | 0 | 0 | 0 | 0 | 0 | 0 | 0 | 0 | 0 | 0 | 0 | 0 | 0 | 0 | 0 | 0 | 0 | 0 | 0 | 0
|  | FND21 | Fens Reservoir 50 MCMD low yield | Building Services (10) |  | 10 | Fixed | [6 empty] | 0 | 0 | 0 | 0 | 0 | 0 | 0 | 0 | 0 | 0 | 0 | 0 | 0 | 0 | 0 | 0 | 0 | 0 | 0 | 0 | 0 | 0 | 0 | 0 | 0 | 0 | 0 | 0 | 0 | 0 | 0 | 0 | 0 | 0 | 0 | 0 | 0 | 0 | 0 | 0 | 0 | 0 | 0 | 0 | 0 | 0 | 0 | 0 | 0 | 0 | 0 | 0 | 0 | 0 | 0 | 0 | 0 | 0 | 0 | 0 | 0 | 0 | 0 | 0 | 0 | 0 | 0 | 0 | 0 | 0 | 0 | 0 | 0 | 0 | 0 | 0 | 0 | 0 | 0 | 0
|  | FND21 | Fens Reservoir 50 MCMD low yield | Membranes (10) |  | 10 | Fixed | [6 empty] | 0 | 0 | 0 | 0 | 0 | 0 | 0 | 0 | 0 | 0 | 0 | 0 | 0 | 0 | 0 | 0 | 0 | 0 | 0 | 0 | 0 | 0 | 0 | 0 | 0 | 0 | 0 | 0 | 0 | 0 | 0 | 0 | 0 | 0 | 0 | 0 | 0 | 0 | 0 | 0 | 0 | 0 | 0 | 0 | 0 | 0 | 0 | 0 | 0 | 0 | 0 | 0 | 0 | 0 | 0 | 0 | 0 | 0 | 0 | 0 | 0 | 0 | 0 | 0 | 0 | 0 | 0 | 0 | 0 | 0 | 0 | 0 | 0 | 0 | 0 | 0 | 0 | 0 | 0 | 0
|  | FND21 | Fens Reservoir 50 MCMD low yield | ICA (Instrumentation, Control & Automation) (10) |  | 10 | Fixed | [6 empty] | 0 | 0 | 0 | 0 | 0.096304 | 0.096304 | 0.28891 | 0.57782 | 0.57782 | 0.28891 | 0 | 0 | 0 | 0 | 0 | 0 | 0 | 0 | 0 | 1.9261 | 0 | 0 | 0 | 0 | 0 | 0 | 0 | 0 | 0 | 1.9261 | 0 | 0 | 0 | 0 | 0 | 0 | 0 | 0 | 0 | 1.9261 | 0 | 0 | 0 | 0 | 0 | 0 | 0 | 0 | 0 | 1.9261 | 0 | 0 | 0 | 0 | 0 | 0 | 0 | 0 | 0 | 1.9261 | 0 | 0 | 0 | 0 | 0 | 0 | 0 | 0 | 0 | 1.9261 | 0 | 0 | 0 | 0 | 0 | 0 | 0 | 0 | 0 | 1.9261
|  | FND21 | Fens Reservoir 50 MCMD low yield | Plant and Machinery (15) |  | 15 | Fixed | [6 empty] | 0 | 0 | 0 | 0 | 0 | 0 | 0 | 0 | 0 | 0 | 0 | 0 | 0 | 0 | 0 | 0 | 0 | 0 | 0 | 0 | 0 | 0 | 0 | 0 | 0 | 0 | 0 | 0 | 0 | 0 | 0 | 0 | 0 | 0 | 0 | 0 | 0 | 0 | 0 | 0 | 0 | 0 | 0 | 0 | 0 | 0 | 0 | 0 | 0 | 0 | 0 | 0 | 0 | 0 | 0 | 0 | 0 | 0 | 0 | 0 | 0 | 0 | 0 | 0 | 0 | 0 | 0 | 0 | 0 | 0 | 0 | 0 | 0 | 0 | 0 | 0 | 0 | 0 | 0 | 0
|  | FND21 | Fens Reservoir 50 MCMD low yield | M&E (Mechanical and Electrical) Works on Pumping Stations and Treatment Works (20) |  | 20 | Fixed | [6 empty] | 0 | 0 | 0 | 0 | 2.4537 | 2.4537 | 7.361 | 14.722 | 14.722 | 7.361 | 0 | 0 | 0 | 0 | 0 | 0 | 0 | 0 | 0 | 0 | 0 | 0 | 0 | 0 | 0 | 0 | 0 | 0 | 0 | 49.0734 | 0 | 0 | 0 | 0 | 0 | 0 | 0 | 0 | 0 | 0 | 0 | 0 | 0 | 0 | 0 | 0 | 0 | 0 | 0 | 49.0734 | 0 | 0 | 0 | 0 | 0 | 0 | 0 | 0 | 0 | 0 | 0 | 0 | 0 | 0 | 0 | 0 | 0 | 0 | 0 | 49.0734 | 0 | 0 | 0 | 0 | 0 | 0 | 0 | 0 | 0 | 0
|  | FND21 | Fens Reservoir 50 MCMD low yield | Raw Water and District Meters (20) |  | 20 | Fixed | [6 empty] | 0 | 0 | 0 | 0 | 0 | 0 | 0 | 0 | 0 | 0 | 0 | 0 | 0 | 0 | 0 | 0 | 0 | 0 | 0 | 0 | 0 | 0 | 0 | 0 | 0 | 0 | 0 | 0 | 0 | 0 | 0 | 0 | 0 | 0 | 0 | 0 | 0 | 0 | 0 | 0 | 0 | 0 | 0 | 0 | 0 | 0 | 0 | 0 | 0 | 0 | 0 | 0 | 0 | 0 | 0 | 0 | 0 | 0 | 0 | 0 | 0 | 0 | 0 | 0 | 0 | 0 | 0 | 0 | 0 | 0 | 0 | 0 | 0 | 0 | 0 | 0 | 0 | 0 | 0 | 0
|  | FND21 | Fens Reservoir 50 MCMD low yield | Power Supply (25) |  | 25 | Fixed | [6 empty] | 0 | 0 | 0 | 0 | 2.0013 | 2.0013 | 6.0038 | 12.0076 | 12.0076 | 6.0038 | 0 | 0 | 0 | 0 | 0 | 0 | 0 | 0 | 0 | 0 | 0 | 0 | 0 | 0 | 0 | 0 | 0 | 0 | 0 | 0 | 0 | 0 | 0 | 0 | 40.0253 | 0 | 0 | 0 | 0 | 0 | 0 | 0 | 0 | 0 | 0 | 0 | 0 | 0 | 0 | 0 | 0 | 0 | 0 | 0 | 0 | 0 | 0 | 0 | 0 | 40.0253 | 0 | 0 | 0 | 0 | 0 | 0 | 0 | 0 | 0 | 0 | 0 | 0 | 0 | 0 | 0 | 0 | 0 | 0 | 0 | 0
|  | FND21 | Fens Reservoir 50 MCMD low yield | Steel/Timber/GRP Structures (30) |  | 30 | Fixed | [6 empty] | 0 | 0 | 0 | 0 | 0 | 0 | 0 | 0 | 0 | 0 | 0 | 0 | 0 | 0 | 0 | 0 | 0 | 0 | 0 | 0 | 0 | 0 | 0 | 0 | 0 | 0 | 0 | 0 | 0 | 0 | 0 | 0 | 0 | 0 | 0 | 0 | 0 | 0 | 0 | 0 | 0 | 0 | 0 | 0 | 0 | 0 | 0 | 0 | 0 | 0 | 0 | 0 | 0 | 0 | 0 | 0 | 0 | 0 | 0 | 0 | 0 | 0 | 0 | 0 | 0 | 0 | 0 | 0 | 0 | 0 | 0 | 0 | 0 | 0 | 0 | 0 | 0 | 0 | 0 | 0
|  | FND21 | Fens Reservoir 50 MCMD low yield | Landscaping/Environmental Works (30) |  | 30 | Fixed | [6 empty] | 0 | 0 | 0 | 0 | 0.74113 | 0.74113 | 2.2234 | 4.4468 | 4.4468 | 2.2234 | 0 | 0 | 0 | 0 | 0 | 0 | 0 | 0 | 0 | 0 | 0 | 0 | 0 | 0 | 0 | 0 | 0 | 0 | 0 | 0 | 0 | 0 | 0 | 0 | 0 | 0 | 0 | 0 | 0 | 14.8227 | 0 | 0 | 0 | 0 | 0 | 0 | 0 | 0 | 0 | 0 | 0 | 0 | 0 | 0 | 0 | 0 | 0 | 0 | 0 | 0 | 0 | 0 | 0 | 0 | 0 | 0 | 0 | 0 | 0 | 14.8227 | 0 | 0 | 0 | 0 | 0 | 0 | 0 | 0 | 0 | 0
|  | FND21 | Fens Reservoir 50 MCMD low yield | Borehole Screening and Casing (30) |  | 30 | Fixed | [6 empty] | 0 | 0 | 0 | 0 | 0 | 0 | 0 | 0 | 0 | 0 | 0 | 0 | 0 | 0 | 0 | 0 | 0 | 0 | 0 | 0 | 0 | 0 | 0 | 0 | 0 | 0 | 0 | 0 | 0 | 0 | 0 | 0 | 0 | 0 | 0 | 0 | 0 | 0 | 0 | 0 | 0 | 0 | 0 | 0 | 0 | 0 | 0 | 0 | 0 | 0 | 0 | 0 | 0 | 0 | 0 | 0 | 0 | 0 | 0 | 0 | 0 | 0 | 0 | 0 | 0 | 0 | 0 | 0 | 0 | 0 | 0 | 0 | 0 | 0 | 0 | 0 | 0 | 0 | 0 | 0
|  | FND21 | Fens Reservoir 50 MCMD low yield | Bridges (40) |  | 40 | Fixed | [6 empty] | 0 | 0 | 0 | 0 | 0.14113 | 0.14113 | 0.4234 | 0.84679 | 0.84679 | 0.4234 | 0 | 0 | 0 | 0 | 0 | 0 | 0 | 0 | 0 | 0 | 0 | 0 | 0 | 0 | 0 | 0 | 0 | 0 | 0 | 0 | 0 | 0 | 0 | 0 | 0 | 0 | 0 | 0 | 0 | 0 | 0 | 0 | 0 | 0 | 0 | 0 | 0 | 0 | 0 | 2.8226 | 0 | 0 | 0 | 0 | 0 | 0 | 0 | 0 | 0 | 0 | 0 | 0 | 0 | 0 | 0 | 0 | 0 | 0 | 0 | 0 | 0 | 0 | 0 | 0 | 0 | 0 | 0 | 0 | 0 | 0
|  | FND21 | Fens Reservoir 50 MCMD low yield | Brick/Concrete Office Structures (50) |  | 50 | Fixed | [6 empty] | 0 | 0 | 0 | 0 | 1.2479 | 1.2479 | 3.7436 | 7.4873 | 7.4873 | 3.7436 | 0 | 0 | 0 | 0 | 0 | 0 | 0 | 0 | 0 | 0 | 0 | 0 | 0 | 0 | 0 | 0 | 0 | 0 | 0 | 0 | 0 | 0 | 0 | 0 | 0 | 0 | 0 | 0 | 0 | 0 | 0 | 0 | 0 | 0 | 0 | 0 | 0 | 0 | 0 | 0 | 0 | 0 | 0 | 0 | 0 | 0 | 0 | 0 | 0 | 24.9575 | 0 | 0 | 0 | 0 | 0 | 0 | 0 | 0 | 0 | 0 | 0 | 0 | 0 | 0 | 0 | 0 | 0 | 0 | 0 | 0
|  | FND21 | Fens Reservoir 50 MCMD low yield | Treatment and Pumping Station Civils (incl. Intakes) (60) |  | 60 | Fixed | [6 empty] | 0 | 0 | 0 | 0 | 0 | 0 | 0 | 0 | 0 | 0 | 0 | 0 | 0 | 0 | 0 | 0 | 0 | 0 | 0 | 0 | 0 | 0 | 0 | 0 | 0 | 0 | 0 | 0 | 0 | 0 | 0 | 0 | 0 | 0 | 0 | 0 | 0 | 0 | 0 | 0 | 0 | 0 | 0 | 0 | 0 | 0 | 0 | 0 | 0 | 0 | 0 | 0 | 0 | 0 | 0 | 0 | 0 | 0 | 0 | 0 | 0 | 0 | 0 | 0 | 0 | 0 | 0 | 0 | 0 | 0 | 0 | 0 | 0 | 0 | 0 | 0 | 0 | 0 | 0 | 0
|  | FND21 | Fens Reservoir 50 MCMD low yield | Roads and Car Parks (60) |  | 60 | Fixed | [6 empty] | 0 | 0 | 0 | 0 | 2.038 | 2.038 | 6.1139 | 12.2278 | 12.2278 | 6.1139 | 0 | 0 | 0 | 0 | 0 | 0 | 0 | 0 | 0 | 0 | 0 | 0 | 0 | 0 | 0 | 0 | 0 | 0 | 0 | 0 | 0 | 0 | 0 | 0 | 0 | 0 | 0 | 0 | 0 | 0 | 0 | 0 | 0 | 0 | 0 | 0 | 0 | 0 | 0 | 0 | 0 | 0 | 0 | 0 | 0 | 0 | 0 | 0 | 0 | 0 | 0 | 0 | 0 | 0 | 0 | 0 | 0 | 0 | 0 | 40.7592 | 0 | 0 | 0 | 0 | 0 | 0 | 0 | 0 | 0 | 0
|  | FND21 | Fens Reservoir 50 MCMD low yield | Water Towers (60) |  | 60 | Fixed | [6 empty] | 0 | 0 | 0 | 0 | 0.093781 | 0.093781 | 0.28134 | 0.56269 | 0.56269 | 0.28134 | 0 | 0 | 0 | 0 | 0 | 0 | 0 | 0 | 0 | 0 | 0 | 0 | 0 | 0 | 0 | 0 | 0 | 0 | 0 | 0 | 0 | 0 | 0 | 0 | 0 | 0 | 0 | 0 | 0 | 0 | 0 | 0 | 0 | 0 | 0 | 0 | 0 | 0 | 0 | 0 | 0 | 0 | 0 | 0 | 0 | 0 | 0 | 0 | 0 | 0 | 0 | 0 | 0 | 0 | 0 | 0 | 0 | 0 | 0 | 1.8756 | 0 | 0 | 0 | 0 | 0 | 0 | 0 | 0 | 0 | 0
|  | FND21 | Fens Reservoir 50 MCMD low yield | Borehole Installation (60) |  | 60 | Fixed | [6 empty] | 0 | 0 | 0 | 0 | 0 | 0 | 0 | 0 | 0 | 0 | 0 | 0 | 0 | 0 | 0 | 0 | 0 | 0 | 0 | 0 | 0 | 0 | 0 | 0 | 0 | 0 | 0 | 0 | 0 | 0 | 0 | 0 | 0 | 0 | 0 | 0 | 0 | 0 | 0 | 0 | 0 | 0 | 0 | 0 | 0 | 0 | 0 | 0 | 0 | 0 | 0 | 0 | 0 | 0 | 0 | 0 | 0 | 0 | 0 | 0 | 0 | 0 | 0 | 0 | 0 | 0 | 0 | 0 | 0 | 0 | 0 | 0 | 0 | 0 | 0 | 0 | 0 | 0 | 0 | 0
|  | FND21 | Fens Reservoir 50 MCMD low yield | Headworks/Valves (60) |  | 60 | Fixed | [6 empty] | 0 | 0 | 0 | 0 | 0 | 0 | 0 | 0 | 0 | 0 | 0 | 0 | 0 | 0 | 0 | 0 | 0 | 0 | 0 | 0 | 0 | 0 | 0 | 0 | 0 | 0 | 0 | 0 | 0 | 0 | 0 | 0 | 0 | 0 | 0 | 0 | 0 | 0 | 0 | 0 | 0 | 0 | 0 | 0 | 0 | 0 | 0 | 0 | 0 | 0 | 0 | 0 | 0 | 0 | 0 | 0 | 0 | 0 | 0 | 0 | 0 | 0 | 0 | 0 | 0 | 0 | 0 | 0 | 0 | 0 | 0 | 0 | 0 | 0 | 0 | 0 | 0 | 0 | 0 | 0
|  | FND21 | Fens Reservoir 50 MCMD low yield | Underwater Assets (60) |  | 60 | Fixed | [6 empty] | 0 | 0 | 0 | 0 | 0 | 0 | 0 | 0 | 0 | 0 | 0 | 0 | 0 | 0 | 0 | 0 | 0 | 0 | 0 | 0 | 0 | 0 | 0 | 0 | 0 | 0 | 0 | 0 | 0 | 0 | 0 | 0 | 0 | 0 | 0 | 0 | 0 | 0 | 0 | 0 | 0 | 0 | 0 | 0 | 0 | 0 | 0 | 0 | 0 | 0 | 0 | 0 | 0 | 0 | 0 | 0 | 0 | 0 | 0 | 0 | 0 | 0 | 0 | 0 | 0 | 0 | 0 | 0 | 0 | 0 | 0 | 0 | 0 | 0 | 0 | 0 | 0 | 0 | 0 | 0
|  | FND21 | Fens Reservoir 50 MCMD low yield | Reinforced Concrete Tanks / Service Reservoirs (80) |  | 80 | Fixed | [6 empty] | 0 | 0 | 0 | 0 | 1.8442 | 1.8442 | 5.5326 | 11.0652 | 11.0652 | 5.5326 | 0 | 0 | 0 | 0 | 0 | 0 | 0 | 0 | 0 | 0 | 0 | 0 | 0 | 0 | 0 | 0 | 0 | 0 | 0 | 0 | 0 | 0 | 0 | 0 | 0 | 0 | 0 | 0 | 0 | 0 | 0 | 0 | 0 | 0 | 0 | 0 | 0 | 0 | 0 | 0 | 0 | 0 | 0 | 0 | 0 | 0 | 0 | 0 | 0 | 0 | 0 | 0 | 0 | 0 | 0 | 0 | 0 | 0 | 0 | 0 | 0 | 0 | 0 | 0 | 0 | 0 | 0 | 0 | 0 | 0
|  | FND21 | Fens Reservoir 50 MCMD low yield | Weirs (100) |  | 100 | Fixed | [6 empty] | 0 | 0 | 0 | 0 | 0 | 0 | 0 | 0 | 0 | 0 | 0 | 0 | 0 | 0 | 0 | 0 | 0 | 0 | 0 | 0 | 0 | 0 | 0 | 0 | 0 | 0 | 0 | 0 | 0 | 0 | 0 | 0 | 0 | 0 | 0 | 0 | 0 | 0 | 0 | 0 | 0 | 0 | 0 | 0 | 0 | 0 | 0 | 0 | 0 | 0 | 0 | 0 | 0 | 0 | 0 | 0 | 0 | 0 | 0 | 0 | 0 | 0 | 0 | 0 | 0 | 0 | 0 | 0 | 0 | 0 | 0 | 0 | 0 | 0 | 0 | 0 | 0 | 0 | 0 | 0
|  | FND21 | Fens Reservoir 50 MCMD low yield | Pipelines (100) |  | 100 | Fixed | [6 empty] | 0 | 0 | 0 | 0 | 7.6015 | 7.6015 | 22.8044 | 45.6088 | 45.6088 | 22.8044 | 0 | 0 | 0 | 0 | 0 | 0 | 0 | 0 | 0 | 0 | 0 | 0 | 0 | 0 | 0 | 0 | 0 | 0 | 0 | 0 | 0 | 0 | 0 | 0 | 0 | 0 | 0 | 0 | 0 | 0 | 0 | 0 | 0 | 0 | 0 | 0 | 0 | 0 | 0 | 0 | 0 | 0 | 0 | 0 | 0 | 0 | 0 | 0 | 0 | 0 | 0 | 0 | 0 | 0 | 0 | 0 | 0 | 0 | 0 | 0 | 0 | 0 | 0 | 0 | 0 | 0 | 0 | 0 | 0 | 0
|  | FND21 | Fens Reservoir 50 MCMD low yield | Tunnels (100) |  | 100 | Fixed | [6 empty] | 0 | 0 | 0 | 0 | 0.12702 | 0.12702 | 0.38107 | 0.76213 | 0.76213 | 0.38107 | 0 | 0 | 0 | 0 | 0 | 0 | 0 | 0 | 0 | 0 | 0 | 0 | 0 | 0 | 0 | 0 | 0 | 0 | 0 | 0 | 0 | 0 | 0 | 0 | 0 | 0 | 0 | 0 | 0 | 0 | 0 | 0 | 0 | 0 | 0 | 0 | 0 | 0 | 0 | 0 | 0 | 0 | 0 | 0 | 0 | 0 | 0 | 0 | 0 | 0 | 0 | 0 | 0 | 0 | 0 | 0 | 0 | 0 | 0 | 0 | 0 | 0 | 0 | 0 | 0 | 0 | 0 | 0 | 0 | 0
|  | FND21 | Fens Reservoir 50 MCMD low yield | Aqueducts (100) |  | 100 | Fixed | [6 empty] | 0 | 0 | 0 | 0 | 0 | 0 | 0 | 0 | 0 | 0 | 0 | 0 | 0 | 0 | 0 | 0 | 0 | 0 | 0 | 0 | 0 | 0 | 0 | 0 | 0 | 0 | 0 | 0 | 0 | 0 | 0 | 0 | 0 | 0 | 0 | 0 | 0 | 0 | 0 | 0 | 0 | 0 | 0 | 0 | 0 | 0 | 0 | 0 | 0 | 0 | 0 | 0 | 0 | 0 | 0 | 0 | 0 | 0 | 0 | 0 | 0 | 0 | 0 | 0 | 0 | 0 | 0 | 0 | 0 | 0 | 0 | 0 | 0 | 0 | 0 | 0 | 0 | 0 | 0 | 0
|  | FND21 | Fens Reservoir 50 MCMD low yield | Embankment Works (250) |  | 250 | Fixed | [6 empty] | 0 | 0 | 0 | 0 | 6.0628 | 6.0628 | 18.1885 | 36.377 | 36.377 | 18.1885 | 0 | 0 | 0 | 0 | 0 | 0 | 0 | 0 | 0 | 0 | 0 | 0 | 0 | 0 | 0 | 0 | 0 | 0 | 0 | 0 | 0 | 0 | 0 | 0 | 0 | 0 | 0 | 0 | 0 | 0 | 0 | 0 | 0 | 0 | 0 | 0 | 0 | 0 | 0 | 0 | 0 | 0 | 0 | 0 | 0 | 0 | 0 | 0 | 0 | 0 | 0 | 0 | 0 | 0 | 0 | 0 | 0 | 0 | 0 | 0 | 0 | 0 | 0 | 0 | 0 | 0 | 0 | 0 | 0 | 0
|  | FND21 | Fens Reservoir 50 MCMD low yield | Costed Risk |  |  | Fixed | [6 empty] | 0 | 0 | 0 | 0 | 6.0041 | 6.0041 | 18.0122 | 36.0244 | 36.0244 | 18.0122 | 0 | 0 | 0 | 0 | 0 | 0 | 0 | 0 | 0 | 0 | 0 | 0 | 0 | 0 | 0 | 0 | 0 | 0 | 0 | 0 | 0 | 0 | 0 | 0 | 0 | 0 | 0 | 0 | 0 | 0 | 0 | 0 | 0 | 0 | 0 | 0 | 0 | 0 | 0 | 0 | 0 | 0 | 0 | 0 | 0 | 0 | 0 | 0 | 0 | 0 | 0 | 0 | 0 | 0 | 0 | 0 | 0 | 0 | 0 | 0 | 0 | 0 | 0 | 0 | 0 | 0 | 0 | 0 | 0 | 0
|  | FND23 | Fens reservoir 25 MCMD low yield | Opex | Cost |  | Fixed | [6 empty] | 0 | 0 | 0 | 0 | 0 | 0 | 0 | 0 | 0 | 0 | 0.068 | 0.068 | 0.068 | 0.068 | 0.068 | 0.068 | 0.068 | 0.068 | 0.068 | 0.068 | 0.068 | 0.068 | 0.068 | 0.068 | 0.068 | 0.068 | 0.068 | 0.068 | 0.068 | 0.068 | 0.068 | 0.068 | 0.068 | 0.068 | 0.068 | 0.068 | 0.068 | 0.068 | 0.068 | 0.068 | 0.068 | 0.068 | 0.068 | 0.068 | 0.068 | 0.068 | 0.068 | 0.068 | 0.068 | 0.068 | 0.068 | 0.068 | 0.068 | 0.068 | 0.068 | 0.068 | 0.068 | 0.068 | 0.068 | 0.068 | 0.068 | 0.068 | 0.068 | 0.068 | 0.068 | 0.068 | 0.068 | 0.068 | 0.068 | 0.068 | 0.068 | 0.068 | 0.068 | 0.068 | 0.068 | 0.068 | 0.068 | 0.068 | 0.068 | 0.068
|  | FND23 | Fens reservoir 25 MCMD low yield | Opex | Cost |  | Variable | [6 empty] | 0 | 0 | 0 | 0 | 0 | 0 | 0 | 0 | 0 | 0 | 1.2979 | 1.2979 | 1.2979 | 1.2979 | 1.2979 | 1.2979 | 1.2979 | 1.2979 | 1.2979 | 1.2979 | 1.2979 | 1.2979 | 1.2979 | 1.2979 | 1.2979 | 1.2979 | 1.2979 | 1.2979 | 1.2979 | 1.2979 | 1.2979 | 1.2979 | 1.2979 | 1.2979 | 1.2979 | 1.2979 | 1.2979 | 1.2979 | 1.2979 | 1.2979 | 1.2979 | 1.2979 | 1.2979 | 1.2979 | 1.2979 | 1.2979 | 1.2979 | 1.2979 | 1.2979 | 1.2979 | 1.2979 | 1.2979 | 1.2979 | 1.2979 | 1.2979 | 1.2979 | 1.2979 | 1.2979 | 1.2979 | 1.2979 | 1.2979 | 1.2979 | 1.2979 | 1.2979 | 1.2979 | 1.2979 | 1.2979 | 1.2979 | 1.2979 | 1.2979 | 1.2979 | 1.2979 | 1.2979 | 1.2979 | 1.2979 | 1.2979 | 1.2979 | 1.2979 | 1.2979 | 1.2979
|  | FND23 | Fens reservoir 25 MCMD low yield | Land (Non depreciating) |  |  | Fixed | [6 empty] | 8.4098 | 8.4098 | 8.4098 | 8.4098 | 0 | 0 | 0 | 0 | 0 | 0 | 0 | 0 | 0 | 0 | 0 | 0 | 0 | 0 | 0 | 0 | 0 | 0 | 0 | 0 | 0 | 0 | 0 | 0 | 0 | 0 | 0 | 0 | 0 | 0 | 0 | 0 | 0 | 0 | 0 | 0 | 0 | 0 | 0 | 0 | 0 | 0 | 0 | 0 | 0 | 0 | 0 | 0 | 0 | 0 | 0 | 0 | 0 | 0 | 0 | 0 | 0 | 0 | 0 | 0 | 0 | 0 | 0 | 0 | 0 | 0 | 0 | 0 | 0 | 0 | 0 | 0 | 0 | 0 | 0 | 0
|  | FND23 | Fens reservoir 25 MCMD low yield | Planning and Development (Non depreciating) |  |  | Fixed | [6 empty] | 42.3075 | 42.3075 | 42.3075 | 42.3075 | 0 | 0 | 0 | 0 | 0 | 0 | 0 | 0 | 0 | 0 | 0 | 0 | 0 | 0 | 0 | 0 | 0 | 0 | 0 | 0 | 0 | 0 | 0 | 0 | 0 | 0 | 0 | 0 | 0 | 0 | 0 | 0 | 0 | 0 | 0 | 0 | 0 | 0 | 0 | 0 | 0 | 0 | 0 | 0 | 0 | 0 | 0 | 0 | 0 | 0 | 0 | 0 | 0 | 0 | 0 | 0 | 0 | 0 | 0 | 0 | 0 | 0 | 0 | 0 | 0 | 0 | 0 | 0 | 0 | 0 | 0 | 0 | 0 | 0 | 0 | 0
|  | FND23 | Fens reservoir 25 MCMD low yield | Other Non-Depreciating Assets (Non depreciating) |  |  | Fixed | [6 empty] | 0 | 0 | 0 | 0 | 0.12675 | 0.12675 | 0.38024 | 0.76048 | 0.76048 | 0.38024 | 0 | 0 | 0 | 0 | 0 | 0 | 0 | 0 | 0 | 0 | 0 | 0 | 0 | 0 | 0 | 0 | 0 | 0 | 0 | 0 | 0 | 0 | 0 | 0 | 0 | 0 | 0 | 0 | 0 | 0 | 0 | 0 | 0 | 0 | 0 | 0 | 0 | 0 | 0 | 0 | 0 | 0 | 0 | 0 | 0 | 0 | 0 | 0 | 0 | 0 | 0 | 0 | 0 | 0 | 0 | 0 | 0 | 0 | 0 | 0 | 0 | 0 | 0 | 0 | 0 | 0 | 0 | 0 | 0 | 0
|  | FND23 | Fens reservoir 25 MCMD low yield | Process-Related Carbon Media Including GAC (4) |  | 4 | Fixed | [6 empty] | 0 | 0 | 0 | 0 | 0 | 0 | 0 | 0 | 0 | 0 | 0 | 0 | 0 | 0 | 0 | 0 | 0 | 0 | 0 | 0 | 0 | 0 | 0 | 0 | 0 | 0 | 0 | 0 | 0 | 0 | 0 | 0 | 0 | 0 | 0 | 0 | 0 | 0 | 0 | 0 | 0 | 0 | 0 | 0 | 0 | 0 | 0 | 0 | 0 | 0 | 0 | 0 | 0 | 0 | 0 | 0 | 0 | 0 | 0 | 0 | 0 | 0 | 0 | 0 | 0 | 0 | 0 | 0 | 0 | 0 | 0 | 0 | 0 | 0 | 0 | 0 | 0 | 0 | 0 | 0
|  | FND23 | Fens reservoir 25 MCMD low yield | Vehicles (4) |  | 4 | Fixed | [6 empty] | 0 | 0 | 0 | 0 | 0 | 0 | 0 | 0 | 0 | 0 | 0 | 0 | 0 | 0 | 0 | 0 | 0 | 0 | 0 | 0 | 0 | 0 | 0 | 0 | 0 | 0 | 0 | 0 | 0 | 0 | 0 | 0 | 0 | 0 | 0 | 0 | 0 | 0 | 0 | 0 | 0 | 0 | 0 | 0 | 0 | 0 | 0 | 0 | 0 | 0 | 0 | 0 | 0 | 0 | 0 | 0 | 0 | 0 | 0 | 0 | 0 | 0 | 0 | 0 | 0 | 0 | 0 | 0 | 0 | 0 | 0 | 0 | 0 | 0 | 0 | 0 | 0 | 0 | 0 | 0
|  | FND23 | Fens reservoir 25 MCMD low yield | Computers and Data Logging (4) |  | 4 | Fixed | [6 empty] | 0 | 0 | 0 | 0 | 0 | 0 | 0 | 0 | 0 | 0 | 0 | 0 | 0 | 0 | 0 | 0 | 0 | 0 | 0 | 0 | 0 | 0 | 0 | 0 | 0 | 0 | 0 | 0 | 0 | 0 | 0 | 0 | 0 | 0 | 0 | 0 | 0 | 0 | 0 | 0 | 0 | 0 | 0 | 0 | 0 | 0 | 0 | 0 | 0 | 0 | 0 | 0 | 0 | 0 | 0 | 0 | 0 | 0 | 0 | 0 | 0 | 0 | 0 | 0 | 0 | 0 | 0 | 0 | 0 | 0 | 0 | 0 | 0 | 0 | 0 | 0 | 0 | 0 | 0 | 0
|  | FND23 | Fens reservoir 25 MCMD low yield | Fencing (10) |  | 10 | Fixed | [6 empty] | 0 | 0 | 0 | 0 | 0.013461 | 0.013461 | 0.040384 | 0.080768 | 0.080768 | 0.040384 | 0 | 0 | 0 | 0 | 0 | 0 | 0 | 0 | 0 | 0.26923 | 0 | 0 | 0 | 0 | 0 | 0 | 0 | 0 | 0 | 0.26923 | 0 | 0 | 0 | 0 | 0 | 0 | 0 | 0 | 0 | 0.26923 | 0 | 0 | 0 | 0 | 0 | 0 | 0 | 0 | 0 | 0.26923 | 0 | 0 | 0 | 0 | 0 | 0 | 0 | 0 | 0 | 0.26923 | 0 | 0 | 0 | 0 | 0 | 0 | 0 | 0 | 0 | 0.26923 | 0 | 0 | 0 | 0 | 0 | 0 | 0 | 0 | 0 | 0.26923
|  | FND23 | Fens reservoir 25 MCMD low yield | Domestic Meters (10) |  | 10 | Fixed | [6 empty] | 0 | 0 | 0 | 0 | 0 | 0 | 0 | 0 | 0 | 0 | 0 | 0 | 0 | 0 | 0 | 0 | 0 | 0 | 0 | 0 | 0 | 0 | 0 | 0 | 0 | 0 | 0 | 0 | 0 | 0 | 0 | 0 | 0 | 0 | 0 | 0 | 0 | 0 | 0 | 0 | 0 | 0 | 0 | 0 | 0 | 0 | 0 | 0 | 0 | 0 | 0 | 0 | 0 | 0 | 0 | 0 | 0 | 0 | 0 | 0 | 0 | 0 | 0 | 0 | 0 | 0 | 0 | 0 | 0 | 0 | 0 | 0 | 0 | 0 | 0 | 0 | 0 | 0 | 0 | 0
|  | FND23 | Fens reservoir 25 MCMD low yield | Building Services (10) |  | 10 | Fixed | [6 empty] | 0 | 0 | 0 | 0 | 0 | 0 | 0 | 0 | 0 | 0 | 0 | 0 | 0 | 0 | 0 | 0 | 0 | 0 | 0 | 0 | 0 | 0 | 0 | 0 | 0 | 0 | 0 | 0 | 0 | 0 | 0 | 0 | 0 | 0 | 0 | 0 | 0 | 0 | 0 | 0 | 0 | 0 | 0 | 0 | 0 | 0 | 0 | 0 | 0 | 0 | 0 | 0 | 0 | 0 | 0 | 0 | 0 | 0 | 0 | 0 | 0 | 0 | 0 | 0 | 0 | 0 | 0 | 0 | 0 | 0 | 0 | 0 | 0 | 0 | 0 | 0 | 0 | 0 | 0 | 0
|  | FND23 | Fens reservoir 25 MCMD low yield | Membranes (10) |  | 10 | Fixed | [6 empty] | 0 | 0 | 0 | 0 | 0 | 0 | 0 | 0 | 0 | 0 | 0 | 0 | 0 | 0 | 0 | 0 | 0 | 0 | 0 | 0 | 0 | 0 | 0 | 0 | 0 | 0 | 0 | 0 | 0 | 0 | 0 | 0 | 0 | 0 | 0 | 0 | 0 | 0 | 0 | 0 | 0 | 0 | 0 | 0 | 0 | 0 | 0 | 0 | 0 | 0 | 0 | 0 | 0 | 0 | 0 | 0 | 0 | 0 | 0 | 0 | 0 | 0 | 0 | 0 | 0 | 0 | 0 | 0 | 0 | 0 | 0 | 0 | 0 | 0 | 0 | 0 | 0 | 0 | 0 | 0
|  | FND23 | Fens reservoir 25 MCMD low yield | ICA (Instrumentation, Control & Automation) (10) |  | 10 | Fixed | [6 empty] | 0 | 0 | 0 | 0 | 0.079348 | 0.079348 | 0.23804 | 0.47609 | 0.47609 | 0.23804 | 0 | 0 | 0 | 0 | 0 | 0 | 0 | 0 | 0 | 1.587 | 0 | 0 | 0 | 0 | 0 | 0 | 0 | 0 | 0 | 1.587 | 0 | 0 | 0 | 0 | 0 | 0 | 0 | 0 | 0 | 1.587 | 0 | 0 | 0 | 0 | 0 | 0 | 0 | 0 | 0 | 1.587 | 0 | 0 | 0 | 0 | 0 | 0 | 0 | 0 | 0 | 1.587 | 0 | 0 | 0 | 0 | 0 | 0 | 0 | 0 | 0 | 1.587 | 0 | 0 | 0 | 0 | 0 | 0 | 0 | 0 | 0 | 1.587
|  | FND23 | Fens reservoir 25 MCMD low yield | Plant and Machinery (15) |  | 15 | Fixed | [6 empty] | 0 | 0 | 0 | 0 | 0 | 0 | 0 | 0 | 0 | 0 | 0 | 0 | 0 | 0 | 0 | 0 | 0 | 0 | 0 | 0 | 0 | 0 | 0 | 0 | 0 | 0 | 0 | 0 | 0 | 0 | 0 | 0 | 0 | 0 | 0 | 0 | 0 | 0 | 0 | 0 | 0 | 0 | 0 | 0 | 0 | 0 | 0 | 0 | 0 | 0 | 0 | 0 | 0 | 0 | 0 | 0 | 0 | 0 | 0 | 0 | 0 | 0 | 0 | 0 | 0 | 0 | 0 | 0 | 0 | 0 | 0 | 0 | 0 | 0 | 0 | 0 | 0 | 0 | 0 | 0
|  | FND23 | Fens reservoir 25 MCMD low yield | M&E (Mechanical and Electrical) Works on Pumping Stations and Treatment Works (20) |  | 20 | Fixed | [6 empty] | 0 | 0 | 0 | 0 | 2.0217 | 2.0217 | 6.065 | 12.13 | 12.13 | 6.065 | 0 | 0 | 0 | 0 | 0 | 0 | 0 | 0 | 0 | 0 | 0 | 0 | 0 | 0 | 0 | 0 | 0 | 0 | 0 | 40.4332 | 0 | 0 | 0 | 0 | 0 | 0 | 0 | 0 | 0 | 0 | 0 | 0 | 0 | 0 | 0 | 0 | 0 | 0 | 0 | 40.4332 | 0 | 0 | 0 | 0 | 0 | 0 | 0 | 0 | 0 | 0 | 0 | 0 | 0 | 0 | 0 | 0 | 0 | 0 | 0 | 40.4332 | 0 | 0 | 0 | 0 | 0 | 0 | 0 | 0 | 0 | 0
|  | FND23 | Fens reservoir 25 MCMD low yield | Raw Water and District Meters (20) |  | 20 | Fixed | [6 empty] | 0 | 0 | 0 | 0 | 0 | 0 | 0 | 0 | 0 | 0 | 0 | 0 | 0 | 0 | 0 | 0 | 0 | 0 | 0 | 0 | 0 | 0 | 0 | 0 | 0 | 0 | 0 | 0 | 0 | 0 | 0 | 0 | 0 | 0 | 0 | 0 | 0 | 0 | 0 | 0 | 0 | 0 | 0 | 0 | 0 | 0 | 0 | 0 | 0 | 0 | 0 | 0 | 0 | 0 | 0 | 0 | 0 | 0 | 0 | 0 | 0 | 0 | 0 | 0 | 0 | 0 | 0 | 0 | 0 | 0 | 0 | 0 | 0 | 0 | 0 | 0 | 0 | 0 | 0 | 0
|  | FND23 | Fens reservoir 25 MCMD low yield | Power Supply (25) |  | 25 | Fixed | [6 empty] | 0 | 0 | 0 | 0 | 1.6489 | 1.6489 | 4.9467 | 9.8935 | 9.8935 | 4.9467 | 0 | 0 | 0 | 0 | 0 | 0 | 0 | 0 | 0 | 0 | 0 | 0 | 0 | 0 | 0 | 0 | 0 | 0 | 0 | 0 | 0 | 0 | 0 | 0 | 32.9782 | 0 | 0 | 0 | 0 | 0 | 0 | 0 | 0 | 0 | 0 | 0 | 0 | 0 | 0 | 0 | 0 | 0 | 0 | 0 | 0 | 0 | 0 | 0 | 0 | 32.9782 | 0 | 0 | 0 | 0 | 0 | 0 | 0 | 0 | 0 | 0 | 0 | 0 | 0 | 0 | 0 | 0 | 0 | 0 | 0 | 0
|  | FND23 | Fens reservoir 25 MCMD low yield | Steel/Timber/GRP Structures (30) |  | 30 | Fixed | [6 empty] | 0 | 0 | 0 | 0 | 0 | 0 | 0 | 0 | 0 | 0 | 0 | 0 | 0 | 0 | 0 | 0 | 0 | 0 | 0 | 0 | 0 | 0 | 0 | 0 | 0 | 0 | 0 | 0 | 0 | 0 | 0 | 0 | 0 | 0 | 0 | 0 | 0 | 0 | 0 | 0 | 0 | 0 | 0 | 0 | 0 | 0 | 0 | 0 | 0 | 0 | 0 | 0 | 0 | 0 | 0 | 0 | 0 | 0 | 0 | 0 | 0 | 0 | 0 | 0 | 0 | 0 | 0 | 0 | 0 | 0 | 0 | 0 | 0 | 0 | 0 | 0 | 0 | 0 | 0 | 0
|  | FND23 | Fens reservoir 25 MCMD low yield | Landscaping/Environmental Works (30) |  | 30 | Fixed | [6 empty] | 0 | 0 | 0 | 0 | 0.61064 | 0.61064 | 1.8319 | 3.6639 | 3.6639 | 1.8319 | 0 | 0 | 0 | 0 | 0 | 0 | 0 | 0 | 0 | 0 | 0 | 0 | 0 | 0 | 0 | 0 | 0 | 0 | 0 | 0 | 0 | 0 | 0 | 0 | 0 | 0 | 0 | 0 | 0 | 12.2129 | 0 | 0 | 0 | 0 | 0 | 0 | 0 | 0 | 0 | 0 | 0 | 0 | 0 | 0 | 0 | 0 | 0 | 0 | 0 | 0 | 0 | 0 | 0 | 0 | 0 | 0 | 0 | 0 | 0 | 12.2129 | 0 | 0 | 0 | 0 | 0 | 0 | 0 | 0 | 0 | 0
|  | FND23 | Fens reservoir 25 MCMD low yield | Borehole Screening and Casing (30) |  | 30 | Fixed | [6 empty] | 0 | 0 | 0 | 0 | 0 | 0 | 0 | 0 | 0 | 0 | 0 | 0 | 0 | 0 | 0 | 0 | 0 | 0 | 0 | 0 | 0 | 0 | 0 | 0 | 0 | 0 | 0 | 0 | 0 | 0 | 0 | 0 | 0 | 0 | 0 | 0 | 0 | 0 | 0 | 0 | 0 | 0 | 0 | 0 | 0 | 0 | 0 | 0 | 0 | 0 | 0 | 0 | 0 | 0 | 0 | 0 | 0 | 0 | 0 | 0 | 0 | 0 | 0 | 0 | 0 | 0 | 0 | 0 | 0 | 0 | 0 | 0 | 0 | 0 | 0 | 0 | 0 | 0 | 0 | 0
|  | FND23 | Fens reservoir 25 MCMD low yield | Bridges (40) |  | 40 | Fixed | [6 empty] | 0 | 0 | 0 | 0 | 0.11628 | 0.11628 | 0.34885 | 0.6977 | 0.6977 | 0.34885 | 0 | 0 | 0 | 0 | 0 | 0 | 0 | 0 | 0 | 0 | 0 | 0 | 0 | 0 | 0 | 0 | 0 | 0 | 0 | 0 | 0 | 0 | 0 | 0 | 0 | 0 | 0 | 0 | 0 | 0 | 0 | 0 | 0 | 0 | 0 | 0 | 0 | 0 | 0 | 2.3257 | 0 | 0 | 0 | 0 | 0 | 0 | 0 | 0 | 0 | 0 | 0 | 0 | 0 | 0 | 0 | 0 | 0 | 0 | 0 | 0 | 0 | 0 | 0 | 0 | 0 | 0 | 0 | 0 | 0 | 0
|  | FND23 | Fens reservoir 25 MCMD low yield | Brick/Concrete Office Structures (50) |  | 50 | Fixed | [6 empty] | 0 | 0 | 0 | 0 | 1.0282 | 1.0282 | 3.0845 | 6.169 | 6.169 | 3.0845 | 0 | 0 | 0 | 0 | 0 | 0 | 0 | 0 | 0 | 0 | 0 | 0 | 0 | 0 | 0 | 0 | 0 | 0 | 0 | 0 | 0 | 0 | 0 | 0 | 0 | 0 | 0 | 0 | 0 | 0 | 0 | 0 | 0 | 0 | 0 | 0 | 0 | 0 | 0 | 0 | 0 | 0 | 0 | 0 | 0 | 0 | 0 | 0 | 0 | 20.5633 | 0 | 0 | 0 | 0 | 0 | 0 | 0 | 0 | 0 | 0 | 0 | 0 | 0 | 0 | 0 | 0 | 0 | 0 | 0 | 0
|  | FND23 | Fens reservoir 25 MCMD low yield | Treatment and Pumping Station Civils (incl. Intakes) (60) |  | 60 | Fixed | [6 empty] | 0 | 0 | 0 | 0 | 0 | 0 | 0 | 0 | 0 | 0 | 0 | 0 | 0 | 0 | 0 | 0 | 0 | 0 | 0 | 0 | 0 | 0 | 0 | 0 | 0 | 0 | 0 | 0 | 0 | 0 | 0 | 0 | 0 | 0 | 0 | 0 | 0 | 0 | 0 | 0 | 0 | 0 | 0 | 0 | 0 | 0 | 0 | 0 | 0 | 0 | 0 | 0 | 0 | 0 | 0 | 0 | 0 | 0 | 0 | 0 | 0 | 0 | 0 | 0 | 0 | 0 | 0 | 0 | 0 | 0 | 0 | 0 | 0 | 0 | 0 | 0 | 0 | 0 | 0 | 0
|  | FND23 | Fens reservoir 25 MCMD low yield | Roads and Car Parks (60) |  | 60 | Fixed | [6 empty] | 0 | 0 | 0 | 0 | 1.6791 | 1.6791 | 5.0374 | 10.0749 | 10.0749 | 5.0374 | 0 | 0 | 0 | 0 | 0 | 0 | 0 | 0 | 0 | 0 | 0 | 0 | 0 | 0 | 0 | 0 | 0 | 0 | 0 | 0 | 0 | 0 | 0 | 0 | 0 | 0 | 0 | 0 | 0 | 0 | 0 | 0 | 0 | 0 | 0 | 0 | 0 | 0 | 0 | 0 | 0 | 0 | 0 | 0 | 0 | 0 | 0 | 0 | 0 | 0 | 0 | 0 | 0 | 0 | 0 | 0 | 0 | 0 | 0 | 33.5829 | 0 | 0 | 0 | 0 | 0 | 0 | 0 | 0 | 0 | 0
|  | FND23 | Fens reservoir 25 MCMD low yield | Water Towers (60) |  | 60 | Fixed | [6 empty] | 0 | 0 | 0 | 0 | 0.077269 | 0.077269 | 0.23181 | 0.46362 | 0.46362 | 0.23181 | 0 | 0 | 0 | 0 | 0 | 0 | 0 | 0 | 0 | 0 | 0 | 0 | 0 | 0 | 0 | 0 | 0 | 0 | 0 | 0 | 0 | 0 | 0 | 0 | 0 | 0 | 0 | 0 | 0 | 0 | 0 | 0 | 0 | 0 | 0 | 0 | 0 | 0 | 0 | 0 | 0 | 0 | 0 | 0 | 0 | 0 | 0 | 0 | 0 | 0 | 0 | 0 | 0 | 0 | 0 | 0 | 0 | 0 | 0 | 1.5454 | 0 | 0 | 0 | 0 | 0 | 0 | 0 | 0 | 0 | 0
|  | FND23 | Fens reservoir 25 MCMD low yield | Borehole Installation (60) |  | 60 | Fixed | [6 empty] | 0 | 0 | 0 | 0 | 0 | 0 | 0 | 0 | 0 | 0 | 0 | 0 | 0 | 0 | 0 | 0 | 0 | 0 | 0 | 0 | 0 | 0 | 0 | 0 | 0 | 0 | 0 | 0 | 0 | 0 | 0 | 0 | 0 | 0 | 0 | 0 | 0 | 0 | 0 | 0 | 0 | 0 | 0 | 0 | 0 | 0 | 0 | 0 | 0 | 0 | 0 | 0 | 0 | 0 | 0 | 0 | 0 | 0 | 0 | 0 | 0 | 0 | 0 | 0 | 0 | 0 | 0 | 0 | 0 | 0 | 0 | 0 | 0 | 0 | 0 | 0 | 0 | 0 | 0 | 0
|  | FND23 | Fens reservoir 25 MCMD low yield | Headworks/Valves (60) |  | 60 | Fixed | [6 empty] | 0 | 0 | 0 | 0 | 0 | 0 | 0 | 0 | 0 | 0 | 0 | 0 | 0 | 0 | 0 | 0 | 0 | 0 | 0 | 0 | 0 | 0 | 0 | 0 | 0 | 0 | 0 | 0 | 0 | 0 | 0 | 0 | 0 | 0 | 0 | 0 | 0 | 0 | 0 | 0 | 0 | 0 | 0 | 0 | 0 | 0 | 0 | 0 | 0 | 0 | 0 | 0 | 0 | 0 | 0 | 0 | 0 | 0 | 0 | 0 | 0 | 0 | 0 | 0 | 0 | 0 | 0 | 0 | 0 | 0 | 0 | 0 | 0 | 0 | 0 | 0 | 0 | 0 | 0 | 0
|  | FND23 | Fens reservoir 25 MCMD low yield | Underwater Assets (60) |  | 60 | Fixed | [6 empty] | 0 | 0 | 0 | 0 | 0 | 0 | 0 | 0 | 0 | 0 | 0 | 0 | 0 | 0 | 0 | 0 | 0 | 0 | 0 | 0 | 0 | 0 | 0 | 0 | 0 | 0 | 0 | 0 | 0 | 0 | 0 | 0 | 0 | 0 | 0 | 0 | 0 | 0 | 0 | 0 | 0 | 0 | 0 | 0 | 0 | 0 | 0 | 0 | 0 | 0 | 0 | 0 | 0 | 0 | 0 | 0 | 0 | 0 | 0 | 0 | 0 | 0 | 0 | 0 | 0 | 0 | 0 | 0 | 0 | 0 | 0 | 0 | 0 | 0 | 0 | 0 | 0 | 0 | 0 | 0
|  | FND23 | Fens reservoir 25 MCMD low yield | Reinforced Concrete Tanks / Service Reservoirs (80) |  | 80 | Fixed | [6 empty] | 0 | 0 | 0 | 0 | 1.5195 | 1.5195 | 4.5585 | 9.117 | 9.117 | 4.5585 | 0 | 0 | 0 | 0 | 0 | 0 | 0 | 0 | 0 | 0 | 0 | 0 | 0 | 0 | 0 | 0 | 0 | 0 | 0 | 0 | 0 | 0 | 0 | 0 | 0 | 0 | 0 | 0 | 0 | 0 | 0 | 0 | 0 | 0 | 0 | 0 | 0 | 0 | 0 | 0 | 0 | 0 | 0 | 0 | 0 | 0 | 0 | 0 | 0 | 0 | 0 | 0 | 0 | 0 | 0 | 0 | 0 | 0 | 0 | 0 | 0 | 0 | 0 | 0 | 0 | 0 | 0 | 0 | 0 | 0
|  | FND23 | Fens reservoir 25 MCMD low yield | Weirs (100) |  | 100 | Fixed | [6 empty] | 0 | 0 | 0 | 0 | 0 | 0 | 0 | 0 | 0 | 0 | 0 | 0 | 0 | 0 | 0 | 0 | 0 | 0 | 0 | 0 | 0 | 0 | 0 | 0 | 0 | 0 | 0 | 0 | 0 | 0 | 0 | 0 | 0 | 0 | 0 | 0 | 0 | 0 | 0 | 0 | 0 | 0 | 0 | 0 | 0 | 0 | 0 | 0 | 0 | 0 | 0 | 0 | 0 | 0 | 0 | 0 | 0 | 0 | 0 | 0 | 0 | 0 | 0 | 0 | 0 | 0 | 0 | 0 | 0 | 0 | 0 | 0 | 0 | 0 | 0 | 0 | 0 | 0 | 0 | 0
|  | FND23 | Fens reservoir 25 MCMD low yield | Pipelines (100) |  | 100 | Fixed | [6 empty] | 0 | 0 | 0 | 0 | 6.2631 | 6.2631 | 18.7893 | 37.5786 | 37.5786 | 18.7893 | 0 | 0 | 0 | 0 | 0 | 0 | 0 | 0 | 0 | 0 | 0 | 0 | 0 | 0 | 0 | 0 | 0 | 0 | 0 | 0 | 0 | 0 | 0 | 0 | 0 | 0 | 0 | 0 | 0 | 0 | 0 | 0 | 0 | 0 | 0 | 0 | 0 | 0 | 0 | 0 | 0 | 0 | 0 | 0 | 0 | 0 | 0 | 0 | 0 | 0 | 0 | 0 | 0 | 0 | 0 | 0 | 0 | 0 | 0 | 0 | 0 | 0 | 0 | 0 | 0 | 0 | 0 | 0 | 0 | 0
|  | FND23 | Fens reservoir 25 MCMD low yield | Tunnels (100) |  | 100 | Fixed | [6 empty] | 0 | 0 | 0 | 0 | 0.10466 | 0.10466 | 0.31397 | 0.62794 | 0.62794 | 0.31397 | 0 | 0 | 0 | 0 | 0 | 0 | 0 | 0 | 0 | 0 | 0 | 0 | 0 | 0 | 0 | 0 | 0 | 0 | 0 | 0 | 0 | 0 | 0 | 0 | 0 | 0 | 0 | 0 | 0 | 0 | 0 | 0 | 0 | 0 | 0 | 0 | 0 | 0 | 0 | 0 | 0 | 0 | 0 | 0 | 0 | 0 | 0 | 0 | 0 | 0 | 0 | 0 | 0 | 0 | 0 | 0 | 0 | 0 | 0 | 0 | 0 | 0 | 0 | 0 | 0 | 0 | 0 | 0 | 0 | 0
|  | FND23 | Fens reservoir 25 MCMD low yield | Aqueducts (100) |  | 100 | Fixed | [6 empty] | 0 | 0 | 0 | 0 | 0 | 0 | 0 | 0 | 0 | 0 | 0 | 0 | 0 | 0 | 0 | 0 | 0 | 0 | 0 | 0 | 0 | 0 | 0 | 0 | 0 | 0 | 0 | 0 | 0 | 0 | 0 | 0 | 0 | 0 | 0 | 0 | 0 | 0 | 0 | 0 | 0 | 0 | 0 | 0 | 0 | 0 | 0 | 0 | 0 | 0 | 0 | 0 | 0 | 0 | 0 | 0 | 0 | 0 | 0 | 0 | 0 | 0 | 0 | 0 | 0 | 0 | 0 | 0 | 0 | 0 | 0 | 0 | 0 | 0 | 0 | 0 | 0 | 0 | 0 | 0
|  | FND23 | Fens reservoir 25 MCMD low yield | Embankment Works (250) |  | 250 | Fixed | [6 empty] | 0 | 0 | 0 | 0 | 4.9954 | 4.9954 | 14.9861 | 29.9722 | 29.9722 | 14.9861 | 0 | 0 | 0 | 0 | 0 | 0 | 0 | 0 | 0 | 0 | 0 | 0 | 0 | 0 | 0 | 0 | 0 | 0 | 0 | 0 | 0 | 0 | 0 | 0 | 0 | 0 | 0 | 0 | 0 | 0 | 0 | 0 | 0 | 0 | 0 | 0 | 0 | 0 | 0 | 0 | 0 | 0 | 0 | 0 | 0 | 0 | 0 | 0 | 0 | 0 | 0 | 0 | 0 | 0 | 0 | 0 | 0 | 0 | 0 | 0 | 0 | 0 | 0 | 0 | 0 | 0 | 0 | 0 | 0 | 0
|  | FND23 | Fens reservoir 25 MCMD low yield | Costed Risk |  |  | Fixed | [6 empty] | 0 | 0 | 0 | 0 | 5.0737 | 5.0737 | 15.2211 | 30.4422 | 30.4422 | 15.2211 | 0 | 0 | 0 | 0 | 0 | 0 | 0 | 0 | 0 | 0 | 0 | 0 | 0 | 0 | 0 | 0 | 0 | 0 | 0 | 0 | 0 | 0 | 0 | 0 | 0 | 0 | 0 | 0 | 0 | 0 | 0 | 0 | 0 | 0 | 0 | 0 | 0 | 0 | 0 | 0 | 0 | 0 | 0 | 0 | 0 | 0 | 0 | 0 | 0 | 0 | 0 | 0 | 0 | 0 | 0 | 0 | 0 | 0 | 0 | 0 | 0 | 0 | 0 | 0 | 0 | 0 | 0 | 0 | 0 | 0
|  | FND24 | Fens reservoir 75 MCMD Low yield | Opex | Cost |  | Fixed | [6 empty] | 0 | 0 | 0 | 0 | 0 | 0 | 0 | 0 | 0 | 0 | 0.153 | 0.153 | 0.153 | 0.153 | 0.153 | 0.153 | 0.153 | 0.153 | 0.153 | 0.153 | 0.153 | 0.153 | 0.153 | 0.153 | 0.153 | 0.153 | 0.153 | 0.153 | 0.153 | 0.153 | 0.153 | 0.153 | 0.153 | 0.153 | 0.153 | 0.153 | 0.153 | 0.153 | 0.153 | 0.153 | 0.153 | 0.153 | 0.153 | 0.153 | 0.153 | 0.153 | 0.153 | 0.153 | 0.153 | 0.153 | 0.153 | 0.153 | 0.153 | 0.153 | 0.153 | 0.153 | 0.153 | 0.153 | 0.153 | 0.153 | 0.153 | 0.153 | 0.153 | 0.153 | 0.153 | 0.153 | 0.153 | 0.153 | 0.153 | 0.153 | 0.153 | 0.153 | 0.153 | 0.153 | 0.153 | 0.153 | 0.153 | 0.153 | 0.153 | 0.153
|  | FND24 | Fens reservoir 75 MCMD Low yield | Opex | Cost |  | Variable | [6 empty] | 0 | 0 | 0 | 0 | 0 | 0 | 0 | 0 | 0 | 0 | 3.2317 | 3.2317 | 3.2317 | 3.2317 | 3.2317 | 3.2317 | 3.2317 | 3.2317 | 3.2317 | 3.2317 | 3.2317 | 3.2317 | 3.2317 | 3.2317 | 3.2317 | 3.2317 | 3.2317 | 3.2317 | 3.2317 | 3.2317 | 3.2317 | 3.2317 | 3.2317 | 3.2317 | 3.2317 | 3.2317 | 3.2317 | 3.2317 | 3.2317 | 3.2317 | 3.2317 | 3.2317 | 3.2317 | 3.2317 | 3.2317 | 3.2317 | 3.2317 | 3.2317 | 3.2317 | 3.2317 | 3.2317 | 3.2317 | 3.2317 | 3.2317 | 3.2317 | 3.2317 | 3.2317 | 3.2317 | 3.2317 | 3.2317 | 3.2317 | 3.2317 | 3.2317 | 3.2317 | 3.2317 | 3.2317 | 3.2317 | 3.2317 | 3.2317 | 3.2317 | 3.2317 | 3.2317 | 3.2317 | 3.2317 | 3.2317 | 3.2317 | 3.2317 | 3.2317 | 3.2317 | 3.2317
|  | FND24 | Fens reservoir 75 MCMD Low yield | Land (Non depreciating) |  |  | Fixed | [6 empty] | 8.4098 | 8.4098 | 8.4098 | 8.4098 | 0 | 0 | 0 | 0 | 0 | 0 | 0 | 0 | 0 | 0 | 0 | 0 | 0 | 0 | 0 | 0 | 0 | 0 | 0 | 0 | 0 | 0 | 0 | 0 | 0 | 0 | 0 | 0 | 0 | 0 | 0 | 0 | 0 | 0 | 0 | 0 | 0 | 0 | 0 | 0 | 0 | 0 | 0 | 0 | 0 | 0 | 0 | 0 | 0 | 0 | 0 | 0 | 0 | 0 | 0 | 0 | 0 | 0 | 0 | 0 | 0 | 0 | 0 | 0 | 0 | 0 | 0 | 0 | 0 | 0 | 0 | 0 | 0 | 0 | 0 | 0
|  | FND24 | Fens reservoir 75 MCMD Low yield | Planning and Development (Non depreciating) |  |  | Fixed | [6 empty] | 60.4353 | 60.4353 | 60.4353 | 60.4353 | 0 | 0 | 0 | 0 | 0 | 0 | 0 | 0 | 0 | 0 | 0 | 0 | 0 | 0 | 0 | 0 | 0 | 0 | 0 | 0 | 0 | 0 | 0 | 0 | 0 | 0 | 0 | 0 | 0 | 0 | 0 | 0 | 0 | 0 | 0 | 0 | 0 | 0 | 0 | 0 | 0 | 0 | 0 | 0 | 0 | 0 | 0 | 0 | 0 | 0 | 0 | 0 | 0 | 0 | 0 | 0 | 0 | 0 | 0 | 0 | 0 | 0 | 0 | 0 | 0 | 0 | 0 | 0 | 0 | 0 | 0 | 0 | 0 | 0 | 0 | 0
|  | FND24 | Fens reservoir 75 MCMD Low yield | Other Non-Depreciating Assets (Non depreciating) |  |  | Fixed | [6 empty] | 0 | 0 | 0 | 0 | 0.18105 | 0.18105 | 0.54316 | 1.0863 | 1.0863 | 0.54316 | 0 | 0 | 0 | 0 | 0 | 0 | 0 | 0 | 0 | 0 | 0 | 0 | 0 | 0 | 0 | 0 | 0 | 0 | 0 | 0 | 0 | 0 | 0 | 0 | 0 | 0 | 0 | 0 | 0 | 0 | 0 | 0 | 0 | 0 | 0 | 0 | 0 | 0 | 0 | 0 | 0 | 0 | 0 | 0 | 0 | 0 | 0 | 0 | 0 | 0 | 0 | 0 | 0 | 0 | 0 | 0 | 0 | 0 | 0 | 0 | 0 | 0 | 0 | 0 | 0 | 0 | 0 | 0 | 0 | 0
|  | FND24 | Fens reservoir 75 MCMD Low yield | Process-Related Carbon Media Including GAC (4) |  | 4 | Fixed | [6 empty] | 0 | 0 | 0 | 0 | 0 | 0 | 0 | 0 | 0 | 0 | 0 | 0 | 0 | 0 | 0 | 0 | 0 | 0 | 0 | 0 | 0 | 0 | 0 | 0 | 0 | 0 | 0 | 0 | 0 | 0 | 0 | 0 | 0 | 0 | 0 | 0 | 0 | 0 | 0 | 0 | 0 | 0 | 0 | 0 | 0 | 0 | 0 | 0 | 0 | 0 | 0 | 0 | 0 | 0 | 0 | 0 | 0 | 0 | 0 | 0 | 0 | 0 | 0 | 0 | 0 | 0 | 0 | 0 | 0 | 0 | 0 | 0 | 0 | 0 | 0 | 0 | 0 | 0 | 0 | 0
|  | FND24 | Fens reservoir 75 MCMD Low yield | Vehicles (4) |  | 4 | Fixed | [6 empty] | 0 | 0 | 0 | 0 | 0 | 0 | 0 | 0 | 0 | 0 | 0 | 0 | 0 | 0 | 0 | 0 | 0 | 0 | 0 | 0 | 0 | 0 | 0 | 0 | 0 | 0 | 0 | 0 | 0 | 0 | 0 | 0 | 0 | 0 | 0 | 0 | 0 | 0 | 0 | 0 | 0 | 0 | 0 | 0 | 0 | 0 | 0 | 0 | 0 | 0 | 0 | 0 | 0 | 0 | 0 | 0 | 0 | 0 | 0 | 0 | 0 | 0 | 0 | 0 | 0 | 0 | 0 | 0 | 0 | 0 | 0 | 0 | 0 | 0 | 0 | 0 | 0 | 0 | 0 | 0
|  | FND24 | Fens reservoir 75 MCMD Low yield | Computers and Data Logging (4) |  | 4 | Fixed | [6 empty] | 0 | 0 | 0 | 0 | 0 | 0 | 0 | 0 | 0 | 0 | 0 | 0 | 0 | 0 | 0 | 0 | 0 | 0 | 0 | 0 | 0 | 0 | 0 | 0 | 0 | 0 | 0 | 0 | 0 | 0 | 0 | 0 | 0 | 0 | 0 | 0 | 0 | 0 | 0 | 0 | 0 | 0 | 0 | 0 | 0 | 0 | 0 | 0 | 0 | 0 | 0 | 0 | 0 | 0 | 0 | 0 | 0 | 0 | 0 | 0 | 0 | 0 | 0 | 0 | 0 | 0 | 0 | 0 | 0 | 0 | 0 | 0 | 0 | 0 | 0 | 0 | 0 | 0 | 0 | 0
|  | FND24 | Fens reservoir 75 MCMD Low yield | Fencing (10) |  | 10 | Fixed | [6 empty] | 0 | 0 | 0 | 0 | 0.019229 | 0.019229 | 0.057688 | 0.11538 | 0.11538 | 0.057688 | 0 | 0 | 0 | 0 | 0 | 0 | 0 | 0 | 0 | 0.38458 | 0 | 0 | 0 | 0 | 0 | 0 | 0 | 0 | 0 | 0.38458 | 0 | 0 | 0 | 0 | 0 | 0 | 0 | 0 | 0 | 0.38458 | 0 | 0 | 0 | 0 | 0 | 0 | 0 | 0 | 0 | 0.38458 | 0 | 0 | 0 | 0 | 0 | 0 | 0 | 0 | 0 | 0.38458 | 0 | 0 | 0 | 0 | 0 | 0 | 0 | 0 | 0 | 0.38458 | 0 | 0 | 0 | 0 | 0 | 0 | 0 | 0 | 0 | 0.38458
|  | FND24 | Fens reservoir 75 MCMD Low yield | Domestic Meters (10) |  | 10 | Fixed | [6 empty] | 0 | 0 | 0 | 0 | 0 | 0 | 0 | 0 | 0 | 0 | 0 | 0 | 0 | 0 | 0 | 0 | 0 | 0 | 0 | 0 | 0 | 0 | 0 | 0 | 0 | 0 | 0 | 0 | 0 | 0 | 0 | 0 | 0 | 0 | 0 | 0 | 0 | 0 | 0 | 0 | 0 | 0 | 0 | 0 | 0 | 0 | 0 | 0 | 0 | 0 | 0 | 0 | 0 | 0 | 0 | 0 | 0 | 0 | 0 | 0 | 0 | 0 | 0 | 0 | 0 | 0 | 0 | 0 | 0 | 0 | 0 | 0 | 0 | 0 | 0 | 0 | 0 | 0 | 0 | 0
|  | FND24 | Fens reservoir 75 MCMD Low yield | Building Services (10) |  | 10 | Fixed | [6 empty] | 0 | 0 | 0 | 0 | 0 | 0 | 0 | 0 | 0 | 0 | 0 | 0 | 0 | 0 | 0 | 0 | 0 | 0 | 0 | 0 | 0 | 0 | 0 | 0 | 0 | 0 | 0 | 0 | 0 | 0 | 0 | 0 | 0 | 0 | 0 | 0 | 0 | 0 | 0 | 0 | 0 | 0 | 0 | 0 | 0 | 0 | 0 | 0 | 0 | 0 | 0 | 0 | 0 | 0 | 0 | 0 | 0 | 0 | 0 | 0 | 0 | 0 | 0 | 0 | 0 | 0 | 0 | 0 | 0 | 0 | 0 | 0 | 0 | 0 | 0 | 0 | 0 | 0 | 0 | 0
|  | FND24 | Fens reservoir 75 MCMD Low yield | Membranes (10) |  | 10 | Fixed | [6 empty] | 0 | 0 | 0 | 0 | 0 | 0 | 0 | 0 | 0 | 0 | 0 | 0 | 0 | 0 | 0 | 0 | 0 | 0 | 0 | 0 | 0 | 0 | 0 | 0 | 0 | 0 | 0 | 0 | 0 | 0 | 0 | 0 | 0 | 0 | 0 | 0 | 0 | 0 | 0 | 0 | 0 | 0 | 0 | 0 | 0 | 0 | 0 | 0 | 0 | 0 | 0 | 0 | 0 | 0 | 0 | 0 | 0 | 0 | 0 | 0 | 0 | 0 | 0 | 0 | 0 | 0 | 0 | 0 | 0 | 0 | 0 | 0 | 0 | 0 | 0 | 0 | 0 | 0 | 0 | 0
|  | FND24 | Fens reservoir 75 MCMD Low yield | ICA (Instrumentation, Control & Automation) (10) |  | 10 | Fixed | [6 empty] | 0 | 0 | 0 | 0 | 0.11335 | 0.11335 | 0.34004 | 0.68008 | 0.68008 | 0.34004 | 0 | 0 | 0 | 0 | 0 | 0 | 0 | 0 | 0 | 2.2669 | 0 | 0 | 0 | 0 | 0 | 0 | 0 | 0 | 0 | 2.2669 | 0 | 0 | 0 | 0 | 0 | 0 | 0 | 0 | 0 | 2.2669 | 0 | 0 | 0 | 0 | 0 | 0 | 0 | 0 | 0 | 2.2669 | 0 | 0 | 0 | 0 | 0 | 0 | 0 | 0 | 0 | 2.2669 | 0 | 0 | 0 | 0 | 0 | 0 | 0 | 0 | 0 | 2.2669 | 0 | 0 | 0 | 0 | 0 | 0 | 0 | 0 | 0 | 2.2669
|  | FND24 | Fens reservoir 75 MCMD Low yield | Plant and Machinery (15) |  | 15 | Fixed | [6 empty] | 0 | 0 | 0 | 0 | 0 | 0 | 0 | 0 | 0 | 0 | 0 | 0 | 0 | 0 | 0 | 0 | 0 | 0 | 0 | 0 | 0 | 0 | 0 | 0 | 0 | 0 | 0 | 0 | 0 | 0 | 0 | 0 | 0 | 0 | 0 | 0 | 0 | 0 | 0 | 0 | 0 | 0 | 0 | 0 | 0 | 0 | 0 | 0 | 0 | 0 | 0 | 0 | 0 | 0 | 0 | 0 | 0 | 0 | 0 | 0 | 0 | 0 | 0 | 0 | 0 | 0 | 0 | 0 | 0 | 0 | 0 | 0 | 0 | 0 | 0 | 0 | 0 | 0 | 0 | 0
|  | FND24 | Fens reservoir 75 MCMD Low yield | M&E (Mechanical and Electrical) Works on Pumping Stations and Treatment Works (20) |  | 20 | Fixed | [6 empty] | 0 | 0 | 0 | 0 | 2.8879 | 2.8879 | 8.6637 | 17.3274 | 17.3274 | 8.6637 | 0 | 0 | 0 | 0 | 0 | 0 | 0 | 0 | 0 | 0 | 0 | 0 | 0 | 0 | 0 | 0 | 0 | 0 | 0 | 57.7579 | 0 | 0 | 0 | 0 | 0 | 0 | 0 | 0 | 0 | 0 | 0 | 0 | 0 | 0 | 0 | 0 | 0 | 0 | 0 | 57.7579 | 0 | 0 | 0 | 0 | 0 | 0 | 0 | 0 | 0 | 0 | 0 | 0 | 0 | 0 | 0 | 0 | 0 | 0 | 0 | 57.7579 | 0 | 0 | 0 | 0 | 0 | 0 | 0 | 0 | 0 | 0
|  | FND24 | Fens reservoir 75 MCMD Low yield | Raw Water and District Meters (20) |  | 20 | Fixed | [6 empty] | 0 | 0 | 0 | 0 | 0 | 0 | 0 | 0 | 0 | 0 | 0 | 0 | 0 | 0 | 0 | 0 | 0 | 0 | 0 | 0 | 0 | 0 | 0 | 0 | 0 | 0 | 0 | 0 | 0 | 0 | 0 | 0 | 0 | 0 | 0 | 0 | 0 | 0 | 0 | 0 | 0 | 0 | 0 | 0 | 0 | 0 | 0 | 0 | 0 | 0 | 0 | 0 | 0 | 0 | 0 | 0 | 0 | 0 | 0 | 0 | 0 | 0 | 0 | 0 | 0 | 0 | 0 | 0 | 0 | 0 | 0 | 0 | 0 | 0 | 0 | 0 | 0 | 0 | 0 | 0
|  | FND24 | Fens reservoir 75 MCMD Low yield | Power Supply (25) |  | 25 | Fixed | [6 empty] | 0 | 0 | 0 | 0 | 2.3554 | 2.3554 | 7.0663 | 14.1326 | 14.1326 | 7.0663 | 0 | 0 | 0 | 0 | 0 | 0 | 0 | 0 | 0 | 0 | 0 | 0 | 0 | 0 | 0 | 0 | 0 | 0 | 0 | 0 | 0 | 0 | 0 | 0 | 47.1086 | 0 | 0 | 0 | 0 | 0 | 0 | 0 | 0 | 0 | 0 | 0 | 0 | 0 | 0 | 0 | 0 | 0 | 0 | 0 | 0 | 0 | 0 | 0 | 0 | 47.1086 | 0 | 0 | 0 | 0 | 0 | 0 | 0 | 0 | 0 | 0 | 0 | 0 | 0 | 0 | 0 | 0 | 0 | 0 | 0 | 0
|  | FND24 | Fens reservoir 75 MCMD Low yield | Steel/Timber/GRP Structures (30) |  | 30 | Fixed | [6 empty] | 0 | 0 | 0 | 0 | 0 | 0 | 0 | 0 | 0 | 0 | 0 | 0 | 0 | 0 | 0 | 0 | 0 | 0 | 0 | 0 | 0 | 0 | 0 | 0 | 0 | 0 | 0 | 0 | 0 | 0 | 0 | 0 | 0 | 0 | 0 | 0 | 0 | 0 | 0 | 0 | 0 | 0 | 0 | 0 | 0 | 0 | 0 | 0 | 0 | 0 | 0 | 0 | 0 | 0 | 0 | 0 | 0 | 0 | 0 | 0 | 0 | 0 | 0 | 0 | 0 | 0 | 0 | 0 | 0 | 0 | 0 | 0 | 0 | 0 | 0 | 0 | 0 | 0 | 0 | 0
|  | FND24 | Fens reservoir 75 MCMD Low yield | Landscaping/Environmental Works (30) |  | 30 | Fixed | [6 empty] | 0 | 0 | 0 | 0 | 0.87229 | 0.87229 | 2.6169 | 5.2338 | 5.2338 | 2.6169 | 0 | 0 | 0 | 0 | 0 | 0 | 0 | 0 | 0 | 0 | 0 | 0 | 0 | 0 | 0 | 0 | 0 | 0 | 0 | 0 | 0 | 0 | 0 | 0 | 0 | 0 | 0 | 0 | 0 | 17.4458 | 0 | 0 | 0 | 0 | 0 | 0 | 0 | 0 | 0 | 0 | 0 | 0 | 0 | 0 | 0 | 0 | 0 | 0 | 0 | 0 | 0 | 0 | 0 | 0 | 0 | 0 | 0 | 0 | 0 | 17.4458 | 0 | 0 | 0 | 0 | 0 | 0 | 0 | 0 | 0 | 0
|  | FND24 | Fens reservoir 75 MCMD Low yield | Borehole Screening and Casing (30) |  | 30 | Fixed | [6 empty] | 0 | 0 | 0 | 0 | 0 | 0 | 0 | 0 | 0 | 0 | 0 | 0 | 0 | 0 | 0 | 0 | 0 | 0 | 0 | 0 | 0 | 0 | 0 | 0 | 0 | 0 | 0 | 0 | 0 | 0 | 0 | 0 | 0 | 0 | 0 | 0 | 0 | 0 | 0 | 0 | 0 | 0 | 0 | 0 | 0 | 0 | 0 | 0 | 0 | 0 | 0 | 0 | 0 | 0 | 0 | 0 | 0 | 0 | 0 | 0 | 0 | 0 | 0 | 0 | 0 | 0 | 0 | 0 | 0 | 0 | 0 | 0 | 0 | 0 | 0 | 0 | 0 | 0 | 0 | 0
|  | FND24 | Fens reservoir 75 MCMD Low yield | Bridges (40) |  | 40 | Fixed | [6 empty] | 0 | 0 | 0 | 0 | 0.16611 | 0.16611 | 0.49832 | 0.99665 | 0.99665 | 0.49832 | 0 | 0 | 0 | 0 | 0 | 0 | 0 | 0 | 0 | 0 | 0 | 0 | 0 | 0 | 0 | 0 | 0 | 0 | 0 | 0 | 0 | 0 | 0 | 0 | 0 | 0 | 0 | 0 | 0 | 0 | 0 | 0 | 0 | 0 | 0 | 0 | 0 | 0 | 0 | 3.3222 | 0 | 0 | 0 | 0 | 0 | 0 | 0 | 0 | 0 | 0 | 0 | 0 | 0 | 0 | 0 | 0 | 0 | 0 | 0 | 0 | 0 | 0 | 0 | 0 | 0 | 0 | 0 | 0 | 0 | 0
|  | FND24 | Fens reservoir 75 MCMD Low yield | Brick/Concrete Office Structures (50) |  | 50 | Fixed | [6 empty] | 0 | 0 | 0 | 0 | 1.4687 | 1.4687 | 4.4061 | 8.8123 | 8.8123 | 4.4061 | 0 | 0 | 0 | 0 | 0 | 0 | 0 | 0 | 0 | 0 | 0 | 0 | 0 | 0 | 0 | 0 | 0 | 0 | 0 | 0 | 0 | 0 | 0 | 0 | 0 | 0 | 0 | 0 | 0 | 0 | 0 | 0 | 0 | 0 | 0 | 0 | 0 | 0 | 0 | 0 | 0 | 0 | 0 | 0 | 0 | 0 | 0 | 0 | 0 | 29.3742 | 0 | 0 | 0 | 0 | 0 | 0 | 0 | 0 | 0 | 0 | 0 | 0 | 0 | 0 | 0 | 0 | 0 | 0 | 0 | 0
|  | FND24 | Fens reservoir 75 MCMD Low yield | Treatment and Pumping Station Civils (incl. Intakes) (60) |  | 60 | Fixed | [6 empty] | 0 | 0 | 0 | 0 | 0 | 0 | 0 | 0 | 0 | 0 | 0 | 0 | 0 | 0 | 0 | 0 | 0 | 0 | 0 | 0 | 0 | 0 | 0 | 0 | 0 | 0 | 0 | 0 | 0 | 0 | 0 | 0 | 0 | 0 | 0 | 0 | 0 | 0 | 0 | 0 | 0 | 0 | 0 | 0 | 0 | 0 | 0 | 0 | 0 | 0 | 0 | 0 | 0 | 0 | 0 | 0 | 0 | 0 | 0 | 0 | 0 | 0 | 0 | 0 | 0 | 0 | 0 | 0 | 0 | 0 | 0 | 0 | 0 | 0 | 0 | 0 | 0 | 0 | 0 | 0
|  | FND24 | Fens reservoir 75 MCMD Low yield | Roads and Car Parks (60) |  | 60 | Fixed | [6 empty] | 0 | 0 | 0 | 0 | 2.3986 | 2.3986 | 7.1958 | 14.3917 | 14.3917 | 7.1958 | 0 | 0 | 0 | 0 | 0 | 0 | 0 | 0 | 0 | 0 | 0 | 0 | 0 | 0 | 0 | 0 | 0 | 0 | 0 | 0 | 0 | 0 | 0 | 0 | 0 | 0 | 0 | 0 | 0 | 0 | 0 | 0 | 0 | 0 | 0 | 0 | 0 | 0 | 0 | 0 | 0 | 0 | 0 | 0 | 0 | 0 | 0 | 0 | 0 | 0 | 0 | 0 | 0 | 0 | 0 | 0 | 0 | 0 | 0 | 47.9723 | 0 | 0 | 0 | 0 | 0 | 0 | 0 | 0 | 0 | 0
|  | FND24 | Fens reservoir 75 MCMD Low yield | Water Towers (60) |  | 60 | Fixed | [6 empty] | 0 | 0 | 0 | 0 | 0.11038 | 0.11038 | 0.33113 | 0.66227 | 0.66227 | 0.33113 | 0 | 0 | 0 | 0 | 0 | 0 | 0 | 0 | 0 | 0 | 0 | 0 | 0 | 0 | 0 | 0 | 0 | 0 | 0 | 0 | 0 | 0 | 0 | 0 | 0 | 0 | 0 | 0 | 0 | 0 | 0 | 0 | 0 | 0 | 0 | 0 | 0 | 0 | 0 | 0 | 0 | 0 | 0 | 0 | 0 | 0 | 0 | 0 | 0 | 0 | 0 | 0 | 0 | 0 | 0 | 0 | 0 | 0 | 0 | 2.2076 | 0 | 0 | 0 | 0 | 0 | 0 | 0 | 0 | 0 | 0
|  | FND24 | Fens reservoir 75 MCMD Low yield | Borehole Installation (60) |  | 60 | Fixed | [6 empty] | 0 | 0 | 0 | 0 | 0 | 0 | 0 | 0 | 0 | 0 | 0 | 0 | 0 | 0 | 0 | 0 | 0 | 0 | 0 | 0 | 0 | 0 | 0 | 0 | 0 | 0 | 0 | 0 | 0 | 0 | 0 | 0 | 0 | 0 | 0 | 0 | 0 | 0 | 0 | 0 | 0 | 0 | 0 | 0 | 0 | 0 | 0 | 0 | 0 | 0 | 0 | 0 | 0 | 0 | 0 | 0 | 0 | 0 | 0 | 0 | 0 | 0 | 0 | 0 | 0 | 0 | 0 | 0 | 0 | 0 | 0 | 0 | 0 | 0 | 0 | 0 | 0 | 0 | 0 | 0
|  | FND24 | Fens reservoir 75 MCMD Low yield | Headworks/Valves (60) |  | 60 | Fixed | [6 empty] | 0 | 0 | 0 | 0 | 0 | 0 | 0 | 0 | 0 | 0 | 0 | 0 | 0 | 0 | 0 | 0 | 0 | 0 | 0 | 0 | 0 | 0 | 0 | 0 | 0 | 0 | 0 | 0 | 0 | 0 | 0 | 0 | 0 | 0 | 0 | 0 | 0 | 0 | 0 | 0 | 0 | 0 | 0 | 0 | 0 | 0 | 0 | 0 | 0 | 0 | 0 | 0 | 0 | 0 | 0 | 0 | 0 | 0 | 0 | 0 | 0 | 0 | 0 | 0 | 0 | 0 | 0 | 0 | 0 | 0 | 0 | 0 | 0 | 0 | 0 | 0 | 0 | 0 | 0 | 0
|  | FND24 | Fens reservoir 75 MCMD Low yield | Underwater Assets (60) |  | 60 | Fixed | [6 empty] | 0 | 0 | 0 | 0 | 0 | 0 | 0 | 0 | 0 | 0 | 0 | 0 | 0 | 0 | 0 | 0 | 0 | 0 | 0 | 0 | 0 | 0 | 0 | 0 | 0 | 0 | 0 | 0 | 0 | 0 | 0 | 0 | 0 | 0 | 0 | 0 | 0 | 0 | 0 | 0 | 0 | 0 | 0 | 0 | 0 | 0 | 0 | 0 | 0 | 0 | 0 | 0 | 0 | 0 | 0 | 0 | 0 | 0 | 0 | 0 | 0 | 0 | 0 | 0 | 0 | 0 | 0 | 0 | 0 | 0 | 0 | 0 | 0 | 0 | 0 | 0 | 0 | 0 | 0 | 0
|  | FND24 | Fens reservoir 75 MCMD Low yield | Reinforced Concrete Tanks / Service Reservoirs (80) |  | 80 | Fixed | [6 empty] | 0 | 0 | 0 | 0 | 2.1706 | 2.1706 | 6.5117 | 13.0234 | 13.0234 | 6.5117 | 0 | 0 | 0 | 0 | 0 | 0 | 0 | 0 | 0 | 0 | 0 | 0 | 0 | 0 | 0 | 0 | 0 | 0 | 0 | 0 | 0 | 0 | 0 | 0 | 0 | 0 | 0 | 0 | 0 | 0 | 0 | 0 | 0 | 0 | 0 | 0 | 0 | 0 | 0 | 0 | 0 | 0 | 0 | 0 | 0 | 0 | 0 | 0 | 0 | 0 | 0 | 0 | 0 | 0 | 0 | 0 | 0 | 0 | 0 | 0 | 0 | 0 | 0 | 0 | 0 | 0 | 0 | 0 | 0 | 0
|  | FND24 | Fens reservoir 75 MCMD Low yield | Weirs (100) |  | 100 | Fixed | [6 empty] | 0 | 0 | 0 | 0 | 0 | 0 | 0 | 0 | 0 | 0 | 0 | 0 | 0 | 0 | 0 | 0 | 0 | 0 | 0 | 0 | 0 | 0 | 0 | 0 | 0 | 0 | 0 | 0 | 0 | 0 | 0 | 0 | 0 | 0 | 0 | 0 | 0 | 0 | 0 | 0 | 0 | 0 | 0 | 0 | 0 | 0 | 0 | 0 | 0 | 0 | 0 | 0 | 0 | 0 | 0 | 0 | 0 | 0 | 0 | 0 | 0 | 0 | 0 | 0 | 0 | 0 | 0 | 0 | 0 | 0 | 0 | 0 | 0 | 0 | 0 | 0 | 0 | 0 | 0 | 0
|  | FND24 | Fens reservoir 75 MCMD Low yield | Pipelines (100) |  | 100 | Fixed | [6 empty] | 0 | 0 | 0 | 0 | 8.9467 | 8.9467 | 26.8401 | 53.6801 | 53.6801 | 26.8401 | 0 | 0 | 0 | 0 | 0 | 0 | 0 | 0 | 0 | 0 | 0 | 0 | 0 | 0 | 0 | 0 | 0 | 0 | 0 | 0 | 0 | 0 | 0 | 0 | 0 | 0 | 0 | 0 | 0 | 0 | 0 | 0 | 0 | 0 | 0 | 0 | 0 | 0 | 0 | 0 | 0 | 0 | 0 | 0 | 0 | 0 | 0 | 0 | 0 | 0 | 0 | 0 | 0 | 0 | 0 | 0 | 0 | 0 | 0 | 0 | 0 | 0 | 0 | 0 | 0 | 0 | 0 | 0 | 0 | 0
|  | FND24 | Fens reservoir 75 MCMD Low yield | Tunnels (100) |  | 100 | Fixed | [6 empty] | 0 | 0 | 0 | 0 | 0.1495 | 0.1495 | 0.4485 | 0.897 | 0.897 | 0.4485 | 0 | 0 | 0 | 0 | 0 | 0 | 0 | 0 | 0 | 0 | 0 | 0 | 0 | 0 | 0 | 0 | 0 | 0 | 0 | 0 | 0 | 0 | 0 | 0 | 0 | 0 | 0 | 0 | 0 | 0 | 0 | 0 | 0 | 0 | 0 | 0 | 0 | 0 | 0 | 0 | 0 | 0 | 0 | 0 | 0 | 0 | 0 | 0 | 0 | 0 | 0 | 0 | 0 | 0 | 0 | 0 | 0 | 0 | 0 | 0 | 0 | 0 | 0 | 0 | 0 | 0 | 0 | 0 | 0 | 0
|  | FND24 | Fens reservoir 75 MCMD Low yield | Aqueducts (100) |  | 100 | Fixed | [6 empty] | 0 | 0 | 0 | 0 | 0 | 0 | 0 | 0 | 0 | 0 | 0 | 0 | 0 | 0 | 0 | 0 | 0 | 0 | 0 | 0 | 0 | 0 | 0 | 0 | 0 | 0 | 0 | 0 | 0 | 0 | 0 | 0 | 0 | 0 | 0 | 0 | 0 | 0 | 0 | 0 | 0 | 0 | 0 | 0 | 0 | 0 | 0 | 0 | 0 | 0 | 0 | 0 | 0 | 0 | 0 | 0 | 0 | 0 | 0 | 0 | 0 | 0 | 0 | 0 | 0 | 0 | 0 | 0 | 0 | 0 | 0 | 0 | 0 | 0 | 0 | 0 | 0 | 0 | 0 | 0
|  | FND24 | Fens reservoir 75 MCMD Low yield | Embankment Works (250) |  | 250 | Fixed | [6 empty] | 0 | 0 | 0 | 0 | 7.1358 | 7.1358 | 21.4073 | 42.8146 | 42.8146 | 21.4073 | 0 | 0 | 0 | 0 | 0 | 0 | 0 | 0 | 0 | 0 | 0 | 0 | 0 | 0 | 0 | 0 | 0 | 0 | 0 | 0 | 0 | 0 | 0 | 0 | 0 | 0 | 0 | 0 | 0 | 0 | 0 | 0 | 0 | 0 | 0 | 0 | 0 | 0 | 0 | 0 | 0 | 0 | 0 | 0 | 0 | 0 | 0 | 0 | 0 | 0 | 0 | 0 | 0 | 0 | 0 | 0 | 0 | 0 | 0 | 0 | 0 | 0 | 0 | 0 | 0 | 0 | 0 | 0 | 0 | 0
|  | FND24 | Fens reservoir 75 MCMD Low yield | Costed Risk |  |  | Fixed | [6 empty] | 0 | 0 | 0 | 0 | 5.8034 | 5.8034 | 17.4101 | 34.8202 | 34.8202 | 17.4101 | 0 | 0 | 0 | 0 | 0 | 0 | 0 | 0 | 0 | 0 | 0 | 0 | 0 | 0 | 0 | 0 | 0 | 0 | 0 | 0 | 0 | 0 | 0 | 0 | 0 | 0 | 0 | 0 | 0 | 0 | 0 | 0 | 0 | 0 | 0 | 0 | 0 | 0 | 0 | 0 | 0 | 0 | 0 | 0 | 0 | 0 | 0 | 0 | 0 | 0 | 0 | 0 | 0 | 0 | 0 | 0 | 0 | 0 | 0 | 0 | 0 | 0 | 0 | 0 | 0 | 0 | 0 | 0 | 0 | 0
|  | FND25 | Fens reservoir 100 MCMD low yield | Opex | Cost |  | Fixed | [6 empty] | 0 | 0 | 0 | 0 | 0 | 0 | 0 | 0 | 0 | 0 | 0.1927 | 0.1927 | 0.1927 | 0.1927 | 0.1927 | 0.1927 | 0.1927 | 0.1927 | 0.1927 | 0.1927 | 0.1927 | 0.1927 | 0.1927 | 0.1927 | 0.1927 | 0.1927 | 0.1927 | 0.1927 | 0.1927 | 0.1927 | 0.1927 | 0.1927 | 0.1927 | 0.1927 | 0.1927 | 0.1927 | 0.1927 | 0.1927 | 0.1927 | 0.1927 | 0.1927 | 0.1927 | 0.1927 | 0.1927 | 0.1927 | 0.1927 | 0.1927 | 0.1927 | 0.1927 | 0.1927 | 0.1927 | 0.1927 | 0.1927 | 0.1927 | 0.1927 | 0.1927 | 0.1927 | 0.1927 | 0.1927 | 0.1927 | 0.1927 | 0.1927 | 0.1927 | 0.1927 | 0.1927 | 0.1927 | 0.1927 | 0.1927 | 0.1927 | 0.1927 | 0.1927 | 0.1927 | 0.1927 | 0.1927 | 0.1927 | 0.1927 | 0.1927 | 0.1927 | 0.1927 | 0.1927
|  | FND25 | Fens reservoir 100 MCMD low yield | Opex | Cost |  | Variable | [6 empty] | 0 | 0 | 0 | 0 | 0 | 0 | 0 | 0 | 0 | 0 | 4.0487 | 4.0487 | 4.0487 | 4.0487 | 4.0487 | 4.0487 | 4.0487 | 4.0487 | 4.0487 | 4.0487 | 4.0487 | 4.0487 | 4.0487 | 4.0487 | 4.0487 | 4.0487 | 4.0487 | 4.0487 | 4.0487 | 4.0487 | 4.0487 | 4.0487 | 4.0487 | 4.0487 | 4.0487 | 4.0487 | 4.0487 | 4.0487 | 4.0487 | 4.0487 | 4.0487 | 4.0487 | 4.0487 | 4.0487 | 4.0487 | 4.0487 | 4.0487 | 4.0487 | 4.0487 | 4.0487 | 4.0487 | 4.0487 | 4.0487 | 4.0487 | 4.0487 | 4.0487 | 4.0487 | 4.0487 | 4.0487 | 4.0487 | 4.0487 | 4.0487 | 4.0487 | 4.0487 | 4.0487 | 4.0487 | 4.0487 | 4.0487 | 4.0487 | 4.0487 | 4.0487 | 4.0487 | 4.0487 | 4.0487 | 4.0487 | 4.0487 | 4.0487 | 4.0487 | 4.0487 | 4.0487
|  | FND25 | Fens reservoir 100 MCMD low yield | Land (Non depreciating) |  |  | Fixed | [6 empty] | 9.9235 | 9.9235 | 9.9235 | 9.9235 | 0 | 0 | 0 | 0 | 0 | 0 | 0 | 0 | 0 | 0 | 0 | 0 | 0 | 0 | 0 | 0 | 0 | 0 | 0 | 0 | 0 | 0 | 0 | 0 | 0 | 0 | 0 | 0 | 0 | 0 | 0 | 0 | 0 | 0 | 0 | 0 | 0 | 0 | 0 | 0 | 0 | 0 | 0 | 0 | 0 | 0 | 0 | 0 | 0 | 0 | 0 | 0 | 0 | 0 | 0 | 0 | 0 | 0 | 0 | 0 | 0 | 0 | 0 | 0 | 0 | 0 | 0 | 0 | 0 | 0 | 0 | 0 | 0 | 0 | 0 | 0
|  | FND25 | Fens reservoir 100 MCMD low yield | Planning and Development (Non depreciating) |  |  | Fixed | [6 empty] | 80.2318 | 80.2318 | 80.2318 | 80.2318 | 0 | 0 | 0 | 0 | 0 | 0 | 0 | 0 | 0 | 0 | 0 | 0 | 0 | 0 | 0 | 0 | 0 | 0 | 0 | 0 | 0 | 0 | 0 | 0 | 0 | 0 | 0 | 0 | 0 | 0 | 0 | 0 | 0 | 0 | 0 | 0 | 0 | 0 | 0 | 0 | 0 | 0 | 0 | 0 | 0 | 0 | 0 | 0 | 0 | 0 | 0 | 0 | 0 | 0 | 0 | 0 | 0 | 0 | 0 | 0 | 0 | 0 | 0 | 0 | 0 | 0 | 0 | 0 | 0 | 0 | 0 | 0 | 0 | 0 | 0 | 0
|  | FND25 | Fens reservoir 100 MCMD low yield | Other Non-Depreciating Assets (Non depreciating) |  |  | Fixed | [6 empty] | 0 | 0 | 0 | 0 | 0.24036 | 0.24036 | 0.72109 | 1.4422 | 1.4422 | 0.72109 | 0 | 0 | 0 | 0 | 0 | 0 | 0 | 0 | 0 | 0 | 0 | 0 | 0 | 0 | 0 | 0 | 0 | 0 | 0 | 0 | 0 | 0 | 0 | 0 | 0 | 0 | 0 | 0 | 0 | 0 | 0 | 0 | 0 | 0 | 0 | 0 | 0 | 0 | 0 | 0 | 0 | 0 | 0 | 0 | 0 | 0 | 0 | 0 | 0 | 0 | 0 | 0 | 0 | 0 | 0 | 0 | 0 | 0 | 0 | 0 | 0 | 0 | 0 | 0 | 0 | 0 | 0 | 0 | 0 | 0
|  | FND25 | Fens reservoir 100 MCMD low yield | Process-Related Carbon Media Including GAC (4) |  | 4 | Fixed | [6 empty] | 0 | 0 | 0 | 0 | 0 | 0 | 0 | 0 | 0 | 0 | 0 | 0 | 0 | 0 | 0 | 0 | 0 | 0 | 0 | 0 | 0 | 0 | 0 | 0 | 0 | 0 | 0 | 0 | 0 | 0 | 0 | 0 | 0 | 0 | 0 | 0 | 0 | 0 | 0 | 0 | 0 | 0 | 0 | 0 | 0 | 0 | 0 | 0 | 0 | 0 | 0 | 0 | 0 | 0 | 0 | 0 | 0 | 0 | 0 | 0 | 0 | 0 | 0 | 0 | 0 | 0 | 0 | 0 | 0 | 0 | 0 | 0 | 0 | 0 | 0 | 0 | 0 | 0 | 0 | 0
|  | FND25 | Fens reservoir 100 MCMD low yield | Vehicles (4) |  | 4 | Fixed | [6 empty] | 0 | 0 | 0 | 0 | 0 | 0 | 0 | 0 | 0 | 0 | 0 | 0 | 0 | 0 | 0 | 0 | 0 | 0 | 0 | 0 | 0 | 0 | 0 | 0 | 0 | 0 | 0 | 0 | 0 | 0 | 0 | 0 | 0 | 0 | 0 | 0 | 0 | 0 | 0 | 0 | 0 | 0 | 0 | 0 | 0 | 0 | 0 | 0 | 0 | 0 | 0 | 0 | 0 | 0 | 0 | 0 | 0 | 0 | 0 | 0 | 0 | 0 | 0 | 0 | 0 | 0 | 0 | 0 | 0 | 0 | 0 | 0 | 0 | 0 | 0 | 0 | 0 | 0 | 0 | 0
|  | FND25 | Fens reservoir 100 MCMD low yield | Computers and Data Logging (4) |  | 4 | Fixed | [6 empty] | 0 | 0 | 0 | 0 | 0 | 0 | 0 | 0 | 0 | 0 | 0 | 0 | 0 | 0 | 0 | 0 | 0 | 0 | 0 | 0 | 0 | 0 | 0 | 0 | 0 | 0 | 0 | 0 | 0 | 0 | 0 | 0 | 0 | 0 | 0 | 0 | 0 | 0 | 0 | 0 | 0 | 0 | 0 | 0 | 0 | 0 | 0 | 0 | 0 | 0 | 0 | 0 | 0 | 0 | 0 | 0 | 0 | 0 | 0 | 0 | 0 | 0 | 0 | 0 | 0 | 0 | 0 | 0 | 0 | 0 | 0 | 0 | 0 | 0 | 0 | 0 | 0 | 0 | 0 | 0
|  | FND25 | Fens reservoir 100 MCMD low yield | Fencing (10) |  | 10 | Fixed | [6 empty] | 0 | 0 | 0 | 0 | 0.025528 | 0.025528 | 0.076584 | 0.15317 | 0.15317 | 0.076584 | 0 | 0 | 0 | 0 | 0 | 0 | 0 | 0 | 0 | 0.51056 | 0 | 0 | 0 | 0 | 0 | 0 | 0 | 0 | 0 | 0.51056 | 0 | 0 | 0 | 0 | 0 | 0 | 0 | 0 | 0 | 0.51056 | 0 | 0 | 0 | 0 | 0 | 0 | 0 | 0 | 0 | 0.51056 | 0 | 0 | 0 | 0 | 0 | 0 | 0 | 0 | 0 | 0.51056 | 0 | 0 | 0 | 0 | 0 | 0 | 0 | 0 | 0 | 0.51056 | 0 | 0 | 0 | 0 | 0 | 0 | 0 | 0 | 0 | 0.51056
|  | FND25 | Fens reservoir 100 MCMD low yield | Domestic Meters (10) |  | 10 | Fixed | [6 empty] | 0 | 0 | 0 | 0 | 0 | 0 | 0 | 0 | 0 | 0 | 0 | 0 | 0 | 0 | 0 | 0 | 0 | 0 | 0 | 0 | 0 | 0 | 0 | 0 | 0 | 0 | 0 | 0 | 0 | 0 | 0 | 0 | 0 | 0 | 0 | 0 | 0 | 0 | 0 | 0 | 0 | 0 | 0 | 0 | 0 | 0 | 0 | 0 | 0 | 0 | 0 | 0 | 0 | 0 | 0 | 0 | 0 | 0 | 0 | 0 | 0 | 0 | 0 | 0 | 0 | 0 | 0 | 0 | 0 | 0 | 0 | 0 | 0 | 0 | 0 | 0 | 0 | 0 | 0 | 0
|  | FND25 | Fens reservoir 100 MCMD low yield | Building Services (10) |  | 10 | Fixed | [6 empty] | 0 | 0 | 0 | 0 | 0 | 0 | 0 | 0 | 0 | 0 | 0 | 0 | 0 | 0 | 0 | 0 | 0 | 0 | 0 | 0 | 0 | 0 | 0 | 0 | 0 | 0 | 0 | 0 | 0 | 0 | 0 | 0 | 0 | 0 | 0 | 0 | 0 | 0 | 0 | 0 | 0 | 0 | 0 | 0 | 0 | 0 | 0 | 0 | 0 | 0 | 0 | 0 | 0 | 0 | 0 | 0 | 0 | 0 | 0 | 0 | 0 | 0 | 0 | 0 | 0 | 0 | 0 | 0 | 0 | 0 | 0 | 0 | 0 | 0 | 0 | 0 | 0 | 0 | 0 | 0
|  | FND25 | Fens reservoir 100 MCMD low yield | Membranes (10) |  | 10 | Fixed | [6 empty] | 0 | 0 | 0 | 0 | 0 | 0 | 0 | 0 | 0 | 0 | 0 | 0 | 0 | 0 | 0 | 0 | 0 | 0 | 0 | 0 | 0 | 0 | 0 | 0 | 0 | 0 | 0 | 0 | 0 | 0 | 0 | 0 | 0 | 0 | 0 | 0 | 0 | 0 | 0 | 0 | 0 | 0 | 0 | 0 | 0 | 0 | 0 | 0 | 0 | 0 | 0 | 0 | 0 | 0 | 0 | 0 | 0 | 0 | 0 | 0 | 0 | 0 | 0 | 0 | 0 | 0 | 0 | 0 | 0 | 0 | 0 | 0 | 0 | 0 | 0 | 0 | 0 | 0 | 0 | 0
|  | FND25 | Fens reservoir 100 MCMD low yield | ICA (Instrumentation, Control & Automation) (10) |  | 10 | Fixed | [6 empty] | 0 | 0 | 0 | 0 | 0.15048 | 0.15048 | 0.45143 | 0.90285 | 0.90285 | 0.45143 | 0 | 0 | 0 | 0 | 0 | 0 | 0 | 0 | 0 | 3.0095 | 0 | 0 | 0 | 0 | 0 | 0 | 0 | 0 | 0 | 3.0095 | 0 | 0 | 0 | 0 | 0 | 0 | 0 | 0 | 0 | 3.0095 | 0 | 0 | 0 | 0 | 0 | 0 | 0 | 0 | 0 | 3.0095 | 0 | 0 | 0 | 0 | 0 | 0 | 0 | 0 | 0 | 3.0095 | 0 | 0 | 0 | 0 | 0 | 0 | 0 | 0 | 0 | 3.0095 | 0 | 0 | 0 | 0 | 0 | 0 | 0 | 0 | 0 | 3.0095
|  | FND25 | Fens reservoir 100 MCMD low yield | Plant and Machinery (15) |  | 15 | Fixed | [6 empty] | 0 | 0 | 0 | 0 | 0 | 0 | 0 | 0 | 0 | 0 | 0 | 0 | 0 | 0 | 0 | 0 | 0 | 0 | 0 | 0 | 0 | 0 | 0 | 0 | 0 | 0 | 0 | 0 | 0 | 0 | 0 | 0 | 0 | 0 | 0 | 0 | 0 | 0 | 0 | 0 | 0 | 0 | 0 | 0 | 0 | 0 | 0 | 0 | 0 | 0 | 0 | 0 | 0 | 0 | 0 | 0 | 0 | 0 | 0 | 0 | 0 | 0 | 0 | 0 | 0 | 0 | 0 | 0 | 0 | 0 | 0 | 0 | 0 | 0 | 0 | 0 | 0 | 0 | 0 | 0
|  | FND25 | Fens reservoir 100 MCMD low yield | M&E (Mechanical and Electrical) Works on Pumping Stations and Treatment Works (20) |  | 20 | Fixed | [6 empty] | 0 | 0 | 0 | 0 | 3.8339 | 3.8339 | 11.5016 | 23.0032 | 23.0032 | 11.5016 | 0 | 0 | 0 | 0 | 0 | 0 | 0 | 0 | 0 | 0 | 0 | 0 | 0 | 0 | 0 | 0 | 0 | 0 | 0 | 76.6774 | 0 | 0 | 0 | 0 | 0 | 0 | 0 | 0 | 0 | 0 | 0 | 0 | 0 | 0 | 0 | 0 | 0 | 0 | 0 | 76.6774 | 0 | 0 | 0 | 0 | 0 | 0 | 0 | 0 | 0 | 0 | 0 | 0 | 0 | 0 | 0 | 0 | 0 | 0 | 0 | 76.6774 | 0 | 0 | 0 | 0 | 0 | 0 | 0 | 0 | 0 | 0
|  | FND25 | Fens reservoir 100 MCMD low yield | Raw Water and District Meters (20) |  | 20 | Fixed | [6 empty] | 0 | 0 | 0 | 0 | 0 | 0 | 0 | 0 | 0 | 0 | 0 | 0 | 0 | 0 | 0 | 0 | 0 | 0 | 0 | 0 | 0 | 0 | 0 | 0 | 0 | 0 | 0 | 0 | 0 | 0 | 0 | 0 | 0 | 0 | 0 | 0 | 0 | 0 | 0 | 0 | 0 | 0 | 0 | 0 | 0 | 0 | 0 | 0 | 0 | 0 | 0 | 0 | 0 | 0 | 0 | 0 | 0 | 0 | 0 | 0 | 0 | 0 | 0 | 0 | 0 | 0 | 0 | 0 | 0 | 0 | 0 | 0 | 0 | 0 | 0 | 0 | 0 | 0 | 0 | 0
|  | FND25 | Fens reservoir 100 MCMD low yield | Power Supply (25) |  | 25 | Fixed | [6 empty] | 0 | 0 | 0 | 0 | 3.127 | 3.127 | 9.381 | 18.7619 | 18.7619 | 9.381 | 0 | 0 | 0 | 0 | 0 | 0 | 0 | 0 | 0 | 0 | 0 | 0 | 0 | 0 | 0 | 0 | 0 | 0 | 0 | 0 | 0 | 0 | 0 | 0 | 62.5397 | 0 | 0 | 0 | 0 | 0 | 0 | 0 | 0 | 0 | 0 | 0 | 0 | 0 | 0 | 0 | 0 | 0 | 0 | 0 | 0 | 0 | 0 | 0 | 0 | 62.5397 | 0 | 0 | 0 | 0 | 0 | 0 | 0 | 0 | 0 | 0 | 0 | 0 | 0 | 0 | 0 | 0 | 0 | 0 | 0 | 0
|  | FND25 | Fens reservoir 100 MCMD low yield | Steel/Timber/GRP Structures (30) |  | 30 | Fixed | [6 empty] | 0 | 0 | 0 | 0 | 0 | 0 | 0 | 0 | 0 | 0 | 0 | 0 | 0 | 0 | 0 | 0 | 0 | 0 | 0 | 0 | 0 | 0 | 0 | 0 | 0 | 0 | 0 | 0 | 0 | 0 | 0 | 0 | 0 | 0 | 0 | 0 | 0 | 0 | 0 | 0 | 0 | 0 | 0 | 0 | 0 | 0 | 0 | 0 | 0 | 0 | 0 | 0 | 0 | 0 | 0 | 0 | 0 | 0 | 0 | 0 | 0 | 0 | 0 | 0 | 0 | 0 | 0 | 0 | 0 | 0 | 0 | 0 | 0 | 0 | 0 | 0 | 0 | 0 | 0 | 0
|  | FND25 | Fens reservoir 100 MCMD low yield | Landscaping/Environmental Works (30) |  | 30 | Fixed | [6 empty] | 0 | 0 | 0 | 0 | 1.158 | 1.158 | 3.4741 | 6.9481 | 6.9481 | 3.4741 | 0 | 0 | 0 | 0 | 0 | 0 | 0 | 0 | 0 | 0 | 0 | 0 | 0 | 0 | 0 | 0 | 0 | 0 | 0 | 0 | 0 | 0 | 0 | 0 | 0 | 0 | 0 | 0 | 0 | 23.1605 | 0 | 0 | 0 | 0 | 0 | 0 | 0 | 0 | 0 | 0 | 0 | 0 | 0 | 0 | 0 | 0 | 0 | 0 | 0 | 0 | 0 | 0 | 0 | 0 | 0 | 0 | 0 | 0 | 0 | 23.1605 | 0 | 0 | 0 | 0 | 0 | 0 | 0 | 0 | 0 | 0
|  | FND25 | Fens reservoir 100 MCMD low yield | Borehole Screening and Casing (30) |  | 30 | Fixed | [6 empty] | 0 | 0 | 0 | 0 | 0 | 0 | 0 | 0 | 0 | 0 | 0 | 0 | 0 | 0 | 0 | 0 | 0 | 0 | 0 | 0 | 0 | 0 | 0 | 0 | 0 | 0 | 0 | 0 | 0 | 0 | 0 | 0 | 0 | 0 | 0 | 0 | 0 | 0 | 0 | 0 | 0 | 0 | 0 | 0 | 0 | 0 | 0 | 0 | 0 | 0 | 0 | 0 | 0 | 0 | 0 | 0 | 0 | 0 | 0 | 0 | 0 | 0 | 0 | 0 | 0 | 0 | 0 | 0 | 0 | 0 | 0 | 0 | 0 | 0 | 0 | 0 | 0 | 0 | 0 | 0
|  | FND25 | Fens reservoir 100 MCMD low yield | Bridges (40) |  | 40 | Fixed | [6 empty] | 0 | 0 | 0 | 0 | 0.22052 | 0.22052 | 0.66156 | 1.3231 | 1.3231 | 0.66156 | 0 | 0 | 0 | 0 | 0 | 0 | 0 | 0 | 0 | 0 | 0 | 0 | 0 | 0 | 0 | 0 | 0 | 0 | 0 | 0 | 0 | 0 | 0 | 0 | 0 | 0 | 0 | 0 | 0 | 0 | 0 | 0 | 0 | 0 | 0 | 0 | 0 | 0 | 0 | 4.4104 | 0 | 0 | 0 | 0 | 0 | 0 | 0 | 0 | 0 | 0 | 0 | 0 | 0 | 0 | 0 | 0 | 0 | 0 | 0 | 0 | 0 | 0 | 0 | 0 | 0 | 0 | 0 | 0 | 0 | 0
|  | FND25 | Fens reservoir 100 MCMD low yield | Brick/Concrete Office Structures (50) |  | 50 | Fixed | [6 empty] | 0 | 0 | 0 | 0 | 1.9498 | 1.9498 | 5.8494 | 11.6989 | 11.6989 | 5.8494 | 0 | 0 | 0 | 0 | 0 | 0 | 0 | 0 | 0 | 0 | 0 | 0 | 0 | 0 | 0 | 0 | 0 | 0 | 0 | 0 | 0 | 0 | 0 | 0 | 0 | 0 | 0 | 0 | 0 | 0 | 0 | 0 | 0 | 0 | 0 | 0 | 0 | 0 | 0 | 0 | 0 | 0 | 0 | 0 | 0 | 0 | 0 | 0 | 0 | 38.9962 | 0 | 0 | 0 | 0 | 0 | 0 | 0 | 0 | 0 | 0 | 0 | 0 | 0 | 0 | 0 | 0 | 0 | 0 | 0 | 0
|  | FND25 | Fens reservoir 100 MCMD low yield | Treatment and Pumping Station Civils (incl. Intakes) (60) |  | 60 | Fixed | [6 empty] | 0 | 0 | 0 | 0 | 0 | 0 | 0 | 0 | 0 | 0 | 0 | 0 | 0 | 0 | 0 | 0 | 0 | 0 | 0 | 0 | 0 | 0 | 0 | 0 | 0 | 0 | 0 | 0 | 0 | 0 | 0 | 0 | 0 | 0 | 0 | 0 | 0 | 0 | 0 | 0 | 0 | 0 | 0 | 0 | 0 | 0 | 0 | 0 | 0 | 0 | 0 | 0 | 0 | 0 | 0 | 0 | 0 | 0 | 0 | 0 | 0 | 0 | 0 | 0 | 0 | 0 | 0 | 0 | 0 | 0 | 0 | 0 | 0 | 0 | 0 | 0 | 0 | 0 | 0 | 0
|  | FND25 | Fens reservoir 100 MCMD low yield | Roads and Car Parks (60) |  | 60 | Fixed | [6 empty] | 0 | 0 | 0 | 0 | 3.1843 | 3.1843 | 9.553 | 19.1059 | 19.1059 | 9.553 | 0 | 0 | 0 | 0 | 0 | 0 | 0 | 0 | 0 | 0 | 0 | 0 | 0 | 0 | 0 | 0 | 0 | 0 | 0 | 0 | 0 | 0 | 0 | 0 | 0 | 0 | 0 | 0 | 0 | 0 | 0 | 0 | 0 | 0 | 0 | 0 | 0 | 0 | 0 | 0 | 0 | 0 | 0 | 0 | 0 | 0 | 0 | 0 | 0 | 0 | 0 | 0 | 0 | 0 | 0 | 0 | 0 | 0 | 0 | 63.6864 | 0 | 0 | 0 | 0 | 0 | 0 | 0 | 0 | 0 | 0
|  | FND25 | Fens reservoir 100 MCMD low yield | Water Towers (60) |  | 60 | Fixed | [6 empty] | 0 | 0 | 0 | 0 | 0.14653 | 0.14653 | 0.4396 | 0.8792 | 0.8792 | 0.4396 | 0 | 0 | 0 | 0 | 0 | 0 | 0 | 0 | 0 | 0 | 0 | 0 | 0 | 0 | 0 | 0 | 0 | 0 | 0 | 0 | 0 | 0 | 0 | 0 | 0 | 0 | 0 | 0 | 0 | 0 | 0 | 0 | 0 | 0 | 0 | 0 | 0 | 0 | 0 | 0 | 0 | 0 | 0 | 0 | 0 | 0 | 0 | 0 | 0 | 0 | 0 | 0 | 0 | 0 | 0 | 0 | 0 | 0 | 0 | 2.9307 | 0 | 0 | 0 | 0 | 0 | 0 | 0 | 0 | 0 | 0
|  | FND25 | Fens reservoir 100 MCMD low yield | Borehole Installation (60) |  | 60 | Fixed | [6 empty] | 0 | 0 | 0 | 0 | 0 | 0 | 0 | 0 | 0 | 0 | 0 | 0 | 0 | 0 | 0 | 0 | 0 | 0 | 0 | 0 | 0 | 0 | 0 | 0 | 0 | 0 | 0 | 0 | 0 | 0 | 0 | 0 | 0 | 0 | 0 | 0 | 0 | 0 | 0 | 0 | 0 | 0 | 0 | 0 | 0 | 0 | 0 | 0 | 0 | 0 | 0 | 0 | 0 | 0 | 0 | 0 | 0 | 0 | 0 | 0 | 0 | 0 | 0 | 0 | 0 | 0 | 0 | 0 | 0 | 0 | 0 | 0 | 0 | 0 | 0 | 0 | 0 | 0 | 0 | 0
|  | FND25 | Fens reservoir 100 MCMD low yield | Headworks/Valves (60) |  | 60 | Fixed | [6 empty] | 0 | 0 | 0 | 0 | 0 | 0 | 0 | 0 | 0 | 0 | 0 | 0 | 0 | 0 | 0 | 0 | 0 | 0 | 0 | 0 | 0 | 0 | 0 | 0 | 0 | 0 | 0 | 0 | 0 | 0 | 0 | 0 | 0 | 0 | 0 | 0 | 0 | 0 | 0 | 0 | 0 | 0 | 0 | 0 | 0 | 0 | 0 | 0 | 0 | 0 | 0 | 0 | 0 | 0 | 0 | 0 | 0 | 0 | 0 | 0 | 0 | 0 | 0 | 0 | 0 | 0 | 0 | 0 | 0 | 0 | 0 | 0 | 0 | 0 | 0 | 0 | 0 | 0 | 0 | 0
|  | FND25 | Fens reservoir 100 MCMD low yield | Underwater Assets (60) |  | 60 | Fixed | [6 empty] | 0 | 0 | 0 | 0 | 0 | 0 | 0 | 0 | 0 | 0 | 0 | 0 | 0 | 0 | 0 | 0 | 0 | 0 | 0 | 0 | 0 | 0 | 0 | 0 | 0 | 0 | 0 | 0 | 0 | 0 | 0 | 0 | 0 | 0 | 0 | 0 | 0 | 0 | 0 | 0 | 0 | 0 | 0 | 0 | 0 | 0 | 0 | 0 | 0 | 0 | 0 | 0 | 0 | 0 | 0 | 0 | 0 | 0 | 0 | 0 | 0 | 0 | 0 | 0 | 0 | 0 | 0 | 0 | 0 | 0 | 0 | 0 | 0 | 0 | 0 | 0 | 0 | 0 | 0 | 0
|  | FND25 | Fens reservoir 100 MCMD low yield | Reinforced Concrete Tanks / Service Reservoirs (80) |  | 80 | Fixed | [6 empty] | 0 | 0 | 0 | 0 | 2.8816 | 2.8816 | 8.6447 | 17.2895 | 17.2895 | 8.6447 | 0 | 0 | 0 | 0 | 0 | 0 | 0 | 0 | 0 | 0 | 0 | 0 | 0 | 0 | 0 | 0 | 0 | 0 | 0 | 0 | 0 | 0 | 0 | 0 | 0 | 0 | 0 | 0 | 0 | 0 | 0 | 0 | 0 | 0 | 0 | 0 | 0 | 0 | 0 | 0 | 0 | 0 | 0 | 0 | 0 | 0 | 0 | 0 | 0 | 0 | 0 | 0 | 0 | 0 | 0 | 0 | 0 | 0 | 0 | 0 | 0 | 0 | 0 | 0 | 0 | 0 | 0 | 0 | 0 | 0
|  | FND25 | Fens reservoir 100 MCMD low yield | Weirs (100) |  | 100 | Fixed | [6 empty] | 0 | 0 | 0 | 0 | 0 | 0 | 0 | 0 | 0 | 0 | 0 | 0 | 0 | 0 | 0 | 0 | 0 | 0 | 0 | 0 | 0 | 0 | 0 | 0 | 0 | 0 | 0 | 0 | 0 | 0 | 0 | 0 | 0 | 0 | 0 | 0 | 0 | 0 | 0 | 0 | 0 | 0 | 0 | 0 | 0 | 0 | 0 | 0 | 0 | 0 | 0 | 0 | 0 | 0 | 0 | 0 | 0 | 0 | 0 | 0 | 0 | 0 | 0 | 0 | 0 | 0 | 0 | 0 | 0 | 0 | 0 | 0 | 0 | 0 | 0 | 0 | 0 | 0 | 0 | 0
|  | FND25 | Fens reservoir 100 MCMD low yield | Pipelines (100) |  | 100 | Fixed | [6 empty] | 0 | 0 | 0 | 0 | 11.8773 | 11.8773 | 35.632 | 71.2639 | 71.2639 | 35.632 | 0 | 0 | 0 | 0 | 0 | 0 | 0 | 0 | 0 | 0 | 0 | 0 | 0 | 0 | 0 | 0 | 0 | 0 | 0 | 0 | 0 | 0 | 0 | 0 | 0 | 0 | 0 | 0 | 0 | 0 | 0 | 0 | 0 | 0 | 0 | 0 | 0 | 0 | 0 | 0 | 0 | 0 | 0 | 0 | 0 | 0 | 0 | 0 | 0 | 0 | 0 | 0 | 0 | 0 | 0 | 0 | 0 | 0 | 0 | 0 | 0 | 0 | 0 | 0 | 0 | 0 | 0 | 0 | 0 | 0
|  | FND25 | Fens reservoir 100 MCMD low yield | Tunnels (100) |  | 100 | Fixed | [6 empty] | 0 | 0 | 0 | 0 | 0.19847 | 0.19847 | 0.59542 | 1.1908 | 1.1908 | 0.59542 | 0 | 0 | 0 | 0 | 0 | 0 | 0 | 0 | 0 | 0 | 0 | 0 | 0 | 0 | 0 | 0 | 0 | 0 | 0 | 0 | 0 | 0 | 0 | 0 | 0 | 0 | 0 | 0 | 0 | 0 | 0 | 0 | 0 | 0 | 0 | 0 | 0 | 0 | 0 | 0 | 0 | 0 | 0 | 0 | 0 | 0 | 0 | 0 | 0 | 0 | 0 | 0 | 0 | 0 | 0 | 0 | 0 | 0 | 0 | 0 | 0 | 0 | 0 | 0 | 0 | 0 | 0 | 0 | 0 | 0
|  | FND25 | Fens reservoir 100 MCMD low yield | Aqueducts (100) |  | 100 | Fixed | [6 empty] | 0 | 0 | 0 | 0 | 0 | 0 | 0 | 0 | 0 | 0 | 0 | 0 | 0 | 0 | 0 | 0 | 0 | 0 | 0 | 0 | 0 | 0 | 0 | 0 | 0 | 0 | 0 | 0 | 0 | 0 | 0 | 0 | 0 | 0 | 0 | 0 | 0 | 0 | 0 | 0 | 0 | 0 | 0 | 0 | 0 | 0 | 0 | 0 | 0 | 0 | 0 | 0 | 0 | 0 | 0 | 0 | 0 | 0 | 0 | 0 | 0 | 0 | 0 | 0 | 0 | 0 | 0 | 0 | 0 | 0 | 0 | 0 | 0 | 0 | 0 | 0 | 0 | 0 | 0 | 0
|  | FND25 | Fens reservoir 100 MCMD low yield | Embankment Works (250) |  | 250 | Fixed | [6 empty] | 0 | 0 | 0 | 0 | 9.4732 | 9.4732 | 28.4196 | 56.8392 | 56.8392 | 28.4196 | 0 | 0 | 0 | 0 | 0 | 0 | 0 | 0 | 0 | 0 | 0 | 0 | 0 | 0 | 0 | 0 | 0 | 0 | 0 | 0 | 0 | 0 | 0 | 0 | 0 | 0 | 0 | 0 | 0 | 0 | 0 | 0 | 0 | 0 | 0 | 0 | 0 | 0 | 0 | 0 | 0 | 0 | 0 | 0 | 0 | 0 | 0 | 0 | 0 | 0 | 0 | 0 | 0 | 0 | 0 | 0 | 0 | 0 | 0 | 0 | 0 | 0 | 0 | 0 | 0 | 0 | 0 | 0 | 0 | 0
|  | FND25 | Fens reservoir 100 MCMD low yield | Costed Risk |  |  | Fixed | [6 empty] | 0 | 0 | 0 | 0 | 7.8586 | 7.8586 | 23.5758 | 47.1516 | 47.1516 | 23.5758 | 0 | 0 | 0 | 0 | 0 | 0 | 0 | 0 | 0 | 0 | 0 | 0 | 0 | 0 | 0 | 0 | 0 | 0 | 0 | 0 | 0 | 0 | 0 | 0 | 0 | 0 | 0 | 0 | 0 | 0 | 0 | 0 | 0 | 0 | 0 | 0 | 0 | 0 | 0 | 0 | 0 | 0 | 0 | 0 | 0 | 0 | 0 | 0 | 0 | 0 | 0 | 0 | 0 | 0 | 0 | 0 | 0 | 0 | 0 | 0 | 0 | 0 | 0 | 0 | 0 | 0 | 0 | 0 | 0 | 0
|  | FND28 | Fens reservoir 25 MCMD high yield | Opex | Cost |  | Fixed | [6 empty] | 0 | 0 | 0 | 0 | 0 | 0 | 0 | 0 | 0 | 0 | 0.0678 | 0.0678 | 0.0678 | 0.0678 | 0.0678 | 0.0678 | 0.0678 | 0.0678 | 0.0678 | 0.0678 | 0.0678 | 0.0678 | 0.0678 | 0.0678 | 0.0678 | 0.0678 | 0.0678 | 0.0678 | 0.0678 | 0.0678 | 0.0678 | 0.0678 | 0.0678 | 0.0678 | 0.0678 | 0.0678 | 0.0678 | 0.0678 | 0.0678 | 0.0678 | 0.0678 | 0.0678 | 0.0678 | 0.0678 | 0.0678 | 0.0678 | 0.0678 | 0.0678 | 0.0678 | 0.0678 | 0.0678 | 0.0678 | 0.0678 | 0.0678 | 0.0678 | 0.0678 | 0.0678 | 0.0678 | 0.0678 | 0.0678 | 0.0678 | 0.0678 | 0.0678 | 0.0678 | 0.0678 | 0.0678 | 0.0678 | 0.0678 | 0.0678 | 0.0678 | 0.0678 | 0.0678 | 0.0678 | 0.0678 | 0.0678 | 0.0678 | 0.0678 | 0.0678 | 0.0678 | 0.0678
|  | FND28 | Fens reservoir 25 MCMD high yield | Opex | Cost |  | Variable | [6 empty] | 0 | 0 | 0 | 0 | 0 | 0 | 0 | 0 | 0 | 0 | 1.2956 | 1.2956 | 1.2956 | 1.2956 | 1.2956 | 1.2956 | 1.2956 | 1.2956 | 1.2956 | 1.2956 | 1.2956 | 1.2956 | 1.2956 | 1.2956 | 1.2956 | 1.2956 | 1.2956 | 1.2956 | 1.2956 | 1.2956 | 1.2956 | 1.2956 | 1.2956 | 1.2956 | 1.2956 | 1.2956 | 1.2956 | 1.2956 | 1.2956 | 1.2956 | 1.2956 | 1.2956 | 1.2956 | 1.2956 | 1.2956 | 1.2956 | 1.2956 | 1.2956 | 1.2956 | 1.2956 | 1.2956 | 1.2956 | 1.2956 | 1.2956 | 1.2956 | 1.2956 | 1.2956 | 1.2956 | 1.2956 | 1.2956 | 1.2956 | 1.2956 | 1.2956 | 1.2956 | 1.2956 | 1.2956 | 1.2956 | 1.2956 | 1.2956 | 1.2956 | 1.2956 | 1.2956 | 1.2956 | 1.2956 | 1.2956 | 1.2956 | 1.2956 | 1.2956 | 1.2956 | 1.2956
|  | FND28 | Fens reservoir 25 MCMD high yield | Land (Non depreciating) |  |  | Fixed | [6 empty] | 8.4098 | 8.4098 | 8.4098 | 8.4098 | 0 | 0 | 0 | 0 | 0 | 0 | 0 | 0 | 0 | 0 | 0 | 0 | 0 | 0 | 0 | 0 | 0 | 0 | 0 | 0 | 0 | 0 | 0 | 0 | 0 | 0 | 0 | 0 | 0 | 0 | 0 | 0 | 0 | 0 | 0 | 0 | 0 | 0 | 0 | 0 | 0 | 0 | 0 | 0 | 0 | 0 | 0 | 0 | 0 | 0 | 0 | 0 | 0 | 0 | 0 | 0 | 0 | 0 | 0 | 0 | 0 | 0 | 0 | 0 | 0 | 0 | 0 | 0 | 0 | 0 | 0 | 0 | 0 | 0 | 0 | 0
|  | FND28 | Fens reservoir 25 MCMD high yield | Planning and Development (Non depreciating) |  |  | Fixed | [6 empty] | 42.3075 | 42.3075 | 42.3075 | 42.3075 | 0 | 0 | 0 | 0 | 0 | 0 | 0 | 0 | 0 | 0 | 0 | 0 | 0 | 0 | 0 | 0 | 0 | 0 | 0 | 0 | 0 | 0 | 0 | 0 | 0 | 0 | 0 | 0 | 0 | 0 | 0 | 0 | 0 | 0 | 0 | 0 | 0 | 0 | 0 | 0 | 0 | 0 | 0 | 0 | 0 | 0 | 0 | 0 | 0 | 0 | 0 | 0 | 0 | 0 | 0 | 0 | 0 | 0 | 0 | 0 | 0 | 0 | 0 | 0 | 0 | 0 | 0 | 0 | 0 | 0 | 0 | 0 | 0 | 0 | 0 | 0
|  | FND28 | Fens reservoir 25 MCMD high yield | Other Non-Depreciating Assets (Non depreciating) |  |  | Fixed | [6 empty] | 0 | 0 | 0 | 0 | 0.12675 | 0.12675 | 0.38024 | 0.76048 | 0.76048 | 0.38024 | 0 | 0 | 0 | 0 | 0 | 0 | 0 | 0 | 0 | 0 | 0 | 0 | 0 | 0 | 0 | 0 | 0 | 0 | 0 | 0 | 0 | 0 | 0 | 0 | 0 | 0 | 0 | 0 | 0 | 0 | 0 | 0 | 0 | 0 | 0 | 0 | 0 | 0 | 0 | 0 | 0 | 0 | 0 | 0 | 0 | 0 | 0 | 0 | 0 | 0 | 0 | 0 | 0 | 0 | 0 | 0 | 0 | 0 | 0 | 0 | 0 | 0 | 0 | 0 | 0 | 0 | 0 | 0 | 0 | 0
|  | FND28 | Fens reservoir 25 MCMD high yield | Process-Related Carbon Media Including GAC (4) |  | 4 | Fixed | [6 empty] | 0 | 0 | 0 | 0 | 0 | 0 | 0 | 0 | 0 | 0 | 0 | 0 | 0 | 0 | 0 | 0 | 0 | 0 | 0 | 0 | 0 | 0 | 0 | 0 | 0 | 0 | 0 | 0 | 0 | 0 | 0 | 0 | 0 | 0 | 0 | 0 | 0 | 0 | 0 | 0 | 0 | 0 | 0 | 0 | 0 | 0 | 0 | 0 | 0 | 0 | 0 | 0 | 0 | 0 | 0 | 0 | 0 | 0 | 0 | 0 | 0 | 0 | 0 | 0 | 0 | 0 | 0 | 0 | 0 | 0 | 0 | 0 | 0 | 0 | 0 | 0 | 0 | 0 | 0 | 0
|  | FND28 | Fens reservoir 25 MCMD high yield | Vehicles (4) |  | 4 | Fixed | [6 empty] | 0 | 0 | 0 | 0 | 0 | 0 | 0 | 0 | 0 | 0 | 0 | 0 | 0 | 0 | 0 | 0 | 0 | 0 | 0 | 0 | 0 | 0 | 0 | 0 | 0 | 0 | 0 | 0 | 0 | 0 | 0 | 0 | 0 | 0 | 0 | 0 | 0 | 0 | 0 | 0 | 0 | 0 | 0 | 0 | 0 | 0 | 0 | 0 | 0 | 0 | 0 | 0 | 0 | 0 | 0 | 0 | 0 | 0 | 0 | 0 | 0 | 0 | 0 | 0 | 0 | 0 | 0 | 0 | 0 | 0 | 0 | 0 | 0 | 0 | 0 | 0 | 0 | 0 | 0 | 0
|  | FND28 | Fens reservoir 25 MCMD high yield | Computers and Data Logging (4) |  | 4 | Fixed | [6 empty] | 0 | 0 | 0 | 0 | 0 | 0 | 0 | 0 | 0 | 0 | 0 | 0 | 0 | 0 | 0 | 0 | 0 | 0 | 0 | 0 | 0 | 0 | 0 | 0 | 0 | 0 | 0 | 0 | 0 | 0 | 0 | 0 | 0 | 0 | 0 | 0 | 0 | 0 | 0 | 0 | 0 | 0 | 0 | 0 | 0 | 0 | 0 | 0 | 0 | 0 | 0 | 0 | 0 | 0 | 0 | 0 | 0 | 0 | 0 | 0 | 0 | 0 | 0 | 0 | 0 | 0 | 0 | 0 | 0 | 0 | 0 | 0 | 0 | 0 | 0 | 0 | 0 | 0 | 0 | 0
|  | FND28 | Fens reservoir 25 MCMD high yield | Fencing (10) |  | 10 | Fixed | [6 empty] | 0 | 0 | 0 | 0 | 0.013461 | 0.013461 | 0.040384 | 0.080768 | 0.080768 | 0.040384 | 0 | 0 | 0 | 0 | 0 | 0 | 0 | 0 | 0 | 0.26923 | 0 | 0 | 0 | 0 | 0 | 0 | 0 | 0 | 0 | 0.26923 | 0 | 0 | 0 | 0 | 0 | 0 | 0 | 0 | 0 | 0.26923 | 0 | 0 | 0 | 0 | 0 | 0 | 0 | 0 | 0 | 0.26923 | 0 | 0 | 0 | 0 | 0 | 0 | 0 | 0 | 0 | 0.26923 | 0 | 0 | 0 | 0 | 0 | 0 | 0 | 0 | 0 | 0.26923 | 0 | 0 | 0 | 0 | 0 | 0 | 0 | 0 | 0 | 0.26923
|  | FND28 | Fens reservoir 25 MCMD high yield | Domestic Meters (10) |  | 10 | Fixed | [6 empty] | 0 | 0 | 0 | 0 | 0 | 0 | 0 | 0 | 0 | 0 | 0 | 0 | 0 | 0 | 0 | 0 | 0 | 0 | 0 | 0 | 0 | 0 | 0 | 0 | 0 | 0 | 0 | 0 | 0 | 0 | 0 | 0 | 0 | 0 | 0 | 0 | 0 | 0 | 0 | 0 | 0 | 0 | 0 | 0 | 0 | 0 | 0 | 0 | 0 | 0 | 0 | 0 | 0 | 0 | 0 | 0 | 0 | 0 | 0 | 0 | 0 | 0 | 0 | 0 | 0 | 0 | 0 | 0 | 0 | 0 | 0 | 0 | 0 | 0 | 0 | 0 | 0 | 0 | 0 | 0
|  | FND28 | Fens reservoir 25 MCMD high yield | Building Services (10) |  | 10 | Fixed | [6 empty] | 0 | 0 | 0 | 0 | 0 | 0 | 0 | 0 | 0 | 0 | 0 | 0 | 0 | 0 | 0 | 0 | 0 | 0 | 0 | 0 | 0 | 0 | 0 | 0 | 0 | 0 | 0 | 0 | 0 | 0 | 0 | 0 | 0 | 0 | 0 | 0 | 0 | 0 | 0 | 0 | 0 | 0 | 0 | 0 | 0 | 0 | 0 | 0 | 0 | 0 | 0 | 0 | 0 | 0 | 0 | 0 | 0 | 0 | 0 | 0 | 0 | 0 | 0 | 0 | 0 | 0 | 0 | 0 | 0 | 0 | 0 | 0 | 0 | 0 | 0 | 0 | 0 | 0 | 0 | 0
|  | FND28 | Fens reservoir 25 MCMD high yield | Membranes (10) |  | 10 | Fixed | [6 empty] | 0 | 0 | 0 | 0 | 0 | 0 | 0 | 0 | 0 | 0 | 0 | 0 | 0 | 0 | 0 | 0 | 0 | 0 | 0 | 0 | 0 | 0 | 0 | 0 | 0 | 0 | 0 | 0 | 0 | 0 | 0 | 0 | 0 | 0 | 0 | 0 | 0 | 0 | 0 | 0 | 0 | 0 | 0 | 0 | 0 | 0 | 0 | 0 | 0 | 0 | 0 | 0 | 0 | 0 | 0 | 0 | 0 | 0 | 0 | 0 | 0 | 0 | 0 | 0 | 0 | 0 | 0 | 0 | 0 | 0 | 0 | 0 | 0 | 0 | 0 | 0 | 0 | 0 | 0 | 0
|  | FND28 | Fens reservoir 25 MCMD high yield | ICA (Instrumentation, Control & Automation) (10) |  | 10 | Fixed | [6 empty] | 0 | 0 | 0 | 0 | 0.079348 | 0.079348 | 0.23804 | 0.47609 | 0.47609 | 0.23804 | 0 | 0 | 0 | 0 | 0 | 0 | 0 | 0 | 0 | 1.587 | 0 | 0 | 0 | 0 | 0 | 0 | 0 | 0 | 0 | 1.587 | 0 | 0 | 0 | 0 | 0 | 0 | 0 | 0 | 0 | 1.587 | 0 | 0 | 0 | 0 | 0 | 0 | 0 | 0 | 0 | 1.587 | 0 | 0 | 0 | 0 | 0 | 0 | 0 | 0 | 0 | 1.587 | 0 | 0 | 0 | 0 | 0 | 0 | 0 | 0 | 0 | 1.587 | 0 | 0 | 0 | 0 | 0 | 0 | 0 | 0 | 0 | 1.587
|  | FND28 | Fens reservoir 25 MCMD high yield | Plant and Machinery (15) |  | 15 | Fixed | [6 empty] | 0 | 0 | 0 | 0 | 0 | 0 | 0 | 0 | 0 | 0 | 0 | 0 | 0 | 0 | 0 | 0 | 0 | 0 | 0 | 0 | 0 | 0 | 0 | 0 | 0 | 0 | 0 | 0 | 0 | 0 | 0 | 0 | 0 | 0 | 0 | 0 | 0 | 0 | 0 | 0 | 0 | 0 | 0 | 0 | 0 | 0 | 0 | 0 | 0 | 0 | 0 | 0 | 0 | 0 | 0 | 0 | 0 | 0 | 0 | 0 | 0 | 0 | 0 | 0 | 0 | 0 | 0 | 0 | 0 | 0 | 0 | 0 | 0 | 0 | 0 | 0 | 0 | 0 | 0 | 0
|  | FND28 | Fens reservoir 25 MCMD high yield | M&E (Mechanical and Electrical) Works on Pumping Stations and Treatment Works (20) |  | 20 | Fixed | [6 empty] | 0 | 0 | 0 | 0 | 2.0217 | 2.0217 | 6.065 | 12.13 | 12.13 | 6.065 | 0 | 0 | 0 | 0 | 0 | 0 | 0 | 0 | 0 | 0 | 0 | 0 | 0 | 0 | 0 | 0 | 0 | 0 | 0 | 40.4332 | 0 | 0 | 0 | 0 | 0 | 0 | 0 | 0 | 0 | 0 | 0 | 0 | 0 | 0 | 0 | 0 | 0 | 0 | 0 | 40.4332 | 0 | 0 | 0 | 0 | 0 | 0 | 0 | 0 | 0 | 0 | 0 | 0 | 0 | 0 | 0 | 0 | 0 | 0 | 0 | 40.4332 | 0 | 0 | 0 | 0 | 0 | 0 | 0 | 0 | 0 | 0
|  | FND28 | Fens reservoir 25 MCMD high yield | Raw Water and District Meters (20) |  | 20 | Fixed | [6 empty] | 0 | 0 | 0 | 0 | 0 | 0 | 0 | 0 | 0 | 0 | 0 | 0 | 0 | 0 | 0 | 0 | 0 | 0 | 0 | 0 | 0 | 0 | 0 | 0 | 0 | 0 | 0 | 0 | 0 | 0 | 0 | 0 | 0 | 0 | 0 | 0 | 0 | 0 | 0 | 0 | 0 | 0 | 0 | 0 | 0 | 0 | 0 | 0 | 0 | 0 | 0 | 0 | 0 | 0 | 0 | 0 | 0 | 0 | 0 | 0 | 0 | 0 | 0 | 0 | 0 | 0 | 0 | 0 | 0 | 0 | 0 | 0 | 0 | 0 | 0 | 0 | 0 | 0 | 0 | 0
|  | FND28 | Fens reservoir 25 MCMD high yield | Power Supply (25) |  | 25 | Fixed | [6 empty] | 0 | 0 | 0 | 0 | 1.6489 | 1.6489 | 4.9467 | 9.8935 | 9.8935 | 4.9467 | 0 | 0 | 0 | 0 | 0 | 0 | 0 | 0 | 0 | 0 | 0 | 0 | 0 | 0 | 0 | 0 | 0 | 0 | 0 | 0 | 0 | 0 | 0 | 0 | 32.9782 | 0 | 0 | 0 | 0 | 0 | 0 | 0 | 0 | 0 | 0 | 0 | 0 | 0 | 0 | 0 | 0 | 0 | 0 | 0 | 0 | 0 | 0 | 0 | 0 | 32.9782 | 0 | 0 | 0 | 0 | 0 | 0 | 0 | 0 | 0 | 0 | 0 | 0 | 0 | 0 | 0 | 0 | 0 | 0 | 0 | 0
|  | FND28 | Fens reservoir 25 MCMD high yield | Steel/Timber/GRP Structures (30) |  | 30 | Fixed | [6 empty] | 0 | 0 | 0 | 0 | 0 | 0 | 0 | 0 | 0 | 0 | 0 | 0 | 0 | 0 | 0 | 0 | 0 | 0 | 0 | 0 | 0 | 0 | 0 | 0 | 0 | 0 | 0 | 0 | 0 | 0 | 0 | 0 | 0 | 0 | 0 | 0 | 0 | 0 | 0 | 0 | 0 | 0 | 0 | 0 | 0 | 0 | 0 | 0 | 0 | 0 | 0 | 0 | 0 | 0 | 0 | 0 | 0 | 0 | 0 | 0 | 0 | 0 | 0 | 0 | 0 | 0 | 0 | 0 | 0 | 0 | 0 | 0 | 0 | 0 | 0 | 0 | 0 | 0 | 0 | 0
|  | FND28 | Fens reservoir 25 MCMD high yield | Landscaping/Environmental Works (30) |  | 30 | Fixed | [6 empty] | 0 | 0 | 0 | 0 | 0.61064 | 0.61064 | 1.8319 | 3.6639 | 3.6639 | 1.8319 | 0 | 0 | 0 | 0 | 0 | 0 | 0 | 0 | 0 | 0 | 0 | 0 | 0 | 0 | 0 | 0 | 0 | 0 | 0 | 0 | 0 | 0 | 0 | 0 | 0 | 0 | 0 | 0 | 0 | 12.2129 | 0 | 0 | 0 | 0 | 0 | 0 | 0 | 0 | 0 | 0 | 0 | 0 | 0 | 0 | 0 | 0 | 0 | 0 | 0 | 0 | 0 | 0 | 0 | 0 | 0 | 0 | 0 | 0 | 0 | 12.2129 | 0 | 0 | 0 | 0 | 0 | 0 | 0 | 0 | 0 | 0
|  | FND28 | Fens reservoir 25 MCMD high yield | Borehole Screening and Casing (30) |  | 30 | Fixed | [6 empty] | 0 | 0 | 0 | 0 | 0 | 0 | 0 | 0 | 0 | 0 | 0 | 0 | 0 | 0 | 0 | 0 | 0 | 0 | 0 | 0 | 0 | 0 | 0 | 0 | 0 | 0 | 0 | 0 | 0 | 0 | 0 | 0 | 0 | 0 | 0 | 0 | 0 | 0 | 0 | 0 | 0 | 0 | 0 | 0 | 0 | 0 | 0 | 0 | 0 | 0 | 0 | 0 | 0 | 0 | 0 | 0 | 0 | 0 | 0 | 0 | 0 | 0 | 0 | 0 | 0 | 0 | 0 | 0 | 0 | 0 | 0 | 0 | 0 | 0 | 0 | 0 | 0 | 0 | 0 | 0
|  | FND28 | Fens reservoir 25 MCMD high yield | Bridges (40) |  | 40 | Fixed | [6 empty] | 0 | 0 | 0 | 0 | 0.11628 | 0.11628 | 0.34885 | 0.6977 | 0.6977 | 0.34885 | 0 | 0 | 0 | 0 | 0 | 0 | 0 | 0 | 0 | 0 | 0 | 0 | 0 | 0 | 0 | 0 | 0 | 0 | 0 | 0 | 0 | 0 | 0 | 0 | 0 | 0 | 0 | 0 | 0 | 0 | 0 | 0 | 0 | 0 | 0 | 0 | 0 | 0 | 0 | 2.3257 | 0 | 0 | 0 | 0 | 0 | 0 | 0 | 0 | 0 | 0 | 0 | 0 | 0 | 0 | 0 | 0 | 0 | 0 | 0 | 0 | 0 | 0 | 0 | 0 | 0 | 0 | 0 | 0 | 0 | 0
|  | FND28 | Fens reservoir 25 MCMD high yield | Brick/Concrete Office Structures (50) |  | 50 | Fixed | [6 empty] | 0 | 0 | 0 | 0 | 1.0282 | 1.0282 | 3.0845 | 6.169 | 6.169 | 3.0845 | 0 | 0 | 0 | 0 | 0 | 0 | 0 | 0 | 0 | 0 | 0 | 0 | 0 | 0 | 0 | 0 | 0 | 0 | 0 | 0 | 0 | 0 | 0 | 0 | 0 | 0 | 0 | 0 | 0 | 0 | 0 | 0 | 0 | 0 | 0 | 0 | 0 | 0 | 0 | 0 | 0 | 0 | 0 | 0 | 0 | 0 | 0 | 0 | 0 | 20.5633 | 0 | 0 | 0 | 0 | 0 | 0 | 0 | 0 | 0 | 0 | 0 | 0 | 0 | 0 | 0 | 0 | 0 | 0 | 0 | 0
|  | FND28 | Fens reservoir 25 MCMD high yield | Treatment and Pumping Station Civils (incl. Intakes) (60) |  | 60 | Fixed | [6 empty] | 0 | 0 | 0 | 0 | 0 | 0 | 0 | 0 | 0 | 0 | 0 | 0 | 0 | 0 | 0 | 0 | 0 | 0 | 0 | 0 | 0 | 0 | 0 | 0 | 0 | 0 | 0 | 0 | 0 | 0 | 0 | 0 | 0 | 0 | 0 | 0 | 0 | 0 | 0 | 0 | 0 | 0 | 0 | 0 | 0 | 0 | 0 | 0 | 0 | 0 | 0 | 0 | 0 | 0 | 0 | 0 | 0 | 0 | 0 | 0 | 0 | 0 | 0 | 0 | 0 | 0 | 0 | 0 | 0 | 0 | 0 | 0 | 0 | 0 | 0 | 0 | 0 | 0 | 0 | 0
|  | FND28 | Fens reservoir 25 MCMD high yield | Roads and Car Parks (60) |  | 60 | Fixed | [6 empty] | 0 | 0 | 0 | 0 | 1.6791 | 1.6791 | 5.0374 | 10.0749 | 10.0749 | 5.0374 | 0 | 0 | 0 | 0 | 0 | 0 | 0 | 0 | 0 | 0 | 0 | 0 | 0 | 0 | 0 | 0 | 0 | 0 | 0 | 0 | 0 | 0 | 0 | 0 | 0 | 0 | 0 | 0 | 0 | 0 | 0 | 0 | 0 | 0 | 0 | 0 | 0 | 0 | 0 | 0 | 0 | 0 | 0 | 0 | 0 | 0 | 0 | 0 | 0 | 0 | 0 | 0 | 0 | 0 | 0 | 0 | 0 | 0 | 0 | 33.5829 | 0 | 0 | 0 | 0 | 0 | 0 | 0 | 0 | 0 | 0
|  | FND28 | Fens reservoir 25 MCMD high yield | Water Towers (60) |  | 60 | Fixed | [6 empty] | 0 | 0 | 0 | 0 | 0.077269 | 0.077269 | 0.23181 | 0.46362 | 0.46362 | 0.23181 | 0 | 0 | 0 | 0 | 0 | 0 | 0 | 0 | 0 | 0 | 0 | 0 | 0 | 0 | 0 | 0 | 0 | 0 | 0 | 0 | 0 | 0 | 0 | 0 | 0 | 0 | 0 | 0 | 0 | 0 | 0 | 0 | 0 | 0 | 0 | 0 | 0 | 0 | 0 | 0 | 0 | 0 | 0 | 0 | 0 | 0 | 0 | 0 | 0 | 0 | 0 | 0 | 0 | 0 | 0 | 0 | 0 | 0 | 0 | 1.5454 | 0 | 0 | 0 | 0 | 0 | 0 | 0 | 0 | 0 | 0
|  | FND28 | Fens reservoir 25 MCMD high yield | Borehole Installation (60) |  | 60 | Fixed | [6 empty] | 0 | 0 | 0 | 0 | 0 | 0 | 0 | 0 | 0 | 0 | 0 | 0 | 0 | 0 | 0 | 0 | 0 | 0 | 0 | 0 | 0 | 0 | 0 | 0 | 0 | 0 | 0 | 0 | 0 | 0 | 0 | 0 | 0 | 0 | 0 | 0 | 0 | 0 | 0 | 0 | 0 | 0 | 0 | 0 | 0 | 0 | 0 | 0 | 0 | 0 | 0 | 0 | 0 | 0 | 0 | 0 | 0 | 0 | 0 | 0 | 0 | 0 | 0 | 0 | 0 | 0 | 0 | 0 | 0 | 0 | 0 | 0 | 0 | 0 | 0 | 0 | 0 | 0 | 0 | 0
|  | FND28 | Fens reservoir 25 MCMD high yield | Headworks/Valves (60) |  | 60 | Fixed | [6 empty] | 0 | 0 | 0 | 0 | 0 | 0 | 0 | 0 | 0 | 0 | 0 | 0 | 0 | 0 | 0 | 0 | 0 | 0 | 0 | 0 | 0 | 0 | 0 | 0 | 0 | 0 | 0 | 0 | 0 | 0 | 0 | 0 | 0 | 0 | 0 | 0 | 0 | 0 | 0 | 0 | 0 | 0 | 0 | 0 | 0 | 0 | 0 | 0 | 0 | 0 | 0 | 0 | 0 | 0 | 0 | 0 | 0 | 0 | 0 | 0 | 0 | 0 | 0 | 0 | 0 | 0 | 0 | 0 | 0 | 0 | 0 | 0 | 0 | 0 | 0 | 0 | 0 | 0 | 0 | 0
|  | FND28 | Fens reservoir 25 MCMD high yield | Underwater Assets (60) |  | 60 | Fixed | [6 empty] | 0 | 0 | 0 | 0 | 0 | 0 | 0 | 0 | 0 | 0 | 0 | 0 | 0 | 0 | 0 | 0 | 0 | 0 | 0 | 0 | 0 | 0 | 0 | 0 | 0 | 0 | 0 | 0 | 0 | 0 | 0 | 0 | 0 | 0 | 0 | 0 | 0 | 0 | 0 | 0 | 0 | 0 | 0 | 0 | 0 | 0 | 0 | 0 | 0 | 0 | 0 | 0 | 0 | 0 | 0 | 0 | 0 | 0 | 0 | 0 | 0 | 0 | 0 | 0 | 0 | 0 | 0 | 0 | 0 | 0 | 0 | 0 | 0 | 0 | 0 | 0 | 0 | 0 | 0 | 0
|  | FND28 | Fens reservoir 25 MCMD high yield | Reinforced Concrete Tanks / Service Reservoirs (80) |  | 80 | Fixed | [6 empty] | 0 | 0 | 0 | 0 | 1.5195 | 1.5195 | 4.5585 | 9.117 | 9.117 | 4.5585 | 0 | 0 | 0 | 0 | 0 | 0 | 0 | 0 | 0 | 0 | 0 | 0 | 0 | 0 | 0 | 0 | 0 | 0 | 0 | 0 | 0 | 0 | 0 | 0 | 0 | 0 | 0 | 0 | 0 | 0 | 0 | 0 | 0 | 0 | 0 | 0 | 0 | 0 | 0 | 0 | 0 | 0 | 0 | 0 | 0 | 0 | 0 | 0 | 0 | 0 | 0 | 0 | 0 | 0 | 0 | 0 | 0 | 0 | 0 | 0 | 0 | 0 | 0 | 0 | 0 | 0 | 0 | 0 | 0 | 0
|  | FND28 | Fens reservoir 25 MCMD high yield | Weirs (100) |  | 100 | Fixed | [6 empty] | 0 | 0 | 0 | 0 | 0 | 0 | 0 | 0 | 0 | 0 | 0 | 0 | 0 | 0 | 0 | 0 | 0 | 0 | 0 | 0 | 0 | 0 | 0 | 0 | 0 | 0 | 0 | 0 | 0 | 0 | 0 | 0 | 0 | 0 | 0 | 0 | 0 | 0 | 0 | 0 | 0 | 0 | 0 | 0 | 0 | 0 | 0 | 0 | 0 | 0 | 0 | 0 | 0 | 0 | 0 | 0 | 0 | 0 | 0 | 0 | 0 | 0 | 0 | 0 | 0 | 0 | 0 | 0 | 0 | 0 | 0 | 0 | 0 | 0 | 0 | 0 | 0 | 0 | 0 | 0
|  | FND28 | Fens reservoir 25 MCMD high yield | Pipelines (100) |  | 100 | Fixed | [6 empty] | 0 | 0 | 0 | 0 | 6.2631 | 6.2631 | 18.7893 | 37.5786 | 37.5786 | 18.7893 | 0 | 0 | 0 | 0 | 0 | 0 | 0 | 0 | 0 | 0 | 0 | 0 | 0 | 0 | 0 | 0 | 0 | 0 | 0 | 0 | 0 | 0 | 0 | 0 | 0 | 0 | 0 | 0 | 0 | 0 | 0 | 0 | 0 | 0 | 0 | 0 | 0 | 0 | 0 | 0 | 0 | 0 | 0 | 0 | 0 | 0 | 0 | 0 | 0 | 0 | 0 | 0 | 0 | 0 | 0 | 0 | 0 | 0 | 0 | 0 | 0 | 0 | 0 | 0 | 0 | 0 | 0 | 0 | 0 | 0
|  | FND28 | Fens reservoir 25 MCMD high yield | Tunnels (100) |  | 100 | Fixed | [6 empty] | 0 | 0 | 0 | 0 | 0.10466 | 0.10466 | 0.31397 | 0.62794 | 0.62794 | 0.31397 | 0 | 0 | 0 | 0 | 0 | 0 | 0 | 0 | 0 | 0 | 0 | 0 | 0 | 0 | 0 | 0 | 0 | 0 | 0 | 0 | 0 | 0 | 0 | 0 | 0 | 0 | 0 | 0 | 0 | 0 | 0 | 0 | 0 | 0 | 0 | 0 | 0 | 0 | 0 | 0 | 0 | 0 | 0 | 0 | 0 | 0 | 0 | 0 | 0 | 0 | 0 | 0 | 0 | 0 | 0 | 0 | 0 | 0 | 0 | 0 | 0 | 0 | 0 | 0 | 0 | 0 | 0 | 0 | 0 | 0
|  | FND28 | Fens reservoir 25 MCMD high yield | Aqueducts (100) |  | 100 | Fixed | [6 empty] | 0 | 0 | 0 | 0 | 0 | 0 | 0 | 0 | 0 | 0 | 0 | 0 | 0 | 0 | 0 | 0 | 0 | 0 | 0 | 0 | 0 | 0 | 0 | 0 | 0 | 0 | 0 | 0 | 0 | 0 | 0 | 0 | 0 | 0 | 0 | 0 | 0 | 0 | 0 | 0 | 0 | 0 | 0 | 0 | 0 | 0 | 0 | 0 | 0 | 0 | 0 | 0 | 0 | 0 | 0 | 0 | 0 | 0 | 0 | 0 | 0 | 0 | 0 | 0 | 0 | 0 | 0 | 0 | 0 | 0 | 0 | 0 | 0 | 0 | 0 | 0 | 0 | 0 | 0 | 0
|  | FND28 | Fens reservoir 25 MCMD high yield | Embankment Works (250) |  | 250 | Fixed | [6 empty] | 0 | 0 | 0 | 0 | 4.9954 | 4.9954 | 14.9861 | 29.9722 | 29.9722 | 14.9861 | 0 | 0 | 0 | 0 | 0 | 0 | 0 | 0 | 0 | 0 | 0 | 0 | 0 | 0 | 0 | 0 | 0 | 0 | 0 | 0 | 0 | 0 | 0 | 0 | 0 | 0 | 0 | 0 | 0 | 0 | 0 | 0 | 0 | 0 | 0 | 0 | 0 | 0 | 0 | 0 | 0 | 0 | 0 | 0 | 0 | 0 | 0 | 0 | 0 | 0 | 0 | 0 | 0 | 0 | 0 | 0 | 0 | 0 | 0 | 0 | 0 | 0 | 0 | 0 | 0 | 0 | 0 | 0 | 0 | 0
|  | FND28 | Fens reservoir 25 MCMD high yield | Costed Risk |  |  | Fixed | [6 empty] | 0 | 0 | 0 | 0 | 5.0737 | 5.0737 | 15.2211 | 30.4422 | 30.4422 | 15.2211 | 0 | 0 | 0 | 0 | 0 | 0 | 0 | 0 | 0 | 0 | 0 | 0 | 0 | 0 | 0 | 0 | 0 | 0 | 0 | 0 | 0 | 0 | 0 | 0 | 0 | 0 | 0 | 0 | 0 | 0 | 0 | 0 | 0 | 0 | 0 | 0 | 0 | 0 | 0 | 0 | 0 | 0 | 0 | 0 | 0 | 0 | 0 | 0 | 0 | 0 | 0 | 0 | 0 | 0 | 0 | 0 | 0 | 0 | 0 | 0 | 0 | 0 | 0 | 0 | 0 | 0 | 0 | 0 | 0 | 0
|  | FND29 | Fens reservoir 50 MCMD high yield | Opex | Cost |  | Fixed | [6 empty] | 0 | 0 | 0 | 0 | 0 | 0 | 0 | 0 | 0 | 0 | 0.11341 | 0.11341 | 0.11341 | 0.11341 | 0.11341 | 0.11341 | 0.11341 | 0.11341 | 0.11341 | 0.11341 | 0.11341 | 0.11341 | 0.11341 | 0.11341 | 0.11341 | 0.11341 | 0.11341 | 0.11341 | 0.11341 | 0.11341 | 0.11341 | 0.11341 | 0.11341 | 0.11341 | 0.11341 | 0.11341 | 0.11341 | 0.11341 | 0.11341 | 0.11341 | 0.11341 | 0.11341 | 0.11341 | 0.11341 | 0.11341 | 0.11341 | 0.11341 | 0.11341 | 0.11341 | 0.11341 | 0.11341 | 0.11341 | 0.11341 | 0.11341 | 0.11341 | 0.11341 | 0.11341 | 0.11341 | 0.11341 | 0.11341 | 0.11341 | 0.11341 | 0.11341 | 0.11341 | 0.11341 | 0.11341 | 0.11341 | 0.11341 | 0.11341 | 0.11341 | 0.11341 | 0.11341 | 0.11341 | 0.11341 | 0.11341 | 0.11341 | 0.11341 | 0.11341 | 0.11341 | 0.11341
|  | FND29 | Fens reservoir 50 MCMD high yield | Opex | Cost |  | Variable | [6 empty] | 0 | 0 | 0 | 0 | 0 | 0 | 0 | 0 | 0 | 0 | 2.3985 | 2.3985 | 2.3985 | 2.3985 | 2.3985 | 2.3985 | 2.3985 | 2.3985 | 2.3985 | 2.3985 | 2.3985 | 2.3985 | 2.3985 | 2.3985 | 2.3985 | 2.3985 | 2.3985 | 2.3985 | 2.3985 | 2.3985 | 2.3985 | 2.3985 | 2.3985 | 2.3985 | 2.3985 | 2.3985 | 2.3985 | 2.3985 | 2.3985 | 2.3985 | 2.3985 | 2.3985 | 2.3985 | 2.3985 | 2.3985 | 2.3985 | 2.3985 | 2.3985 | 2.3985 | 2.3985 | 2.3985 | 2.3985 | 2.3985 | 2.3985 | 2.3985 | 2.3985 | 2.3985 | 2.3985 | 2.3985 | 2.3985 | 2.3985 | 2.3985 | 2.3985 | 2.3985 | 2.3985 | 2.3985 | 2.3985 | 2.3985 | 2.3985 | 2.3985 | 2.3985 | 2.3985 | 2.3985 | 2.3985 | 2.3985 | 2.3985 | 2.3985 | 2.3985 | 2.3985 | 2.3985
|  | FND29 | Fens reservoir 50 MCMD high yield | Land (Non depreciating) |  |  | Fixed | [6 empty] | 8.4098 | 8.4098 | 8.4098 | 8.4098 | 0 | 0 | 0 | 0 | 0 | 0 | 0 | 0 | 0 | 0 | 0 | 0 | 0 | 0 | 0 | 0 | 0 | 0 | 0 | 0 | 0 | 0 | 0 | 0 | 0 | 0 | 0 | 0 | 0 | 0 | 0 | 0 | 0 | 0 | 0 | 0 | 0 | 0 | 0 | 0 | 0 | 0 | 0 | 0 | 0 | 0 | 0 | 0 | 0 | 0 | 0 | 0 | 0 | 0 | 0 | 0 | 0 | 0 | 0 | 0 | 0 | 0 | 0 | 0 | 0 | 0 | 0 | 0 | 0 | 0 | 0 | 0 | 0 | 0 | 0 | 0
|  | FND29 | Fens reservoir 50 MCMD high yield | Planning and Development (Non depreciating) |  |  | Fixed | [6 empty] | 51.3482 | 51.3482 | 51.3482 | 51.3482 | 0 | 0 | 0 | 0 | 0 | 0 | 0 | 0 | 0 | 0 | 0 | 0 | 0 | 0 | 0 | 0 | 0 | 0 | 0 | 0 | 0 | 0 | 0 | 0 | 0 | 0 | 0 | 0 | 0 | 0 | 0 | 0 | 0 | 0 | 0 | 0 | 0 | 0 | 0 | 0 | 0 | 0 | 0 | 0 | 0 | 0 | 0 | 0 | 0 | 0 | 0 | 0 | 0 | 0 | 0 | 0 | 0 | 0 | 0 | 0 | 0 | 0 | 0 | 0 | 0 | 0 | 0 | 0 | 0 | 0 | 0 | 0 | 0 | 0 | 0 | 0
|  | FND29 | Fens reservoir 50 MCMD high yield | Other Non-Depreciating Assets (Non depreciating) |  |  | Fixed | [6 empty] | 0 | 0 | 0 | 0 | 0.15383 | 0.15383 | 0.46149 | 0.92299 | 0.92299 | 0.46149 | 0 | 0 | 0 | 0 | 0 | 0 | 0 | 0 | 0 | 0 | 0 | 0 | 0 | 0 | 0 | 0 | 0 | 0 | 0 | 0 | 0 | 0 | 0 | 0 | 0 | 0 | 0 | 0 | 0 | 0 | 0 | 0 | 0 | 0 | 0 | 0 | 0 | 0 | 0 | 0 | 0 | 0 | 0 | 0 | 0 | 0 | 0 | 0 | 0 | 0 | 0 | 0 | 0 | 0 | 0 | 0 | 0 | 0 | 0 | 0 | 0 | 0 | 0 | 0 | 0 | 0 | 0 | 0 | 0 | 0
|  | FND29 | Fens reservoir 50 MCMD high yield | Process-Related Carbon Media Including GAC (4) |  | 4 | Fixed | [6 empty] | 0 | 0 | 0 | 0 | 0 | 0 | 0 | 0 | 0 | 0 | 0 | 0 | 0 | 0 | 0 | 0 | 0 | 0 | 0 | 0 | 0 | 0 | 0 | 0 | 0 | 0 | 0 | 0 | 0 | 0 | 0 | 0 | 0 | 0 | 0 | 0 | 0 | 0 | 0 | 0 | 0 | 0 | 0 | 0 | 0 | 0 | 0 | 0 | 0 | 0 | 0 | 0 | 0 | 0 | 0 | 0 | 0 | 0 | 0 | 0 | 0 | 0 | 0 | 0 | 0 | 0 | 0 | 0 | 0 | 0 | 0 | 0 | 0 | 0 | 0 | 0 | 0 | 0 | 0 | 0
|  | FND29 | Fens reservoir 50 MCMD high yield | Vehicles (4) |  | 4 | Fixed | [6 empty] | 0 | 0 | 0 | 0 | 0 | 0 | 0 | 0 | 0 | 0 | 0 | 0 | 0 | 0 | 0 | 0 | 0 | 0 | 0 | 0 | 0 | 0 | 0 | 0 | 0 | 0 | 0 | 0 | 0 | 0 | 0 | 0 | 0 | 0 | 0 | 0 | 0 | 0 | 0 | 0 | 0 | 0 | 0 | 0 | 0 | 0 | 0 | 0 | 0 | 0 | 0 | 0 | 0 | 0 | 0 | 0 | 0 | 0 | 0 | 0 | 0 | 0 | 0 | 0 | 0 | 0 | 0 | 0 | 0 | 0 | 0 | 0 | 0 | 0 | 0 | 0 | 0 | 0 | 0 | 0
|  | FND29 | Fens reservoir 50 MCMD high yield | Computers and Data Logging (4) |  | 4 | Fixed | [6 empty] | 0 | 0 | 0 | 0 | 0 | 0 | 0 | 0 | 0 | 0 | 0 | 0 | 0 | 0 | 0 | 0 | 0 | 0 | 0 | 0 | 0 | 0 | 0 | 0 | 0 | 0 | 0 | 0 | 0 | 0 | 0 | 0 | 0 | 0 | 0 | 0 | 0 | 0 | 0 | 0 | 0 | 0 | 0 | 0 | 0 | 0 | 0 | 0 | 0 | 0 | 0 | 0 | 0 | 0 | 0 | 0 | 0 | 0 | 0 | 0 | 0 | 0 | 0 | 0 | 0 | 0 | 0 | 0 | 0 | 0 | 0 | 0 | 0 | 0 | 0 | 0 | 0 | 0 | 0 | 0
|  | FND29 | Fens reservoir 50 MCMD high yield | Fencing (10) |  | 10 | Fixed | [6 empty] | 0 | 0 | 0 | 0 | 0.016338 | 0.016338 | 0.049014 | 0.098028 | 0.098028 | 0.049014 | 0 | 0 | 0 | 0 | 0 | 0 | 0 | 0 | 0 | 0.32676 | 0 | 0 | 0 | 0 | 0 | 0 | 0 | 0 | 0 | 0.32676 | 0 | 0 | 0 | 0 | 0 | 0 | 0 | 0 | 0 | 0.32676 | 0 | 0 | 0 | 0 | 0 | 0 | 0 | 0 | 0 | 0.32676 | 0 | 0 | 0 | 0 | 0 | 0 | 0 | 0 | 0 | 0.32676 | 0 | 0 | 0 | 0 | 0 | 0 | 0 | 0 | 0 | 0.32676 | 0 | 0 | 0 | 0 | 0 | 0 | 0 | 0 | 0 | 0.32676
|  | FND29 | Fens reservoir 50 MCMD high yield | Domestic Meters (10) |  | 10 | Fixed | [6 empty] | 0 | 0 | 0 | 0 | 0 | 0 | 0 | 0 | 0 | 0 | 0 | 0 | 0 | 0 | 0 | 0 | 0 | 0 | 0 | 0 | 0 | 0 | 0 | 0 | 0 | 0 | 0 | 0 | 0 | 0 | 0 | 0 | 0 | 0 | 0 | 0 | 0 | 0 | 0 | 0 | 0 | 0 | 0 | 0 | 0 | 0 | 0 | 0 | 0 | 0 | 0 | 0 | 0 | 0 | 0 | 0 | 0 | 0 | 0 | 0 | 0 | 0 | 0 | 0 | 0 | 0 | 0 | 0 | 0 | 0 | 0 | 0 | 0 | 0 | 0 | 0 | 0 | 0 | 0 | 0
|  | FND29 | Fens reservoir 50 MCMD high yield | Building Services (10) |  | 10 | Fixed | [6 empty] | 0 | 0 | 0 | 0 | 0 | 0 | 0 | 0 | 0 | 0 | 0 | 0 | 0 | 0 | 0 | 0 | 0 | 0 | 0 | 0 | 0 | 0 | 0 | 0 | 0 | 0 | 0 | 0 | 0 | 0 | 0 | 0 | 0 | 0 | 0 | 0 | 0 | 0 | 0 | 0 | 0 | 0 | 0 | 0 | 0 | 0 | 0 | 0 | 0 | 0 | 0 | 0 | 0 | 0 | 0 | 0 | 0 | 0 | 0 | 0 | 0 | 0 | 0 | 0 | 0 | 0 | 0 | 0 | 0 | 0 | 0 | 0 | 0 | 0 | 0 | 0 | 0 | 0 | 0 | 0
|  | FND29 | Fens reservoir 50 MCMD high yield | Membranes (10) |  | 10 | Fixed | [6 empty] | 0 | 0 | 0 | 0 | 0 | 0 | 0 | 0 | 0 | 0 | 0 | 0 | 0 | 0 | 0 | 0 | 0 | 0 | 0 | 0 | 0 | 0 | 0 | 0 | 0 | 0 | 0 | 0 | 0 | 0 | 0 | 0 | 0 | 0 | 0 | 0 | 0 | 0 | 0 | 0 | 0 | 0 | 0 | 0 | 0 | 0 | 0 | 0 | 0 | 0 | 0 | 0 | 0 | 0 | 0 | 0 | 0 | 0 | 0 | 0 | 0 | 0 | 0 | 0 | 0 | 0 | 0 | 0 | 0 | 0 | 0 | 0 | 0 | 0 | 0 | 0 | 0 | 0 | 0 | 0
|  | FND29 | Fens reservoir 50 MCMD high yield | ICA (Instrumentation, Control & Automation) (10) |  | 10 | Fixed | [6 empty] | 0 | 0 | 0 | 0 | 0.096304 | 0.096304 | 0.28891 | 0.57782 | 0.57782 | 0.28891 | 0 | 0 | 0 | 0 | 0 | 0 | 0 | 0 | 0 | 1.9261 | 0 | 0 | 0 | 0 | 0 | 0 | 0 | 0 | 0 | 1.9261 | 0 | 0 | 0 | 0 | 0 | 0 | 0 | 0 | 0 | 1.9261 | 0 | 0 | 0 | 0 | 0 | 0 | 0 | 0 | 0 | 1.9261 | 0 | 0 | 0 | 0 | 0 | 0 | 0 | 0 | 0 | 1.9261 | 0 | 0 | 0 | 0 | 0 | 0 | 0 | 0 | 0 | 1.9261 | 0 | 0 | 0 | 0 | 0 | 0 | 0 | 0 | 0 | 1.9261
|  | FND29 | Fens reservoir 50 MCMD high yield | Plant and Machinery (15) |  | 15 | Fixed | [6 empty] | 0 | 0 | 0 | 0 | 0 | 0 | 0 | 0 | 0 | 0 | 0 | 0 | 0 | 0 | 0 | 0 | 0 | 0 | 0 | 0 | 0 | 0 | 0 | 0 | 0 | 0 | 0 | 0 | 0 | 0 | 0 | 0 | 0 | 0 | 0 | 0 | 0 | 0 | 0 | 0 | 0 | 0 | 0 | 0 | 0 | 0 | 0 | 0 | 0 | 0 | 0 | 0 | 0 | 0 | 0 | 0 | 0 | 0 | 0 | 0 | 0 | 0 | 0 | 0 | 0 | 0 | 0 | 0 | 0 | 0 | 0 | 0 | 0 | 0 | 0 | 0 | 0 | 0 | 0 | 0
|  | FND29 | Fens reservoir 50 MCMD high yield | M&E (Mechanical and Electrical) Works on Pumping Stations and Treatment Works (20) |  | 20 | Fixed | [6 empty] | 0 | 0 | 0 | 0 | 2.4537 | 2.4537 | 7.361 | 14.722 | 14.722 | 7.361 | 0 | 0 | 0 | 0 | 0 | 0 | 0 | 0 | 0 | 0 | 0 | 0 | 0 | 0 | 0 | 0 | 0 | 0 | 0 | 49.0734 | 0 | 0 | 0 | 0 | 0 | 0 | 0 | 0 | 0 | 0 | 0 | 0 | 0 | 0 | 0 | 0 | 0 | 0 | 0 | 49.0734 | 0 | 0 | 0 | 0 | 0 | 0 | 0 | 0 | 0 | 0 | 0 | 0 | 0 | 0 | 0 | 0 | 0 | 0 | 0 | 49.0734 | 0 | 0 | 0 | 0 | 0 | 0 | 0 | 0 | 0 | 0
|  | FND29 | Fens reservoir 50 MCMD high yield | Raw Water and District Meters (20) |  | 20 | Fixed | [6 empty] | 0 | 0 | 0 | 0 | 0 | 0 | 0 | 0 | 0 | 0 | 0 | 0 | 0 | 0 | 0 | 0 | 0 | 0 | 0 | 0 | 0 | 0 | 0 | 0 | 0 | 0 | 0 | 0 | 0 | 0 | 0 | 0 | 0 | 0 | 0 | 0 | 0 | 0 | 0 | 0 | 0 | 0 | 0 | 0 | 0 | 0 | 0 | 0 | 0 | 0 | 0 | 0 | 0 | 0 | 0 | 0 | 0 | 0 | 0 | 0 | 0 | 0 | 0 | 0 | 0 | 0 | 0 | 0 | 0 | 0 | 0 | 0 | 0 | 0 | 0 | 0 | 0 | 0 | 0 | 0
|  | FND29 | Fens reservoir 50 MCMD high yield | Power Supply (25) |  | 25 | Fixed | [6 empty] | 0 | 0 | 0 | 0 | 2.0013 | 2.0013 | 6.0038 | 12.0076 | 12.0076 | 6.0038 | 0 | 0 | 0 | 0 | 0 | 0 | 0 | 0 | 0 | 0 | 0 | 0 | 0 | 0 | 0 | 0 | 0 | 0 | 0 | 0 | 0 | 0 | 0 | 0 | 40.0253 | 0 | 0 | 0 | 0 | 0 | 0 | 0 | 0 | 0 | 0 | 0 | 0 | 0 | 0 | 0 | 0 | 0 | 0 | 0 | 0 | 0 | 0 | 0 | 0 | 40.0253 | 0 | 0 | 0 | 0 | 0 | 0 | 0 | 0 | 0 | 0 | 0 | 0 | 0 | 0 | 0 | 0 | 0 | 0 | 0 | 0
|  | FND29 | Fens reservoir 50 MCMD high yield | Steel/Timber/GRP Structures (30) |  | 30 | Fixed | [6 empty] | 0 | 0 | 0 | 0 | 0 | 0 | 0 | 0 | 0 | 0 | 0 | 0 | 0 | 0 | 0 | 0 | 0 | 0 | 0 | 0 | 0 | 0 | 0 | 0 | 0 | 0 | 0 | 0 | 0 | 0 | 0 | 0 | 0 | 0 | 0 | 0 | 0 | 0 | 0 | 0 | 0 | 0 | 0 | 0 | 0 | 0 | 0 | 0 | 0 | 0 | 0 | 0 | 0 | 0 | 0 | 0 | 0 | 0 | 0 | 0 | 0 | 0 | 0 | 0 | 0 | 0 | 0 | 0 | 0 | 0 | 0 | 0 | 0 | 0 | 0 | 0 | 0 | 0 | 0 | 0
|  | FND29 | Fens reservoir 50 MCMD high yield | Landscaping/Environmental Works (30) |  | 30 | Fixed | [6 empty] | 0 | 0 | 0 | 0 | 0.74113 | 0.74113 | 2.2234 | 4.4468 | 4.4468 | 2.2234 | 0 | 0 | 0 | 0 | 0 | 0 | 0 | 0 | 0 | 0 | 0 | 0 | 0 | 0 | 0 | 0 | 0 | 0 | 0 | 0 | 0 | 0 | 0 | 0 | 0 | 0 | 0 | 0 | 0 | 14.8227 | 0 | 0 | 0 | 0 | 0 | 0 | 0 | 0 | 0 | 0 | 0 | 0 | 0 | 0 | 0 | 0 | 0 | 0 | 0 | 0 | 0 | 0 | 0 | 0 | 0 | 0 | 0 | 0 | 0 | 14.8227 | 0 | 0 | 0 | 0 | 0 | 0 | 0 | 0 | 0 | 0
|  | FND29 | Fens reservoir 50 MCMD high yield | Borehole Screening and Casing (30) |  | 30 | Fixed | [6 empty] | 0 | 0 | 0 | 0 | 0 | 0 | 0 | 0 | 0 | 0 | 0 | 0 | 0 | 0 | 0 | 0 | 0 | 0 | 0 | 0 | 0 | 0 | 0 | 0 | 0 | 0 | 0 | 0 | 0 | 0 | 0 | 0 | 0 | 0 | 0 | 0 | 0 | 0 | 0 | 0 | 0 | 0 | 0 | 0 | 0 | 0 | 0 | 0 | 0 | 0 | 0 | 0 | 0 | 0 | 0 | 0 | 0 | 0 | 0 | 0 | 0 | 0 | 0 | 0 | 0 | 0 | 0 | 0 | 0 | 0 | 0 | 0 | 0 | 0 | 0 | 0 | 0 | 0 | 0 | 0
|  | FND29 | Fens reservoir 50 MCMD high yield | Bridges (40) |  | 40 | Fixed | [6 empty] | 0 | 0 | 0 | 0 | 0.14113 | 0.14113 | 0.4234 | 0.84679 | 0.84679 | 0.4234 | 0 | 0 | 0 | 0 | 0 | 0 | 0 | 0 | 0 | 0 | 0 | 0 | 0 | 0 | 0 | 0 | 0 | 0 | 0 | 0 | 0 | 0 | 0 | 0 | 0 | 0 | 0 | 0 | 0 | 0 | 0 | 0 | 0 | 0 | 0 | 0 | 0 | 0 | 0 | 2.8226 | 0 | 0 | 0 | 0 | 0 | 0 | 0 | 0 | 0 | 0 | 0 | 0 | 0 | 0 | 0 | 0 | 0 | 0 | 0 | 0 | 0 | 0 | 0 | 0 | 0 | 0 | 0 | 0 | 0 | 0
|  | FND29 | Fens reservoir 50 MCMD high yield | Brick/Concrete Office Structures (50) |  | 50 | Fixed | [6 empty] | 0 | 0 | 0 | 0 | 1.2479 | 1.2479 | 3.7436 | 7.4873 | 7.4873 | 3.7436 | 0 | 0 | 0 | 0 | 0 | 0 | 0 | 0 | 0 | 0 | 0 | 0 | 0 | 0 | 0 | 0 | 0 | 0 | 0 | 0 | 0 | 0 | 0 | 0 | 0 | 0 | 0 | 0 | 0 | 0 | 0 | 0 | 0 | 0 | 0 | 0 | 0 | 0 | 0 | 0 | 0 | 0 | 0 | 0 | 0 | 0 | 0 | 0 | 0 | 24.9575 | 0 | 0 | 0 | 0 | 0 | 0 | 0 | 0 | 0 | 0 | 0 | 0 | 0 | 0 | 0 | 0 | 0 | 0 | 0 | 0
|  | FND29 | Fens reservoir 50 MCMD high yield | Treatment and Pumping Station Civils (incl. Intakes) (60) |  | 60 | Fixed | [6 empty] | 0 | 0 | 0 | 0 | 0 | 0 | 0 | 0 | 0 | 0 | 0 | 0 | 0 | 0 | 0 | 0 | 0 | 0 | 0 | 0 | 0 | 0 | 0 | 0 | 0 | 0 | 0 | 0 | 0 | 0 | 0 | 0 | 0 | 0 | 0 | 0 | 0 | 0 | 0 | 0 | 0 | 0 | 0 | 0 | 0 | 0 | 0 | 0 | 0 | 0 | 0 | 0 | 0 | 0 | 0 | 0 | 0 | 0 | 0 | 0 | 0 | 0 | 0 | 0 | 0 | 0 | 0 | 0 | 0 | 0 | 0 | 0 | 0 | 0 | 0 | 0 | 0 | 0 | 0 | 0
|  | FND29 | Fens reservoir 50 MCMD high yield | Roads and Car Parks (60) |  | 60 | Fixed | [6 empty] | 0 | 0 | 0 | 0 | 2.038 | 2.038 | 6.1139 | 12.2278 | 12.2278 | 6.1139 | 0 | 0 | 0 | 0 | 0 | 0 | 0 | 0 | 0 | 0 | 0 | 0 | 0 | 0 | 0 | 0 | 0 | 0 | 0 | 0 | 0 | 0 | 0 | 0 | 0 | 0 | 0 | 0 | 0 | 0 | 0 | 0 | 0 | 0 | 0 | 0 | 0 | 0 | 0 | 0 | 0 | 0 | 0 | 0 | 0 | 0 | 0 | 0 | 0 | 0 | 0 | 0 | 0 | 0 | 0 | 0 | 0 | 0 | 0 | 40.7592 | 0 | 0 | 0 | 0 | 0 | 0 | 0 | 0 | 0 | 0
|  | FND29 | Fens reservoir 50 MCMD high yield | Water Towers (60) |  | 60 | Fixed | [6 empty] | 0 | 0 | 0 | 0 | 0.093781 | 0.093781 | 0.28134 | 0.56269 | 0.56269 | 0.28134 | 0 | 0 | 0 | 0 | 0 | 0 | 0 | 0 | 0 | 0 | 0 | 0 | 0 | 0 | 0 | 0 | 0 | 0 | 0 | 0 | 0 | 0 | 0 | 0 | 0 | 0 | 0 | 0 | 0 | 0 | 0 | 0 | 0 | 0 | 0 | 0 | 0 | 0 | 0 | 0 | 0 | 0 | 0 | 0 | 0 | 0 | 0 | 0 | 0 | 0 | 0 | 0 | 0 | 0 | 0 | 0 | 0 | 0 | 0 | 1.8756 | 0 | 0 | 0 | 0 | 0 | 0 | 0 | 0 | 0 | 0
|  | FND29 | Fens reservoir 50 MCMD high yield | Borehole Installation (60) |  | 60 | Fixed | [6 empty] | 0 | 0 | 0 | 0 | 0 | 0 | 0 | 0 | 0 | 0 | 0 | 0 | 0 | 0 | 0 | 0 | 0 | 0 | 0 | 0 | 0 | 0 | 0 | 0 | 0 | 0 | 0 | 0 | 0 | 0 | 0 | 0 | 0 | 0 | 0 | 0 | 0 | 0 | 0 | 0 | 0 | 0 | 0 | 0 | 0 | 0 | 0 | 0 | 0 | 0 | 0 | 0 | 0 | 0 | 0 | 0 | 0 | 0 | 0 | 0 | 0 | 0 | 0 | 0 | 0 | 0 | 0 | 0 | 0 | 0 | 0 | 0 | 0 | 0 | 0 | 0 | 0 | 0 | 0 | 0
|  | FND29 | Fens reservoir 50 MCMD high yield | Headworks/Valves (60) |  | 60 | Fixed | [6 empty] | 0 | 0 | 0 | 0 | 0 | 0 | 0 | 0 | 0 | 0 | 0 | 0 | 0 | 0 | 0 | 0 | 0 | 0 | 0 | 0 | 0 | 0 | 0 | 0 | 0 | 0 | 0 | 0 | 0 | 0 | 0 | 0 | 0 | 0 | 0 | 0 | 0 | 0 | 0 | 0 | 0 | 0 | 0 | 0 | 0 | 0 | 0 | 0 | 0 | 0 | 0 | 0 | 0 | 0 | 0 | 0 | 0 | 0 | 0 | 0 | 0 | 0 | 0 | 0 | 0 | 0 | 0 | 0 | 0 | 0 | 0 | 0 | 0 | 0 | 0 | 0 | 0 | 0 | 0 | 0
|  | FND29 | Fens reservoir 50 MCMD high yield | Underwater Assets (60) |  | 60 | Fixed | [6 empty] | 0 | 0 | 0 | 0 | 0 | 0 | 0 | 0 | 0 | 0 | 0 | 0 | 0 | 0 | 0 | 0 | 0 | 0 | 0 | 0 | 0 | 0 | 0 | 0 | 0 | 0 | 0 | 0 | 0 | 0 | 0 | 0 | 0 | 0 | 0 | 0 | 0 | 0 | 0 | 0 | 0 | 0 | 0 | 0 | 0 | 0 | 0 | 0 | 0 | 0 | 0 | 0 | 0 | 0 | 0 | 0 | 0 | 0 | 0 | 0 | 0 | 0 | 0 | 0 | 0 | 0 | 0 | 0 | 0 | 0 | 0 | 0 | 0 | 0 | 0 | 0 | 0 | 0 | 0 | 0
|  | FND29 | Fens reservoir 50 MCMD high yield | Reinforced Concrete Tanks / Service Reservoirs (80) |  | 80 | Fixed | [6 empty] | 0 | 0 | 0 | 0 | 1.8442 | 1.8442 | 5.5326 | 11.0652 | 11.0652 | 5.5326 | 0 | 0 | 0 | 0 | 0 | 0 | 0 | 0 | 0 | 0 | 0 | 0 | 0 | 0 | 0 | 0 | 0 | 0 | 0 | 0 | 0 | 0 | 0 | 0 | 0 | 0 | 0 | 0 | 0 | 0 | 0 | 0 | 0 | 0 | 0 | 0 | 0 | 0 | 0 | 0 | 0 | 0 | 0 | 0 | 0 | 0 | 0 | 0 | 0 | 0 | 0 | 0 | 0 | 0 | 0 | 0 | 0 | 0 | 0 | 0 | 0 | 0 | 0 | 0 | 0 | 0 | 0 | 0 | 0 | 0
|  | FND29 | Fens reservoir 50 MCMD high yield | Weirs (100) |  | 100 | Fixed | [6 empty] | 0 | 0 | 0 | 0 | 0 | 0 | 0 | 0 | 0 | 0 | 0 | 0 | 0 | 0 | 0 | 0 | 0 | 0 | 0 | 0 | 0 | 0 | 0 | 0 | 0 | 0 | 0 | 0 | 0 | 0 | 0 | 0 | 0 | 0 | 0 | 0 | 0 | 0 | 0 | 0 | 0 | 0 | 0 | 0 | 0 | 0 | 0 | 0 | 0 | 0 | 0 | 0 | 0 | 0 | 0 | 0 | 0 | 0 | 0 | 0 | 0 | 0 | 0 | 0 | 0 | 0 | 0 | 0 | 0 | 0 | 0 | 0 | 0 | 0 | 0 | 0 | 0 | 0 | 0 | 0
|  | FND29 | Fens reservoir 50 MCMD high yield | Pipelines (100) |  | 100 | Fixed | [6 empty] | 0 | 0 | 0 | 0 | 7.6015 | 7.6015 | 22.8044 | 45.6088 | 45.6088 | 22.8044 | 0 | 0 | 0 | 0 | 0 | 0 | 0 | 0 | 0 | 0 | 0 | 0 | 0 | 0 | 0 | 0 | 0 | 0 | 0 | 0 | 0 | 0 | 0 | 0 | 0 | 0 | 0 | 0 | 0 | 0 | 0 | 0 | 0 | 0 | 0 | 0 | 0 | 0 | 0 | 0 | 0 | 0 | 0 | 0 | 0 | 0 | 0 | 0 | 0 | 0 | 0 | 0 | 0 | 0 | 0 | 0 | 0 | 0 | 0 | 0 | 0 | 0 | 0 | 0 | 0 | 0 | 0 | 0 | 0 | 0
|  | FND29 | Fens reservoir 50 MCMD high yield | Tunnels (100) |  | 100 | Fixed | [6 empty] | 0 | 0 | 0 | 0 | 0.12702 | 0.12702 | 0.38107 | 0.76213 | 0.76213 | 0.38107 | 0 | 0 | 0 | 0 | 0 | 0 | 0 | 0 | 0 | 0 | 0 | 0 | 0 | 0 | 0 | 0 | 0 | 0 | 0 | 0 | 0 | 0 | 0 | 0 | 0 | 0 | 0 | 0 | 0 | 0 | 0 | 0 | 0 | 0 | 0 | 0 | 0 | 0 | 0 | 0 | 0 | 0 | 0 | 0 | 0 | 0 | 0 | 0 | 0 | 0 | 0 | 0 | 0 | 0 | 0 | 0 | 0 | 0 | 0 | 0 | 0 | 0 | 0 | 0 | 0 | 0 | 0 | 0 | 0 | 0
|  | FND29 | Fens reservoir 50 MCMD high yield | Aqueducts (100) |  | 100 | Fixed | [6 empty] | 0 | 0 | 0 | 0 | 0 | 0 | 0 | 0 | 0 | 0 | 0 | 0 | 0 | 0 | 0 | 0 | 0 | 0 | 0 | 0 | 0 | 0 | 0 | 0 | 0 | 0 | 0 | 0 | 0 | 0 | 0 | 0 | 0 | 0 | 0 | 0 | 0 | 0 | 0 | 0 | 0 | 0 | 0 | 0 | 0 | 0 | 0 | 0 | 0 | 0 | 0 | 0 | 0 | 0 | 0 | 0 | 0 | 0 | 0 | 0 | 0 | 0 | 0 | 0 | 0 | 0 | 0 | 0 | 0 | 0 | 0 | 0 | 0 | 0 | 0 | 0 | 0 | 0 | 0 | 0
|  | FND29 | Fens reservoir 50 MCMD high yield | Embankment Works (250) |  | 250 | Fixed | [6 empty] | 0 | 0 | 0 | 0 | 6.0628 | 6.0628 | 18.1885 | 36.377 | 36.377 | 18.1885 | 0 | 0 | 0 | 0 | 0 | 0 | 0 | 0 | 0 | 0 | 0 | 0 | 0 | 0 | 0 | 0 | 0 | 0 | 0 | 0 | 0 | 0 | 0 | 0 | 0 | 0 | 0 | 0 | 0 | 0 | 0 | 0 | 0 | 0 | 0 | 0 | 0 | 0 | 0 | 0 | 0 | 0 | 0 | 0 | 0 | 0 | 0 | 0 | 0 | 0 | 0 | 0 | 0 | 0 | 0 | 0 | 0 | 0 | 0 | 0 | 0 | 0 | 0 | 0 | 0 | 0 | 0 | 0 | 0 | 0
|  | FND29 | Fens reservoir 50 MCMD high yield | Costed Risk |  |  | Fixed | [6 empty] | 0 | 0 | 0 | 0 | 6.0041 | 6.0041 | 18.0122 | 36.0244 | 36.0244 | 18.0122 | 0 | 0 | 0 | 0 | 0 | 0 | 0 | 0 | 0 | 0 | 0 | 0 | 0 | 0 | 0 | 0 | 0 | 0 | 0 | 0 | 0 | 0 | 0 | 0 | 0 | 0 | 0 | 0 | 0 | 0 | 0 | 0 | 0 | 0 | 0 | 0 | 0 | 0 | 0 | 0 | 0 | 0 | 0 | 0 | 0 | 0 | 0 | 0 | 0 | 0 | 0 | 0 | 0 | 0 | 0 | 0 | 0 | 0 | 0 | 0 | 0 | 0 | 0 | 0 | 0 | 0 | 0 | 0 | 0 | 0
|  | FND30 | Fens reservoir 75 MCMD high yield | Opex | Cost |  | Fixed | [6 empty] | 0 | 0 | 0 | 0 | 0 | 0 | 0 | 0 | 0 | 0 | 0.1809 | 0.1809 | 0.1809 | 0.1809 | 0.1809 | 0.1809 | 0.1809 | 0.1809 | 0.1809 | 0.1809 | 0.1809 | 0.1809 | 0.1809 | 0.1809 | 0.1809 | 0.1809 | 0.1809 | 0.1809 | 0.1809 | 0.1809 | 0.1809 | 0.1809 | 0.1809 | 0.1809 | 0.1809 | 0.1809 | 0.1809 | 0.1809 | 0.1809 | 0.1809 | 0.1809 | 0.1809 | 0.1809 | 0.1809 | 0.1809 | 0.1809 | 0.1809 | 0.1809 | 0.1809 | 0.1809 | 0.1809 | 0.1809 | 0.1809 | 0.1809 | 0.1809 | 0.1809 | 0.1809 | 0.1809 | 0.1809 | 0.1809 | 0.1809 | 0.1809 | 0.1809 | 0.1809 | 0.1809 | 0.1809 | 0.1809 | 0.1809 | 0.1809 | 0.1809 | 0.1809 | 0.1809 | 0.1809 | 0.1809 | 0.1809 | 0.1809 | 0.1809 | 0.1809 | 0.1809 | 0.1809
|  | FND30 | Fens reservoir 75 MCMD high yield | Opex | Cost |  | Variable | [6 empty] | 0 | 0 | 0 | 0 | 0 | 0 | 0 | 0 | 0 | 0 | 3.8161 | 3.8161 | 3.8161 | 3.8161 | 3.8161 | 3.8161 | 3.8161 | 3.8161 | 3.8161 | 3.8161 | 3.8161 | 3.8161 | 3.8161 | 3.8161 | 3.8161 | 3.8161 | 3.8161 | 3.8161 | 3.8161 | 3.8161 | 3.8161 | 3.8161 | 3.8161 | 3.8161 | 3.8161 | 3.8161 | 3.8161 | 3.8161 | 3.8161 | 3.8161 | 3.8161 | 3.8161 | 3.8161 | 3.8161 | 3.8161 | 3.8161 | 3.8161 | 3.8161 | 3.8161 | 3.8161 | 3.8161 | 3.8161 | 3.8161 | 3.8161 | 3.8161 | 3.8161 | 3.8161 | 3.8161 | 3.8161 | 3.8161 | 3.8161 | 3.8161 | 3.8161 | 3.8161 | 3.8161 | 3.8161 | 3.8161 | 3.8161 | 3.8161 | 3.8161 | 3.8161 | 3.8161 | 3.8161 | 3.8161 | 3.8161 | 3.8161 | 3.8161 | 3.8161 | 3.8161 | 3.8161
|  | FND30 | Fens reservoir 75 MCMD high yield | Land (Non depreciating) |  |  | Fixed | [6 empty] | 9.9235 | 9.9235 | 9.9235 | 9.9235 | 0 | 0 | 0 | 0 | 0 | 0 | 0 | 0 | 0 | 0 | 0 | 0 | 0 | 0 | 0 | 0 | 0 | 0 | 0 | 0 | 0 | 0 | 0 | 0 | 0 | 0 | 0 | 0 | 0 | 0 | 0 | 0 | 0 | 0 | 0 | 0 | 0 | 0 | 0 | 0 | 0 | 0 | 0 | 0 | 0 | 0 | 0 | 0 | 0 | 0 | 0 | 0 | 0 | 0 | 0 | 0 | 0 | 0 | 0 | 0 | 0 | 0 | 0 | 0 | 0 | 0 | 0 | 0 | 0 | 0 | 0 | 0 | 0 | 0 | 0 | 0
|  | FND30 | Fens reservoir 75 MCMD high yield | Planning and Development (Non depreciating) |  |  | Fixed | [6 empty] | 71.3136 | 71.3136 | 71.3136 | 71.3136 | 0 | 0 | 0 | 0 | 0 | 0 | 0 | 0 | 0 | 0 | 0 | 0 | 0 | 0 | 0 | 0 | 0 | 0 | 0 | 0 | 0 | 0 | 0 | 0 | 0 | 0 | 0 | 0 | 0 | 0 | 0 | 0 | 0 | 0 | 0 | 0 | 0 | 0 | 0 | 0 | 0 | 0 | 0 | 0 | 0 | 0 | 0 | 0 | 0 | 0 | 0 | 0 | 0 | 0 | 0 | 0 | 0 | 0 | 0 | 0 | 0 | 0 | 0 | 0 | 0 | 0 | 0 | 0 | 0 | 0 | 0 | 0 | 0 | 0 | 0 | 0
|  | FND30 | Fens reservoir 75 MCMD high yield | Other Non-Depreciating Assets (Non depreciating) |  |  | Fixed | [6 empty] | 0 | 0 | 0 | 0 | 0.21364 | 0.21364 | 0.64093 | 1.2819 | 1.2819 | 0.64093 | 0 | 0 | 0 | 0 | 0 | 0 | 0 | 0 | 0 | 0 | 0 | 0 | 0 | 0 | 0 | 0 | 0 | 0 | 0 | 0 | 0 | 0 | 0 | 0 | 0 | 0 | 0 | 0 | 0 | 0 | 0 | 0 | 0 | 0 | 0 | 0 | 0 | 0 | 0 | 0 | 0 | 0 | 0 | 0 | 0 | 0 | 0 | 0 | 0 | 0 | 0 | 0 | 0 | 0 | 0 | 0 | 0 | 0 | 0 | 0 | 0 | 0 | 0 | 0 | 0 | 0 | 0 | 0 | 0 | 0
|  | FND30 | Fens reservoir 75 MCMD high yield | Process-Related Carbon Media Including GAC (4) |  | 4 | Fixed | [6 empty] | 0 | 0 | 0 | 0 | 0 | 0 | 0 | 0 | 0 | 0 | 0 | 0 | 0 | 0 | 0 | 0 | 0 | 0 | 0 | 0 | 0 | 0 | 0 | 0 | 0 | 0 | 0 | 0 | 0 | 0 | 0 | 0 | 0 | 0 | 0 | 0 | 0 | 0 | 0 | 0 | 0 | 0 | 0 | 0 | 0 | 0 | 0 | 0 | 0 | 0 | 0 | 0 | 0 | 0 | 0 | 0 | 0 | 0 | 0 | 0 | 0 | 0 | 0 | 0 | 0 | 0 | 0 | 0 | 0 | 0 | 0 | 0 | 0 | 0 | 0 | 0 | 0 | 0 | 0 | 0
|  | FND30 | Fens reservoir 75 MCMD high yield | Vehicles (4) |  | 4 | Fixed | [6 empty] | 0 | 0 | 0 | 0 | 0 | 0 | 0 | 0 | 0 | 0 | 0 | 0 | 0 | 0 | 0 | 0 | 0 | 0 | 0 | 0 | 0 | 0 | 0 | 0 | 0 | 0 | 0 | 0 | 0 | 0 | 0 | 0 | 0 | 0 | 0 | 0 | 0 | 0 | 0 | 0 | 0 | 0 | 0 | 0 | 0 | 0 | 0 | 0 | 0 | 0 | 0 | 0 | 0 | 0 | 0 | 0 | 0 | 0 | 0 | 0 | 0 | 0 | 0 | 0 | 0 | 0 | 0 | 0 | 0 | 0 | 0 | 0 | 0 | 0 | 0 | 0 | 0 | 0 | 0 | 0
|  | FND30 | Fens reservoir 75 MCMD high yield | Computers and Data Logging (4) |  | 4 | Fixed | [6 empty] | 0 | 0 | 0 | 0 | 0 | 0 | 0 | 0 | 0 | 0 | 0 | 0 | 0 | 0 | 0 | 0 | 0 | 0 | 0 | 0 | 0 | 0 | 0 | 0 | 0 | 0 | 0 | 0 | 0 | 0 | 0 | 0 | 0 | 0 | 0 | 0 | 0 | 0 | 0 | 0 | 0 | 0 | 0 | 0 | 0 | 0 | 0 | 0 | 0 | 0 | 0 | 0 | 0 | 0 | 0 | 0 | 0 | 0 | 0 | 0 | 0 | 0 | 0 | 0 | 0 | 0 | 0 | 0 | 0 | 0 | 0 | 0 | 0 | 0 | 0 | 0 | 0 | 0 | 0 | 0
|  | FND30 | Fens reservoir 75 MCMD high yield | Fencing (10) |  | 10 | Fixed | [6 empty] | 0 | 0 | 0 | 0 | 0.02269 | 0.02269 | 0.068071 | 0.13614 | 0.13614 | 0.068071 | 0 | 0 | 0 | 0 | 0 | 0 | 0 | 0 | 0 | 0.45381 | 0 | 0 | 0 | 0 | 0 | 0 | 0 | 0 | 0 | 0.45381 | 0 | 0 | 0 | 0 | 0 | 0 | 0 | 0 | 0 | 0.45381 | 0 | 0 | 0 | 0 | 0 | 0 | 0 | 0 | 0 | 0.45381 | 0 | 0 | 0 | 0 | 0 | 0 | 0 | 0 | 0 | 0.45381 | 0 | 0 | 0 | 0 | 0 | 0 | 0 | 0 | 0 | 0.45381 | 0 | 0 | 0 | 0 | 0 | 0 | 0 | 0 | 0 | 0.45381
|  | FND30 | Fens reservoir 75 MCMD high yield | Domestic Meters (10) |  | 10 | Fixed | [6 empty] | 0 | 0 | 0 | 0 | 0 | 0 | 0 | 0 | 0 | 0 | 0 | 0 | 0 | 0 | 0 | 0 | 0 | 0 | 0 | 0 | 0 | 0 | 0 | 0 | 0 | 0 | 0 | 0 | 0 | 0 | 0 | 0 | 0 | 0 | 0 | 0 | 0 | 0 | 0 | 0 | 0 | 0 | 0 | 0 | 0 | 0 | 0 | 0 | 0 | 0 | 0 | 0 | 0 | 0 | 0 | 0 | 0 | 0 | 0 | 0 | 0 | 0 | 0 | 0 | 0 | 0 | 0 | 0 | 0 | 0 | 0 | 0 | 0 | 0 | 0 | 0 | 0 | 0 | 0 | 0
|  | FND30 | Fens reservoir 75 MCMD high yield | Building Services (10) |  | 10 | Fixed | [6 empty] | 0 | 0 | 0 | 0 | 0 | 0 | 0 | 0 | 0 | 0 | 0 | 0 | 0 | 0 | 0 | 0 | 0 | 0 | 0 | 0 | 0 | 0 | 0 | 0 | 0 | 0 | 0 | 0 | 0 | 0 | 0 | 0 | 0 | 0 | 0 | 0 | 0 | 0 | 0 | 0 | 0 | 0 | 0 | 0 | 0 | 0 | 0 | 0 | 0 | 0 | 0 | 0 | 0 | 0 | 0 | 0 | 0 | 0 | 0 | 0 | 0 | 0 | 0 | 0 | 0 | 0 | 0 | 0 | 0 | 0 | 0 | 0 | 0 | 0 | 0 | 0 | 0 | 0 | 0 | 0
|  | FND30 | Fens reservoir 75 MCMD high yield | Membranes (10) |  | 10 | Fixed | [6 empty] | 0 | 0 | 0 | 0 | 0 | 0 | 0 | 0 | 0 | 0 | 0 | 0 | 0 | 0 | 0 | 0 | 0 | 0 | 0 | 0 | 0 | 0 | 0 | 0 | 0 | 0 | 0 | 0 | 0 | 0 | 0 | 0 | 0 | 0 | 0 | 0 | 0 | 0 | 0 | 0 | 0 | 0 | 0 | 0 | 0 | 0 | 0 | 0 | 0 | 0 | 0 | 0 | 0 | 0 | 0 | 0 | 0 | 0 | 0 | 0 | 0 | 0 | 0 | 0 | 0 | 0 | 0 | 0 | 0 | 0 | 0 | 0 | 0 | 0 | 0 | 0 | 0 | 0 | 0 | 0
|  | FND30 | Fens reservoir 75 MCMD high yield | ICA (Instrumentation, Control & Automation) (10) |  | 10 | Fixed | [6 empty] | 0 | 0 | 0 | 0 | 0.13375 | 0.13375 | 0.40125 | 0.80249 | 0.80249 | 0.40125 | 0 | 0 | 0 | 0 | 0 | 0 | 0 | 0 | 0 | 2.675 | 0 | 0 | 0 | 0 | 0 | 0 | 0 | 0 | 0 | 2.675 | 0 | 0 | 0 | 0 | 0 | 0 | 0 | 0 | 0 | 2.675 | 0 | 0 | 0 | 0 | 0 | 0 | 0 | 0 | 0 | 2.675 | 0 | 0 | 0 | 0 | 0 | 0 | 0 | 0 | 0 | 2.675 | 0 | 0 | 0 | 0 | 0 | 0 | 0 | 0 | 0 | 2.675 | 0 | 0 | 0 | 0 | 0 | 0 | 0 | 0 | 0 | 2.675
|  | FND30 | Fens reservoir 75 MCMD high yield | Plant and Machinery (15) |  | 15 | Fixed | [6 empty] | 0 | 0 | 0 | 0 | 0 | 0 | 0 | 0 | 0 | 0 | 0 | 0 | 0 | 0 | 0 | 0 | 0 | 0 | 0 | 0 | 0 | 0 | 0 | 0 | 0 | 0 | 0 | 0 | 0 | 0 | 0 | 0 | 0 | 0 | 0 | 0 | 0 | 0 | 0 | 0 | 0 | 0 | 0 | 0 | 0 | 0 | 0 | 0 | 0 | 0 | 0 | 0 | 0 | 0 | 0 | 0 | 0 | 0 | 0 | 0 | 0 | 0 | 0 | 0 | 0 | 0 | 0 | 0 | 0 | 0 | 0 | 0 | 0 | 0 | 0 | 0 | 0 | 0 | 0 | 0
|  | FND30 | Fens reservoir 75 MCMD high yield | M&E (Mechanical and Electrical) Works on Pumping Stations and Treatment Works (20) |  | 20 | Fixed | [6 empty] | 0 | 0 | 0 | 0 | 3.4077 | 3.4077 | 10.2231 | 20.4463 | 20.4463 | 10.2231 | 0 | 0 | 0 | 0 | 0 | 0 | 0 | 0 | 0 | 0 | 0 | 0 | 0 | 0 | 0 | 0 | 0 | 0 | 0 | 68.1543 | 0 | 0 | 0 | 0 | 0 | 0 | 0 | 0 | 0 | 0 | 0 | 0 | 0 | 0 | 0 | 0 | 0 | 0 | 0 | 68.1543 | 0 | 0 | 0 | 0 | 0 | 0 | 0 | 0 | 0 | 0 | 0 | 0 | 0 | 0 | 0 | 0 | 0 | 0 | 0 | 68.1543 | 0 | 0 | 0 | 0 | 0 | 0 | 0 | 0 | 0 | 0
|  | FND30 | Fens reservoir 75 MCMD high yield | Raw Water and District Meters (20) |  | 20 | Fixed | [6 empty] | 0 | 0 | 0 | 0 | 0 | 0 | 0 | 0 | 0 | 0 | 0 | 0 | 0 | 0 | 0 | 0 | 0 | 0 | 0 | 0 | 0 | 0 | 0 | 0 | 0 | 0 | 0 | 0 | 0 | 0 | 0 | 0 | 0 | 0 | 0 | 0 | 0 | 0 | 0 | 0 | 0 | 0 | 0 | 0 | 0 | 0 | 0 | 0 | 0 | 0 | 0 | 0 | 0 | 0 | 0 | 0 | 0 | 0 | 0 | 0 | 0 | 0 | 0 | 0 | 0 | 0 | 0 | 0 | 0 | 0 | 0 | 0 | 0 | 0 | 0 | 0 | 0 | 0 | 0 | 0
|  | FND30 | Fens reservoir 75 MCMD high yield | Power Supply (25) |  | 25 | Fixed | [6 empty] | 0 | 0 | 0 | 0 | 2.7794 | 2.7794 | 8.3382 | 16.6764 | 16.6764 | 8.3382 | 0 | 0 | 0 | 0 | 0 | 0 | 0 | 0 | 0 | 0 | 0 | 0 | 0 | 0 | 0 | 0 | 0 | 0 | 0 | 0 | 0 | 0 | 0 | 0 | 55.5881 | 0 | 0 | 0 | 0 | 0 | 0 | 0 | 0 | 0 | 0 | 0 | 0 | 0 | 0 | 0 | 0 | 0 | 0 | 0 | 0 | 0 | 0 | 0 | 0 | 55.5881 | 0 | 0 | 0 | 0 | 0 | 0 | 0 | 0 | 0 | 0 | 0 | 0 | 0 | 0 | 0 | 0 | 0 | 0 | 0 | 0
|  | FND30 | Fens reservoir 75 MCMD high yield | Steel/Timber/GRP Structures (30) |  | 30 | Fixed | [6 empty] | 0 | 0 | 0 | 0 | 0 | 0 | 0 | 0 | 0 | 0 | 0 | 0 | 0 | 0 | 0 | 0 | 0 | 0 | 0 | 0 | 0 | 0 | 0 | 0 | 0 | 0 | 0 | 0 | 0 | 0 | 0 | 0 | 0 | 0 | 0 | 0 | 0 | 0 | 0 | 0 | 0 | 0 | 0 | 0 | 0 | 0 | 0 | 0 | 0 | 0 | 0 | 0 | 0 | 0 | 0 | 0 | 0 | 0 | 0 | 0 | 0 | 0 | 0 | 0 | 0 | 0 | 0 | 0 | 0 | 0 | 0 | 0 | 0 | 0 | 0 | 0 | 0 | 0 | 0 | 0
|  | FND30 | Fens reservoir 75 MCMD high yield | Landscaping/Environmental Works (30) |  | 30 | Fixed | [6 empty] | 0 | 0 | 0 | 0 | 1.0293 | 1.0293 | 3.0879 | 6.1758 | 6.1758 | 3.0879 | 0 | 0 | 0 | 0 | 0 | 0 | 0 | 0 | 0 | 0 | 0 | 0 | 0 | 0 | 0 | 0 | 0 | 0 | 0 | 0 | 0 | 0 | 0 | 0 | 0 | 0 | 0 | 0 | 0 | 20.5861 | 0 | 0 | 0 | 0 | 0 | 0 | 0 | 0 | 0 | 0 | 0 | 0 | 0 | 0 | 0 | 0 | 0 | 0 | 0 | 0 | 0 | 0 | 0 | 0 | 0 | 0 | 0 | 0 | 0 | 20.5861 | 0 | 0 | 0 | 0 | 0 | 0 | 0 | 0 | 0 | 0
|  | FND30 | Fens reservoir 75 MCMD high yield | Borehole Screening and Casing (30) |  | 30 | Fixed | [6 empty] | 0 | 0 | 0 | 0 | 0 | 0 | 0 | 0 | 0 | 0 | 0 | 0 | 0 | 0 | 0 | 0 | 0 | 0 | 0 | 0 | 0 | 0 | 0 | 0 | 0 | 0 | 0 | 0 | 0 | 0 | 0 | 0 | 0 | 0 | 0 | 0 | 0 | 0 | 0 | 0 | 0 | 0 | 0 | 0 | 0 | 0 | 0 | 0 | 0 | 0 | 0 | 0 | 0 | 0 | 0 | 0 | 0 | 0 | 0 | 0 | 0 | 0 | 0 | 0 | 0 | 0 | 0 | 0 | 0 | 0 | 0 | 0 | 0 | 0 | 0 | 0 | 0 | 0 | 0 | 0
|  | FND30 | Fens reservoir 75 MCMD high yield | Bridges (40) |  | 40 | Fixed | [6 empty] | 0 | 0 | 0 | 0 | 0.19601 | 0.19601 | 0.58802 | 1.176 | 1.176 | 0.58802 | 0 | 0 | 0 | 0 | 0 | 0 | 0 | 0 | 0 | 0 | 0 | 0 | 0 | 0 | 0 | 0 | 0 | 0 | 0 | 0 | 0 | 0 | 0 | 0 | 0 | 0 | 0 | 0 | 0 | 0 | 0 | 0 | 0 | 0 | 0 | 0 | 0 | 0 | 0 | 3.9202 | 0 | 0 | 0 | 0 | 0 | 0 | 0 | 0 | 0 | 0 | 0 | 0 | 0 | 0 | 0 | 0 | 0 | 0 | 0 | 0 | 0 | 0 | 0 | 0 | 0 | 0 | 0 | 0 | 0 | 0
|  | FND30 | Fens reservoir 75 MCMD high yield | Brick/Concrete Office Structures (50) |  | 50 | Fixed | [6 empty] | 0 | 0 | 0 | 0 | 1.7331 | 1.7331 | 5.1992 | 10.3985 | 10.3985 | 5.1992 | 0 | 0 | 0 | 0 | 0 | 0 | 0 | 0 | 0 | 0 | 0 | 0 | 0 | 0 | 0 | 0 | 0 | 0 | 0 | 0 | 0 | 0 | 0 | 0 | 0 | 0 | 0 | 0 | 0 | 0 | 0 | 0 | 0 | 0 | 0 | 0 | 0 | 0 | 0 | 0 | 0 | 0 | 0 | 0 | 0 | 0 | 0 | 0 | 0 | 34.6615 | 0 | 0 | 0 | 0 | 0 | 0 | 0 | 0 | 0 | 0 | 0 | 0 | 0 | 0 | 0 | 0 | 0 | 0 | 0 | 0
|  | FND30 | Fens reservoir 75 MCMD high yield | Treatment and Pumping Station Civils (incl. Intakes) (60) |  | 60 | Fixed | [6 empty] | 0 | 0 | 0 | 0 | 0 | 0 | 0 | 0 | 0 | 0 | 0 | 0 | 0 | 0 | 0 | 0 | 0 | 0 | 0 | 0 | 0 | 0 | 0 | 0 | 0 | 0 | 0 | 0 | 0 | 0 | 0 | 0 | 0 | 0 | 0 | 0 | 0 | 0 | 0 | 0 | 0 | 0 | 0 | 0 | 0 | 0 | 0 | 0 | 0 | 0 | 0 | 0 | 0 | 0 | 0 | 0 | 0 | 0 | 0 | 0 | 0 | 0 | 0 | 0 | 0 | 0 | 0 | 0 | 0 | 0 | 0 | 0 | 0 | 0 | 0 | 0 | 0 | 0 | 0 | 0
|  | FND30 | Fens reservoir 75 MCMD high yield | Roads and Car Parks (60) |  | 60 | Fixed | [6 empty] | 0 | 0 | 0 | 0 | 2.8304 | 2.8304 | 8.4911 | 16.9822 | 16.9822 | 8.4911 | 0 | 0 | 0 | 0 | 0 | 0 | 0 | 0 | 0 | 0 | 0 | 0 | 0 | 0 | 0 | 0 | 0 | 0 | 0 | 0 | 0 | 0 | 0 | 0 | 0 | 0 | 0 | 0 | 0 | 0 | 0 | 0 | 0 | 0 | 0 | 0 | 0 | 0 | 0 | 0 | 0 | 0 | 0 | 0 | 0 | 0 | 0 | 0 | 0 | 0 | 0 | 0 | 0 | 0 | 0 | 0 | 0 | 0 | 0 | 56.6073 | 0 | 0 | 0 | 0 | 0 | 0 | 0 | 0 | 0 | 0
|  | FND30 | Fens reservoir 75 MCMD high yield | Water Towers (60) |  | 60 | Fixed | [6 empty] | 0 | 0 | 0 | 0 | 0.13025 | 0.13025 | 0.39074 | 0.78147 | 0.78147 | 0.39074 | 0 | 0 | 0 | 0 | 0 | 0 | 0 | 0 | 0 | 0 | 0 | 0 | 0 | 0 | 0 | 0 | 0 | 0 | 0 | 0 | 0 | 0 | 0 | 0 | 0 | 0 | 0 | 0 | 0 | 0 | 0 | 0 | 0 | 0 | 0 | 0 | 0 | 0 | 0 | 0 | 0 | 0 | 0 | 0 | 0 | 0 | 0 | 0 | 0 | 0 | 0 | 0 | 0 | 0 | 0 | 0 | 0 | 0 | 0 | 2.6049 | 0 | 0 | 0 | 0 | 0 | 0 | 0 | 0 | 0 | 0
|  | FND30 | Fens reservoir 75 MCMD high yield | Borehole Installation (60) |  | 60 | Fixed | [6 empty] | 0 | 0 | 0 | 0 | 0 | 0 | 0 | 0 | 0 | 0 | 0 | 0 | 0 | 0 | 0 | 0 | 0 | 0 | 0 | 0 | 0 | 0 | 0 | 0 | 0 | 0 | 0 | 0 | 0 | 0 | 0 | 0 | 0 | 0 | 0 | 0 | 0 | 0 | 0 | 0 | 0 | 0 | 0 | 0 | 0 | 0 | 0 | 0 | 0 | 0 | 0 | 0 | 0 | 0 | 0 | 0 | 0 | 0 | 0 | 0 | 0 | 0 | 0 | 0 | 0 | 0 | 0 | 0 | 0 | 0 | 0 | 0 | 0 | 0 | 0 | 0 | 0 | 0 | 0 | 0
|  | FND30 | Fens reservoir 75 MCMD high yield | Headworks/Valves (60) |  | 60 | Fixed | [6 empty] | 0 | 0 | 0 | 0 | 0 | 0 | 0 | 0 | 0 | 0 | 0 | 0 | 0 | 0 | 0 | 0 | 0 | 0 | 0 | 0 | 0 | 0 | 0 | 0 | 0 | 0 | 0 | 0 | 0 | 0 | 0 | 0 | 0 | 0 | 0 | 0 | 0 | 0 | 0 | 0 | 0 | 0 | 0 | 0 | 0 | 0 | 0 | 0 | 0 | 0 | 0 | 0 | 0 | 0 | 0 | 0 | 0 | 0 | 0 | 0 | 0 | 0 | 0 | 0 | 0 | 0 | 0 | 0 | 0 | 0 | 0 | 0 | 0 | 0 | 0 | 0 | 0 | 0 | 0 | 0
|  | FND30 | Fens reservoir 75 MCMD high yield | Underwater Assets (60) |  | 60 | Fixed | [6 empty] | 0 | 0 | 0 | 0 | 0 | 0 | 0 | 0 | 0 | 0 | 0 | 0 | 0 | 0 | 0 | 0 | 0 | 0 | 0 | 0 | 0 | 0 | 0 | 0 | 0 | 0 | 0 | 0 | 0 | 0 | 0 | 0 | 0 | 0 | 0 | 0 | 0 | 0 | 0 | 0 | 0 | 0 | 0 | 0 | 0 | 0 | 0 | 0 | 0 | 0 | 0 | 0 | 0 | 0 | 0 | 0 | 0 | 0 | 0 | 0 | 0 | 0 | 0 | 0 | 0 | 0 | 0 | 0 | 0 | 0 | 0 | 0 | 0 | 0 | 0 | 0 | 0 | 0 | 0 | 0
|  | FND30 | Fens reservoir 75 MCMD high yield | Reinforced Concrete Tanks / Service Reservoirs (80) |  | 80 | Fixed | [6 empty] | 0 | 0 | 0 | 0 | 2.5613 | 2.5613 | 7.6838 | 15.3676 | 15.3676 | 7.6838 | 0 | 0 | 0 | 0 | 0 | 0 | 0 | 0 | 0 | 0 | 0 | 0 | 0 | 0 | 0 | 0 | 0 | 0 | 0 | 0 | 0 | 0 | 0 | 0 | 0 | 0 | 0 | 0 | 0 | 0 | 0 | 0 | 0 | 0 | 0 | 0 | 0 | 0 | 0 | 0 | 0 | 0 | 0 | 0 | 0 | 0 | 0 | 0 | 0 | 0 | 0 | 0 | 0 | 0 | 0 | 0 | 0 | 0 | 0 | 0 | 0 | 0 | 0 | 0 | 0 | 0 | 0 | 0 | 0 | 0
|  | FND30 | Fens reservoir 75 MCMD high yield | Weirs (100) |  | 100 | Fixed | [6 empty] | 0 | 0 | 0 | 0 | 0 | 0 | 0 | 0 | 0 | 0 | 0 | 0 | 0 | 0 | 0 | 0 | 0 | 0 | 0 | 0 | 0 | 0 | 0 | 0 | 0 | 0 | 0 | 0 | 0 | 0 | 0 | 0 | 0 | 0 | 0 | 0 | 0 | 0 | 0 | 0 | 0 | 0 | 0 | 0 | 0 | 0 | 0 | 0 | 0 | 0 | 0 | 0 | 0 | 0 | 0 | 0 | 0 | 0 | 0 | 0 | 0 | 0 | 0 | 0 | 0 | 0 | 0 | 0 | 0 | 0 | 0 | 0 | 0 | 0 | 0 | 0 | 0 | 0 | 0 | 0
|  | FND30 | Fens reservoir 75 MCMD high yield | Pipelines (100) |  | 100 | Fixed | [6 empty] | 0 | 0 | 0 | 0 | 10.5571 | 10.5571 | 31.6713 | 63.3426 | 63.3426 | 31.6713 | 0 | 0 | 0 | 0 | 0 | 0 | 0 | 0 | 0 | 0 | 0 | 0 | 0 | 0 | 0 | 0 | 0 | 0 | 0 | 0 | 0 | 0 | 0 | 0 | 0 | 0 | 0 | 0 | 0 | 0 | 0 | 0 | 0 | 0 | 0 | 0 | 0 | 0 | 0 | 0 | 0 | 0 | 0 | 0 | 0 | 0 | 0 | 0 | 0 | 0 | 0 | 0 | 0 | 0 | 0 | 0 | 0 | 0 | 0 | 0 | 0 | 0 | 0 | 0 | 0 | 0 | 0 | 0 | 0 | 0
|  | FND30 | Fens reservoir 75 MCMD high yield | Tunnels (100) |  | 100 | Fixed | [6 empty] | 0 | 0 | 0 | 0 | 0.17641 | 0.17641 | 0.52923 | 1.0585 | 1.0585 | 0.52923 | 0 | 0 | 0 | 0 | 0 | 0 | 0 | 0 | 0 | 0 | 0 | 0 | 0 | 0 | 0 | 0 | 0 | 0 | 0 | 0 | 0 | 0 | 0 | 0 | 0 | 0 | 0 | 0 | 0 | 0 | 0 | 0 | 0 | 0 | 0 | 0 | 0 | 0 | 0 | 0 | 0 | 0 | 0 | 0 | 0 | 0 | 0 | 0 | 0 | 0 | 0 | 0 | 0 | 0 | 0 | 0 | 0 | 0 | 0 | 0 | 0 | 0 | 0 | 0 | 0 | 0 | 0 | 0 | 0 | 0
|  | FND30 | Fens reservoir 75 MCMD high yield | Aqueducts (100) |  | 100 | Fixed | [6 empty] | 0 | 0 | 0 | 0 | 0 | 0 | 0 | 0 | 0 | 0 | 0 | 0 | 0 | 0 | 0 | 0 | 0 | 0 | 0 | 0 | 0 | 0 | 0 | 0 | 0 | 0 | 0 | 0 | 0 | 0 | 0 | 0 | 0 | 0 | 0 | 0 | 0 | 0 | 0 | 0 | 0 | 0 | 0 | 0 | 0 | 0 | 0 | 0 | 0 | 0 | 0 | 0 | 0 | 0 | 0 | 0 | 0 | 0 | 0 | 0 | 0 | 0 | 0 | 0 | 0 | 0 | 0 | 0 | 0 | 0 | 0 | 0 | 0 | 0 | 0 | 0 | 0 | 0 | 0 | 0
|  | FND30 | Fens reservoir 75 MCMD high yield | Embankment Works (250) |  | 250 | Fixed | [6 empty] | 0 | 0 | 0 | 0 | 8.4202 | 8.4202 | 25.2606 | 50.5212 | 50.5212 | 25.2606 | 0 | 0 | 0 | 0 | 0 | 0 | 0 | 0 | 0 | 0 | 0 | 0 | 0 | 0 | 0 | 0 | 0 | 0 | 0 | 0 | 0 | 0 | 0 | 0 | 0 | 0 | 0 | 0 | 0 | 0 | 0 | 0 | 0 | 0 | 0 | 0 | 0 | 0 | 0 | 0 | 0 | 0 | 0 | 0 | 0 | 0 | 0 | 0 | 0 | 0 | 0 | 0 | 0 | 0 | 0 | 0 | 0 | 0 | 0 | 0 | 0 | 0 | 0 | 0 | 0 | 0 | 0 | 0 | 0 | 0
|  | FND30 | Fens reservoir 75 MCMD high yield | Costed Risk |  |  | Fixed | [6 empty] | 0 | 0 | 0 | 0 | 6.8312 | 6.8312 | 20.4937 | 40.9874 | 40.9874 | 20.4937 | 0 | 0 | 0 | 0 | 0 | 0 | 0 | 0 | 0 | 0 | 0 | 0 | 0 | 0 | 0 | 0 | 0 | 0 | 0 | 0 | 0 | 0 | 0 | 0 | 0 | 0 | 0 | 0 | 0 | 0 | 0 | 0 | 0 | 0 | 0 | 0 | 0 | 0 | 0 | 0 | 0 | 0 | 0 | 0 | 0 | 0 | 0 | 0 | 0 | 0 | 0 | 0 | 0 | 0 | 0 | 0 | 0 | 0 | 0 | 0 | 0 | 0 | 0 | 0 | 0 | 0 | 0 | 0 | 0 | 0
|  | FND31 | Fens reservoir 100 MCMD high yield | Opex | Cost |  | Fixed | [6 empty] | 0 | 0 | 0 | 0 | 0 | 0 | 0 | 0 | 0 | 0 | 0.2129 | 0.2129 | 0.2129 | 0.2129 | 0.2129 | 0.2129 | 0.2129 | 0.2129 | 0.2129 | 0.2129 | 0.2129 | 0.2129 | 0.2129 | 0.2129 | 0.2129 | 0.2129 | 0.2129 | 0.2129 | 0.2129 | 0.2129 | 0.2129 | 0.2129 | 0.2129 | 0.2129 | 0.2129 | 0.2129 | 0.2129 | 0.2129 | 0.2129 | 0.2129 | 0.2129 | 0.2129 | 0.2129 | 0.2129 | 0.2129 | 0.2129 | 0.2129 | 0.2129 | 0.2129 | 0.2129 | 0.2129 | 0.2129 | 0.2129 | 0.2129 | 0.2129 | 0.2129 | 0.2129 | 0.2129 | 0.2129 | 0.2129 | 0.2129 | 0.2129 | 0.2129 | 0.2129 | 0.2129 | 0.2129 | 0.2129 | 0.2129 | 0.2129 | 0.2129 | 0.2129 | 0.2129 | 0.2129 | 0.2129 | 0.2129 | 0.2129 | 0.2129 | 0.2129 | 0.2129 | 0.2129
|  | FND31 | Fens reservoir 100 MCMD high yield | Opex | Cost |  | Variable | [6 empty] | 0 | 0 | 0 | 0 | 0 | 0 | 0 | 0 | 0 | 0 | 4.4966 | 4.4966 | 4.4966 | 4.4966 | 4.4966 | 4.4966 | 4.4966 | 4.4966 | 4.4966 | 4.4966 | 4.4966 | 4.4966 | 4.4966 | 4.4966 | 4.4966 | 4.4966 | 4.4966 | 4.4966 | 4.4966 | 4.4966 | 4.4966 | 4.4966 | 4.4966 | 4.4966 | 4.4966 | 4.4966 | 4.4966 | 4.4966 | 4.4966 | 4.4966 | 4.4966 | 4.4966 | 4.4966 | 4.4966 | 4.4966 | 4.4966 | 4.4966 | 4.4966 | 4.4966 | 4.4966 | 4.4966 | 4.4966 | 4.4966 | 4.4966 | 4.4966 | 4.4966 | 4.4966 | 4.4966 | 4.4966 | 4.4966 | 4.4966 | 4.4966 | 4.4966 | 4.4966 | 4.4966 | 4.4966 | 4.4966 | 4.4966 | 4.4966 | 4.4966 | 4.4966 | 4.4966 | 4.4966 | 4.4966 | 4.4966 | 4.4966 | 4.4966 | 4.4966 | 4.4966 | 4.4966
|  | FND31 | Fens reservoir 100 MCMD high yield | Land (Non depreciating) |  |  | Fixed | [6 empty] | 10.9327 | 10.9327 | 10.9327 | 10.9327 | 0 | 0 | 0 | 0 | 0 | 0 | 0 | 0 | 0 | 0 | 0 | 0 | 0 | 0 | 0 | 0 | 0 | 0 | 0 | 0 | 0 | 0 | 0 | 0 | 0 | 0 | 0 | 0 | 0 | 0 | 0 | 0 | 0 | 0 | 0 | 0 | 0 | 0 | 0 | 0 | 0 | 0 | 0 | 0 | 0 | 0 | 0 | 0 | 0 | 0 | 0 | 0 | 0 | 0 | 0 | 0 | 0 | 0 | 0 | 0 | 0 | 0 | 0 | 0 | 0 | 0 | 0 | 0 | 0 | 0 | 0 | 0 | 0 | 0 | 0 | 0
|  | FND31 | Fens reservoir 100 MCMD high yield | Planning and Development (Non depreciating) |  |  | Fixed | [6 empty] | 88.3909 | 88.3909 | 88.3909 | 88.3909 | 0 | 0 | 0 | 0 | 0 | 0 | 0 | 0 | 0 | 0 | 0 | 0 | 0 | 0 | 0 | 0 | 0 | 0 | 0 | 0 | 0 | 0 | 0 | 0 | 0 | 0 | 0 | 0 | 0 | 0 | 0 | 0 | 0 | 0 | 0 | 0 | 0 | 0 | 0 | 0 | 0 | 0 | 0 | 0 | 0 | 0 | 0 | 0 | 0 | 0 | 0 | 0 | 0 | 0 | 0 | 0 | 0 | 0 | 0 | 0 | 0 | 0 | 0 | 0 | 0 | 0 | 0 | 0 | 0 | 0 | 0 | 0 | 0 | 0 | 0 | 0
|  | FND31 | Fens reservoir 100 MCMD high yield | Other Non-Depreciating Assets (Non depreciating) |  |  | Fixed | [6 empty] | 0 | 0 | 0 | 0 | 0.26481 | 0.26481 | 0.79442 | 1.5888 | 1.5888 | 0.79442 | 0 | 0 | 0 | 0 | 0 | 0 | 0 | 0 | 0 | 0 | 0 | 0 | 0 | 0 | 0 | 0 | 0 | 0 | 0 | 0 | 0 | 0 | 0 | 0 | 0 | 0 | 0 | 0 | 0 | 0 | 0 | 0 | 0 | 0 | 0 | 0 | 0 | 0 | 0 | 0 | 0 | 0 | 0 | 0 | 0 | 0 | 0 | 0 | 0 | 0 | 0 | 0 | 0 | 0 | 0 | 0 | 0 | 0 | 0 | 0 | 0 | 0 | 0 | 0 | 0 | 0 | 0 | 0 | 0 | 0
|  | FND31 | Fens reservoir 100 MCMD high yield | Process-Related Carbon Media Including GAC (4) |  | 4 | Fixed | [6 empty] | 0 | 0 | 0 | 0 | 0 | 0 | 0 | 0 | 0 | 0 | 0 | 0 | 0 | 0 | 0 | 0 | 0 | 0 | 0 | 0 | 0 | 0 | 0 | 0 | 0 | 0 | 0 | 0 | 0 | 0 | 0 | 0 | 0 | 0 | 0 | 0 | 0 | 0 | 0 | 0 | 0 | 0 | 0 | 0 | 0 | 0 | 0 | 0 | 0 | 0 | 0 | 0 | 0 | 0 | 0 | 0 | 0 | 0 | 0 | 0 | 0 | 0 | 0 | 0 | 0 | 0 | 0 | 0 | 0 | 0 | 0 | 0 | 0 | 0 | 0 | 0 | 0 | 0 | 0 | 0
|  | FND31 | Fens reservoir 100 MCMD high yield | Vehicles (4) |  | 4 | Fixed | [6 empty] | 0 | 0 | 0 | 0 | 0 | 0 | 0 | 0 | 0 | 0 | 0 | 0 | 0 | 0 | 0 | 0 | 0 | 0 | 0 | 0 | 0 | 0 | 0 | 0 | 0 | 0 | 0 | 0 | 0 | 0 | 0 | 0 | 0 | 0 | 0 | 0 | 0 | 0 | 0 | 0 | 0 | 0 | 0 | 0 | 0 | 0 | 0 | 0 | 0 | 0 | 0 | 0 | 0 | 0 | 0 | 0 | 0 | 0 | 0 | 0 | 0 | 0 | 0 | 0 | 0 | 0 | 0 | 0 | 0 | 0 | 0 | 0 | 0 | 0 | 0 | 0 | 0 | 0 | 0 | 0
|  | FND31 | Fens reservoir 100 MCMD high yield | Computers and Data Logging (4) |  | 4 | Fixed | [6 empty] | 0 | 0 | 0 | 0 | 0 | 0 | 0 | 0 | 0 | 0 | 0 | 0 | 0 | 0 | 0 | 0 | 0 | 0 | 0 | 0 | 0 | 0 | 0 | 0 | 0 | 0 | 0 | 0 | 0 | 0 | 0 | 0 | 0 | 0 | 0 | 0 | 0 | 0 | 0 | 0 | 0 | 0 | 0 | 0 | 0 | 0 | 0 | 0 | 0 | 0 | 0 | 0 | 0 | 0 | 0 | 0 | 0 | 0 | 0 | 0 | 0 | 0 | 0 | 0 | 0 | 0 | 0 | 0 | 0 | 0 | 0 | 0 | 0 | 0 | 0 | 0 | 0 | 0 | 0 | 0
|  | FND31 | Fens reservoir 100 MCMD high yield | Fencing (10) |  | 10 | Fixed | [6 empty] | 0 | 0 | 0 | 0 | 0.028124 | 0.028124 | 0.084372 | 0.16874 | 0.16874 | 0.084372 | 0 | 0 | 0 | 0 | 0 | 0 | 0 | 0 | 0 | 0.56248 | 0 | 0 | 0 | 0 | 0 | 0 | 0 | 0 | 0 | 0.56248 | 0 | 0 | 0 | 0 | 0 | 0 | 0 | 0 | 0 | 0.56248 | 0 | 0 | 0 | 0 | 0 | 0 | 0 | 0 | 0 | 0.56248 | 0 | 0 | 0 | 0 | 0 | 0 | 0 | 0 | 0 | 0.56248 | 0 | 0 | 0 | 0 | 0 | 0 | 0 | 0 | 0 | 0.56248 | 0 | 0 | 0 | 0 | 0 | 0 | 0 | 0 | 0 | 0.56248
|  | FND31 | Fens reservoir 100 MCMD high yield | Domestic Meters (10) |  | 10 | Fixed | [6 empty] | 0 | 0 | 0 | 0 | 0 | 0 | 0 | 0 | 0 | 0 | 0 | 0 | 0 | 0 | 0 | 0 | 0 | 0 | 0 | 0 | 0 | 0 | 0 | 0 | 0 | 0 | 0 | 0 | 0 | 0 | 0 | 0 | 0 | 0 | 0 | 0 | 0 | 0 | 0 | 0 | 0 | 0 | 0 | 0 | 0 | 0 | 0 | 0 | 0 | 0 | 0 | 0 | 0 | 0 | 0 | 0 | 0 | 0 | 0 | 0 | 0 | 0 | 0 | 0 | 0 | 0 | 0 | 0 | 0 | 0 | 0 | 0 | 0 | 0 | 0 | 0 | 0 | 0 | 0 | 0
|  | FND31 | Fens reservoir 100 MCMD high yield | Building Services (10) |  | 10 | Fixed | [6 empty] | 0 | 0 | 0 | 0 | 0 | 0 | 0 | 0 | 0 | 0 | 0 | 0 | 0 | 0 | 0 | 0 | 0 | 0 | 0 | 0 | 0 | 0 | 0 | 0 | 0 | 0 | 0 | 0 | 0 | 0 | 0 | 0 | 0 | 0 | 0 | 0 | 0 | 0 | 0 | 0 | 0 | 0 | 0 | 0 | 0 | 0 | 0 | 0 | 0 | 0 | 0 | 0 | 0 | 0 | 0 | 0 | 0 | 0 | 0 | 0 | 0 | 0 | 0 | 0 | 0 | 0 | 0 | 0 | 0 | 0 | 0 | 0 | 0 | 0 | 0 | 0 | 0 | 0 | 0 | 0
|  | FND31 | Fens reservoir 100 MCMD high yield | Membranes (10) |  | 10 | Fixed | [6 empty] | 0 | 0 | 0 | 0 | 0 | 0 | 0 | 0 | 0 | 0 | 0 | 0 | 0 | 0 | 0 | 0 | 0 | 0 | 0 | 0 | 0 | 0 | 0 | 0 | 0 | 0 | 0 | 0 | 0 | 0 | 0 | 0 | 0 | 0 | 0 | 0 | 0 | 0 | 0 | 0 | 0 | 0 | 0 | 0 | 0 | 0 | 0 | 0 | 0 | 0 | 0 | 0 | 0 | 0 | 0 | 0 | 0 | 0 | 0 | 0 | 0 | 0 | 0 | 0 | 0 | 0 | 0 | 0 | 0 | 0 | 0 | 0 | 0 | 0 | 0 | 0 | 0 | 0 | 0 | 0
|  | FND31 | Fens reservoir 100 MCMD high yield | ICA (Instrumentation, Control & Automation) (10) |  | 10 | Fixed | [6 empty] | 0 | 0 | 0 | 0 | 0.16578 | 0.16578 | 0.49733 | 0.99467 | 0.99467 | 0.49733 | 0 | 0 | 0 | 0 | 0 | 0 | 0 | 0 | 0 | 3.3156 | 0 | 0 | 0 | 0 | 0 | 0 | 0 | 0 | 0 | 3.3156 | 0 | 0 | 0 | 0 | 0 | 0 | 0 | 0 | 0 | 3.3156 | 0 | 0 | 0 | 0 | 0 | 0 | 0 | 0 | 0 | 3.3156 | 0 | 0 | 0 | 0 | 0 | 0 | 0 | 0 | 0 | 3.3156 | 0 | 0 | 0 | 0 | 0 | 0 | 0 | 0 | 0 | 3.3156 | 0 | 0 | 0 | 0 | 0 | 0 | 0 | 0 | 0 | 3.3156
|  | FND31 | Fens reservoir 100 MCMD high yield | Plant and Machinery (15) |  | 15 | Fixed | [6 empty] | 0 | 0 | 0 | 0 | 0 | 0 | 0 | 0 | 0 | 0 | 0 | 0 | 0 | 0 | 0 | 0 | 0 | 0 | 0 | 0 | 0 | 0 | 0 | 0 | 0 | 0 | 0 | 0 | 0 | 0 | 0 | 0 | 0 | 0 | 0 | 0 | 0 | 0 | 0 | 0 | 0 | 0 | 0 | 0 | 0 | 0 | 0 | 0 | 0 | 0 | 0 | 0 | 0 | 0 | 0 | 0 | 0 | 0 | 0 | 0 | 0 | 0 | 0 | 0 | 0 | 0 | 0 | 0 | 0 | 0 | 0 | 0 | 0 | 0 | 0 | 0 | 0 | 0 | 0 | 0
|  | FND31 | Fens reservoir 100 MCMD high yield | M&E (Mechanical and Electrical) Works on Pumping Stations and Treatment Works (20) |  | 20 | Fixed | [6 empty] | 0 | 0 | 0 | 0 | 4.2238 | 4.2238 | 12.6713 | 25.3425 | 25.3425 | 12.6713 | 0 | 0 | 0 | 0 | 0 | 0 | 0 | 0 | 0 | 0 | 0 | 0 | 0 | 0 | 0 | 0 | 0 | 0 | 0 | 84.4751 | 0 | 0 | 0 | 0 | 0 | 0 | 0 | 0 | 0 | 0 | 0 | 0 | 0 | 0 | 0 | 0 | 0 | 0 | 0 | 84.4751 | 0 | 0 | 0 | 0 | 0 | 0 | 0 | 0 | 0 | 0 | 0 | 0 | 0 | 0 | 0 | 0 | 0 | 0 | 0 | 84.4751 | 0 | 0 | 0 | 0 | 0 | 0 | 0 | 0 | 0 | 0
|  | FND31 | Fens reservoir 100 MCMD high yield | Raw Water and District Meters (20) |  | 20 | Fixed | [6 empty] | 0 | 0 | 0 | 0 | 0 | 0 | 0 | 0 | 0 | 0 | 0 | 0 | 0 | 0 | 0 | 0 | 0 | 0 | 0 | 0 | 0 | 0 | 0 | 0 | 0 | 0 | 0 | 0 | 0 | 0 | 0 | 0 | 0 | 0 | 0 | 0 | 0 | 0 | 0 | 0 | 0 | 0 | 0 | 0 | 0 | 0 | 0 | 0 | 0 | 0 | 0 | 0 | 0 | 0 | 0 | 0 | 0 | 0 | 0 | 0 | 0 | 0 | 0 | 0 | 0 | 0 | 0 | 0 | 0 | 0 | 0 | 0 | 0 | 0 | 0 | 0 | 0 | 0 | 0 | 0
|  | FND31 | Fens reservoir 100 MCMD high yield | Power Supply (25) |  | 25 | Fixed | [6 empty] | 0 | 0 | 0 | 0 | 3.445 | 3.445 | 10.335 | 20.6699 | 20.6699 | 10.335 | 0 | 0 | 0 | 0 | 0 | 0 | 0 | 0 | 0 | 0 | 0 | 0 | 0 | 0 | 0 | 0 | 0 | 0 | 0 | 0 | 0 | 0 | 0 | 0 | 68.8997 | 0 | 0 | 0 | 0 | 0 | 0 | 0 | 0 | 0 | 0 | 0 | 0 | 0 | 0 | 0 | 0 | 0 | 0 | 0 | 0 | 0 | 0 | 0 | 0 | 68.8997 | 0 | 0 | 0 | 0 | 0 | 0 | 0 | 0 | 0 | 0 | 0 | 0 | 0 | 0 | 0 | 0 | 0 | 0 | 0 | 0
|  | FND31 | Fens reservoir 100 MCMD high yield | Steel/Timber/GRP Structures (30) |  | 30 | Fixed | [6 empty] | 0 | 0 | 0 | 0 | 0 | 0 | 0 | 0 | 0 | 0 | 0 | 0 | 0 | 0 | 0 | 0 | 0 | 0 | 0 | 0 | 0 | 0 | 0 | 0 | 0 | 0 | 0 | 0 | 0 | 0 | 0 | 0 | 0 | 0 | 0 | 0 | 0 | 0 | 0 | 0 | 0 | 0 | 0 | 0 | 0 | 0 | 0 | 0 | 0 | 0 | 0 | 0 | 0 | 0 | 0 | 0 | 0 | 0 | 0 | 0 | 0 | 0 | 0 | 0 | 0 | 0 | 0 | 0 | 0 | 0 | 0 | 0 | 0 | 0 | 0 | 0 | 0 | 0 | 0 | 0
|  | FND31 | Fens reservoir 100 MCMD high yield | Landscaping/Environmental Works (30) |  | 30 | Fixed | [6 empty] | 0 | 0 | 0 | 0 | 1.2758 | 1.2758 | 3.8274 | 7.6547 | 7.6547 | 3.8274 | 0 | 0 | 0 | 0 | 0 | 0 | 0 | 0 | 0 | 0 | 0 | 0 | 0 | 0 | 0 | 0 | 0 | 0 | 0 | 0 | 0 | 0 | 0 | 0 | 0 | 0 | 0 | 0 | 0 | 25.5158 | 0 | 0 | 0 | 0 | 0 | 0 | 0 | 0 | 0 | 0 | 0 | 0 | 0 | 0 | 0 | 0 | 0 | 0 | 0 | 0 | 0 | 0 | 0 | 0 | 0 | 0 | 0 | 0 | 0 | 25.5158 | 0 | 0 | 0 | 0 | 0 | 0 | 0 | 0 | 0 | 0
|  | FND31 | Fens reservoir 100 MCMD high yield | Borehole Screening and Casing (30) |  | 30 | Fixed | [6 empty] | 0 | 0 | 0 | 0 | 0 | 0 | 0 | 0 | 0 | 0 | 0 | 0 | 0 | 0 | 0 | 0 | 0 | 0 | 0 | 0 | 0 | 0 | 0 | 0 | 0 | 0 | 0 | 0 | 0 | 0 | 0 | 0 | 0 | 0 | 0 | 0 | 0 | 0 | 0 | 0 | 0 | 0 | 0 | 0 | 0 | 0 | 0 | 0 | 0 | 0 | 0 | 0 | 0 | 0 | 0 | 0 | 0 | 0 | 0 | 0 | 0 | 0 | 0 | 0 | 0 | 0 | 0 | 0 | 0 | 0 | 0 | 0 | 0 | 0 | 0 | 0 | 0 | 0 | 0 | 0
|  | FND31 | Fens reservoir 100 MCMD high yield | Bridges (40) |  | 40 | Fixed | [6 empty] | 0 | 0 | 0 | 0 | 0.24295 | 0.24295 | 0.72884 | 1.4577 | 1.4577 | 0.72884 | 0 | 0 | 0 | 0 | 0 | 0 | 0 | 0 | 0 | 0 | 0 | 0 | 0 | 0 | 0 | 0 | 0 | 0 | 0 | 0 | 0 | 0 | 0 | 0 | 0 | 0 | 0 | 0 | 0 | 0 | 0 | 0 | 0 | 0 | 0 | 0 | 0 | 0 | 0 | 4.8589 | 0 | 0 | 0 | 0 | 0 | 0 | 0 | 0 | 0 | 0 | 0 | 0 | 0 | 0 | 0 | 0 | 0 | 0 | 0 | 0 | 0 | 0 | 0 | 0 | 0 | 0 | 0 | 0 | 0 | 0
|  | FND31 | Fens reservoir 100 MCMD high yield | Brick/Concrete Office Structures (50) |  | 50 | Fixed | [6 empty] | 0 | 0 | 0 | 0 | 2.1481 | 2.1481 | 6.4443 | 12.8886 | 12.8886 | 6.4443 | 0 | 0 | 0 | 0 | 0 | 0 | 0 | 0 | 0 | 0 | 0 | 0 | 0 | 0 | 0 | 0 | 0 | 0 | 0 | 0 | 0 | 0 | 0 | 0 | 0 | 0 | 0 | 0 | 0 | 0 | 0 | 0 | 0 | 0 | 0 | 0 | 0 | 0 | 0 | 0 | 0 | 0 | 0 | 0 | 0 | 0 | 0 | 0 | 0 | 42.9619 | 0 | 0 | 0 | 0 | 0 | 0 | 0 | 0 | 0 | 0 | 0 | 0 | 0 | 0 | 0 | 0 | 0 | 0 | 0 | 0
|  | FND31 | Fens reservoir 100 MCMD high yield | Treatment and Pumping Station Civils (incl. Intakes) (60) |  | 60 | Fixed | [6 empty] | 0 | 0 | 0 | 0 | 0 | 0 | 0 | 0 | 0 | 0 | 0 | 0 | 0 | 0 | 0 | 0 | 0 | 0 | 0 | 0 | 0 | 0 | 0 | 0 | 0 | 0 | 0 | 0 | 0 | 0 | 0 | 0 | 0 | 0 | 0 | 0 | 0 | 0 | 0 | 0 | 0 | 0 | 0 | 0 | 0 | 0 | 0 | 0 | 0 | 0 | 0 | 0 | 0 | 0 | 0 | 0 | 0 | 0 | 0 | 0 | 0 | 0 | 0 | 0 | 0 | 0 | 0 | 0 | 0 | 0 | 0 | 0 | 0 | 0 | 0 | 0 | 0 | 0 | 0 | 0
|  | FND31 | Fens reservoir 100 MCMD high yield | Roads and Car Parks (60) |  | 60 | Fixed | [6 empty] | 0 | 0 | 0 | 0 | 3.5081 | 3.5081 | 10.5244 | 21.0489 | 21.0489 | 10.5244 | 0 | 0 | 0 | 0 | 0 | 0 | 0 | 0 | 0 | 0 | 0 | 0 | 0 | 0 | 0 | 0 | 0 | 0 | 0 | 0 | 0 | 0 | 0 | 0 | 0 | 0 | 0 | 0 | 0 | 0 | 0 | 0 | 0 | 0 | 0 | 0 | 0 | 0 | 0 | 0 | 0 | 0 | 0 | 0 | 0 | 0 | 0 | 0 | 0 | 0 | 0 | 0 | 0 | 0 | 0 | 0 | 0 | 0 | 0 | 70.163 | 0 | 0 | 0 | 0 | 0 | 0 | 0 | 0 | 0 | 0
|  | FND31 | Fens reservoir 100 MCMD high yield | Water Towers (60) |  | 60 | Fixed | [6 empty] | 0 | 0 | 0 | 0 | 0.16144 | 0.16144 | 0.48431 | 0.96861 | 0.96861 | 0.48431 | 0 | 0 | 0 | 0 | 0 | 0 | 0 | 0 | 0 | 0 | 0 | 0 | 0 | 0 | 0 | 0 | 0 | 0 | 0 | 0 | 0 | 0 | 0 | 0 | 0 | 0 | 0 | 0 | 0 | 0 | 0 | 0 | 0 | 0 | 0 | 0 | 0 | 0 | 0 | 0 | 0 | 0 | 0 | 0 | 0 | 0 | 0 | 0 | 0 | 0 | 0 | 0 | 0 | 0 | 0 | 0 | 0 | 0 | 0 | 3.2287 | 0 | 0 | 0 | 0 | 0 | 0 | 0 | 0 | 0 | 0
|  | FND31 | Fens reservoir 100 MCMD high yield | Borehole Installation (60) |  | 60 | Fixed | [6 empty] | 0 | 0 | 0 | 0 | 0 | 0 | 0 | 0 | 0 | 0 | 0 | 0 | 0 | 0 | 0 | 0 | 0 | 0 | 0 | 0 | 0 | 0 | 0 | 0 | 0 | 0 | 0 | 0 | 0 | 0 | 0 | 0 | 0 | 0 | 0 | 0 | 0 | 0 | 0 | 0 | 0 | 0 | 0 | 0 | 0 | 0 | 0 | 0 | 0 | 0 | 0 | 0 | 0 | 0 | 0 | 0 | 0 | 0 | 0 | 0 | 0 | 0 | 0 | 0 | 0 | 0 | 0 | 0 | 0 | 0 | 0 | 0 | 0 | 0 | 0 | 0 | 0 | 0 | 0 | 0
|  | FND31 | Fens reservoir 100 MCMD high yield | Headworks/Valves (60) |  | 60 | Fixed | [6 empty] | 0 | 0 | 0 | 0 | 0 | 0 | 0 | 0 | 0 | 0 | 0 | 0 | 0 | 0 | 0 | 0 | 0 | 0 | 0 | 0 | 0 | 0 | 0 | 0 | 0 | 0 | 0 | 0 | 0 | 0 | 0 | 0 | 0 | 0 | 0 | 0 | 0 | 0 | 0 | 0 | 0 | 0 | 0 | 0 | 0 | 0 | 0 | 0 | 0 | 0 | 0 | 0 | 0 | 0 | 0 | 0 | 0 | 0 | 0 | 0 | 0 | 0 | 0 | 0 | 0 | 0 | 0 | 0 | 0 | 0 | 0 | 0 | 0 | 0 | 0 | 0 | 0 | 0 | 0 | 0
|  | FND31 | Fens reservoir 100 MCMD high yield | Underwater Assets (60) |  | 60 | Fixed | [6 empty] | 0 | 0 | 0 | 0 | 0 | 0 | 0 | 0 | 0 | 0 | 0 | 0 | 0 | 0 | 0 | 0 | 0 | 0 | 0 | 0 | 0 | 0 | 0 | 0 | 0 | 0 | 0 | 0 | 0 | 0 | 0 | 0 | 0 | 0 | 0 | 0 | 0 | 0 | 0 | 0 | 0 | 0 | 0 | 0 | 0 | 0 | 0 | 0 | 0 | 0 | 0 | 0 | 0 | 0 | 0 | 0 | 0 | 0 | 0 | 0 | 0 | 0 | 0 | 0 | 0 | 0 | 0 | 0 | 0 | 0 | 0 | 0 | 0 | 0 | 0 | 0 | 0 | 0 | 0 | 0
|  | FND31 | Fens reservoir 100 MCMD high yield | Reinforced Concrete Tanks / Service Reservoirs (80) |  | 80 | Fixed | [6 empty] | 0 | 0 | 0 | 0 | 3.1746 | 3.1746 | 9.5239 | 19.0477 | 19.0477 | 9.5239 | 0 | 0 | 0 | 0 | 0 | 0 | 0 | 0 | 0 | 0 | 0 | 0 | 0 | 0 | 0 | 0 | 0 | 0 | 0 | 0 | 0 | 0 | 0 | 0 | 0 | 0 | 0 | 0 | 0 | 0 | 0 | 0 | 0 | 0 | 0 | 0 | 0 | 0 | 0 | 0 | 0 | 0 | 0 | 0 | 0 | 0 | 0 | 0 | 0 | 0 | 0 | 0 | 0 | 0 | 0 | 0 | 0 | 0 | 0 | 0 | 0 | 0 | 0 | 0 | 0 | 0 | 0 | 0 | 0 | 0
|  | FND31 | Fens reservoir 100 MCMD high yield | Weirs (100) |  | 100 | Fixed | [6 empty] | 0 | 0 | 0 | 0 | 0 | 0 | 0 | 0 | 0 | 0 | 0 | 0 | 0 | 0 | 0 | 0 | 0 | 0 | 0 | 0 | 0 | 0 | 0 | 0 | 0 | 0 | 0 | 0 | 0 | 0 | 0 | 0 | 0 | 0 | 0 | 0 | 0 | 0 | 0 | 0 | 0 | 0 | 0 | 0 | 0 | 0 | 0 | 0 | 0 | 0 | 0 | 0 | 0 | 0 | 0 | 0 | 0 | 0 | 0 | 0 | 0 | 0 | 0 | 0 | 0 | 0 | 0 | 0 | 0 | 0 | 0 | 0 | 0 | 0 | 0 | 0 | 0 | 0 | 0 | 0
|  | FND31 | Fens reservoir 100 MCMD high yield | Pipelines (100) |  | 100 | Fixed | [6 empty] | 0 | 0 | 0 | 0 | 13.0852 | 13.0852 | 39.2555 | 78.5111 | 78.5111 | 39.2555 | 0 | 0 | 0 | 0 | 0 | 0 | 0 | 0 | 0 | 0 | 0 | 0 | 0 | 0 | 0 | 0 | 0 | 0 | 0 | 0 | 0 | 0 | 0 | 0 | 0 | 0 | 0 | 0 | 0 | 0 | 0 | 0 | 0 | 0 | 0 | 0 | 0 | 0 | 0 | 0 | 0 | 0 | 0 | 0 | 0 | 0 | 0 | 0 | 0 | 0 | 0 | 0 | 0 | 0 | 0 | 0 | 0 | 0 | 0 | 0 | 0 | 0 | 0 | 0 | 0 | 0 | 0 | 0 | 0 | 0
|  | FND31 | Fens reservoir 100 MCMD high yield | Tunnels (100) |  | 100 | Fixed | [6 empty] | 0 | 0 | 0 | 0 | 0.21866 | 0.21866 | 0.65597 | 1.3119 | 1.3119 | 0.65597 | 0 | 0 | 0 | 0 | 0 | 0 | 0 | 0 | 0 | 0 | 0 | 0 | 0 | 0 | 0 | 0 | 0 | 0 | 0 | 0 | 0 | 0 | 0 | 0 | 0 | 0 | 0 | 0 | 0 | 0 | 0 | 0 | 0 | 0 | 0 | 0 | 0 | 0 | 0 | 0 | 0 | 0 | 0 | 0 | 0 | 0 | 0 | 0 | 0 | 0 | 0 | 0 | 0 | 0 | 0 | 0 | 0 | 0 | 0 | 0 | 0 | 0 | 0 | 0 | 0 | 0 | 0 | 0 | 0 | 0
|  | FND31 | Fens reservoir 100 MCMD high yield | Aqueducts (100) |  | 100 | Fixed | [6 empty] | 0 | 0 | 0 | 0 | 0 | 0 | 0 | 0 | 0 | 0 | 0 | 0 | 0 | 0 | 0 | 0 | 0 | 0 | 0 | 0 | 0 | 0 | 0 | 0 | 0 | 0 | 0 | 0 | 0 | 0 | 0 | 0 | 0 | 0 | 0 | 0 | 0 | 0 | 0 | 0 | 0 | 0 | 0 | 0 | 0 | 0 | 0 | 0 | 0 | 0 | 0 | 0 | 0 | 0 | 0 | 0 | 0 | 0 | 0 | 0 | 0 | 0 | 0 | 0 | 0 | 0 | 0 | 0 | 0 | 0 | 0 | 0 | 0 | 0 | 0 | 0 | 0 | 0 | 0 | 0
|  | FND31 | Fens reservoir 100 MCMD high yield | Embankment Works (250) |  | 250 | Fixed | [6 empty] | 0 | 0 | 0 | 0 | 10.4366 | 10.4366 | 31.3097 | 62.6195 | 62.6195 | 31.3097 | 0 | 0 | 0 | 0 | 0 | 0 | 0 | 0 | 0 | 0 | 0 | 0 | 0 | 0 | 0 | 0 | 0 | 0 | 0 | 0 | 0 | 0 | 0 | 0 | 0 | 0 | 0 | 0 | 0 | 0 | 0 | 0 | 0 | 0 | 0 | 0 | 0 | 0 | 0 | 0 | 0 | 0 | 0 | 0 | 0 | 0 | 0 | 0 | 0 | 0 | 0 | 0 | 0 | 0 | 0 | 0 | 0 | 0 | 0 | 0 | 0 | 0 | 0 | 0 | 0 | 0 | 0 | 0 | 0 | 0
|  | FND31 | Fens reservoir 100 MCMD high yield | Costed Risk |  |  | Fixed | [6 empty] | 0 | 0 | 0 | 0 | 8.8545 | 8.8545 | 26.5636 | 53.1272 | 53.1272 | 26.5636 | 0 | 0 | 0 | 0 | 0 | 0 | 0 | 0 | 0 | 0 | 0 | 0 | 0 | 0 | 0 | 0 | 0 | 0 | 0 | 0 | 0 | 0 | 0 | 0 | 0 | 0 | 0 | 0 | 0 | 0 | 0 | 0 | 0 | 0 | 0 | 0 | 0 | 0 | 0 | 0 | 0 | 0 | 0 | 0 | 0 | 0 | 0 | 0 | 0 | 0 | 0 | 0 | 0 | 0 | 0 | 0 | 0 | 0 | 0 | 0 | 0 | 0 | 0 | 0 | 0 | 0 | 0 | 0 | 0 | 0
|  | RTN17 | Lincolnshire reservoir 50 MCMD | Opex | Cost |  | Fixed | [6 empty] | 0 | 0 | 0 | 0 | 0 | 0 | 0 | 0 | 0 | 0 | 0 | 0 | 0 | 0 | 2.5417 | 2.5417 | 2.5417 | 2.5417 | 2.5417 | 2.5417 | 2.5417 | 2.5417 | 2.5417 | 2.5417 | 2.5417 | 2.5417 | 2.5417 | 2.5417 | 2.5417 | 2.5417 | 2.5417 | 2.5417 | 2.5417 | 2.5417 | 2.5417 | 2.5417 | 2.5417 | 2.5417 | 2.5417 | 2.5417 | 2.5417 | 2.5417 | 2.5417 | 2.5417 | 2.5417 | 2.5417 | 2.5417 | 2.5417 | 2.5417 | 2.5417 | 2.5417 | 2.5417 | 2.5417 | 2.5417 | 2.5417 | 2.5417 | 2.5417 | 2.5417 | 2.5417 | 2.5417 | 2.5417 | 2.5417 | 2.5417 | 2.5417 | 2.5417 | 2.5417 | 2.5417 | 2.5417 | 2.5417 | 2.5417 | 2.5417 | 2.5417 | 2.5417 | 2.5417 | 2.5417 | 2.5417 | 2.5417 | 2.5417 | 2.5417 | 2.5417
|  | RTN17 | Lincolnshire reservoir 50 MCMD | Opex | Cost |  | Variable | [6 empty] | 0 | 0 | 0 | 0 | 0 | 0 | 0 | 0 | 0 | 0 | 0 | 0 | 0 | 0 | 7.433 | 7.433 | 7.433 | 7.433 | 7.433 | 7.433 | 7.433 | 7.433 | 7.433 | 7.433 | 7.433 | 7.433 | 7.433 | 7.433 | 7.433 | 7.433 | 7.433 | 7.433 | 7.433 | 7.433 | 7.433 | 7.433 | 7.433 | 7.433 | 7.433 | 7.433 | 7.433 | 7.433 | 7.433 | 7.433 | 7.433 | 7.433 | 7.433 | 7.433 | 7.433 | 7.433 | 7.433 | 7.433 | 7.433 | 7.433 | 7.433 | 7.433 | 7.433 | 7.433 | 7.433 | 7.433 | 7.433 | 7.433 | 7.433 | 7.433 | 7.433 | 7.433 | 7.433 | 7.433 | 7.433 | 7.433 | 7.433 | 7.433 | 7.433 | 7.433 | 7.433 | 7.433 | 7.433 | 7.433 | 7.433 | 7.433
|  | RTN17 | Lincolnshire reservoir 50 MCMD | Land (Non depreciating) |  |  | Fixed | [6 empty] | 15.918 | 15.918 | 15.918 | 15.918 | 15.918 | 15.918 | 0 | 0 | 0 | 0 | 0 | 0 | 0 | 0 | 0 | 0 | 0 | 0 | 0 | 0 | 0 | 0 | 0 | 0 | 0 | 0 | 0 | 0 | 0 | 0 | 0 | 0 | 0 | 0 | 0 | 0 | 0 | 0 | 0 | 0 | 0 | 0 | 0 | 0 | 0 | 0 | 0 | 0 | 0 | 0 | 0 | 0 | 0 | 0 | 0 | 0 | 0 | 0 | 0 | 0 | 0 | 0 | 0 | 0 | 0 | 0 | 0 | 0 | 0 | 0 | 0 | 0 | 0 | 0 | 0 | 0 | 0 | 0 | 0 | 0
|  | RTN17 | Lincolnshire reservoir 50 MCMD | Planning and Development (Non depreciating) |  |  | Fixed | [6 empty] | 80.3936 | 80.3936 | 80.3936 | 80.3936 | 80.3936 | 80.3936 | 0 | 0 | 0 | 0 | 0 | 0 | 0 | 0 | 0 | 0 | 0 | 0 | 0 | 0 | 0 | 0 | 0 | 0 | 0 | 0 | 0 | 0 | 0 | 0 | 0 | 0 | 0 | 0 | 0 | 0 | 0 | 0 | 0 | 0 | 0 | 0 | 0 | 0 | 0 | 0 | 0 | 0 | 0 | 0 | 0 | 0 | 0 | 0 | 0 | 0 | 0 | 0 | 0 | 0 | 0 | 0 | 0 | 0 | 0 | 0 | 0 | 0 | 0 | 0 | 0 | 0 | 0 | 0 | 0 | 0 | 0 | 0 | 0 | 0
|  | RTN17 | Lincolnshire reservoir 50 MCMD | Other Non-Depreciating Assets (Non depreciating) |  |  | Fixed | [6 empty] | 0 | 0 | 0 | 0 | 0 | 0 | 8.0092 | 8.0092 | 8.0092 | 8.0092 | 8.0092 | 8.0092 | 8.0092 | 8.0092 | 0 | 0 | 0 | 0 | 0 | 0 | 0 | 0 | 0 | 0 | 0 | 0 | 0 | 0 | 0 | 0 | 0 | 0 | 0 | 0 | 0 | 0 | 0 | 0 | 0 | 0 | 0 | 0 | 0 | 0 | 0 | 0 | 0 | 0 | 0 | 0 | 0 | 0 | 0 | 0 | 0 | 0 | 0 | 0 | 0 | 0 | 0 | 0 | 0 | 0 | 0 | 0 | 0 | 0 | 0 | 0 | 0 | 0 | 0 | 0 | 0 | 0 | 0 | 0 | 0 | 0
|  | RTN17 | Lincolnshire reservoir 50 MCMD | Process-Related Carbon Media Including GAC (4) |  | 4 | Fixed | [6 empty] | 0 | 0 | 0 | 0 | 0 | 0 | 0 | 0 | 0 | 0 | 0 | 0 | 0 | 0 | 0 | 0 | 0 | 0 | 0 | 0 | 0 | 0 | 0 | 0 | 0 | 0 | 0 | 0 | 0 | 0 | 0 | 0 | 0 | 0 | 0 | 0 | 0 | 0 | 0 | 0 | 0 | 0 | 0 | 0 | 0 | 0 | 0 | 0 | 0 | 0 | 0 | 0 | 0 | 0 | 0 | 0 | 0 | 0 | 0 | 0 | 0 | 0 | 0 | 0 | 0 | 0 | 0 | 0 | 0 | 0 | 0 | 0 | 0 | 0 | 0 | 0 | 0 | 0 | 0 | 0
|  | RTN17 | Lincolnshire reservoir 50 MCMD | Vehicles (4) |  | 4 | Fixed | [6 empty] | 0 | 0 | 0 | 0 | 0 | 0 | 0 | 0 | 0 | 0 | 0 | 0 | 0 | 0 | 0 | 0 | 0 | 0 | 0 | 0 | 0 | 0 | 0 | 0 | 0 | 0 | 0 | 0 | 0 | 0 | 0 | 0 | 0 | 0 | 0 | 0 | 0 | 0 | 0 | 0 | 0 | 0 | 0 | 0 | 0 | 0 | 0 | 0 | 0 | 0 | 0 | 0 | 0 | 0 | 0 | 0 | 0 | 0 | 0 | 0 | 0 | 0 | 0 | 0 | 0 | 0 | 0 | 0 | 0 | 0 | 0 | 0 | 0 | 0 | 0 | 0 | 0 | 0 | 0 | 0
|  | RTN17 | Lincolnshire reservoir 50 MCMD | Computers and Data Logging (4) |  | 4 | Fixed | [6 empty] | 0 | 0 | 0 | 0 | 0 | 0 | 0 | 0 | 0 | 0 | 0 | 0 | 0 | 0 | 0 | 0 | 0 | 0 | 0 | 0 | 0 | 0 | 0 | 0 | 0 | 0 | 0 | 0 | 0 | 0 | 0 | 0 | 0 | 0 | 0 | 0 | 0 | 0 | 0 | 0 | 0 | 0 | 0 | 0 | 0 | 0 | 0 | 0 | 0 | 0 | 0 | 0 | 0 | 0 | 0 | 0 | 0 | 0 | 0 | 0 | 0 | 0 | 0 | 0 | 0 | 0 | 0 | 0 | 0 | 0 | 0 | 0 | 0 | 0 | 0 | 0 | 0 | 0 | 0 | 0
|  | RTN17 | Lincolnshire reservoir 50 MCMD | Fencing (10) |  | 10 | Fixed | [6 empty] | 0 | 0 | 0 | 0 | 0 | 0 | 0.11102 | 0.11102 | 0.11102 | 0.11102 | 0.11102 | 0.11102 | 0.11102 | 0.11102 | 0 | 0 | 0 | 0 | 0 | 0 | 0 | 0 | 0 | 0.88818 | 0 | 0 | 0 | 0 | 0 | 0 | 0 | 0 | 0 | 0.88818 | 0 | 0 | 0 | 0 | 0 | 0 | 0 | 0 | 0 | 0.88818 | 0 | 0 | 0 | 0 | 0 | 0 | 0 | 0 | 0 | 0.88818 | 0 | 0 | 0 | 0 | 0 | 0 | 0 | 0 | 0 | 0.88818 | 0 | 0 | 0 | 0 | 0 | 0 | 0 | 0 | 0 | 0.88818 | 0 | 0 | 0 | 0 | 0 | 0
|  | RTN17 | Lincolnshire reservoir 50 MCMD | Domestic Meters (10) |  | 10 | Fixed | [6 empty] | 0 | 0 | 0 | 0 | 0 | 0 | 0 | 0 | 0 | 0 | 0 | 0 | 0 | 0 | 0 | 0 | 0 | 0 | 0 | 0 | 0 | 0 | 0 | 0 | 0 | 0 | 0 | 0 | 0 | 0 | 0 | 0 | 0 | 0 | 0 | 0 | 0 | 0 | 0 | 0 | 0 | 0 | 0 | 0 | 0 | 0 | 0 | 0 | 0 | 0 | 0 | 0 | 0 | 0 | 0 | 0 | 0 | 0 | 0 | 0 | 0 | 0 | 0 | 0 | 0 | 0 | 0 | 0 | 0 | 0 | 0 | 0 | 0 | 0 | 0 | 0 | 0 | 0 | 0 | 0
|  | RTN17 | Lincolnshire reservoir 50 MCMD | Building Services (10) |  | 10 | Fixed | [6 empty] | 0 | 0 | 0 | 0 | 0 | 0 | 0 | 0 | 0 | 0 | 0 | 0 | 0 | 0 | 0 | 0 | 0 | 0 | 0 | 0 | 0 | 0 | 0 | 0 | 0 | 0 | 0 | 0 | 0 | 0 | 0 | 0 | 0 | 0 | 0 | 0 | 0 | 0 | 0 | 0 | 0 | 0 | 0 | 0 | 0 | 0 | 0 | 0 | 0 | 0 | 0 | 0 | 0 | 0 | 0 | 0 | 0 | 0 | 0 | 0 | 0 | 0 | 0 | 0 | 0 | 0 | 0 | 0 | 0 | 0 | 0 | 0 | 0 | 0 | 0 | 0 | 0 | 0 | 0 | 0
|  | RTN17 | Lincolnshire reservoir 50 MCMD | Membranes (10) |  | 10 | Fixed | [6 empty] | 0 | 0 | 0 | 0 | 0 | 0 | 0 | 0 | 0 | 0 | 0 | 0 | 0 | 0 | 0 | 0 | 0 | 0 | 0 | 0 | 0 | 0 | 0 | 0 | 0 | 0 | 0 | 0 | 0 | 0 | 0 | 0 | 0 | 0 | 0 | 0 | 0 | 0 | 0 | 0 | 0 | 0 | 0 | 0 | 0 | 0 | 0 | 0 | 0 | 0 | 0 | 0 | 0 | 0 | 0 | 0 | 0 | 0 | 0 | 0 | 0 | 0 | 0 | 0 | 0 | 0 | 0 | 0 | 0 | 0 | 0 | 0 | 0 | 0 | 0 | 0 | 0 | 0 | 0 | 0
|  | RTN17 | Lincolnshire reservoir 50 MCMD | ICA (Instrumentation, Control & Automation) (10) |  | 10 | Fixed | [6 empty] | 0 | 0 | 0 | 0 | 0 | 0 | 0.97588 | 0.97588 | 0.97588 | 0.97588 | 0.97588 | 0.97588 | 0.97588 | 0.97588 | 0 | 0 | 0 | 0 | 0 | 0 | 0 | 0 | 0 | 7.8071 | 0 | 0 | 0 | 0 | 0 | 0 | 0 | 0 | 0 | 7.8071 | 0 | 0 | 0 | 0 | 0 | 0 | 0 | 0 | 0 | 7.8071 | 0 | 0 | 0 | 0 | 0 | 0 | 0 | 0 | 0 | 7.8071 | 0 | 0 | 0 | 0 | 0 | 0 | 0 | 0 | 0 | 7.8071 | 0 | 0 | 0 | 0 | 0 | 0 | 0 | 0 | 0 | 7.8071 | 0 | 0 | 0 | 0 | 0 | 0
|  | RTN17 | Lincolnshire reservoir 50 MCMD | Plant and Machinery (15) |  | 15 | Fixed | [6 empty] | 0 | 0 | 0 | 0 | 0 | 0 | 0 | 0 | 0 | 0 | 0 | 0 | 0 | 0 | 0 | 0 | 0 | 0 | 0 | 0 | 0 | 0 | 0 | 0 | 0 | 0 | 0 | 0 | 0 | 0 | 0 | 0 | 0 | 0 | 0 | 0 | 0 | 0 | 0 | 0 | 0 | 0 | 0 | 0 | 0 | 0 | 0 | 0 | 0 | 0 | 0 | 0 | 0 | 0 | 0 | 0 | 0 | 0 | 0 | 0 | 0 | 0 | 0 | 0 | 0 | 0 | 0 | 0 | 0 | 0 | 0 | 0 | 0 | 0 | 0 | 0 | 0 | 0 | 0 | 0
|  | RTN17 | Lincolnshire reservoir 50 MCMD | M&E (Mechanical and Electrical) Works on Pumping Stations and Treatment Works (20) |  | 20 | Fixed | [6 empty] | 0 | 0 | 0 | 0 | 0 | 0 | 18.8243 | 18.8243 | 18.8243 | 18.8243 | 18.8243 | 18.8243 | 18.8243 | 18.8243 | 0 | 0 | 0 | 0 | 0 | 0 | 0 | 0 | 0 | 0 | 0 | 0 | 0 | 0 | 0 | 0 | 0 | 0 | 0 | 150.5945 | 0 | 0 | 0 | 0 | 0 | 0 | 0 | 0 | 0 | 0 | 0 | 0 | 0 | 0 | 0 | 0 | 0 | 0 | 0 | 150.5945 | 0 | 0 | 0 | 0 | 0 | 0 | 0 | 0 | 0 | 0 | 0 | 0 | 0 | 0 | 0 | 0 | 0 | 0 | 0 | 150.5945 | 0 | 0 | 0 | 0 | 0 | 0
|  | RTN17 | Lincolnshire reservoir 50 MCMD | Raw Water and District Meters (20) |  | 20 | Fixed | [6 empty] | 0 | 0 | 0 | 0 | 0 | 0 | 0 | 0 | 0 | 0 | 0 | 0 | 0 | 0 | 0 | 0 | 0 | 0 | 0 | 0 | 0 | 0 | 0 | 0 | 0 | 0 | 0 | 0 | 0 | 0 | 0 | 0 | 0 | 0 | 0 | 0 | 0 | 0 | 0 | 0 | 0 | 0 | 0 | 0 | 0 | 0 | 0 | 0 | 0 | 0 | 0 | 0 | 0 | 0 | 0 | 0 | 0 | 0 | 0 | 0 | 0 | 0 | 0 | 0 | 0 | 0 | 0 | 0 | 0 | 0 | 0 | 0 | 0 | 0 | 0 | 0 | 0 | 0 | 0 | 0
|  | RTN17 | Lincolnshire reservoir 50 MCMD | Power Supply (25) |  | 25 | Fixed | [6 empty] | 0 | 0 | 0 | 0 | 0 | 0 | 7.9649 | 7.9649 | 7.9649 | 7.9649 | 7.9649 | 7.9649 | 7.9649 | 7.9649 | 0 | 0 | 0 | 0 | 0 | 0 | 0 | 0 | 0 | 0 | 0 | 0 | 0 | 0 | 0 | 0 | 0 | 0 | 0 | 0 | 0 | 0 | 0 | 0 | 63.7193 | 0 | 0 | 0 | 0 | 0 | 0 | 0 | 0 | 0 | 0 | 0 | 0 | 0 | 0 | 0 | 0 | 0 | 0 | 0 | 0 | 0 | 0 | 0 | 0 | 63.7193 | 0 | 0 | 0 | 0 | 0 | 0 | 0 | 0 | 0 | 0 | 0 | 0 | 0 | 0 | 0 | 0
|  | RTN17 | Lincolnshire reservoir 50 MCMD | Steel/Timber/GRP Structures (30) |  | 30 | Fixed | [6 empty] | 0 | 0 | 0 | 0 | 0 | 0 | 0 | 0 | 0 | 0 | 0 | 0 | 0 | 0 | 0 | 0 | 0 | 0 | 0 | 0 | 0 | 0 | 0 | 0 | 0 | 0 | 0 | 0 | 0 | 0 | 0 | 0 | 0 | 0 | 0 | 0 | 0 | 0 | 0 | 0 | 0 | 0 | 0 | 0 | 0 | 0 | 0 | 0 | 0 | 0 | 0 | 0 | 0 | 0 | 0 | 0 | 0 | 0 | 0 | 0 | 0 | 0 | 0 | 0 | 0 | 0 | 0 | 0 | 0 | 0 | 0 | 0 | 0 | 0 | 0 | 0 | 0 | 0 | 0 | 0
|  | RTN17 | Lincolnshire reservoir 50 MCMD | Landscaping/Environmental Works (30) |  | 30 | Fixed | [6 empty] | 0 | 0 | 0 | 0 | 0 | 0 | 3.1216 | 3.1216 | 3.1216 | 3.1216 | 3.1216 | 3.1216 | 3.1216 | 3.1216 | 0 | 0 | 0 | 0 | 0 | 0 | 0 | 0 | 0 | 0 | 0 | 0 | 0 | 0 | 0 | 0 | 0 | 0 | 0 | 0 | 0 | 0 | 0 | 0 | 0 | 0 | 0 | 0 | 0 | 24.9729 | 0 | 0 | 0 | 0 | 0 | 0 | 0 | 0 | 0 | 0 | 0 | 0 | 0 | 0 | 0 | 0 | 0 | 0 | 0 | 0 | 0 | 0 | 0 | 0 | 0 | 0 | 0 | 0 | 0 | 24.9729 | 0 | 0 | 0 | 0 | 0 | 0
|  | RTN17 | Lincolnshire reservoir 50 MCMD | Borehole Screening and Casing (30) |  | 30 | Fixed | [6 empty] | 0 | 0 | 0 | 0 | 0 | 0 | 0 | 0 | 0 | 0 | 0 | 0 | 0 | 0 | 0 | 0 | 0 | 0 | 0 | 0 | 0 | 0 | 0 | 0 | 0 | 0 | 0 | 0 | 0 | 0 | 0 | 0 | 0 | 0 | 0 | 0 | 0 | 0 | 0 | 0 | 0 | 0 | 0 | 0 | 0 | 0 | 0 | 0 | 0 | 0 | 0 | 0 | 0 | 0 | 0 | 0 | 0 | 0 | 0 | 0 | 0 | 0 | 0 | 0 | 0 | 0 | 0 | 0 | 0 | 0 | 0 | 0 | 0 | 0 | 0 | 0 | 0 | 0 | 0 | 0
|  | RTN17 | Lincolnshire reservoir 50 MCMD | Bridges (40) |  | 40 | Fixed | [6 empty] | 0 | 0 | 0 | 0 | 0 | 0 | 3.7061 | 3.7061 | 3.7061 | 3.7061 | 3.7061 | 3.7061 | 3.7061 | 3.7061 | 0 | 0 | 0 | 0 | 0 | 0 | 0 | 0 | 0 | 0 | 0 | 0 | 0 | 0 | 0 | 0 | 0 | 0 | 0 | 0 | 0 | 0 | 0 | 0 | 0 | 0 | 0 | 0 | 0 | 0 | 0 | 0 | 0 | 0 | 0 | 0 | 0 | 0 | 0 | 29.6488 | 0 | 0 | 0 | 0 | 0 | 0 | 0 | 0 | 0 | 0 | 0 | 0 | 0 | 0 | 0 | 0 | 0 | 0 | 0 | 0 | 0 | 0 | 0 | 0 | 0 | 0
|  | RTN17 | Lincolnshire reservoir 50 MCMD | Brick/Concrete Office Structures (50) |  | 50 | Fixed | [6 empty] | 0 | 0 | 0 | 0 | 0 | 0 | 9.7243 | 9.7243 | 9.7243 | 9.7243 | 9.7243 | 9.7243 | 9.7243 | 9.7243 | 0 | 0 | 0 | 0 | 0 | 0 | 0 | 0 | 0 | 0 | 0 | 0 | 0 | 0 | 0 | 0 | 0 | 0 | 0 | 0 | 0 | 0 | 0 | 0 | 0 | 0 | 0 | 0 | 0 | 0 | 0 | 0 | 0 | 0 | 0 | 0 | 0 | 0 | 0 | 0 | 0 | 0 | 0 | 0 | 0 | 0 | 0 | 0 | 0 | 77.7944 | 0 | 0 | 0 | 0 | 0 | 0 | 0 | 0 | 0 | 0 | 0 | 0 | 0 | 0 | 0 | 0
|  | RTN17 | Lincolnshire reservoir 50 MCMD | Treatment and Pumping Station Civils (incl. Intakes) (60) |  | 60 | Fixed | [6 empty] | 0 | 0 | 0 | 0 | 0 | 0 | 0 | 0 | 0 | 0 | 0 | 0 | 0 | 0 | 0 | 0 | 0 | 0 | 0 | 0 | 0 | 0 | 0 | 0 | 0 | 0 | 0 | 0 | 0 | 0 | 0 | 0 | 0 | 0 | 0 | 0 | 0 | 0 | 0 | 0 | 0 | 0 | 0 | 0 | 0 | 0 | 0 | 0 | 0 | 0 | 0 | 0 | 0 | 0 | 0 | 0 | 0 | 0 | 0 | 0 | 0 | 0 | 0 | 0 | 0 | 0 | 0 | 0 | 0 | 0 | 0 | 0 | 0 | 0 | 0 | 0 | 0 | 0 | 0 | 0
|  | RTN17 | Lincolnshire reservoir 50 MCMD | Roads and Car Parks (60) |  | 60 | Fixed | [6 empty] | 0 | 0 | 0 | 0 | 0 | 0 | 9.4744 | 9.4744 | 9.4744 | 9.4744 | 9.4744 | 9.4744 | 9.4744 | 9.4744 | 0 | 0 | 0 | 0 | 0 | 0 | 0 | 0 | 0 | 0 | 0 | 0 | 0 | 0 | 0 | 0 | 0 | 0 | 0 | 0 | 0 | 0 | 0 | 0 | 0 | 0 | 0 | 0 | 0 | 0 | 0 | 0 | 0 | 0 | 0 | 0 | 0 | 0 | 0 | 0 | 0 | 0 | 0 | 0 | 0 | 0 | 0 | 0 | 0 | 0 | 0 | 0 | 0 | 0 | 0 | 0 | 0 | 0 | 0 | 75.7953 | 0 | 0 | 0 | 0 | 0 | 0
|  | RTN17 | Lincolnshire reservoir 50 MCMD | Water Towers (60) |  | 60 | Fixed | [6 empty] | 0 | 0 | 0 | 0 | 0 | 0 | 0.42949 | 0.42949 | 0.42949 | 0.42949 | 0.42949 | 0.42949 | 0.42949 | 0.42949 | 0 | 0 | 0 | 0 | 0 | 0 | 0 | 0 | 0 | 0 | 0 | 0 | 0 | 0 | 0 | 0 | 0 | 0 | 0 | 0 | 0 | 0 | 0 | 0 | 0 | 0 | 0 | 0 | 0 | 0 | 0 | 0 | 0 | 0 | 0 | 0 | 0 | 0 | 0 | 0 | 0 | 0 | 0 | 0 | 0 | 0 | 0 | 0 | 0 | 0 | 0 | 0 | 0 | 0 | 0 | 0 | 0 | 0 | 0 | 3.4359 | 0 | 0 | 0 | 0 | 0 | 0
|  | RTN17 | Lincolnshire reservoir 50 MCMD | Borehole Installation (60) |  | 60 | Fixed | [6 empty] | 0 | 0 | 0 | 0 | 0 | 0 | 0 | 0 | 0 | 0 | 0 | 0 | 0 | 0 | 0 | 0 | 0 | 0 | 0 | 0 | 0 | 0 | 0 | 0 | 0 | 0 | 0 | 0 | 0 | 0 | 0 | 0 | 0 | 0 | 0 | 0 | 0 | 0 | 0 | 0 | 0 | 0 | 0 | 0 | 0 | 0 | 0 | 0 | 0 | 0 | 0 | 0 | 0 | 0 | 0 | 0 | 0 | 0 | 0 | 0 | 0 | 0 | 0 | 0 | 0 | 0 | 0 | 0 | 0 | 0 | 0 | 0 | 0 | 0 | 0 | 0 | 0 | 0 | 0 | 0
|  | RTN17 | Lincolnshire reservoir 50 MCMD | Headworks/Valves (60) |  | 60 | Fixed | [6 empty] | 0 | 0 | 0 | 0 | 0 | 0 | 0 | 0 | 0 | 0 | 0 | 0 | 0 | 0 | 0 | 0 | 0 | 0 | 0 | 0 | 0 | 0 | 0 | 0 | 0 | 0 | 0 | 0 | 0 | 0 | 0 | 0 | 0 | 0 | 0 | 0 | 0 | 0 | 0 | 0 | 0 | 0 | 0 | 0 | 0 | 0 | 0 | 0 | 0 | 0 | 0 | 0 | 0 | 0 | 0 | 0 | 0 | 0 | 0 | 0 | 0 | 0 | 0 | 0 | 0 | 0 | 0 | 0 | 0 | 0 | 0 | 0 | 0 | 0 | 0 | 0 | 0 | 0 | 0 | 0
|  | RTN17 | Lincolnshire reservoir 50 MCMD | Underwater Assets (60) |  | 60 | Fixed | [6 empty] | 0 | 0 | 0 | 0 | 0 | 0 | 0 | 0 | 0 | 0 | 0 | 0 | 0 | 0 | 0 | 0 | 0 | 0 | 0 | 0 | 0 | 0 | 0 | 0 | 0 | 0 | 0 | 0 | 0 | 0 | 0 | 0 | 0 | 0 | 0 | 0 | 0 | 0 | 0 | 0 | 0 | 0 | 0 | 0 | 0 | 0 | 0 | 0 | 0 | 0 | 0 | 0 | 0 | 0 | 0 | 0 | 0 | 0 | 0 | 0 | 0 | 0 | 0 | 0 | 0 | 0 | 0 | 0 | 0 | 0 | 0 | 0 | 0 | 0 | 0 | 0 | 0 | 0 | 0 | 0
|  | RTN17 | Lincolnshire reservoir 50 MCMD | Reinforced Concrete Tanks / Service Reservoirs (80) |  | 80 | Fixed | [6 empty] | 0 | 0 | 0 | 0 | 0 | 0 | 15.5063 | 15.5063 | 15.5063 | 15.5063 | 15.5063 | 15.5063 | 15.5063 | 15.5063 | 0 | 0 | 0 | 0 | 0 | 0 | 0 | 0 | 0 | 0 | 0 | 0 | 0 | 0 | 0 | 0 | 0 | 0 | 0 | 0 | 0 | 0 | 0 | 0 | 0 | 0 | 0 | 0 | 0 | 0 | 0 | 0 | 0 | 0 | 0 | 0 | 0 | 0 | 0 | 0 | 0 | 0 | 0 | 0 | 0 | 0 | 0 | 0 | 0 | 0 | 0 | 0 | 0 | 0 | 0 | 0 | 0 | 0 | 0 | 0 | 0 | 0 | 0 | 0 | 0 | 0
|  | RTN17 | Lincolnshire reservoir 50 MCMD | Weirs (100) |  | 100 | Fixed | [6 empty] | 0 | 0 | 0 | 0 | 0 | 0 | 0 | 0 | 0 | 0 | 0 | 0 | 0 | 0 | 0 | 0 | 0 | 0 | 0 | 0 | 0 | 0 | 0 | 0 | 0 | 0 | 0 | 0 | 0 | 0 | 0 | 0 | 0 | 0 | 0 | 0 | 0 | 0 | 0 | 0 | 0 | 0 | 0 | 0 | 0 | 0 | 0 | 0 | 0 | 0 | 0 | 0 | 0 | 0 | 0 | 0 | 0 | 0 | 0 | 0 | 0 | 0 | 0 | 0 | 0 | 0 | 0 | 0 | 0 | 0 | 0 | 0 | 0 | 0 | 0 | 0 | 0 | 0 | 0 | 0
|  | RTN17 | Lincolnshire reservoir 50 MCMD | Pipelines (100) |  | 100 | Fixed | [6 empty] | 0 | 0 | 0 | 0 | 0 | 0 | 42.9584 | 42.9584 | 42.9584 | 42.9584 | 42.9584 | 42.9584 | 42.9584 | 42.9584 | 0 | 0 | 0 | 0 | 0 | 0 | 0 | 0 | 0 | 0 | 0 | 0 | 0 | 0 | 0 | 0 | 0 | 0 | 0 | 0 | 0 | 0 | 0 | 0 | 0 | 0 | 0 | 0 | 0 | 0 | 0 | 0 | 0 | 0 | 0 | 0 | 0 | 0 | 0 | 0 | 0 | 0 | 0 | 0 | 0 | 0 | 0 | 0 | 0 | 0 | 0 | 0 | 0 | 0 | 0 | 0 | 0 | 0 | 0 | 0 | 0 | 0 | 0 | 0 | 0 | 0
|  | RTN17 | Lincolnshire reservoir 50 MCMD | Tunnels (100) |  | 100 | Fixed | [6 empty] | 0 | 0 | 0 | 0 | 0 | 0 | 0.38024 | 0.38024 | 0.38024 | 0.38024 | 0.38024 | 0.38024 | 0.38024 | 0.38024 | 0 | 0 | 0 | 0 | 0 | 0 | 0 | 0 | 0 | 0 | 0 | 0 | 0 | 0 | 0 | 0 | 0 | 0 | 0 | 0 | 0 | 0 | 0 | 0 | 0 | 0 | 0 | 0 | 0 | 0 | 0 | 0 | 0 | 0 | 0 | 0 | 0 | 0 | 0 | 0 | 0 | 0 | 0 | 0 | 0 | 0 | 0 | 0 | 0 | 0 | 0 | 0 | 0 | 0 | 0 | 0 | 0 | 0 | 0 | 0 | 0 | 0 | 0 | 0 | 0 | 0
|  | RTN17 | Lincolnshire reservoir 50 MCMD | Aqueducts (100) |  | 100 | Fixed | [6 empty] | 0 | 0 | 0 | 0 | 0 | 0 | 0 | 0 | 0 | 0 | 0 | 0 | 0 | 0 | 0 | 0 | 0 | 0 | 0 | 0 | 0 | 0 | 0 | 0 | 0 | 0 | 0 | 0 | 0 | 0 | 0 | 0 | 0 | 0 | 0 | 0 | 0 | 0 | 0 | 0 | 0 | 0 | 0 | 0 | 0 | 0 | 0 | 0 | 0 | 0 | 0 | 0 | 0 | 0 | 0 | 0 | 0 | 0 | 0 | 0 | 0 | 0 | 0 | 0 | 0 | 0 | 0 | 0 | 0 | 0 | 0 | 0 | 0 | 0 | 0 | 0 | 0 | 0 | 0 | 0
|  | RTN17 | Lincolnshire reservoir 50 MCMD | Embankment Works (250) |  | 250 | Fixed | [6 empty] | 0 | 0 | 0 | 0 | 0 | 0 | 46.434 | 46.434 | 46.434 | 46.434 | 46.434 | 46.434 | 46.434 | 46.434 | 0 | 0 | 0 | 0 | 0 | 0 | 0 | 0 | 0 | 0 | 0 | 0 | 0 | 0 | 0 | 0 | 0 | 0 | 0 | 0 | 0 | 0 | 0 | 0 | 0 | 0 | 0 | 0 | 0 | 0 | 0 | 0 | 0 | 0 | 0 | 0 | 0 | 0 | 0 | 0 | 0 | 0 | 0 | 0 | 0 | 0 | 0 | 0 | 0 | 0 | 0 | 0 | 0 | 0 | 0 | 0 | 0 | 0 | 0 | 0 | 0 | 0 | 0 | 0 | 0 | 0
|  | RTN17 | Lincolnshire reservoir 50 MCMD | Costed Risk |  |  | Fixed | [6 empty] | 0 | 0 | 0 | 0 | 0 | 0 | 46.4515 | 46.4515 | 46.4515 | 46.4515 | 46.4515 | 46.4515 | 46.4515 | 46.4515 | 0 | 0 | 0 | 0 | 0 | 0 | 0 | 0 | 0 | 0 | 0 | 0 | 0 | 0 | 0 | 0 | 0 | 0 | 0 | 0 | 0 | 0 | 0 | 0 | 0 | 0 | 0 | 0 | 0 | 0 | 0 | 0 | 0 | 0 | 0 | 0 | 0 | 0 | 0 | 0 | 0 | 0 | 0 | 0 | 0 | 0 | 0 | 0 | 0 | 0 | 0 | 0 | 0 | 0 | 0 | 0 | 0 | 0 | 0 | 0 | 0 | 0 | 0 | 0 | 0 | 0
|  | RTN26 | Lincolnshire reservoir 25 MCMD | Opex | Cost |  | Fixed | [6 empty] | 0 | 0 | 0 | 0 | 0 | 0 | 0 | 0 | 0 | 0 | 0 | 0 | 0 | 0 | 1.634 | 1.634 | 1.634 | 1.634 | 1.634 | 1.634 | 1.634 | 1.634 | 1.634 | 1.634 | 1.634 | 1.634 | 1.634 | 1.634 | 1.634 | 1.634 | 1.634 | 1.634 | 1.634 | 1.634 | 1.634 | 1.634 | 1.634 | 1.634 | 1.634 | 1.634 | 1.634 | 1.634 | 1.634 | 1.634 | 1.634 | 1.634 | 1.634 | 1.634 | 1.634 | 1.634 | 1.634 | 1.634 | 1.634 | 1.634 | 1.634 | 1.634 | 1.634 | 1.634 | 1.634 | 1.634 | 1.634 | 1.634 | 1.634 | 1.634 | 1.634 | 1.634 | 1.634 | 1.634 | 1.634 | 1.634 | 1.634 | 1.634 | 1.634 | 1.634 | 1.634 | 1.634 | 1.634 | 1.634 | 1.634 | 1.634
|  | RTN26 | Lincolnshire reservoir 25 MCMD | Opex | Cost |  | Variable | [6 empty] | 0 | 0 | 0 | 0 | 0 | 0 | 0 | 0 | 0 | 0 | 0 | 0 | 0 | 0 | 5.4 | 5.4 | 5.4 | 5.4 | 5.4 | 5.4 | 5.4 | 5.4 | 5.4 | 5.4 | 5.4 | 5.4 | 5.4 | 5.4 | 5.4 | 5.4 | 5.4 | 5.4 | 5.4 | 5.4 | 5.4 | 5.4 | 5.4 | 5.4 | 5.4 | 5.4 | 5.4 | 5.4 | 5.4 | 5.4 | 5.4 | 5.4 | 5.4 | 5.4 | 5.4 | 5.4 | 5.4 | 5.4 | 5.4 | 5.4 | 5.4 | 5.4 | 5.4 | 5.4 | 5.4 | 5.4 | 5.4 | 5.4 | 5.4 | 5.4 | 5.4 | 5.4 | 5.4 | 5.4 | 5.4 | 5.4 | 5.4 | 5.4 | 5.4 | 5.4 | 5.4 | 5.4 | 5.4 | 5.4 | 5.4 | 5.4
|  | RTN26 | Lincolnshire reservoir 25 MCMD | Land (Non depreciating) |  |  | Fixed | [6 empty] | 15.918 | 15.918 | 15.918 | 15.918 | 15.918 | 15.918 | 0 | 0 | 0 | 0 | 0 | 0 | 0 | 0 | 0 | 0 | 0 | 0 | 0 | 0 | 0 | 0 | 0 | 0 | 0 | 0 | 0 | 0 | 0 | 0 | 0 | 0 | 0 | 0 | 0 | 0 | 0 | 0 | 0 | 0 | 0 | 0 | 0 | 0 | 0 | 0 | 0 | 0 | 0 | 0 | 0 | 0 | 0 | 0 | 0 | 0 | 0 | 0 | 0 | 0 | 0 | 0 | 0 | 0 | 0 | 0 | 0 | 0 | 0 | 0 | 0 | 0 | 0 | 0 | 0 | 0 | 0 | 0 | 0 | 0
|  | RTN26 | Lincolnshire reservoir 25 MCMD | Planning and Development (Non depreciating) |  |  | Fixed | [6 empty] | 75.0351 | 75.0351 | 75.0351 | 75.0351 | 75.0351 | 75.0351 | 0 | 0 | 0 | 0 | 0 | 0 | 0 | 0 | 0 | 0 | 0 | 0 | 0 | 0 | 0 | 0 | 0 | 0 | 0 | 0 | 0 | 0 | 0 | 0 | 0 | 0 | 0 | 0 | 0 | 0 | 0 | 0 | 0 | 0 | 0 | 0 | 0 | 0 | 0 | 0 | 0 | 0 | 0 | 0 | 0 | 0 | 0 | 0 | 0 | 0 | 0 | 0 | 0 | 0 | 0 | 0 | 0 | 0 | 0 | 0 | 0 | 0 | 0 | 0 | 0 | 0 | 0 | 0 | 0 | 0 | 0 | 0 | 0 | 0
|  | RTN26 | Lincolnshire reservoir 25 MCMD | Other Non-Depreciating Assets (Non depreciating) |  |  | Fixed | [6 empty] | 0 | 0 | 0 | 0 | 0 | 0 | 7.4753 | 7.4753 | 7.4753 | 7.4753 | 7.4753 | 7.4753 | 7.4753 | 7.4753 | 0 | 0 | 0 | 0 | 0 | 0 | 0 | 0 | 0 | 0 | 0 | 0 | 0 | 0 | 0 | 0 | 0 | 0 | 0 | 0 | 0 | 0 | 0 | 0 | 0 | 0 | 0 | 0 | 0 | 0 | 0 | 0 | 0 | 0 | 0 | 0 | 0 | 0 | 0 | 0 | 0 | 0 | 0 | 0 | 0 | 0 | 0 | 0 | 0 | 0 | 0 | 0 | 0 | 0 | 0 | 0 | 0 | 0 | 0 | 0 | 0 | 0 | 0 | 0 | 0 | 0
|  | RTN26 | Lincolnshire reservoir 25 MCMD | Process-Related Carbon Media Including GAC (4) |  | 4 | Fixed | [6 empty] | 0 | 0 | 0 | 0 | 0 | 0 | 0 | 0 | 0 | 0 | 0 | 0 | 0 | 0 | 0 | 0 | 0 | 0 | 0 | 0 | 0 | 0 | 0 | 0 | 0 | 0 | 0 | 0 | 0 | 0 | 0 | 0 | 0 | 0 | 0 | 0 | 0 | 0 | 0 | 0 | 0 | 0 | 0 | 0 | 0 | 0 | 0 | 0 | 0 | 0 | 0 | 0 | 0 | 0 | 0 | 0 | 0 | 0 | 0 | 0 | 0 | 0 | 0 | 0 | 0 | 0 | 0 | 0 | 0 | 0 | 0 | 0 | 0 | 0 | 0 | 0 | 0 | 0 | 0 | 0
|  | RTN26 | Lincolnshire reservoir 25 MCMD | Vehicles (4) |  | 4 | Fixed | [6 empty] | 0 | 0 | 0 | 0 | 0 | 0 | 0 | 0 | 0 | 0 | 0 | 0 | 0 | 0 | 0 | 0 | 0 | 0 | 0 | 0 | 0 | 0 | 0 | 0 | 0 | 0 | 0 | 0 | 0 | 0 | 0 | 0 | 0 | 0 | 0 | 0 | 0 | 0 | 0 | 0 | 0 | 0 | 0 | 0 | 0 | 0 | 0 | 0 | 0 | 0 | 0 | 0 | 0 | 0 | 0 | 0 | 0 | 0 | 0 | 0 | 0 | 0 | 0 | 0 | 0 | 0 | 0 | 0 | 0 | 0 | 0 | 0 | 0 | 0 | 0 | 0 | 0 | 0 | 0 | 0
|  | RTN26 | Lincolnshire reservoir 25 MCMD | Computers and Data Logging (4) |  | 4 | Fixed | [6 empty] | 0 | 0 | 0 | 0 | 0 | 0 | 0 | 0 | 0 | 0 | 0 | 0 | 0 | 0 | 0 | 0 | 0 | 0 | 0 | 0 | 0 | 0 | 0 | 0 | 0 | 0 | 0 | 0 | 0 | 0 | 0 | 0 | 0 | 0 | 0 | 0 | 0 | 0 | 0 | 0 | 0 | 0 | 0 | 0 | 0 | 0 | 0 | 0 | 0 | 0 | 0 | 0 | 0 | 0 | 0 | 0 | 0 | 0 | 0 | 0 | 0 | 0 | 0 | 0 | 0 | 0 | 0 | 0 | 0 | 0 | 0 | 0 | 0 | 0 | 0 | 0 | 0 | 0 | 0 | 0
|  | RTN26 | Lincolnshire reservoir 25 MCMD | Fencing (10) |  | 10 | Fixed | [6 empty] | 0 | 0 | 0 | 0 | 0 | 0 | 0.10362 | 0.10362 | 0.10362 | 0.10362 | 0.10362 | 0.10362 | 0.10362 | 0.10362 | 0 | 0 | 0 | 0 | 0 | 0 | 0 | 0 | 0 | 0.82898 | 0 | 0 | 0 | 0 | 0 | 0 | 0 | 0 | 0 | 0.82898 | 0 | 0 | 0 | 0 | 0 | 0 | 0 | 0 | 0 | 0.82898 | 0 | 0 | 0 | 0 | 0 | 0 | 0 | 0 | 0 | 0.82898 | 0 | 0 | 0 | 0 | 0 | 0 | 0 | 0 | 0 | 0.82898 | 0 | 0 | 0 | 0 | 0 | 0 | 0 | 0 | 0 | 0.82898 | 0 | 0 | 0 | 0 | 0 | 0
|  | RTN26 | Lincolnshire reservoir 25 MCMD | Domestic Meters (10) |  | 10 | Fixed | [6 empty] | 0 | 0 | 0 | 0 | 0 | 0 | 0 | 0 | 0 | 0 | 0 | 0 | 0 | 0 | 0 | 0 | 0 | 0 | 0 | 0 | 0 | 0 | 0 | 0 | 0 | 0 | 0 | 0 | 0 | 0 | 0 | 0 | 0 | 0 | 0 | 0 | 0 | 0 | 0 | 0 | 0 | 0 | 0 | 0 | 0 | 0 | 0 | 0 | 0 | 0 | 0 | 0 | 0 | 0 | 0 | 0 | 0 | 0 | 0 | 0 | 0 | 0 | 0 | 0 | 0 | 0 | 0 | 0 | 0 | 0 | 0 | 0 | 0 | 0 | 0 | 0 | 0 | 0 | 0 | 0
|  | RTN26 | Lincolnshire reservoir 25 MCMD | Building Services (10) |  | 10 | Fixed | [6 empty] | 0 | 0 | 0 | 0 | 0 | 0 | 0 | 0 | 0 | 0 | 0 | 0 | 0 | 0 | 0 | 0 | 0 | 0 | 0 | 0 | 0 | 0 | 0 | 0 | 0 | 0 | 0 | 0 | 0 | 0 | 0 | 0 | 0 | 0 | 0 | 0 | 0 | 0 | 0 | 0 | 0 | 0 | 0 | 0 | 0 | 0 | 0 | 0 | 0 | 0 | 0 | 0 | 0 | 0 | 0 | 0 | 0 | 0 | 0 | 0 | 0 | 0 | 0 | 0 | 0 | 0 | 0 | 0 | 0 | 0 | 0 | 0 | 0 | 0 | 0 | 0 | 0 | 0 | 0 | 0
|  | RTN26 | Lincolnshire reservoir 25 MCMD | Membranes (10) |  | 10 | Fixed | [6 empty] | 0 | 0 | 0 | 0 | 0 | 0 | 0 | 0 | 0 | 0 | 0 | 0 | 0 | 0 | 0 | 0 | 0 | 0 | 0 | 0 | 0 | 0 | 0 | 0 | 0 | 0 | 0 | 0 | 0 | 0 | 0 | 0 | 0 | 0 | 0 | 0 | 0 | 0 | 0 | 0 | 0 | 0 | 0 | 0 | 0 | 0 | 0 | 0 | 0 | 0 | 0 | 0 | 0 | 0 | 0 | 0 | 0 | 0 | 0 | 0 | 0 | 0 | 0 | 0 | 0 | 0 | 0 | 0 | 0 | 0 | 0 | 0 | 0 | 0 | 0 | 0 | 0 | 0 | 0 | 0
|  | RTN26 | Lincolnshire reservoir 25 MCMD | ICA (Instrumentation, Control & Automation) (10) |  | 10 | Fixed | [6 empty] | 0 | 0 | 0 | 0 | 0 | 0 | 0.91084 | 0.91084 | 0.91084 | 0.91084 | 0.91084 | 0.91084 | 0.91084 | 0.91084 | 0 | 0 | 0 | 0 | 0 | 0 | 0 | 0 | 0 | 7.2867 | 0 | 0 | 0 | 0 | 0 | 0 | 0 | 0 | 0 | 7.2867 | 0 | 0 | 0 | 0 | 0 | 0 | 0 | 0 | 0 | 7.2867 | 0 | 0 | 0 | 0 | 0 | 0 | 0 | 0 | 0 | 7.2867 | 0 | 0 | 0 | 0 | 0 | 0 | 0 | 0 | 0 | 7.2867 | 0 | 0 | 0 | 0 | 0 | 0 | 0 | 0 | 0 | 7.2867 | 0 | 0 | 0 | 0 | 0 | 0
|  | RTN26 | Lincolnshire reservoir 25 MCMD | Plant and Machinery (15) |  | 15 | Fixed | [6 empty] | 0 | 0 | 0 | 0 | 0 | 0 | 0 | 0 | 0 | 0 | 0 | 0 | 0 | 0 | 0 | 0 | 0 | 0 | 0 | 0 | 0 | 0 | 0 | 0 | 0 | 0 | 0 | 0 | 0 | 0 | 0 | 0 | 0 | 0 | 0 | 0 | 0 | 0 | 0 | 0 | 0 | 0 | 0 | 0 | 0 | 0 | 0 | 0 | 0 | 0 | 0 | 0 | 0 | 0 | 0 | 0 | 0 | 0 | 0 | 0 | 0 | 0 | 0 | 0 | 0 | 0 | 0 | 0 | 0 | 0 | 0 | 0 | 0 | 0 | 0 | 0 | 0 | 0 | 0 | 0
|  | RTN26 | Lincolnshire reservoir 25 MCMD | M&E (Mechanical and Electrical) Works on Pumping Stations and Treatment Works (20) |  | 20 | Fixed | [6 empty] | 0 | 0 | 0 | 0 | 0 | 0 | 17.5696 | 17.5696 | 17.5696 | 17.5696 | 17.5696 | 17.5696 | 17.5696 | 17.5696 | 0 | 0 | 0 | 0 | 0 | 0 | 0 | 0 | 0 | 0 | 0 | 0 | 0 | 0 | 0 | 0 | 0 | 0 | 0 | 140.5569 | 0 | 0 | 0 | 0 | 0 | 0 | 0 | 0 | 0 | 0 | 0 | 0 | 0 | 0 | 0 | 0 | 0 | 0 | 0 | 140.5569 | 0 | 0 | 0 | 0 | 0 | 0 | 0 | 0 | 0 | 0 | 0 | 0 | 0 | 0 | 0 | 0 | 0 | 0 | 0 | 140.5569 | 0 | 0 | 0 | 0 | 0 | 0
|  | RTN26 | Lincolnshire reservoir 25 MCMD | Raw Water and District Meters (20) |  | 20 | Fixed | [6 empty] | 0 | 0 | 0 | 0 | 0 | 0 | 0 | 0 | 0 | 0 | 0 | 0 | 0 | 0 | 0 | 0 | 0 | 0 | 0 | 0 | 0 | 0 | 0 | 0 | 0 | 0 | 0 | 0 | 0 | 0 | 0 | 0 | 0 | 0 | 0 | 0 | 0 | 0 | 0 | 0 | 0 | 0 | 0 | 0 | 0 | 0 | 0 | 0 | 0 | 0 | 0 | 0 | 0 | 0 | 0 | 0 | 0 | 0 | 0 | 0 | 0 | 0 | 0 | 0 | 0 | 0 | 0 | 0 | 0 | 0 | 0 | 0 | 0 | 0 | 0 | 0 | 0 | 0 | 0 | 0
|  | RTN26 | Lincolnshire reservoir 25 MCMD | Power Supply (25) |  | 25 | Fixed | [6 empty] | 0 | 0 | 0 | 0 | 0 | 0 | 7.434 | 7.434 | 7.434 | 7.434 | 7.434 | 7.434 | 7.434 | 7.434 | 0 | 0 | 0 | 0 | 0 | 0 | 0 | 0 | 0 | 0 | 0 | 0 | 0 | 0 | 0 | 0 | 0 | 0 | 0 | 0 | 0 | 0 | 0 | 0 | 59.4722 | 0 | 0 | 0 | 0 | 0 | 0 | 0 | 0 | 0 | 0 | 0 | 0 | 0 | 0 | 0 | 0 | 0 | 0 | 0 | 0 | 0 | 0 | 0 | 0 | 59.4722 | 0 | 0 | 0 | 0 | 0 | 0 | 0 | 0 | 0 | 0 | 0 | 0 | 0 | 0 | 0 | 0
|  | RTN26 | Lincolnshire reservoir 25 MCMD | Steel/Timber/GRP Structures (30) |  | 30 | Fixed | [6 empty] | 0 | 0 | 0 | 0 | 0 | 0 | 0 | 0 | 0 | 0 | 0 | 0 | 0 | 0 | 0 | 0 | 0 | 0 | 0 | 0 | 0 | 0 | 0 | 0 | 0 | 0 | 0 | 0 | 0 | 0 | 0 | 0 | 0 | 0 | 0 | 0 | 0 | 0 | 0 | 0 | 0 | 0 | 0 | 0 | 0 | 0 | 0 | 0 | 0 | 0 | 0 | 0 | 0 | 0 | 0 | 0 | 0 | 0 | 0 | 0 | 0 | 0 | 0 | 0 | 0 | 0 | 0 | 0 | 0 | 0 | 0 | 0 | 0 | 0 | 0 | 0 | 0 | 0 | 0 | 0
|  | RTN26 | Lincolnshire reservoir 25 MCMD | Landscaping/Environmental Works (30) |  | 30 | Fixed | [6 empty] | 0 | 0 | 0 | 0 | 0 | 0 | 2.9135 | 2.9135 | 2.9135 | 2.9135 | 2.9135 | 2.9135 | 2.9135 | 2.9135 | 0 | 0 | 0 | 0 | 0 | 0 | 0 | 0 | 0 | 0 | 0 | 0 | 0 | 0 | 0 | 0 | 0 | 0 | 0 | 0 | 0 | 0 | 0 | 0 | 0 | 0 | 0 | 0 | 0 | 23.3084 | 0 | 0 | 0 | 0 | 0 | 0 | 0 | 0 | 0 | 0 | 0 | 0 | 0 | 0 | 0 | 0 | 0 | 0 | 0 | 0 | 0 | 0 | 0 | 0 | 0 | 0 | 0 | 0 | 0 | 23.3084 | 0 | 0 | 0 | 0 | 0 | 0
|  | RTN26 | Lincolnshire reservoir 25 MCMD | Borehole Screening and Casing (30) |  | 30 | Fixed | [6 empty] | 0 | 0 | 0 | 0 | 0 | 0 | 0 | 0 | 0 | 0 | 0 | 0 | 0 | 0 | 0 | 0 | 0 | 0 | 0 | 0 | 0 | 0 | 0 | 0 | 0 | 0 | 0 | 0 | 0 | 0 | 0 | 0 | 0 | 0 | 0 | 0 | 0 | 0 | 0 | 0 | 0 | 0 | 0 | 0 | 0 | 0 | 0 | 0 | 0 | 0 | 0 | 0 | 0 | 0 | 0 | 0 | 0 | 0 | 0 | 0 | 0 | 0 | 0 | 0 | 0 | 0 | 0 | 0 | 0 | 0 | 0 | 0 | 0 | 0 | 0 | 0 | 0 | 0 | 0 | 0
|  | RTN26 | Lincolnshire reservoir 25 MCMD | Bridges (40) |  | 40 | Fixed | [6 empty] | 0 | 0 | 0 | 0 | 0 | 0 | 3.4591 | 3.4591 | 3.4591 | 3.4591 | 3.4591 | 3.4591 | 3.4591 | 3.4591 | 0 | 0 | 0 | 0 | 0 | 0 | 0 | 0 | 0 | 0 | 0 | 0 | 0 | 0 | 0 | 0 | 0 | 0 | 0 | 0 | 0 | 0 | 0 | 0 | 0 | 0 | 0 | 0 | 0 | 0 | 0 | 0 | 0 | 0 | 0 | 0 | 0 | 0 | 0 | 27.6726 | 0 | 0 | 0 | 0 | 0 | 0 | 0 | 0 | 0 | 0 | 0 | 0 | 0 | 0 | 0 | 0 | 0 | 0 | 0 | 0 | 0 | 0 | 0 | 0 | 0 | 0
|  | RTN26 | Lincolnshire reservoir 25 MCMD | Brick/Concrete Office Structures (50) |  | 50 | Fixed | [6 empty] | 0 | 0 | 0 | 0 | 0 | 0 | 9.0761 | 9.0761 | 9.0761 | 9.0761 | 9.0761 | 9.0761 | 9.0761 | 9.0761 | 0 | 0 | 0 | 0 | 0 | 0 | 0 | 0 | 0 | 0 | 0 | 0 | 0 | 0 | 0 | 0 | 0 | 0 | 0 | 0 | 0 | 0 | 0 | 0 | 0 | 0 | 0 | 0 | 0 | 0 | 0 | 0 | 0 | 0 | 0 | 0 | 0 | 0 | 0 | 0 | 0 | 0 | 0 | 0 | 0 | 0 | 0 | 0 | 0 | 72.6091 | 0 | 0 | 0 | 0 | 0 | 0 | 0 | 0 | 0 | 0 | 0 | 0 | 0 | 0 | 0 | 0
|  | RTN26 | Lincolnshire reservoir 25 MCMD | Treatment and Pumping Station Civils (incl. Intakes) (60) |  | 60 | Fixed | [6 empty] | 0 | 0 | 0 | 0 | 0 | 0 | 0 | 0 | 0 | 0 | 0 | 0 | 0 | 0 | 0 | 0 | 0 | 0 | 0 | 0 | 0 | 0 | 0 | 0 | 0 | 0 | 0 | 0 | 0 | 0 | 0 | 0 | 0 | 0 | 0 | 0 | 0 | 0 | 0 | 0 | 0 | 0 | 0 | 0 | 0 | 0 | 0 | 0 | 0 | 0 | 0 | 0 | 0 | 0 | 0 | 0 | 0 | 0 | 0 | 0 | 0 | 0 | 0 | 0 | 0 | 0 | 0 | 0 | 0 | 0 | 0 | 0 | 0 | 0 | 0 | 0 | 0 | 0 | 0 | 0
|  | RTN26 | Lincolnshire reservoir 25 MCMD | Roads and Car Parks (60) |  | 60 | Fixed | [6 empty] | 0 | 0 | 0 | 0 | 0 | 0 | 8.8429 | 8.8429 | 8.8429 | 8.8429 | 8.8429 | 8.8429 | 8.8429 | 8.8429 | 0 | 0 | 0 | 0 | 0 | 0 | 0 | 0 | 0 | 0 | 0 | 0 | 0 | 0 | 0 | 0 | 0 | 0 | 0 | 0 | 0 | 0 | 0 | 0 | 0 | 0 | 0 | 0 | 0 | 0 | 0 | 0 | 0 | 0 | 0 | 0 | 0 | 0 | 0 | 0 | 0 | 0 | 0 | 0 | 0 | 0 | 0 | 0 | 0 | 0 | 0 | 0 | 0 | 0 | 0 | 0 | 0 | 0 | 0 | 70.7433 | 0 | 0 | 0 | 0 | 0 | 0
|  | RTN26 | Lincolnshire reservoir 25 MCMD | Water Towers (60) |  | 60 | Fixed | [6 empty] | 0 | 0 | 0 | 0 | 0 | 0 | 0.40086 | 0.40086 | 0.40086 | 0.40086 | 0.40086 | 0.40086 | 0.40086 | 0.40086 | 0 | 0 | 0 | 0 | 0 | 0 | 0 | 0 | 0 | 0 | 0 | 0 | 0 | 0 | 0 | 0 | 0 | 0 | 0 | 0 | 0 | 0 | 0 | 0 | 0 | 0 | 0 | 0 | 0 | 0 | 0 | 0 | 0 | 0 | 0 | 0 | 0 | 0 | 0 | 0 | 0 | 0 | 0 | 0 | 0 | 0 | 0 | 0 | 0 | 0 | 0 | 0 | 0 | 0 | 0 | 0 | 0 | 0 | 0 | 3.2069 | 0 | 0 | 0 | 0 | 0 | 0
|  | RTN26 | Lincolnshire reservoir 25 MCMD | Borehole Installation (60) |  | 60 | Fixed | [6 empty] | 0 | 0 | 0 | 0 | 0 | 0 | 0 | 0 | 0 | 0 | 0 | 0 | 0 | 0 | 0 | 0 | 0 | 0 | 0 | 0 | 0 | 0 | 0 | 0 | 0 | 0 | 0 | 0 | 0 | 0 | 0 | 0 | 0 | 0 | 0 | 0 | 0 | 0 | 0 | 0 | 0 | 0 | 0 | 0 | 0 | 0 | 0 | 0 | 0 | 0 | 0 | 0 | 0 | 0 | 0 | 0 | 0 | 0 | 0 | 0 | 0 | 0 | 0 | 0 | 0 | 0 | 0 | 0 | 0 | 0 | 0 | 0 | 0 | 0 | 0 | 0 | 0 | 0 | 0 | 0
|  | RTN26 | Lincolnshire reservoir 25 MCMD | Headworks/Valves (60) |  | 60 | Fixed | [6 empty] | 0 | 0 | 0 | 0 | 0 | 0 | 0 | 0 | 0 | 0 | 0 | 0 | 0 | 0 | 0 | 0 | 0 | 0 | 0 | 0 | 0 | 0 | 0 | 0 | 0 | 0 | 0 | 0 | 0 | 0 | 0 | 0 | 0 | 0 | 0 | 0 | 0 | 0 | 0 | 0 | 0 | 0 | 0 | 0 | 0 | 0 | 0 | 0 | 0 | 0 | 0 | 0 | 0 | 0 | 0 | 0 | 0 | 0 | 0 | 0 | 0 | 0 | 0 | 0 | 0 | 0 | 0 | 0 | 0 | 0 | 0 | 0 | 0 | 0 | 0 | 0 | 0 | 0 | 0 | 0
|  | RTN26 | Lincolnshire reservoir 25 MCMD | Underwater Assets (60) |  | 60 | Fixed | [6 empty] | 0 | 0 | 0 | 0 | 0 | 0 | 0 | 0 | 0 | 0 | 0 | 0 | 0 | 0 | 0 | 0 | 0 | 0 | 0 | 0 | 0 | 0 | 0 | 0 | 0 | 0 | 0 | 0 | 0 | 0 | 0 | 0 | 0 | 0 | 0 | 0 | 0 | 0 | 0 | 0 | 0 | 0 | 0 | 0 | 0 | 0 | 0 | 0 | 0 | 0 | 0 | 0 | 0 | 0 | 0 | 0 | 0 | 0 | 0 | 0 | 0 | 0 | 0 | 0 | 0 | 0 | 0 | 0 | 0 | 0 | 0 | 0 | 0 | 0 | 0 | 0 | 0 | 0 | 0 | 0
|  | RTN26 | Lincolnshire reservoir 25 MCMD | Reinforced Concrete Tanks / Service Reservoirs (80) |  | 80 | Fixed | [6 empty] | 0 | 0 | 0 | 0 | 0 | 0 | 14.4728 | 14.4728 | 14.4728 | 14.4728 | 14.4728 | 14.4728 | 14.4728 | 14.4728 | 0 | 0 | 0 | 0 | 0 | 0 | 0 | 0 | 0 | 0 | 0 | 0 | 0 | 0 | 0 | 0 | 0 | 0 | 0 | 0 | 0 | 0 | 0 | 0 | 0 | 0 | 0 | 0 | 0 | 0 | 0 | 0 | 0 | 0 | 0 | 0 | 0 | 0 | 0 | 0 | 0 | 0 | 0 | 0 | 0 | 0 | 0 | 0 | 0 | 0 | 0 | 0 | 0 | 0 | 0 | 0 | 0 | 0 | 0 | 0 | 0 | 0 | 0 | 0 | 0 | 0
|  | RTN26 | Lincolnshire reservoir 25 MCMD | Weirs (100) |  | 100 | Fixed | [6 empty] | 0 | 0 | 0 | 0 | 0 | 0 | 0 | 0 | 0 | 0 | 0 | 0 | 0 | 0 | 0 | 0 | 0 | 0 | 0 | 0 | 0 | 0 | 0 | 0 | 0 | 0 | 0 | 0 | 0 | 0 | 0 | 0 | 0 | 0 | 0 | 0 | 0 | 0 | 0 | 0 | 0 | 0 | 0 | 0 | 0 | 0 | 0 | 0 | 0 | 0 | 0 | 0 | 0 | 0 | 0 | 0 | 0 | 0 | 0 | 0 | 0 | 0 | 0 | 0 | 0 | 0 | 0 | 0 | 0 | 0 | 0 | 0 | 0 | 0 | 0 | 0 | 0 | 0 | 0 | 0
|  | RTN26 | Lincolnshire reservoir 25 MCMD | Pipelines (100) |  | 100 | Fixed | [6 empty] | 0 | 0 | 0 | 0 | 0 | 0 | 40.095 | 40.095 | 40.095 | 40.095 | 40.095 | 40.095 | 40.095 | 40.095 | 0 | 0 | 0 | 0 | 0 | 0 | 0 | 0 | 0 | 0 | 0 | 0 | 0 | 0 | 0 | 0 | 0 | 0 | 0 | 0 | 0 | 0 | 0 | 0 | 0 | 0 | 0 | 0 | 0 | 0 | 0 | 0 | 0 | 0 | 0 | 0 | 0 | 0 | 0 | 0 | 0 | 0 | 0 | 0 | 0 | 0 | 0 | 0 | 0 | 0 | 0 | 0 | 0 | 0 | 0 | 0 | 0 | 0 | 0 | 0 | 0 | 0 | 0 | 0 | 0 | 0
|  | RTN26 | Lincolnshire reservoir 25 MCMD | Tunnels (100) |  | 100 | Fixed | [6 empty] | 0 | 0 | 0 | 0 | 0 | 0 | 0.35489 | 0.35489 | 0.35489 | 0.35489 | 0.35489 | 0.35489 | 0.35489 | 0.35489 | 0 | 0 | 0 | 0 | 0 | 0 | 0 | 0 | 0 | 0 | 0 | 0 | 0 | 0 | 0 | 0 | 0 | 0 | 0 | 0 | 0 | 0 | 0 | 0 | 0 | 0 | 0 | 0 | 0 | 0 | 0 | 0 | 0 | 0 | 0 | 0 | 0 | 0 | 0 | 0 | 0 | 0 | 0 | 0 | 0 | 0 | 0 | 0 | 0 | 0 | 0 | 0 | 0 | 0 | 0 | 0 | 0 | 0 | 0 | 0 | 0 | 0 | 0 | 0 | 0 | 0
|  | RTN26 | Lincolnshire reservoir 25 MCMD | Aqueducts (100) |  | 100 | Fixed | [6 empty] | 0 | 0 | 0 | 0 | 0 | 0 | 0 | 0 | 0 | 0 | 0 | 0 | 0 | 0 | 0 | 0 | 0 | 0 | 0 | 0 | 0 | 0 | 0 | 0 | 0 | 0 | 0 | 0 | 0 | 0 | 0 | 0 | 0 | 0 | 0 | 0 | 0 | 0 | 0 | 0 | 0 | 0 | 0 | 0 | 0 | 0 | 0 | 0 | 0 | 0 | 0 | 0 | 0 | 0 | 0 | 0 | 0 | 0 | 0 | 0 | 0 | 0 | 0 | 0 | 0 | 0 | 0 | 0 | 0 | 0 | 0 | 0 | 0 | 0 | 0 | 0 | 0 | 0 | 0 | 0
|  | RTN26 | Lincolnshire reservoir 25 MCMD | Embankment Works (250) |  | 250 | Fixed | [6 empty] | 0 | 0 | 0 | 0 | 0 | 0 | 43.339 | 43.339 | 43.339 | 43.339 | 43.339 | 43.339 | 43.339 | 43.339 | 0 | 0 | 0 | 0 | 0 | 0 | 0 | 0 | 0 | 0 | 0 | 0 | 0 | 0 | 0 | 0 | 0 | 0 | 0 | 0 | 0 | 0 | 0 | 0 | 0 | 0 | 0 | 0 | 0 | 0 | 0 | 0 | 0 | 0 | 0 | 0 | 0 | 0 | 0 | 0 | 0 | 0 | 0 | 0 | 0 | 0 | 0 | 0 | 0 | 0 | 0 | 0 | 0 | 0 | 0 | 0 | 0 | 0 | 0 | 0 | 0 | 0 | 0 | 0 | 0 | 0
|  | RTN26 | Lincolnshire reservoir 25 MCMD | Costed Risk |  |  | Fixed | [6 empty] | 0 | 0 | 0 | 0 | 0 | 0 | 31.65 | 31.65 | 31.65 | 31.65 | 31.65 | 31.65 | 31.65 | 31.65 | 0 | 0 | 0 | 0 | 0 | 0 | 0 | 0 | 0 | 0 | 0 | 0 | 0 | 0 | 0 | 0 | 0 | 0 | 0 | 0 | 0 | 0 | 0 | 0 | 0 | 0 | 0 | 0 | 0 | 0 | 0 | 0 | 0 | 0 | 0 | 0 | 0 | 0 | 0 | 0 | 0 | 0 | 0 | 0 | 0 | 0 | 0 | 0 | 0 | 0 | 0 | 0 | 0 | 0 | 0 | 0 | 0 | 0 | 0 | 0 | 0 | 0 | 0 | 0 | 0 | 0
|  | RTN27 | Lincolnshire reservoir 75 MCMD | Opex | Cost |  | Fixed | [6 empty] | 0 | 0 | 0 | 0 | 0 | 0 | 0 | 0 | 0 | 0 | 0 | 0 | 0 | 0 | 2.9172 | 2.9172 | 2.9172 | 2.9172 | 2.9172 | 2.9172 | 2.9172 | 2.9172 | 2.9172 | 2.9172 | 2.9172 | 2.9172 | 2.9172 | 2.9172 | 2.9172 | 2.9172 | 2.9172 | 2.9172 | 2.9172 | 2.9172 | 2.9172 | 2.9172 | 2.9172 | 2.9172 | 2.9172 | 2.9172 | 2.9172 | 2.9172 | 2.9172 | 2.9172 | 2.9172 | 2.9172 | 2.9172 | 2.9172 | 2.9172 | 2.9172 | 2.9172 | 2.9172 | 2.9172 | 2.9172 | 2.9172 | 2.9172 | 2.9172 | 2.9172 | 2.9172 | 2.9172 | 2.9172 | 2.9172 | 2.9172 | 2.9172 | 2.9172 | 2.9172 | 2.9172 | 2.9172 | 2.9172 | 2.9172 | 2.9172 | 2.9172 | 2.9172 | 2.9172 | 2.9172 | 2.9172 | 2.9172 | 2.9172 | 2.9172 | 2.9172
|  | RTN27 | Lincolnshire reservoir 75 MCMD | Opex | Cost |  | Variable | [6 empty] | 0 | 0 | 0 | 0 | 0 | 0 | 0 | 0 | 0 | 0 | 0 | 0 | 0 | 0 | 8.541 | 8.541 | 8.541 | 8.541 | 8.541 | 8.541 | 8.541 | 8.541 | 8.541 | 8.541 | 8.541 | 8.541 | 8.541 | 8.541 | 8.541 | 8.541 | 8.541 | 8.541 | 8.541 | 8.541 | 8.541 | 8.541 | 8.541 | 8.541 | 8.541 | 8.541 | 8.541 | 8.541 | 8.541 | 8.541 | 8.541 | 8.541 | 8.541 | 8.541 | 8.541 | 8.541 | 8.541 | 8.541 | 8.541 | 8.541 | 8.541 | 8.541 | 8.541 | 8.541 | 8.541 | 8.541 | 8.541 | 8.541 | 8.541 | 8.541 | 8.541 | 8.541 | 8.541 | 8.541 | 8.541 | 8.541 | 8.541 | 8.541 | 8.541 | 8.541 | 8.541 | 8.541 | 8.541 | 8.541 | 8.541 | 8.541
|  | RTN27 | Lincolnshire reservoir 75 MCMD | Land (Non depreciating) |  |  | Fixed | [6 empty] | 15.918 | 15.918 | 15.918 | 15.918 | 15.918 | 15.918 | 0 | 0 | 0 | 0 | 0 | 0 | 0 | 0 | 0 | 0 | 0 | 0 | 0 | 0 | 0 | 0 | 0 | 0 | 0 | 0 | 0 | 0 | 0 | 0 | 0 | 0 | 0 | 0 | 0 | 0 | 0 | 0 | 0 | 0 | 0 | 0 | 0 | 0 | 0 | 0 | 0 | 0 | 0 | 0 | 0 | 0 | 0 | 0 | 0 | 0 | 0 | 0 | 0 | 0 | 0 | 0 | 0 | 0 | 0 | 0 | 0 | 0 | 0 | 0 | 0 | 0 | 0 | 0 | 0 | 0 | 0 | 0 | 0 | 0
|  | RTN27 | Lincolnshire reservoir 75 MCMD | Planning and Development (Non depreciating) |  |  | Fixed | [6 empty] | 96.9369 | 96.9369 | 96.9369 | 96.9369 | 96.9369 | 96.9369 | 0 | 0 | 0 | 0 | 0 | 0 | 0 | 0 | 0 | 0 | 0 | 0 | 0 | 0 | 0 | 0 | 0 | 0 | 0 | 0 | 0 | 0 | 0 | 0 | 0 | 0 | 0 | 0 | 0 | 0 | 0 | 0 | 0 | 0 | 0 | 0 | 0 | 0 | 0 | 0 | 0 | 0 | 0 | 0 | 0 | 0 | 0 | 0 | 0 | 0 | 0 | 0 | 0 | 0 | 0 | 0 | 0 | 0 | 0 | 0 | 0 | 0 | 0 | 0 | 0 | 0 | 0 | 0 | 0 | 0 | 0 | 0 | 0 | 0
|  | RTN27 | Lincolnshire reservoir 75 MCMD | Other Non-Depreciating Assets (Non depreciating) |  |  | Fixed | [6 empty] | 0 | 0 | 0 | 0 | 0 | 0 | 9.6573 | 9.6573 | 9.6573 | 9.6573 | 9.6573 | 9.6573 | 9.6573 | 9.6573 | 0 | 0 | 0 | 0 | 0 | 0 | 0 | 0 | 0 | 0 | 0 | 0 | 0 | 0 | 0 | 0 | 0 | 0 | 0 | 0 | 0 | 0 | 0 | 0 | 0 | 0 | 0 | 0 | 0 | 0 | 0 | 0 | 0 | 0 | 0 | 0 | 0 | 0 | 0 | 0 | 0 | 0 | 0 | 0 | 0 | 0 | 0 | 0 | 0 | 0 | 0 | 0 | 0 | 0 | 0 | 0 | 0 | 0 | 0 | 0 | 0 | 0 | 0 | 0 | 0 | 0
|  | RTN27 | Lincolnshire reservoir 75 MCMD | Process-Related Carbon Media Including GAC (4) |  | 4 | Fixed | [6 empty] | 0 | 0 | 0 | 0 | 0 | 0 | 0 | 0 | 0 | 0 | 0 | 0 | 0 | 0 | 0 | 0 | 0 | 0 | 0 | 0 | 0 | 0 | 0 | 0 | 0 | 0 | 0 | 0 | 0 | 0 | 0 | 0 | 0 | 0 | 0 | 0 | 0 | 0 | 0 | 0 | 0 | 0 | 0 | 0 | 0 | 0 | 0 | 0 | 0 | 0 | 0 | 0 | 0 | 0 | 0 | 0 | 0 | 0 | 0 | 0 | 0 | 0 | 0 | 0 | 0 | 0 | 0 | 0 | 0 | 0 | 0 | 0 | 0 | 0 | 0 | 0 | 0 | 0 | 0 | 0
|  | RTN27 | Lincolnshire reservoir 75 MCMD | Vehicles (4) |  | 4 | Fixed | [6 empty] | 0 | 0 | 0 | 0 | 0 | 0 | 0 | 0 | 0 | 0 | 0 | 0 | 0 | 0 | 0 | 0 | 0 | 0 | 0 | 0 | 0 | 0 | 0 | 0 | 0 | 0 | 0 | 0 | 0 | 0 | 0 | 0 | 0 | 0 | 0 | 0 | 0 | 0 | 0 | 0 | 0 | 0 | 0 | 0 | 0 | 0 | 0 | 0 | 0 | 0 | 0 | 0 | 0 | 0 | 0 | 0 | 0 | 0 | 0 | 0 | 0 | 0 | 0 | 0 | 0 | 0 | 0 | 0 | 0 | 0 | 0 | 0 | 0 | 0 | 0 | 0 | 0 | 0 | 0 | 0
|  | RTN27 | Lincolnshire reservoir 75 MCMD | Computers and Data Logging (4) |  | 4 | Fixed | [6 empty] | 0 | 0 | 0 | 0 | 0 | 0 | 0 | 0 | 0 | 0 | 0 | 0 | 0 | 0 | 0 | 0 | 0 | 0 | 0 | 0 | 0 | 0 | 0 | 0 | 0 | 0 | 0 | 0 | 0 | 0 | 0 | 0 | 0 | 0 | 0 | 0 | 0 | 0 | 0 | 0 | 0 | 0 | 0 | 0 | 0 | 0 | 0 | 0 | 0 | 0 | 0 | 0 | 0 | 0 | 0 | 0 | 0 | 0 | 0 | 0 | 0 | 0 | 0 | 0 | 0 | 0 | 0 | 0 | 0 | 0 | 0 | 0 | 0 | 0 | 0 | 0 | 0 | 0 | 0 | 0
|  | RTN27 | Lincolnshire reservoir 75 MCMD | Fencing (10) |  | 10 | Fixed | [6 empty] | 0 | 0 | 0 | 0 | 0 | 0 | 0.13387 | 0.13387 | 0.13387 | 0.13387 | 0.13387 | 0.13387 | 0.13387 | 0.13387 | 0 | 0 | 0 | 0 | 0 | 0 | 0 | 0 | 0 | 1.0709 | 0 | 0 | 0 | 0 | 0 | 0 | 0 | 0 | 0 | 1.0709 | 0 | 0 | 0 | 0 | 0 | 0 | 0 | 0 | 0 | 1.0709 | 0 | 0 | 0 | 0 | 0 | 0 | 0 | 0 | 0 | 1.0709 | 0 | 0 | 0 | 0 | 0 | 0 | 0 | 0 | 0 | 1.0709 | 0 | 0 | 0 | 0 | 0 | 0 | 0 | 0 | 0 | 1.0709 | 0 | 0 | 0 | 0 | 0 | 0
|  | RTN27 | Lincolnshire reservoir 75 MCMD | Domestic Meters (10) |  | 10 | Fixed | [6 empty] | 0 | 0 | 0 | 0 | 0 | 0 | 0 | 0 | 0 | 0 | 0 | 0 | 0 | 0 | 0 | 0 | 0 | 0 | 0 | 0 | 0 | 0 | 0 | 0 | 0 | 0 | 0 | 0 | 0 | 0 | 0 | 0 | 0 | 0 | 0 | 0 | 0 | 0 | 0 | 0 | 0 | 0 | 0 | 0 | 0 | 0 | 0 | 0 | 0 | 0 | 0 | 0 | 0 | 0 | 0 | 0 | 0 | 0 | 0 | 0 | 0 | 0 | 0 | 0 | 0 | 0 | 0 | 0 | 0 | 0 | 0 | 0 | 0 | 0 | 0 | 0 | 0 | 0 | 0 | 0
|  | RTN27 | Lincolnshire reservoir 75 MCMD | Building Services (10) |  | 10 | Fixed | [6 empty] | 0 | 0 | 0 | 0 | 0 | 0 | 0 | 0 | 0 | 0 | 0 | 0 | 0 | 0 | 0 | 0 | 0 | 0 | 0 | 0 | 0 | 0 | 0 | 0 | 0 | 0 | 0 | 0 | 0 | 0 | 0 | 0 | 0 | 0 | 0 | 0 | 0 | 0 | 0 | 0 | 0 | 0 | 0 | 0 | 0 | 0 | 0 | 0 | 0 | 0 | 0 | 0 | 0 | 0 | 0 | 0 | 0 | 0 | 0 | 0 | 0 | 0 | 0 | 0 | 0 | 0 | 0 | 0 | 0 | 0 | 0 | 0 | 0 | 0 | 0 | 0 | 0 | 0 | 0 | 0
|  | RTN27 | Lincolnshire reservoir 75 MCMD | Membranes (10) |  | 10 | Fixed | [6 empty] | 0 | 0 | 0 | 0 | 0 | 0 | 0 | 0 | 0 | 0 | 0 | 0 | 0 | 0 | 0 | 0 | 0 | 0 | 0 | 0 | 0 | 0 | 0 | 0 | 0 | 0 | 0 | 0 | 0 | 0 | 0 | 0 | 0 | 0 | 0 | 0 | 0 | 0 | 0 | 0 | 0 | 0 | 0 | 0 | 0 | 0 | 0 | 0 | 0 | 0 | 0 | 0 | 0 | 0 | 0 | 0 | 0 | 0 | 0 | 0 | 0 | 0 | 0 | 0 | 0 | 0 | 0 | 0 | 0 | 0 | 0 | 0 | 0 | 0 | 0 | 0 | 0 | 0 | 0 | 0
|  | RTN27 | Lincolnshire reservoir 75 MCMD | ICA (Instrumentation, Control & Automation) (10) |  | 10 | Fixed | [6 empty] | 0 | 0 | 0 | 0 | 0 | 0 | 1.1767 | 1.1767 | 1.1767 | 1.1767 | 1.1767 | 1.1767 | 1.1767 | 1.1767 | 0 | 0 | 0 | 0 | 0 | 0 | 0 | 0 | 0 | 9.4136 | 0 | 0 | 0 | 0 | 0 | 0 | 0 | 0 | 0 | 9.4136 | 0 | 0 | 0 | 0 | 0 | 0 | 0 | 0 | 0 | 9.4136 | 0 | 0 | 0 | 0 | 0 | 0 | 0 | 0 | 0 | 9.4136 | 0 | 0 | 0 | 0 | 0 | 0 | 0 | 0 | 0 | 9.4136 | 0 | 0 | 0 | 0 | 0 | 0 | 0 | 0 | 0 | 9.4136 | 0 | 0 | 0 | 0 | 0 | 0
|  | RTN27 | Lincolnshire reservoir 75 MCMD | Plant and Machinery (15) |  | 15 | Fixed | [6 empty] | 0 | 0 | 0 | 0 | 0 | 0 | 0 | 0 | 0 | 0 | 0 | 0 | 0 | 0 | 0 | 0 | 0 | 0 | 0 | 0 | 0 | 0 | 0 | 0 | 0 | 0 | 0 | 0 | 0 | 0 | 0 | 0 | 0 | 0 | 0 | 0 | 0 | 0 | 0 | 0 | 0 | 0 | 0 | 0 | 0 | 0 | 0 | 0 | 0 | 0 | 0 | 0 | 0 | 0 | 0 | 0 | 0 | 0 | 0 | 0 | 0 | 0 | 0 | 0 | 0 | 0 | 0 | 0 | 0 | 0 | 0 | 0 | 0 | 0 | 0 | 0 | 0 | 0 | 0 | 0
|  | RTN27 | Lincolnshire reservoir 75 MCMD | M&E (Mechanical and Electrical) Works on Pumping Stations and Treatment Works (20) |  | 20 | Fixed | [6 empty] | 0 | 0 | 0 | 0 | 0 | 0 | 22.698 | 22.698 | 22.698 | 22.698 | 22.698 | 22.698 | 22.698 | 22.698 | 0 | 0 | 0 | 0 | 0 | 0 | 0 | 0 | 0 | 0 | 0 | 0 | 0 | 0 | 0 | 0 | 0 | 0 | 0 | 181.5838 | 0 | 0 | 0 | 0 | 0 | 0 | 0 | 0 | 0 | 0 | 0 | 0 | 0 | 0 | 0 | 0 | 0 | 0 | 0 | 181.5838 | 0 | 0 | 0 | 0 | 0 | 0 | 0 | 0 | 0 | 0 | 0 | 0 | 0 | 0 | 0 | 0 | 0 | 0 | 0 | 181.5838 | 0 | 0 | 0 | 0 | 0 | 0
|  | RTN27 | Lincolnshire reservoir 75 MCMD | Raw Water and District Meters (20) |  | 20 | Fixed | [6 empty] | 0 | 0 | 0 | 0 | 0 | 0 | 0 | 0 | 0 | 0 | 0 | 0 | 0 | 0 | 0 | 0 | 0 | 0 | 0 | 0 | 0 | 0 | 0 | 0 | 0 | 0 | 0 | 0 | 0 | 0 | 0 | 0 | 0 | 0 | 0 | 0 | 0 | 0 | 0 | 0 | 0 | 0 | 0 | 0 | 0 | 0 | 0 | 0 | 0 | 0 | 0 | 0 | 0 | 0 | 0 | 0 | 0 | 0 | 0 | 0 | 0 | 0 | 0 | 0 | 0 | 0 | 0 | 0 | 0 | 0 | 0 | 0 | 0 | 0 | 0 | 0 | 0 | 0 | 0 | 0
|  | RTN27 | Lincolnshire reservoir 75 MCMD | Power Supply (25) |  | 25 | Fixed | [6 empty] | 0 | 0 | 0 | 0 | 0 | 0 | 9.6039 | 9.6039 | 9.6039 | 9.6039 | 9.6039 | 9.6039 | 9.6039 | 9.6039 | 0 | 0 | 0 | 0 | 0 | 0 | 0 | 0 | 0 | 0 | 0 | 0 | 0 | 0 | 0 | 0 | 0 | 0 | 0 | 0 | 0 | 0 | 0 | 0 | 76.8314 | 0 | 0 | 0 | 0 | 0 | 0 | 0 | 0 | 0 | 0 | 0 | 0 | 0 | 0 | 0 | 0 | 0 | 0 | 0 | 0 | 0 | 0 | 0 | 0 | 76.8314 | 0 | 0 | 0 | 0 | 0 | 0 | 0 | 0 | 0 | 0 | 0 | 0 | 0 | 0 | 0 | 0
|  | RTN27 | Lincolnshire reservoir 75 MCMD | Steel/Timber/GRP Structures (30) |  | 30 | Fixed | [6 empty] | 0 | 0 | 0 | 0 | 0 | 0 | 0 | 0 | 0 | 0 | 0 | 0 | 0 | 0 | 0 | 0 | 0 | 0 | 0 | 0 | 0 | 0 | 0 | 0 | 0 | 0 | 0 | 0 | 0 | 0 | 0 | 0 | 0 | 0 | 0 | 0 | 0 | 0 | 0 | 0 | 0 | 0 | 0 | 0 | 0 | 0 | 0 | 0 | 0 | 0 | 0 | 0 | 0 | 0 | 0 | 0 | 0 | 0 | 0 | 0 | 0 | 0 | 0 | 0 | 0 | 0 | 0 | 0 | 0 | 0 | 0 | 0 | 0 | 0 | 0 | 0 | 0 | 0 | 0 | 0
|  | RTN27 | Lincolnshire reservoir 75 MCMD | Landscaping/Environmental Works (30) |  | 30 | Fixed | [6 empty] | 0 | 0 | 0 | 0 | 0 | 0 | 3.764 | 3.764 | 3.764 | 3.764 | 3.764 | 3.764 | 3.764 | 3.764 | 0 | 0 | 0 | 0 | 0 | 0 | 0 | 0 | 0 | 0 | 0 | 0 | 0 | 0 | 0 | 0 | 0 | 0 | 0 | 0 | 0 | 0 | 0 | 0 | 0 | 0 | 0 | 0 | 0 | 30.1118 | 0 | 0 | 0 | 0 | 0 | 0 | 0 | 0 | 0 | 0 | 0 | 0 | 0 | 0 | 0 | 0 | 0 | 0 | 0 | 0 | 0 | 0 | 0 | 0 | 0 | 0 | 0 | 0 | 0 | 30.1118 | 0 | 0 | 0 | 0 | 0 | 0
|  | RTN27 | Lincolnshire reservoir 75 MCMD | Borehole Screening and Casing (30) |  | 30 | Fixed | [6 empty] | 0 | 0 | 0 | 0 | 0 | 0 | 0 | 0 | 0 | 0 | 0 | 0 | 0 | 0 | 0 | 0 | 0 | 0 | 0 | 0 | 0 | 0 | 0 | 0 | 0 | 0 | 0 | 0 | 0 | 0 | 0 | 0 | 0 | 0 | 0 | 0 | 0 | 0 | 0 | 0 | 0 | 0 | 0 | 0 | 0 | 0 | 0 | 0 | 0 | 0 | 0 | 0 | 0 | 0 | 0 | 0 | 0 | 0 | 0 | 0 | 0 | 0 | 0 | 0 | 0 | 0 | 0 | 0 | 0 | 0 | 0 | 0 | 0 | 0 | 0 | 0 | 0 | 0 | 0 | 0
|  | RTN27 | Lincolnshire reservoir 75 MCMD | Bridges (40) |  | 40 | Fixed | [6 empty] | 0 | 0 | 0 | 0 | 0 | 0 | 4.4687 | 4.4687 | 4.4687 | 4.4687 | 4.4687 | 4.4687 | 4.4687 | 4.4687 | 0 | 0 | 0 | 0 | 0 | 0 | 0 | 0 | 0 | 0 | 0 | 0 | 0 | 0 | 0 | 0 | 0 | 0 | 0 | 0 | 0 | 0 | 0 | 0 | 0 | 0 | 0 | 0 | 0 | 0 | 0 | 0 | 0 | 0 | 0 | 0 | 0 | 0 | 0 | 35.7499 | 0 | 0 | 0 | 0 | 0 | 0 | 0 | 0 | 0 | 0 | 0 | 0 | 0 | 0 | 0 | 0 | 0 | 0 | 0 | 0 | 0 | 0 | 0 | 0 | 0 | 0
|  | RTN27 | Lincolnshire reservoir 75 MCMD | Brick/Concrete Office Structures (50) |  | 50 | Fixed | [6 empty] | 0 | 0 | 0 | 0 | 0 | 0 | 11.7254 | 11.7254 | 11.7254 | 11.7254 | 11.7254 | 11.7254 | 11.7254 | 11.7254 | 0 | 0 | 0 | 0 | 0 | 0 | 0 | 0 | 0 | 0 | 0 | 0 | 0 | 0 | 0 | 0 | 0 | 0 | 0 | 0 | 0 | 0 | 0 | 0 | 0 | 0 | 0 | 0 | 0 | 0 | 0 | 0 | 0 | 0 | 0 | 0 | 0 | 0 | 0 | 0 | 0 | 0 | 0 | 0 | 0 | 0 | 0 | 0 | 0 | 93.8029 | 0 | 0 | 0 | 0 | 0 | 0 | 0 | 0 | 0 | 0 | 0 | 0 | 0 | 0 | 0 | 0
|  | RTN27 | Lincolnshire reservoir 75 MCMD | Treatment and Pumping Station Civils (incl. Intakes) (60) |  | 60 | Fixed | [6 empty] | 0 | 0 | 0 | 0 | 0 | 0 | 0 | 0 | 0 | 0 | 0 | 0 | 0 | 0 | 0 | 0 | 0 | 0 | 0 | 0 | 0 | 0 | 0 | 0 | 0 | 0 | 0 | 0 | 0 | 0 | 0 | 0 | 0 | 0 | 0 | 0 | 0 | 0 | 0 | 0 | 0 | 0 | 0 | 0 | 0 | 0 | 0 | 0 | 0 | 0 | 0 | 0 | 0 | 0 | 0 | 0 | 0 | 0 | 0 | 0 | 0 | 0 | 0 | 0 | 0 | 0 | 0 | 0 | 0 | 0 | 0 | 0 | 0 | 0 | 0 | 0 | 0 | 0 | 0 | 0
|  | RTN27 | Lincolnshire reservoir 75 MCMD | Roads and Car Parks (60) |  | 60 | Fixed | [6 empty] | 0 | 0 | 0 | 0 | 0 | 0 | 11.4241 | 11.4241 | 11.4241 | 11.4241 | 11.4241 | 11.4241 | 11.4241 | 11.4241 | 0 | 0 | 0 | 0 | 0 | 0 | 0 | 0 | 0 | 0 | 0 | 0 | 0 | 0 | 0 | 0 | 0 | 0 | 0 | 0 | 0 | 0 | 0 | 0 | 0 | 0 | 0 | 0 | 0 | 0 | 0 | 0 | 0 | 0 | 0 | 0 | 0 | 0 | 0 | 0 | 0 | 0 | 0 | 0 | 0 | 0 | 0 | 0 | 0 | 0 | 0 | 0 | 0 | 0 | 0 | 0 | 0 | 0 | 0 | 91.3925 | 0 | 0 | 0 | 0 | 0 | 0
|  | RTN27 | Lincolnshire reservoir 75 MCMD | Water Towers (60) |  | 60 | Fixed | [6 empty] | 0 | 0 | 0 | 0 | 0 | 0 | 0.51787 | 0.51787 | 0.51787 | 0.51787 | 0.51787 | 0.51787 | 0.51787 | 0.51787 | 0 | 0 | 0 | 0 | 0 | 0 | 0 | 0 | 0 | 0 | 0 | 0 | 0 | 0 | 0 | 0 | 0 | 0 | 0 | 0 | 0 | 0 | 0 | 0 | 0 | 0 | 0 | 0 | 0 | 0 | 0 | 0 | 0 | 0 | 0 | 0 | 0 | 0 | 0 | 0 | 0 | 0 | 0 | 0 | 0 | 0 | 0 | 0 | 0 | 0 | 0 | 0 | 0 | 0 | 0 | 0 | 0 | 0 | 0 | 4.143 | 0 | 0 | 0 | 0 | 0 | 0
|  | RTN27 | Lincolnshire reservoir 75 MCMD | Borehole Installation (60) |  | 60 | Fixed | [6 empty] | 0 | 0 | 0 | 0 | 0 | 0 | 0 | 0 | 0 | 0 | 0 | 0 | 0 | 0 | 0 | 0 | 0 | 0 | 0 | 0 | 0 | 0 | 0 | 0 | 0 | 0 | 0 | 0 | 0 | 0 | 0 | 0 | 0 | 0 | 0 | 0 | 0 | 0 | 0 | 0 | 0 | 0 | 0 | 0 | 0 | 0 | 0 | 0 | 0 | 0 | 0 | 0 | 0 | 0 | 0 | 0 | 0 | 0 | 0 | 0 | 0 | 0 | 0 | 0 | 0 | 0 | 0 | 0 | 0 | 0 | 0 | 0 | 0 | 0 | 0 | 0 | 0 | 0 | 0 | 0
|  | RTN27 | Lincolnshire reservoir 75 MCMD | Headworks/Valves (60) |  | 60 | Fixed | [6 empty] | 0 | 0 | 0 | 0 | 0 | 0 | 0 | 0 | 0 | 0 | 0 | 0 | 0 | 0 | 0 | 0 | 0 | 0 | 0 | 0 | 0 | 0 | 0 | 0 | 0 | 0 | 0 | 0 | 0 | 0 | 0 | 0 | 0 | 0 | 0 | 0 | 0 | 0 | 0 | 0 | 0 | 0 | 0 | 0 | 0 | 0 | 0 | 0 | 0 | 0 | 0 | 0 | 0 | 0 | 0 | 0 | 0 | 0 | 0 | 0 | 0 | 0 | 0 | 0 | 0 | 0 | 0 | 0 | 0 | 0 | 0 | 0 | 0 | 0 | 0 | 0 | 0 | 0 | 0 | 0
|  | RTN27 | Lincolnshire reservoir 75 MCMD | Underwater Assets (60) |  | 60 | Fixed | [6 empty] | 0 | 0 | 0 | 0 | 0 | 0 | 0 | 0 | 0 | 0 | 0 | 0 | 0 | 0 | 0 | 0 | 0 | 0 | 0 | 0 | 0 | 0 | 0 | 0 | 0 | 0 | 0 | 0 | 0 | 0 | 0 | 0 | 0 | 0 | 0 | 0 | 0 | 0 | 0 | 0 | 0 | 0 | 0 | 0 | 0 | 0 | 0 | 0 | 0 | 0 | 0 | 0 | 0 | 0 | 0 | 0 | 0 | 0 | 0 | 0 | 0 | 0 | 0 | 0 | 0 | 0 | 0 | 0 | 0 | 0 | 0 | 0 | 0 | 0 | 0 | 0 | 0 | 0 | 0 | 0
|  | RTN27 | Lincolnshire reservoir 75 MCMD | Reinforced Concrete Tanks / Service Reservoirs (80) |  | 80 | Fixed | [6 empty] | 0 | 0 | 0 | 0 | 0 | 0 | 18.6972 | 18.6972 | 18.6972 | 18.6972 | 18.6972 | 18.6972 | 18.6972 | 18.6972 | 0 | 0 | 0 | 0 | 0 | 0 | 0 | 0 | 0 | 0 | 0 | 0 | 0 | 0 | 0 | 0 | 0 | 0 | 0 | 0 | 0 | 0 | 0 | 0 | 0 | 0 | 0 | 0 | 0 | 0 | 0 | 0 | 0 | 0 | 0 | 0 | 0 | 0 | 0 | 0 | 0 | 0 | 0 | 0 | 0 | 0 | 0 | 0 | 0 | 0 | 0 | 0 | 0 | 0 | 0 | 0 | 0 | 0 | 0 | 0 | 0 | 0 | 0 | 0 | 0 | 0
|  | RTN27 | Lincolnshire reservoir 75 MCMD | Weirs (100) |  | 100 | Fixed | [6 empty] | 0 | 0 | 0 | 0 | 0 | 0 | 0 | 0 | 0 | 0 | 0 | 0 | 0 | 0 | 0 | 0 | 0 | 0 | 0 | 0 | 0 | 0 | 0 | 0 | 0 | 0 | 0 | 0 | 0 | 0 | 0 | 0 | 0 | 0 | 0 | 0 | 0 | 0 | 0 | 0 | 0 | 0 | 0 | 0 | 0 | 0 | 0 | 0 | 0 | 0 | 0 | 0 | 0 | 0 | 0 | 0 | 0 | 0 | 0 | 0 | 0 | 0 | 0 | 0 | 0 | 0 | 0 | 0 | 0 | 0 | 0 | 0 | 0 | 0 | 0 | 0 | 0 | 0 | 0 | 0
|  | RTN27 | Lincolnshire reservoir 75 MCMD | Pipelines (100) |  | 100 | Fixed | [6 empty] | 0 | 0 | 0 | 0 | 0 | 0 | 51.7983 | 51.7983 | 51.7983 | 51.7983 | 51.7983 | 51.7983 | 51.7983 | 51.7983 | 0 | 0 | 0 | 0 | 0 | 0 | 0 | 0 | 0 | 0 | 0 | 0 | 0 | 0 | 0 | 0 | 0 | 0 | 0 | 0 | 0 | 0 | 0 | 0 | 0 | 0 | 0 | 0 | 0 | 0 | 0 | 0 | 0 | 0 | 0 | 0 | 0 | 0 | 0 | 0 | 0 | 0 | 0 | 0 | 0 | 0 | 0 | 0 | 0 | 0 | 0 | 0 | 0 | 0 | 0 | 0 | 0 | 0 | 0 | 0 | 0 | 0 | 0 | 0 | 0 | 0
|  | RTN27 | Lincolnshire reservoir 75 MCMD | Tunnels (100) |  | 100 | Fixed | [6 empty] | 0 | 0 | 0 | 0 | 0 | 0 | 0.45848 | 0.45848 | 0.45848 | 0.45848 | 0.45848 | 0.45848 | 0.45848 | 0.45848 | 0 | 0 | 0 | 0 | 0 | 0 | 0 | 0 | 0 | 0 | 0 | 0 | 0 | 0 | 0 | 0 | 0 | 0 | 0 | 0 | 0 | 0 | 0 | 0 | 0 | 0 | 0 | 0 | 0 | 0 | 0 | 0 | 0 | 0 | 0 | 0 | 0 | 0 | 0 | 0 | 0 | 0 | 0 | 0 | 0 | 0 | 0 | 0 | 0 | 0 | 0 | 0 | 0 | 0 | 0 | 0 | 0 | 0 | 0 | 0 | 0 | 0 | 0 | 0 | 0 | 0
|  | RTN27 | Lincolnshire reservoir 75 MCMD | Aqueducts (100) |  | 100 | Fixed | [6 empty] | 0 | 0 | 0 | 0 | 0 | 0 | 0 | 0 | 0 | 0 | 0 | 0 | 0 | 0 | 0 | 0 | 0 | 0 | 0 | 0 | 0 | 0 | 0 | 0 | 0 | 0 | 0 | 0 | 0 | 0 | 0 | 0 | 0 | 0 | 0 | 0 | 0 | 0 | 0 | 0 | 0 | 0 | 0 | 0 | 0 | 0 | 0 | 0 | 0 | 0 | 0 | 0 | 0 | 0 | 0 | 0 | 0 | 0 | 0 | 0 | 0 | 0 | 0 | 0 | 0 | 0 | 0 | 0 | 0 | 0 | 0 | 0 | 0 | 0 | 0 | 0 | 0 | 0 | 0 | 0
|  | RTN27 | Lincolnshire reservoir 75 MCMD | Embankment Works (250) |  | 250 | Fixed | [6 empty] | 0 | 0 | 0 | 0 | 0 | 0 | 55.9891 | 55.9891 | 55.9891 | 55.9891 | 55.9891 | 55.9891 | 55.9891 | 55.9891 | 0 | 0 | 0 | 0 | 0 | 0 | 0 | 0 | 0 | 0 | 0 | 0 | 0 | 0 | 0 | 0 | 0 | 0 | 0 | 0 | 0 | 0 | 0 | 0 | 0 | 0 | 0 | 0 | 0 | 0 | 0 | 0 | 0 | 0 | 0 | 0 | 0 | 0 | 0 | 0 | 0 | 0 | 0 | 0 | 0 | 0 | 0 | 0 | 0 | 0 | 0 | 0 | 0 | 0 | 0 | 0 | 0 | 0 | 0 | 0 | 0 | 0 | 0 | 0 | 0 | 0
|  | RTN27 | Lincolnshire reservoir 75 MCMD | Costed Risk |  |  | Fixed | [6 empty] | 0 | 0 | 0 | 0 | 0 | 0 | 36.8459 | 36.8459 | 36.8459 | 36.8459 | 36.8459 | 36.8459 | 36.8459 | 36.8459 | 0 | 0 | 0 | 0 | 0 | 0 | 0 | 0 | 0 | 0 | 0 | 0 | 0 | 0 | 0 | 0 | 0 | 0 | 0 | 0 | 0 | 0 | 0 | 0 | 0 | 0 | 0 | 0 | 0 | 0 | 0 | 0 | 0 | 0 | 0 | 0 | 0 | 0 | 0 | 0 | 0 | 0 | 0 | 0 | 0 | 0 | 0 | 0 | 0 | 0 | 0 | 0 | 0 | 0 | 0 | 0 | 0 | 0 | 0 | 0 | 0 | 0 | 0 | 0 | 0 | 0
|  | RTN28 | Lincolnshire reservoir 100 MCMD | Opex | Cost |  | Fixed | [6 empty] | 0 | 0 | 0 | 0 | 0 | 0 | 0 | 0 | 0 | 0 | 0 | 0 | 0 | 0 | 3.6867 | 3.6867 | 3.6867 | 3.6867 | 3.6867 | 3.6867 | 3.6867 | 3.6867 | 3.6867 | 3.6867 | 3.6867 | 3.6867 | 3.6867 | 3.6867 | 3.6867 | 3.6867 | 3.6867 | 3.6867 | 3.6867 | 3.6867 | 3.6867 | 3.6867 | 3.6867 | 3.6867 | 3.6867 | 3.6867 | 3.6867 | 3.6867 | 3.6867 | 3.6867 | 3.6867 | 3.6867 | 3.6867 | 3.6867 | 3.6867 | 3.6867 | 3.6867 | 3.6867 | 3.6867 | 3.6867 | 3.6867 | 3.6867 | 3.6867 | 3.6867 | 3.6867 | 3.6867 | 3.6867 | 3.6867 | 3.6867 | 3.6867 | 3.6867 | 3.6867 | 3.6867 | 3.6867 | 3.6867 | 3.6867 | 3.6867 | 3.6867 | 3.6867 | 3.6867 | 3.6867 | 3.6867 | 3.6867 | 3.6867 | 3.6867 | 3.6867
|  | RTN28 | Lincolnshire reservoir 100 MCMD | Opex | Cost |  | Variable | [6 empty] | 0 | 0 | 0 | 0 | 0 | 0 | 0 | 0 | 0 | 0 | 0 | 0 | 0 | 0 | 9.8262 | 9.8262 | 9.8262 | 9.8262 | 9.8262 | 9.8262 | 9.8262 | 9.8262 | 9.8262 | 9.8262 | 9.8262 | 9.8262 | 9.8262 | 9.8262 | 9.8262 | 9.8262 | 9.8262 | 9.8262 | 9.8262 | 9.8262 | 9.8262 | 9.8262 | 9.8262 | 9.8262 | 9.8262 | 9.8262 | 9.8262 | 9.8262 | 9.8262 | 9.8262 | 9.8262 | 9.8262 | 9.8262 | 9.8262 | 9.8262 | 9.8262 | 9.8262 | 9.8262 | 9.8262 | 9.8262 | 9.8262 | 9.8262 | 9.8262 | 9.8262 | 9.8262 | 9.8262 | 9.8262 | 9.8262 | 9.8262 | 9.8262 | 9.8262 | 9.8262 | 9.8262 | 9.8262 | 9.8262 | 9.8262 | 9.8262 | 9.8262 | 9.8262 | 9.8262 | 9.8262 | 9.8262 | 9.8262 | 9.8262 | 9.8262 | 9.8262
|  | RTN28 | Lincolnshire reservoir 100 MCMD | Land (Non depreciating) |  |  | Fixed | [6 empty] | 15.918 | 15.918 | 15.918 | 15.918 | 15.918 | 15.918 | 0 | 0 | 0 | 0 | 0 | 0 | 0 | 0 | 0 | 0 | 0 | 0 | 0 | 0 | 0 | 0 | 0 | 0 | 0 | 0 | 0 | 0 | 0 | 0 | 0 | 0 | 0 | 0 | 0 | 0 | 0 | 0 | 0 | 0 | 0 | 0 | 0 | 0 | 0 | 0 | 0 | 0 | 0 | 0 | 0 | 0 | 0 | 0 | 0 | 0 | 0 | 0 | 0 | 0 | 0 | 0 | 0 | 0 | 0 | 0 | 0 | 0 | 0 | 0 | 0 | 0 | 0 | 0 | 0 | 0 | 0 | 0 | 0 | 0
|  | RTN28 | Lincolnshire reservoir 100 MCMD | Planning and Development (Non depreciating) |  |  | Fixed | [6 empty] | 112.1904 | 112.1904 | 112.1904 | 112.1904 | 112.1904 | 112.1904 | 0 | 0 | 0 | 0 | 0 | 0 | 0 | 0 | 0 | 0 | 0 | 0 | 0 | 0 | 0 | 0 | 0 | 0 | 0 | 0 | 0 | 0 | 0 | 0 | 0 | 0 | 0 | 0 | 0 | 0 | 0 | 0 | 0 | 0 | 0 | 0 | 0 | 0 | 0 | 0 | 0 | 0 | 0 | 0 | 0 | 0 | 0 | 0 | 0 | 0 | 0 | 0 | 0 | 0 | 0 | 0 | 0 | 0 | 0 | 0 | 0 | 0 | 0 | 0 | 0 | 0 | 0 | 0 | 0 | 0 | 0 | 0 | 0 | 0
|  | RTN28 | Lincolnshire reservoir 100 MCMD | Other Non-Depreciating Assets (Non depreciating) |  |  | Fixed | [6 empty] | 0 | 0 | 0 | 0 | 0 | 0 | 11.1769 | 11.1769 | 11.1769 | 11.1769 | 11.1769 | 11.1769 | 11.1769 | 11.1769 | 0 | 0 | 0 | 0 | 0 | 0 | 0 | 0 | 0 | 0 | 0 | 0 | 0 | 0 | 0 | 0 | 0 | 0 | 0 | 0 | 0 | 0 | 0 | 0 | 0 | 0 | 0 | 0 | 0 | 0 | 0 | 0 | 0 | 0 | 0 | 0 | 0 | 0 | 0 | 0 | 0 | 0 | 0 | 0 | 0 | 0 | 0 | 0 | 0 | 0 | 0 | 0 | 0 | 0 | 0 | 0 | 0 | 0 | 0 | 0 | 0 | 0 | 0 | 0 | 0 | 0
|  | RTN28 | Lincolnshire reservoir 100 MCMD | Process-Related Carbon Media Including GAC (4) |  | 4 | Fixed | [6 empty] | 0 | 0 | 0 | 0 | 0 | 0 | 0 | 0 | 0 | 0 | 0 | 0 | 0 | 0 | 0 | 0 | 0 | 0 | 0 | 0 | 0 | 0 | 0 | 0 | 0 | 0 | 0 | 0 | 0 | 0 | 0 | 0 | 0 | 0 | 0 | 0 | 0 | 0 | 0 | 0 | 0 | 0 | 0 | 0 | 0 | 0 | 0 | 0 | 0 | 0 | 0 | 0 | 0 | 0 | 0 | 0 | 0 | 0 | 0 | 0 | 0 | 0 | 0 | 0 | 0 | 0 | 0 | 0 | 0 | 0 | 0 | 0 | 0 | 0 | 0 | 0 | 0 | 0 | 0 | 0
|  | RTN28 | Lincolnshire reservoir 100 MCMD | Vehicles (4) |  | 4 | Fixed | [6 empty] | 0 | 0 | 0 | 0 | 0 | 0 | 0 | 0 | 0 | 0 | 0 | 0 | 0 | 0 | 0 | 0 | 0 | 0 | 0 | 0 | 0 | 0 | 0 | 0 | 0 | 0 | 0 | 0 | 0 | 0 | 0 | 0 | 0 | 0 | 0 | 0 | 0 | 0 | 0 | 0 | 0 | 0 | 0 | 0 | 0 | 0 | 0 | 0 | 0 | 0 | 0 | 0 | 0 | 0 | 0 | 0 | 0 | 0 | 0 | 0 | 0 | 0 | 0 | 0 | 0 | 0 | 0 | 0 | 0 | 0 | 0 | 0 | 0 | 0 | 0 | 0 | 0 | 0 | 0 | 0
|  | RTN28 | Lincolnshire reservoir 100 MCMD | Computers and Data Logging (4) |  | 4 | Fixed | [6 empty] | 0 | 0 | 0 | 0 | 0 | 0 | 0 | 0 | 0 | 0 | 0 | 0 | 0 | 0 | 0 | 0 | 0 | 0 | 0 | 0 | 0 | 0 | 0 | 0 | 0 | 0 | 0 | 0 | 0 | 0 | 0 | 0 | 0 | 0 | 0 | 0 | 0 | 0 | 0 | 0 | 0 | 0 | 0 | 0 | 0 | 0 | 0 | 0 | 0 | 0 | 0 | 0 | 0 | 0 | 0 | 0 | 0 | 0 | 0 | 0 | 0 | 0 | 0 | 0 | 0 | 0 | 0 | 0 | 0 | 0 | 0 | 0 | 0 | 0 | 0 | 0 | 0 | 0 | 0 | 0
|  | RTN28 | Lincolnshire reservoir 100 MCMD | Fencing (10) |  | 10 | Fixed | [6 empty] | 0 | 0 | 0 | 0 | 0 | 0 | 0.15493 | 0.15493 | 0.15493 | 0.15493 | 0.15493 | 0.15493 | 0.15493 | 0.15493 | 0 | 0 | 0 | 0 | 0 | 0 | 0 | 0 | 0 | 1.2395 | 0 | 0 | 0 | 0 | 0 | 0 | 0 | 0 | 0 | 1.2395 | 0 | 0 | 0 | 0 | 0 | 0 | 0 | 0 | 0 | 1.2395 | 0 | 0 | 0 | 0 | 0 | 0 | 0 | 0 | 0 | 1.2395 | 0 | 0 | 0 | 0 | 0 | 0 | 0 | 0 | 0 | 1.2395 | 0 | 0 | 0 | 0 | 0 | 0 | 0 | 0 | 0 | 1.2395 | 0 | 0 | 0 | 0 | 0 | 0
|  | RTN28 | Lincolnshire reservoir 100 MCMD | Domestic Meters (10) |  | 10 | Fixed | [6 empty] | 0 | 0 | 0 | 0 | 0 | 0 | 0 | 0 | 0 | 0 | 0 | 0 | 0 | 0 | 0 | 0 | 0 | 0 | 0 | 0 | 0 | 0 | 0 | 0 | 0 | 0 | 0 | 0 | 0 | 0 | 0 | 0 | 0 | 0 | 0 | 0 | 0 | 0 | 0 | 0 | 0 | 0 | 0 | 0 | 0 | 0 | 0 | 0 | 0 | 0 | 0 | 0 | 0 | 0 | 0 | 0 | 0 | 0 | 0 | 0 | 0 | 0 | 0 | 0 | 0 | 0 | 0 | 0 | 0 | 0 | 0 | 0 | 0 | 0 | 0 | 0 | 0 | 0 | 0 | 0
|  | RTN28 | Lincolnshire reservoir 100 MCMD | Building Services (10) |  | 10 | Fixed | [6 empty] | 0 | 0 | 0 | 0 | 0 | 0 | 0 | 0 | 0 | 0 | 0 | 0 | 0 | 0 | 0 | 0 | 0 | 0 | 0 | 0 | 0 | 0 | 0 | 0 | 0 | 0 | 0 | 0 | 0 | 0 | 0 | 0 | 0 | 0 | 0 | 0 | 0 | 0 | 0 | 0 | 0 | 0 | 0 | 0 | 0 | 0 | 0 | 0 | 0 | 0 | 0 | 0 | 0 | 0 | 0 | 0 | 0 | 0 | 0 | 0 | 0 | 0 | 0 | 0 | 0 | 0 | 0 | 0 | 0 | 0 | 0 | 0 | 0 | 0 | 0 | 0 | 0 | 0 | 0 | 0
|  | RTN28 | Lincolnshire reservoir 100 MCMD | Membranes (10) |  | 10 | Fixed | [6 empty] | 0 | 0 | 0 | 0 | 0 | 0 | 0 | 0 | 0 | 0 | 0 | 0 | 0 | 0 | 0 | 0 | 0 | 0 | 0 | 0 | 0 | 0 | 0 | 0 | 0 | 0 | 0 | 0 | 0 | 0 | 0 | 0 | 0 | 0 | 0 | 0 | 0 | 0 | 0 | 0 | 0 | 0 | 0 | 0 | 0 | 0 | 0 | 0 | 0 | 0 | 0 | 0 | 0 | 0 | 0 | 0 | 0 | 0 | 0 | 0 | 0 | 0 | 0 | 0 | 0 | 0 | 0 | 0 | 0 | 0 | 0 | 0 | 0 | 0 | 0 | 0 | 0 | 0 | 0 | 0
|  | RTN28 | Lincolnshire reservoir 100 MCMD | ICA (Instrumentation, Control & Automation) (10) |  | 10 | Fixed | [6 empty] | 0 | 0 | 0 | 0 | 0 | 0 | 1.3619 | 1.3619 | 1.3619 | 1.3619 | 1.3619 | 1.3619 | 1.3619 | 1.3619 | 0 | 0 | 0 | 0 | 0 | 0 | 0 | 0 | 0 | 10.8949 | 0 | 0 | 0 | 0 | 0 | 0 | 0 | 0 | 0 | 10.8949 | 0 | 0 | 0 | 0 | 0 | 0 | 0 | 0 | 0 | 10.8949 | 0 | 0 | 0 | 0 | 0 | 0 | 0 | 0 | 0 | 10.8949 | 0 | 0 | 0 | 0 | 0 | 0 | 0 | 0 | 0 | 10.8949 | 0 | 0 | 0 | 0 | 0 | 0 | 0 | 0 | 0 | 10.8949 | 0 | 0 | 0 | 0 | 0 | 0
|  | RTN28 | Lincolnshire reservoir 100 MCMD | Plant and Machinery (15) |  | 15 | Fixed | [6 empty] | 0 | 0 | 0 | 0 | 0 | 0 | 0 | 0 | 0 | 0 | 0 | 0 | 0 | 0 | 0 | 0 | 0 | 0 | 0 | 0 | 0 | 0 | 0 | 0 | 0 | 0 | 0 | 0 | 0 | 0 | 0 | 0 | 0 | 0 | 0 | 0 | 0 | 0 | 0 | 0 | 0 | 0 | 0 | 0 | 0 | 0 | 0 | 0 | 0 | 0 | 0 | 0 | 0 | 0 | 0 | 0 | 0 | 0 | 0 | 0 | 0 | 0 | 0 | 0 | 0 | 0 | 0 | 0 | 0 | 0 | 0 | 0 | 0 | 0 | 0 | 0 | 0 | 0 | 0 | 0
|  | RTN28 | Lincolnshire reservoir 100 MCMD | M&E (Mechanical and Electrical) Works on Pumping Stations and Treatment Works (20) |  | 20 | Fixed | [6 empty] | 0 | 0 | 0 | 0 | 0 | 0 | 26.2696 | 26.2696 | 26.2696 | 26.2696 | 26.2696 | 26.2696 | 26.2696 | 26.2696 | 0 | 0 | 0 | 0 | 0 | 0 | 0 | 0 | 0 | 0 | 0 | 0 | 0 | 0 | 0 | 0 | 0 | 0 | 0 | 210.1568 | 0 | 0 | 0 | 0 | 0 | 0 | 0 | 0 | 0 | 0 | 0 | 0 | 0 | 0 | 0 | 0 | 0 | 0 | 0 | 210.1568 | 0 | 0 | 0 | 0 | 0 | 0 | 0 | 0 | 0 | 0 | 0 | 0 | 0 | 0 | 0 | 0 | 0 | 0 | 0 | 210.1568 | 0 | 0 | 0 | 0 | 0 | 0
|  | RTN28 | Lincolnshire reservoir 100 MCMD | Raw Water and District Meters (20) |  | 20 | Fixed | [6 empty] | 0 | 0 | 0 | 0 | 0 | 0 | 0 | 0 | 0 | 0 | 0 | 0 | 0 | 0 | 0 | 0 | 0 | 0 | 0 | 0 | 0 | 0 | 0 | 0 | 0 | 0 | 0 | 0 | 0 | 0 | 0 | 0 | 0 | 0 | 0 | 0 | 0 | 0 | 0 | 0 | 0 | 0 | 0 | 0 | 0 | 0 | 0 | 0 | 0 | 0 | 0 | 0 | 0 | 0 | 0 | 0 | 0 | 0 | 0 | 0 | 0 | 0 | 0 | 0 | 0 | 0 | 0 | 0 | 0 | 0 | 0 | 0 | 0 | 0 | 0 | 0 | 0 | 0 | 0 | 0
|  | RTN28 | Lincolnshire reservoir 100 MCMD | Power Supply (25) |  | 25 | Fixed | [6 empty] | 0 | 0 | 0 | 0 | 0 | 0 | 11.1152 | 11.1152 | 11.1152 | 11.1152 | 11.1152 | 11.1152 | 11.1152 | 11.1152 | 0 | 0 | 0 | 0 | 0 | 0 | 0 | 0 | 0 | 0 | 0 | 0 | 0 | 0 | 0 | 0 | 0 | 0 | 0 | 0 | 0 | 0 | 0 | 0 | 88.9212 | 0 | 0 | 0 | 0 | 0 | 0 | 0 | 0 | 0 | 0 | 0 | 0 | 0 | 0 | 0 | 0 | 0 | 0 | 0 | 0 | 0 | 0 | 0 | 0 | 88.9212 | 0 | 0 | 0 | 0 | 0 | 0 | 0 | 0 | 0 | 0 | 0 | 0 | 0 | 0 | 0 | 0
|  | RTN28 | Lincolnshire reservoir 100 MCMD | Steel/Timber/GRP Structures (30) |  | 30 | Fixed | [6 empty] | 0 | 0 | 0 | 0 | 0 | 0 | 0 | 0 | 0 | 0 | 0 | 0 | 0 | 0 | 0 | 0 | 0 | 0 | 0 | 0 | 0 | 0 | 0 | 0 | 0 | 0 | 0 | 0 | 0 | 0 | 0 | 0 | 0 | 0 | 0 | 0 | 0 | 0 | 0 | 0 | 0 | 0 | 0 | 0 | 0 | 0 | 0 | 0 | 0 | 0 | 0 | 0 | 0 | 0 | 0 | 0 | 0 | 0 | 0 | 0 | 0 | 0 | 0 | 0 | 0 | 0 | 0 | 0 | 0 | 0 | 0 | 0 | 0 | 0 | 0 | 0 | 0 | 0 | 0 | 0
|  | RTN28 | Lincolnshire reservoir 100 MCMD | Landscaping/Environmental Works (30) |  | 30 | Fixed | [6 empty] | 0 | 0 | 0 | 0 | 0 | 0 | 4.3563 | 4.3563 | 4.3563 | 4.3563 | 4.3563 | 4.3563 | 4.3563 | 4.3563 | 0 | 0 | 0 | 0 | 0 | 0 | 0 | 0 | 0 | 0 | 0 | 0 | 0 | 0 | 0 | 0 | 0 | 0 | 0 | 0 | 0 | 0 | 0 | 0 | 0 | 0 | 0 | 0 | 0 | 34.8501 | 0 | 0 | 0 | 0 | 0 | 0 | 0 | 0 | 0 | 0 | 0 | 0 | 0 | 0 | 0 | 0 | 0 | 0 | 0 | 0 | 0 | 0 | 0 | 0 | 0 | 0 | 0 | 0 | 0 | 34.8501 | 0 | 0 | 0 | 0 | 0 | 0
|  | RTN28 | Lincolnshire reservoir 100 MCMD | Borehole Screening and Casing (30) |  | 30 | Fixed | [6 empty] | 0 | 0 | 0 | 0 | 0 | 0 | 0 | 0 | 0 | 0 | 0 | 0 | 0 | 0 | 0 | 0 | 0 | 0 | 0 | 0 | 0 | 0 | 0 | 0 | 0 | 0 | 0 | 0 | 0 | 0 | 0 | 0 | 0 | 0 | 0 | 0 | 0 | 0 | 0 | 0 | 0 | 0 | 0 | 0 | 0 | 0 | 0 | 0 | 0 | 0 | 0 | 0 | 0 | 0 | 0 | 0 | 0 | 0 | 0 | 0 | 0 | 0 | 0 | 0 | 0 | 0 | 0 | 0 | 0 | 0 | 0 | 0 | 0 | 0 | 0 | 0 | 0 | 0 | 0 | 0
|  | RTN28 | Lincolnshire reservoir 100 MCMD | Bridges (40) |  | 40 | Fixed | [6 empty] | 0 | 0 | 0 | 0 | 0 | 0 | 5.1719 | 5.1719 | 5.1719 | 5.1719 | 5.1719 | 5.1719 | 5.1719 | 5.1719 | 0 | 0 | 0 | 0 | 0 | 0 | 0 | 0 | 0 | 0 | 0 | 0 | 0 | 0 | 0 | 0 | 0 | 0 | 0 | 0 | 0 | 0 | 0 | 0 | 0 | 0 | 0 | 0 | 0 | 0 | 0 | 0 | 0 | 0 | 0 | 0 | 0 | 0 | 0 | 41.3753 | 0 | 0 | 0 | 0 | 0 | 0 | 0 | 0 | 0 | 0 | 0 | 0 | 0 | 0 | 0 | 0 | 0 | 0 | 0 | 0 | 0 | 0 | 0 | 0 | 0 | 0
|  | RTN28 | Lincolnshire reservoir 100 MCMD | Brick/Concrete Office Structures (50) |  | 50 | Fixed | [6 empty] | 0 | 0 | 0 | 0 | 0 | 0 | 13.5704 | 13.5704 | 13.5704 | 13.5704 | 13.5704 | 13.5704 | 13.5704 | 13.5704 | 0 | 0 | 0 | 0 | 0 | 0 | 0 | 0 | 0 | 0 | 0 | 0 | 0 | 0 | 0 | 0 | 0 | 0 | 0 | 0 | 0 | 0 | 0 | 0 | 0 | 0 | 0 | 0 | 0 | 0 | 0 | 0 | 0 | 0 | 0 | 0 | 0 | 0 | 0 | 0 | 0 | 0 | 0 | 0 | 0 | 0 | 0 | 0 | 0 | 108.5632 | 0 | 0 | 0 | 0 | 0 | 0 | 0 | 0 | 0 | 0 | 0 | 0 | 0 | 0 | 0 | 0
|  | RTN28 | Lincolnshire reservoir 100 MCMD | Treatment and Pumping Station Civils (incl. Intakes) (60) |  | 60 | Fixed | [6 empty] | 0 | 0 | 0 | 0 | 0 | 0 | 0 | 0 | 0 | 0 | 0 | 0 | 0 | 0 | 0 | 0 | 0 | 0 | 0 | 0 | 0 | 0 | 0 | 0 | 0 | 0 | 0 | 0 | 0 | 0 | 0 | 0 | 0 | 0 | 0 | 0 | 0 | 0 | 0 | 0 | 0 | 0 | 0 | 0 | 0 | 0 | 0 | 0 | 0 | 0 | 0 | 0 | 0 | 0 | 0 | 0 | 0 | 0 | 0 | 0 | 0 | 0 | 0 | 0 | 0 | 0 | 0 | 0 | 0 | 0 | 0 | 0 | 0 | 0 | 0 | 0 | 0 | 0 | 0 | 0
|  | RTN28 | Lincolnshire reservoir 100 MCMD | Roads and Car Parks (60) |  | 60 | Fixed | [6 empty] | 0 | 0 | 0 | 0 | 0 | 0 | 13.2217 | 13.2217 | 13.2217 | 13.2217 | 13.2217 | 13.2217 | 13.2217 | 13.2217 | 0 | 0 | 0 | 0 | 0 | 0 | 0 | 0 | 0 | 0 | 0 | 0 | 0 | 0 | 0 | 0 | 0 | 0 | 0 | 0 | 0 | 0 | 0 | 0 | 0 | 0 | 0 | 0 | 0 | 0 | 0 | 0 | 0 | 0 | 0 | 0 | 0 | 0 | 0 | 0 | 0 | 0 | 0 | 0 | 0 | 0 | 0 | 0 | 0 | 0 | 0 | 0 | 0 | 0 | 0 | 0 | 0 | 0 | 0 | 105.7735 | 0 | 0 | 0 | 0 | 0 | 0
|  | RTN28 | Lincolnshire reservoir 100 MCMD | Water Towers (60) |  | 60 | Fixed | [6 empty] | 0 | 0 | 0 | 0 | 0 | 0 | 0.59936 | 0.59936 | 0.59936 | 0.59936 | 0.59936 | 0.59936 | 0.59936 | 0.59936 | 0 | 0 | 0 | 0 | 0 | 0 | 0 | 0 | 0 | 0 | 0 | 0 | 0 | 0 | 0 | 0 | 0 | 0 | 0 | 0 | 0 | 0 | 0 | 0 | 0 | 0 | 0 | 0 | 0 | 0 | 0 | 0 | 0 | 0 | 0 | 0 | 0 | 0 | 0 | 0 | 0 | 0 | 0 | 0 | 0 | 0 | 0 | 0 | 0 | 0 | 0 | 0 | 0 | 0 | 0 | 0 | 0 | 0 | 0 | 4.7949 | 0 | 0 | 0 | 0 | 0 | 0
|  | RTN28 | Lincolnshire reservoir 100 MCMD | Borehole Installation (60) |  | 60 | Fixed | [6 empty] | 0 | 0 | 0 | 0 | 0 | 0 | 0 | 0 | 0 | 0 | 0 | 0 | 0 | 0 | 0 | 0 | 0 | 0 | 0 | 0 | 0 | 0 | 0 | 0 | 0 | 0 | 0 | 0 | 0 | 0 | 0 | 0 | 0 | 0 | 0 | 0 | 0 | 0 | 0 | 0 | 0 | 0 | 0 | 0 | 0 | 0 | 0 | 0 | 0 | 0 | 0 | 0 | 0 | 0 | 0 | 0 | 0 | 0 | 0 | 0 | 0 | 0 | 0 | 0 | 0 | 0 | 0 | 0 | 0 | 0 | 0 | 0 | 0 | 0 | 0 | 0 | 0 | 0 | 0 | 0
|  | RTN28 | Lincolnshire reservoir 100 MCMD | Headworks/Valves (60) |  | 60 | Fixed | [6 empty] | 0 | 0 | 0 | 0 | 0 | 0 | 0 | 0 | 0 | 0 | 0 | 0 | 0 | 0 | 0 | 0 | 0 | 0 | 0 | 0 | 0 | 0 | 0 | 0 | 0 | 0 | 0 | 0 | 0 | 0 | 0 | 0 | 0 | 0 | 0 | 0 | 0 | 0 | 0 | 0 | 0 | 0 | 0 | 0 | 0 | 0 | 0 | 0 | 0 | 0 | 0 | 0 | 0 | 0 | 0 | 0 | 0 | 0 | 0 | 0 | 0 | 0 | 0 | 0 | 0 | 0 | 0 | 0 | 0 | 0 | 0 | 0 | 0 | 0 | 0 | 0 | 0 | 0 | 0 | 0
|  | RTN28 | Lincolnshire reservoir 100 MCMD | Underwater Assets (60) |  | 60 | Fixed | [6 empty] | 0 | 0 | 0 | 0 | 0 | 0 | 0 | 0 | 0 | 0 | 0 | 0 | 0 | 0 | 0 | 0 | 0 | 0 | 0 | 0 | 0 | 0 | 0 | 0 | 0 | 0 | 0 | 0 | 0 | 0 | 0 | 0 | 0 | 0 | 0 | 0 | 0 | 0 | 0 | 0 | 0 | 0 | 0 | 0 | 0 | 0 | 0 | 0 | 0 | 0 | 0 | 0 | 0 | 0 | 0 | 0 | 0 | 0 | 0 | 0 | 0 | 0 | 0 | 0 | 0 | 0 | 0 | 0 | 0 | 0 | 0 | 0 | 0 | 0 | 0 | 0 | 0 | 0 | 0 | 0
|  | RTN28 | Lincolnshire reservoir 100 MCMD | Reinforced Concrete Tanks / Service Reservoirs (80) |  | 80 | Fixed | [6 empty] | 0 | 0 | 0 | 0 | 0 | 0 | 21.6393 | 21.6393 | 21.6393 | 21.6393 | 21.6393 | 21.6393 | 21.6393 | 21.6393 | 0 | 0 | 0 | 0 | 0 | 0 | 0 | 0 | 0 | 0 | 0 | 0 | 0 | 0 | 0 | 0 | 0 | 0 | 0 | 0 | 0 | 0 | 0 | 0 | 0 | 0 | 0 | 0 | 0 | 0 | 0 | 0 | 0 | 0 | 0 | 0 | 0 | 0 | 0 | 0 | 0 | 0 | 0 | 0 | 0 | 0 | 0 | 0 | 0 | 0 | 0 | 0 | 0 | 0 | 0 | 0 | 0 | 0 | 0 | 0 | 0 | 0 | 0 | 0 | 0 | 0
|  | RTN28 | Lincolnshire reservoir 100 MCMD | Weirs (100) |  | 100 | Fixed | [6 empty] | 0 | 0 | 0 | 0 | 0 | 0 | 0 | 0 | 0 | 0 | 0 | 0 | 0 | 0 | 0 | 0 | 0 | 0 | 0 | 0 | 0 | 0 | 0 | 0 | 0 | 0 | 0 | 0 | 0 | 0 | 0 | 0 | 0 | 0 | 0 | 0 | 0 | 0 | 0 | 0 | 0 | 0 | 0 | 0 | 0 | 0 | 0 | 0 | 0 | 0 | 0 | 0 | 0 | 0 | 0 | 0 | 0 | 0 | 0 | 0 | 0 | 0 | 0 | 0 | 0 | 0 | 0 | 0 | 0 | 0 | 0 | 0 | 0 | 0 | 0 | 0 | 0 | 0 | 0 | 0
|  | RTN28 | Lincolnshire reservoir 100 MCMD | Pipelines (100) |  | 100 | Fixed | [6 empty] | 0 | 0 | 0 | 0 | 0 | 0 | 59.949 | 59.949 | 59.949 | 59.949 | 59.949 | 59.949 | 59.949 | 59.949 | 0 | 0 | 0 | 0 | 0 | 0 | 0 | 0 | 0 | 0 | 0 | 0 | 0 | 0 | 0 | 0 | 0 | 0 | 0 | 0 | 0 | 0 | 0 | 0 | 0 | 0 | 0 | 0 | 0 | 0 | 0 | 0 | 0 | 0 | 0 | 0 | 0 | 0 | 0 | 0 | 0 | 0 | 0 | 0 | 0 | 0 | 0 | 0 | 0 | 0 | 0 | 0 | 0 | 0 | 0 | 0 | 0 | 0 | 0 | 0 | 0 | 0 | 0 | 0 | 0 | 0
|  | RTN28 | Lincolnshire reservoir 100 MCMD | Tunnels (100) |  | 100 | Fixed | [6 empty] | 0 | 0 | 0 | 0 | 0 | 0 | 0.53062 | 0.53062 | 0.53062 | 0.53062 | 0.53062 | 0.53062 | 0.53062 | 0.53062 | 0 | 0 | 0 | 0 | 0 | 0 | 0 | 0 | 0 | 0 | 0 | 0 | 0 | 0 | 0 | 0 | 0 | 0 | 0 | 0 | 0 | 0 | 0 | 0 | 0 | 0 | 0 | 0 | 0 | 0 | 0 | 0 | 0 | 0 | 0 | 0 | 0 | 0 | 0 | 0 | 0 | 0 | 0 | 0 | 0 | 0 | 0 | 0 | 0 | 0 | 0 | 0 | 0 | 0 | 0 | 0 | 0 | 0 | 0 | 0 | 0 | 0 | 0 | 0 | 0 | 0
|  | RTN28 | Lincolnshire reservoir 100 MCMD | Aqueducts (100) |  | 100 | Fixed | [6 empty] | 0 | 0 | 0 | 0 | 0 | 0 | 0 | 0 | 0 | 0 | 0 | 0 | 0 | 0 | 0 | 0 | 0 | 0 | 0 | 0 | 0 | 0 | 0 | 0 | 0 | 0 | 0 | 0 | 0 | 0 | 0 | 0 | 0 | 0 | 0 | 0 | 0 | 0 | 0 | 0 | 0 | 0 | 0 | 0 | 0 | 0 | 0 | 0 | 0 | 0 | 0 | 0 | 0 | 0 | 0 | 0 | 0 | 0 | 0 | 0 | 0 | 0 | 0 | 0 | 0 | 0 | 0 | 0 | 0 | 0 | 0 | 0 | 0 | 0 | 0 | 0 | 0 | 0 | 0 | 0
|  | RTN28 | Lincolnshire reservoir 100 MCMD | Embankment Works (250) |  | 250 | Fixed | [6 empty] | 0 | 0 | 0 | 0 | 0 | 0 | 64.7993 | 64.7993 | 64.7993 | 64.7993 | 64.7993 | 64.7993 | 64.7993 | 64.7993 | 0 | 0 | 0 | 0 | 0 | 0 | 0 | 0 | 0 | 0 | 0 | 0 | 0 | 0 | 0 | 0 | 0 | 0 | 0 | 0 | 0 | 0 | 0 | 0 | 0 | 0 | 0 | 0 | 0 | 0 | 0 | 0 | 0 | 0 | 0 | 0 | 0 | 0 | 0 | 0 | 0 | 0 | 0 | 0 | 0 | 0 | 0 | 0 | 0 | 0 | 0 | 0 | 0 | 0 | 0 | 0 | 0 | 0 | 0 | 0 | 0 | 0 | 0 | 0 | 0 | 0
|  | RTN28 | Lincolnshire reservoir 100 MCMD | Costed Risk |  |  | Fixed | [6 empty] | 0 | 0 | 0 | 0 | 0 | 0 | 40.3824 | 40.3824 | 40.3824 | 40.3824 | 40.3824 | 40.3824 | 40.3824 | 40.3824 | 0 | 0 | 0 | 0 | 0 | 0 | 0 | 0 | 0 | 0 | 0 | 0 | 0 | 0 | 0 | 0 | 0 | 0 | 0 | 0 | 0 | 0 | 0 | 0 | 0 | 0 | 0 | 0 | 0 | 0 | 0 | 0 | 0 | 0 | 0 | 0 | 0 | 0 | 0 | 0 | 0 | 0 | 0 | 0 | 0 | 0 | 0 | 0 | 0 | 0 | 0 | 0 | 0 | 0 | 0 | 0 | 0 | 0 | 0 | 0 | 0 | 0 | 0 | 0 | 0 | 0
|  | CAM3 | Ruthamford South to Cambridge Water potable transfer (20 Ml/d) | Capex | Civils | 20 | Fixed | 0 | 0 | 0 | 0 | 0 | 0 | 0 | 0 | 0 | 0 | 0 | 0 | 0 | 0 | 0 | 0 | 0 | 0 | 0 | 0 | 0 | 0 | 0 | 0 | 0 | 0 | 0 | 0 | 0 | 0 | 0 | 0 | 0 | 0 | 0 | 0 | 0 | 0 | 0 | 0 | 0 | 0 | 0 | 0 | 0 | 0 | 0 | 0 | 0 | 0 | 0 | 0 | 0 | 0 | 0 | 0 | 0 | 0 | 0 | 0 | 0 | 0 | 0 | 0 | 0 | 0 | 0 | 0 | 0 | 0 | 0 | 0 | 0 | 0 | 0 | 0 | 0 | 0 | 0 | 0 | 0 | 0 | 0 | 0 | 0 | 0
|  | CAM3 | Ruthamford South to Cambridge Water potable transfer (20 Ml/d) | Capex | Civils | 50 | Fixed | 0 | 0 | 0 | 0 | 0 | 0 | 0.24064 | 0.65009 | 0.96668 | 0.47972 | 0 | 0 | 0 | 0 | 0 | 0 | 0 | 0 | 0 | 0 | 0 | 0 | 0 | 0 | 0 | 0 | 0 | 0 | 0 | 0 | 0 | 0 | 0 | 0 | 0 | 0 | 0 | 0 | 0 | 0 | 0 | 0 | 0 | 0 | 0 | 0 | 0 | 0 | 0 | 0 | 0 | 0 | 0 | 0 | 0 | 0 | 0 | 0 | 0 | 0 | 0 | 0 | 0 | 0 | 0 | 0 | 0 | 0 | 0 | 0 | 0 | 0 | 0 | 0 | 0 | 0 | 0 | 0 | 0 | 0 | 0 | 0 | 0 | 0 | 0 | 0
|  | CAM3 | Ruthamford South to Cambridge Water potable transfer (20 Ml/d) | Capex | ICA (Instrumentation, Control & Automation) | 7 | Fixed | 0 | 0 | 0 | 0 | 0 | 0 | 0.0041125 | 0.01111 | 0.016521 | 0.0081984 | 0 | 0 | 0 | 0 | 0 | 0 | 0 | 0 | 0 | 0 | 0 | 0 | 0 | 0 | 0 | 0 | 0 | 0 | 0 | 0 | 0 | 0 | 0 | 0 | 0 | 0 | 0 | 0 | 0 | 0 | 0 | 0 | 0 | 0 | 0 | 0 | 0 | 0 | 0 | 0 | 0 | 0 | 0 | 0 | 0 | 0 | 0 | 0 | 0 | 0 | 0 | 0 | 0 | 0 | 0 | 0 | 0 | 0 | 0 | 0 | 0 | 0 | 0 | 0 | 0 | 0 | 0 | 0 | 0 | 0 | 0 | 0 | 0 | 0 | 0 | 0
|  | CAM3 | Ruthamford South to Cambridge Water potable transfer (20 Ml/d) | Capex | M&E (Mechanical and Electrical) Works on Pumping Stations and Treatment Works | 15 | Fixed | 0 | 0 | 0 | 0 | 0 | 0 | 0.642 | 1.7344 | 2.579 | 1.2798 | 0 | 0 | 0 | 0 | 0 | 0 | 0 | 0 | 0 | 0 | 0 | 0 | 0 | 0 | 0 | 0 | 0 | 0 | 0 | 0 | 0 | 0 | 0 | 0 | 0 | 0 | 0 | 0 | 0 | 0 | 0 | 0 | 0 | 0 | 0 | 0 | 0 | 0 | 0 | 0 | 0 | 0 | 0 | 0 | 0 | 0 | 0 | 0 | 0 | 0 | 0 | 0 | 0 | 0 | 0 | 0 | 0 | 0 | 0 | 0 | 0 | 0 | 0 | 0 | 0 | 0 | 0 | 0 | 0 | 0 | 0 | 0 | 0 | 0 | 0 | 0
|  | CAM3 | Ruthamford South to Cambridge Water potable transfer (20 Ml/d) | Capex | Pipelines | 200 | Fixed | 0 | 0 | 0 | 0 | 0 | 0 | 15.3474 | 41.4608 | 61.6524 | 30.5954 | 0 | 0 | 0 | 0 | 0 | 0 | 0 | 0 | 0 | 0 | 0 | 0 | 0 | 0 | 0 | 0 | 0 | 0 | 0 | 0 | 0 | 0 | 0 | 0 | 0 | 0 | 0 | 0 | 0 | 0 | 0 | 0 | 0 | 0 | 0 | 0 | 0 | 0 | 0 | 0 | 0 | 0 | 0 | 0 | 0 | 0 | 0 | 0 | 0 | 0 | 0 | 0 | 0 | 0 | 0 | 0 | 0 | 0 | 0 | 0 | 0 | 0 | 0 | 0 | 0 | 0 | 0 | 0 | 0 | 0 | 0 | 0 | 0 | 0 | 0 | 0
|  | CAM3 | Ruthamford South to Cambridge Water potable transfer (20 Ml/d) | Capex | Planning and Development (Non depreciating) | 0 | Fixed | 0 | 0 | 0 | 0 | 0 | 0 | 0 | 0 | 0 | 0 | 0 | 0 | 0 | 0 | 0 | 0 | 0 | 0 | 0 | 0 | 0 | 0 | 0 | 0 | 0 | 0 | 0 | 0 | 0 | 0 | 0 | 0 | 0 | 0 | 0 | 0 | 0 | 0 | 0 | 0 | 0 | 0 | 0 | 0 | 0 | 0 | 0 | 0 | 0 | 0 | 0 | 0 | 0 | 0 | 0 | 0 | 0 | 0 | 0 | 0 | 0 | 0 | 0 | 0 | 0 | 0 | 0 | 0 | 0 | 0 | 0 | 0 | 0 | 0 | 0 | 0 | 0 | 0 | 0 | 0 | 0 | 0 | 0 | 0 | 0 | 0
|  | CAM3 | Ruthamford South to Cambridge Water potable transfer (20 Ml/d) | Opex | Cost |  | Fixed | 0 | 0 | 0 | 0 | 0 | 0 | 0 | 0 | 0 | 0.0034532 | 0.017266 | 0.027626 | 0.027626 | 0.027626 | 0.027626 | 0.027626 | 0.027626 | 0.027626 | 0.027626 | 0.027626 | 0.027626 | 0.027626 | 0.027626 | 0.027626 | 0.027626 | 0.027626 | 0.027626 | 0.027626 | 0.027626 | 0.027626 | 0.027626 | 0.027626 | 0.027626 | 0.027626 | 0.027626 | 0.027626 | 0.027626 | 0.027626 | 0.027626 | 0.027626 | 0.027626 | 0.027626 | 0.027626 | 0.027626 | 0.027626 | 0.027626 | 0.027626 | 0.027626 | 0.027626 | 0.027626 | 0.027626 | 0.027626 | 0.027626 | 0.027626 | 0.027626 | 0.027626 | 0.027626 | 0.027626 | 0.027626 | 0.027626 | 0.027626 | 0.027626 | 0.027626 | 0.027626 | 0.027626 | 0.027626 | 0.027626 | 0.027626 | 0.027626 | 0.027626 | 0.027626 | 0.027626 | 0.027626 | 0.027626 | 0.027626 | 0.027626 | 0.027626 | 0.027626 | 0.027626 | 0.027626 | 0.027626 | 0.027626 | 0.027626 | 0.027626 | 0.027626 | 0.027626
|  | CAM3 | Ruthamford South to Cambridge Water potable transfer (20 Ml/d) | Opex | Cost |  | Variable | 0 | 0 | 0 | 0 | 0 | 0 | 0 | 0 | 0 | 0.028062 | 0.14031 | 0.2245 | 0.2245 | 0.2245 | 0.2245 | 0.2245 | 0.2245 | 0.2245 | 0.2245 | 0.2245 | 0.2245 | 0.2245 | 0.2245 | 0.2245 | 0.2245 | 0.2245 | 0.2245 | 0.2245 | 0.2245 | 0.2245 | 0.2245 | 0.2245 | 0.2245 | 0.2245 | 0.2245 | 0.2245 | 0.2245 | 0.2245 | 0.2245 | 0.2245 | 0.2245 | 0.2245 | 0.2245 | 0.2245 | 0.2245 | 0.2245 | 0.2245 | 0.2245 | 0.2245 | 0.2245 | 0.2245 | 0.2245 | 0.2245 | 0.2245 | 0.2245 | 0.2245 | 0.2245 | 0.2245 | 0.2245 | 0.2245 | 0.2245 | 0.2245 | 0.2245 | 0.2245 | 0.2245 | 0.2245 | 0.2245 | 0.2245 | 0.2245 | 0.2245 | 0.2245 | 0.2245 | 0.2245 | 0.2245 | 0.2245 | 0.2245 | 0.2245 | 0.2245 | 0.2245 | 0.2245 | 0.2245 | 0.2245 | 0.2245 | 0.2245 | 0.2245 | 0.2245
|  | EXS10 | Holland on Sea desalination (seawater) 25 Ml/d | Capex | Civils | 20 | Fixed | 0 | 0 | 0 | 0 | 0 | 0 | 0 | 0 | 0 | 0 | 0 | 0 | 0 | 0 | 0 | 0 | 0 | 0 | 0 | 0 | 0 | 0 | 0 | 0 | 0 | 0 | 0 | 0 | 0 | 0 | 0 | 0 | 0 | 0 | 0 | 0 | 0 | 0 | 0 | 0 | 0 | 0 | 0 | 0 | 0 | 0 | 0 | 0 | 0 | 0 | 0 | 0 | 0 | 0 | 0 | 0 | 0 | 0 | 0 | 0 | 0 | 0 | 0 | 0 | 0 | 0 | 0 | 0 | 0 | 0 | 0 | 0 | 0 | 0 | 0 | 0 | 0 | 0 | 0 | 0 | 0 | 0 | 0 | 0 | 0 | 0
|  | EXS10 | Holland on Sea desalination (seawater) 25 Ml/d | Capex | Civils | 50 | Fixed | 0 | 0 | 0 | 0 | 0 | 0 | 21.2636 | 58.5259 | 94.4188 | 54.1825 | 0 | 0 | 0 | 0 | 0 | 0 | 0 | 0 | 0 | 0 | 0 | 0 | 0 | 0 | 0 | 0 | 0 | 0 | 0 | 0 | 0 | 0 | 0 | 0 | 0 | 0 | 0 | 0 | 0 | 0 | 0 | 0 | 0 | 0 | 0 | 0 | 0 | 0 | 0 | 0 | 0 | 0 | 0 | 0 | 0 | 0 | 0 | 0 | 0 | 0 | 0 | 0 | 0 | 0 | 0 | 0 | 0 | 0 | 0 | 0 | 0 | 0 | 0 | 0 | 0 | 0 | 0 | 0 | 0 | 0 | 0 | 0 | 0 | 0 | 0 | 0
|  | EXS10 | Holland on Sea desalination (seawater) 25 Ml/d | Capex | ICA (Instrumentation, Control & Automation) | 7 | Fixed | 0 | 0 | 0 | 0 | 0 | 0 | 0.41436 | 1.1405 | 1.8401 | 1.0561 | 0 | 0 | 0 | 0 | 0 | 0 | 0 | 0 | 0 | 0 | 0 | 0 | 0 | 0 | 0 | 0 | 0 | 0 | 0 | 0 | 0 | 0 | 0 | 0 | 0 | 0 | 0 | 0 | 0 | 0 | 0 | 0 | 0 | 0 | 0 | 0 | 0 | 0 | 0 | 0 | 0 | 0 | 0 | 0 | 0 | 0 | 0 | 0 | 0 | 0 | 0 | 0 | 0 | 0 | 0 | 0 | 0 | 0 | 0 | 0 | 0 | 0 | 0 | 0 | 0 | 0 | 0 | 0 | 0 | 0 | 0 | 0 | 0 | 0 | 0 | 0
|  | EXS10 | Holland on Sea desalination (seawater) 25 Ml/d | Capex | M&E (Mechanical and Electrical) Works on Pumping Stations and Treatment Works | 15 | Fixed | 0 | 0 | 0 | 0 | 0 | 0 | 13.574 | 37.3364 | 60.0692 | 34.3202 | 0 | 0 | 0 | 0 | 0 | 0 | 0 | 0 | 0 | 0 | 0 | 0 | 0 | 0 | 0 | 0 | 0 | 0 | 0 | 0 | 0 | 0 | 0 | 0 | 0 | 0 | 0 | 0 | 0 | 0 | 0 | 0 | 0 | 0 | 0 | 0 | 0 | 0 | 0 | 0 | 0 | 0 | 0 | 0 | 0 | 0 | 0 | 0 | 0 | 0 | 0 | 0 | 0 | 0 | 0 | 0 | 0 | 0 | 0 | 0 | 0 | 0 | 0 | 0 | 0 | 0 | 0 | 0 | 0 | 0 | 0 | 0 | 0 | 0 | 0 | 0
|  | EXS10 | Holland on Sea desalination (seawater) 25 Ml/d | Capex | Pipelines | 200 | Fixed | 0 | 0 | 0 | 0 | 0 | 0 | 7.0538 | 19.205 | 29.5761 | 15.6867 | 0 | 0 | 0 | 0 | 0 | 0 | 0 | 0 | 0 | 0 | 0 | 0 | 0 | 0 | 0 | 0 | 0 | 0 | 0 | 0 | 0 | 0 | 0 | 0 | 0 | 0 | 0 | 0 | 0 | 0 | 0 | 0 | 0 | 0 | 0 | 0 | 0 | 0 | 0 | 0 | 0 | 0 | 0 | 0 | 0 | 0 | 0 | 0 | 0 | 0 | 0 | 0 | 0 | 0 | 0 | 0 | 0 | 0 | 0 | 0 | 0 | 0 | 0 | 0 | 0 | 0 | 0 | 0 | 0 | 0 | 0 | 0 | 0 | 0 | 0 | 0
|  | EXS10 | Holland on Sea desalination (seawater) 25 Ml/d | Capex | Planning and Development (Non depreciating) | 0 | Fixed | 0 | 0 | 0 | 0 | 0 | 0 | 0.03733 | 0.10277 | 0.16592 | 0.095337 | 0 | 0 | 0 | 0 | 0 | 0 | 0 | 0 | 0 | 0 | 0 | 0 | 0 | 0 | 0 | 0 | 0 | 0 | 0 | 0 | 0 | 0 | 0 | 0 | 0 | 0 | 0 | 0 | 0 | 0 | 0 | 0 | 0 | 0 | 0 | 0 | 0 | 0 | 0 | 0 | 0 | 0 | 0 | 0 | 0 | 0 | 0 | 0 | 0 | 0 | 0 | 0 | 0 | 0 | 0 | 0 | 0 | 0 | 0 | 0 | 0 | 0 | 0 | 0 | 0 | 0 | 0 | 0 | 0 | 0 | 0 | 0 | 0 | 0 | 0 | 0
|  | EXS10 | Holland on Sea desalination (seawater) 25 Ml/d | Opex | Cost |  | Fixed | 0 | 0 | 0 | 0 | 0 | 0 | 0 | 0 | 0 | 1.0076 | 7.0507 | 12.0863 | 12.0863 | 12.0863 | 12.0863 | 12.0863 | 12.0863 | 12.0863 | 12.0863 | 12.0863 | 12.0863 | 12.0863 | 12.0863 | 12.0863 | 12.0863 | 12.0863 | 12.0863 | 12.0863 | 12.0863 | 12.0863 | 12.0863 | 12.0863 | 12.0863 | 12.0863 | 12.0863 | 12.0863 | 12.0863 | 12.0863 | 12.0863 | 12.0863 | 12.0863 | 12.0863 | 12.0863 | 12.0863 | 12.0863 | 12.0863 | 12.0863 | 12.0863 | 12.0863 | 12.0863 | 12.0863 | 12.0863 | 12.0863 | 12.0863 | 12.0863 | 12.0863 | 12.0863 | 12.0863 | 12.0863 | 12.0863 | 12.0863 | 12.0863 | 12.0863 | 12.0863 | 12.0863 | 12.0863 | 12.0863 | 12.0863 | 12.0863 | 12.0863 | 12.0863 | 12.0863 | 12.0863 | 12.0863 | 12.0863 | 12.0863 | 12.0863 | 12.0863 | 12.0863 | 12.0863 | 12.0863 | 12.0863 | 12.0863 | 12.0863 | 12.0863 | 12.0863
|  | EXS10 | Holland on Sea desalination (seawater) 25 Ml/d | Opex | Cost |  | Variable | 0 | 0 | 0 | 0 | 0 | 0 | 0 | 0 | 0 | 0.075624 | 0.47073 | 0.79021 | 0.79021 | 0.79021 | 0.79021 | 0.79021 | 0.79021 | 0.79021 | 0.79021 | 0.79021 | 0.79021 | 0.79021 | 0.79021 | 0.79021 | 0.79021 | 0.79021 | 0.79021 | 0.79021 | 0.79021 | 0.79021 | 0.79021 | 0.79021 | 0.79021 | 0.79021 | 0.79021 | 0.79021 | 0.79021 | 0.79021 | 0.79021 | 0.79021 | 0.79021 | 0.79021 | 0.79021 | 0.79021 | 0.79021 | 0.79021 | 0.79021 | 0.79021 | 0.79021 | 0.79021 | 0.79021 | 0.79021 | 0.79021 | 0.79021 | 0.79021 | 0.79021 | 0.79021 | 0.79021 | 0.79021 | 0.79021 | 0.79021 | 0.79021 | 0.79021 | 0.79021 | 0.79021 | 0.79021 | 0.79021 | 0.79021 | 0.79021 | 0.79021 | 0.79021 | 0.79021 | 0.79021 | 0.79021 | 0.79021 | 0.79021 | 0.79021 | 0.79021 | 0.79021 | 0.79021 | 0.79021 | 0.79021 | 0.79021 | 0.79021 | 0.79021 | 0.79021
|  | EXS11 | Holland on Sea desalination (seawater) 50 Ml/d | Capex | Civils | 20 | Fixed | 0 | 0 | 0 | 0 | 0 | 0 | 0 | 0 | 0 | 0 | 0 | 0 | 0 | 0 | 0 | 0 | 0 | 0 | 0 | 0 | 0 | 0 | 0 | 0 | 0 | 0 | 0 | 0 | 0 | 0 | 0 | 0 | 0 | 0 | 0 | 0 | 0 | 0 | 0 | 0 | 0 | 0 | 0 | 0 | 0 | 0 | 0 | 0 | 0 | 0 | 0 | 0 | 0 | 0 | 0 | 0 | 0 | 0 | 0 | 0 | 0 | 0 | 0 | 0 | 0 | 0 | 0 | 0 | 0 | 0 | 0 | 0 | 0 | 0 | 0 | 0 | 0 | 0 | 0 | 0 | 0 | 0 | 0 | 0 | 0 | 0
|  | EXS11 | Holland on Sea desalination (seawater) 50 Ml/d | Capex | Civils | 50 | Fixed | 0 | 0 | 0 | 0 | 0 | 0 | 38.2831 | 105.3638 | 169.9378 | 97.4792 | 0 | 0 | 0 | 0 | 0 | 0 | 0 | 0 | 0 | 0 | 0 | 0 | 0 | 0 | 0 | 0 | 0 | 0 | 0 | 0 | 0 | 0 | 0 | 0 | 0 | 0 | 0 | 0 | 0 | 0 | 0 | 0 | 0 | 0 | 0 | 0 | 0 | 0 | 0 | 0 | 0 | 0 | 0 | 0 | 0 | 0 | 0 | 0 | 0 | 0 | 0 | 0 | 0 | 0 | 0 | 0 | 0 | 0 | 0 | 0 | 0 | 0 | 0 | 0 | 0 | 0 | 0 | 0 | 0 | 0 | 0 | 0 | 0 | 0 | 0 | 0
|  | EXS11 | Holland on Sea desalination (seawater) 50 Ml/d | Capex | ICA (Instrumentation, Control & Automation) | 7 | Fixed | 0 | 0 | 0 | 0 | 0 | 0 | 0.72779 | 2.0032 | 3.2322 | 1.8551 | 0 | 0 | 0 | 0 | 0 | 0 | 0 | 0 | 0 | 0 | 0 | 0 | 0 | 0 | 0 | 0 | 0 | 0 | 0 | 0 | 0 | 0 | 0 | 0 | 0 | 0 | 0 | 0 | 0 | 0 | 0 | 0 | 0 | 0 | 0 | 0 | 0 | 0 | 0 | 0 | 0 | 0 | 0 | 0 | 0 | 0 | 0 | 0 | 0 | 0 | 0 | 0 | 0 | 0 | 0 | 0 | 0 | 0 | 0 | 0 | 0 | 0 | 0 | 0 | 0 | 0 | 0 | 0 | 0 | 0 | 0 | 0 | 0 | 0 | 0 | 0
|  | EXS11 | Holland on Sea desalination (seawater) 50 Ml/d | Capex | M&E (Mechanical and Electrical) Works on Pumping Stations and Treatment Works | 15 | Fixed | 0 | 0 | 0 | 0 | 0 | 0 | 23.4771 | 64.5491 | 103.6715 | 59.0679 | 0 | 0 | 0 | 0 | 0 | 0 | 0 | 0 | 0 | 0 | 0 | 0 | 0 | 0 | 0 | 0 | 0 | 0 | 0 | 0 | 0 | 0 | 0 | 0 | 0 | 0 | 0 | 0 | 0 | 0 | 0 | 0 | 0 | 0 | 0 | 0 | 0 | 0 | 0 | 0 | 0 | 0 | 0 | 0 | 0 | 0 | 0 | 0 | 0 | 0 | 0 | 0 | 0 | 0 | 0 | 0 | 0 | 0 | 0 | 0 | 0 | 0 | 0 | 0 | 0 | 0 | 0 | 0 | 0 | 0 | 0 | 0 | 0 | 0 | 0 | 0
|  | EXS11 | Holland on Sea desalination (seawater) 50 Ml/d | Capex | Pipelines | 200 | Fixed | 0 | 0 | 0 | 0 | 0 | 0 | 10.3341 | 28.0262 | 42.4184 | 21.7872 | 0 | 0 | 0 | 0 | 0 | 0 | 0 | 0 | 0 | 0 | 0 | 0 | 0 | 0 | 0 | 0 | 0 | 0 | 0 | 0 | 0 | 0 | 0 | 0 | 0 | 0 | 0 | 0 | 0 | 0 | 0 | 0 | 0 | 0 | 0 | 0 | 0 | 0 | 0 | 0 | 0 | 0 | 0 | 0 | 0 | 0 | 0 | 0 | 0 | 0 | 0 | 0 | 0 | 0 | 0 | 0 | 0 | 0 | 0 | 0 | 0 | 0 | 0 | 0 | 0 | 0 | 0 | 0 | 0 | 0 | 0 | 0 | 0 | 0 | 0 | 0
|  | EXS11 | Holland on Sea desalination (seawater) 50 Ml/d | Capex | Planning and Development (Non depreciating) | 0 | Fixed | 0 | 0 | 0 | 0 | 0 | 0 | 0.037132 | 0.10222 | 0.16504 | 0.094832 | 0 | 0 | 0 | 0 | 0 | 0 | 0 | 0 | 0 | 0 | 0 | 0 | 0 | 0 | 0 | 0 | 0 | 0 | 0 | 0 | 0 | 0 | 0 | 0 | 0 | 0 | 0 | 0 | 0 | 0 | 0 | 0 | 0 | 0 | 0 | 0 | 0 | 0 | 0 | 0 | 0 | 0 | 0 | 0 | 0 | 0 | 0 | 0 | 0 | 0 | 0 | 0 | 0 | 0 | 0 | 0 | 0 | 0 | 0 | 0 | 0 | 0 | 0 | 0 | 0 | 0 | 0 | 0 | 0 | 0 | 0 | 0 | 0 | 0 | 0 | 0
|  | EXS11 | Holland on Sea desalination (seawater) 50 Ml/d | Opex | Cost |  | Fixed | 0 | 0 | 0 | 0 | 0 | 0 | 0 | 0 | 0 | 1.9098 | 13.3639 | 22.908 | 22.908 | 22.908 | 22.908 | 22.908 | 22.908 | 22.908 | 22.908 | 22.908 | 22.908 | 22.908 | 22.908 | 22.908 | 22.908 | 22.908 | 22.908 | 22.908 | 22.908 | 22.908 | 22.908 | 22.908 | 22.908 | 22.908 | 22.908 | 22.908 | 22.908 | 22.908 | 22.908 | 22.908 | 22.908 | 22.908 | 22.908 | 22.908 | 22.908 | 22.908 | 22.908 | 22.908 | 22.908 | 22.908 | 22.908 | 22.908 | 22.908 | 22.908 | 22.908 | 22.908 | 22.908 | 22.908 | 22.908 | 22.908 | 22.908 | 22.908 | 22.908 | 22.908 | 22.908 | 22.908 | 22.908 | 22.908 | 22.908 | 22.908 | 22.908 | 22.908 | 22.908 | 22.908 | 22.908 | 22.908 | 22.908 | 22.908 | 22.908 | 22.908 | 22.908 | 22.908 | 22.908 | 22.908 | 22.908 | 22.908
|  | EXS11 | Holland on Sea desalination (seawater) 50 Ml/d | Opex | Cost |  | Variable | 0 | 0 | 0 | 0 | 0 | 0 | 0 | 0 | 0 | 0.16496 | 0.98946 | 1.649 | 1.649 | 1.649 | 1.649 | 1.649 | 1.649 | 1.649 | 1.649 | 1.649 | 1.649 | 1.649 | 1.649 | 1.649 | 1.649 | 1.649 | 1.649 | 1.649 | 1.649 | 1.649 | 1.649 | 1.649 | 1.649 | 1.649 | 1.649 | 1.649 | 1.649 | 1.649 | 1.649 | 1.649 | 1.649 | 1.649 | 1.649 | 1.649 | 1.649 | 1.649 | 1.649 | 1.649 | 1.649 | 1.649 | 1.649 | 1.649 | 1.649 | 1.649 | 1.649 | 1.649 | 1.649 | 1.649 | 1.649 | 1.649 | 1.649 | 1.649 | 1.649 | 1.649 | 1.649 | 1.649 | 1.649 | 1.649 | 1.649 | 1.649 | 1.649 | 1.649 | 1.649 | 1.649 | 1.649 | 1.649 | 1.649 | 1.649 | 1.649 | 1.649 | 1.649 | 1.649 | 1.649 | 1.649 | 1.649 | 1.649
|  | EXS12 | Holland on Sea desalination (seawater) 100 Ml/d | Capex | Civils | 20 | Fixed | 0 | 0 | 0 | 0 | 0 | 0 | 0 | 0 | 0 | 0 | 0 | 0 | 0 | 0 | 0 | 0 | 0 | 0 | 0 | 0 | 0 | 0 | 0 | 0 | 0 | 0 | 0 | 0 | 0 | 0 | 0 | 0 | 0 | 0 | 0 | 0 | 0 | 0 | 0 | 0 | 0 | 0 | 0 | 0 | 0 | 0 | 0 | 0 | 0 | 0 | 0 | 0 | 0 | 0 | 0 | 0 | 0 | 0 | 0 | 0 | 0 | 0 | 0 | 0 | 0 | 0 | 0 | 0 | 0 | 0 | 0 | 0 | 0 | 0 | 0 | 0 | 0 | 0 | 0 | 0 | 0 | 0 | 0 | 0 | 0 | 0
|  | EXS12 | Holland on Sea desalination (seawater) 100 Ml/d | Capex | Civils | 50 | Fixed | 0 | 0 | 0 | 0 | 0 | 0 | 64.4007 | 177.2518 | 285.9283 | 164.0542 | 0 | 0 | 0 | 0 | 0 | 0 | 0 | 0 | 0 | 0 | 0 | 0 | 0 | 0 | 0 | 0 | 0 | 0 | 0 | 0 | 0 | 0 | 0 | 0 | 0 | 0 | 0 | 0 | 0 | 0 | 0 | 0 | 0 | 0 | 0 | 0 | 0 | 0 | 0 | 0 | 0 | 0 | 0 | 0 | 0 | 0 | 0 | 0 | 0 | 0 | 0 | 0 | 0 | 0 | 0 | 0 | 0 | 0 | 0 | 0 | 0 | 0 | 0 | 0 | 0 | 0 | 0 | 0 | 0 | 0 | 0 | 0 | 0 | 0 | 0 | 0
|  | EXS12 | Holland on Sea desalination (seawater) 100 Ml/d | Capex | ICA (Instrumentation, Control & Automation) | 7 | Fixed | 0 | 0 | 0 | 0 | 0 | 0 | 1.2052 | 3.3175 | 5.3529 | 3.0727 | 0 | 0 | 0 | 0 | 0 | 0 | 0 | 0 | 0 | 0 | 0 | 0 | 0 | 0 | 0 | 0 | 0 | 0 | 0 | 0 | 0 | 0 | 0 | 0 | 0 | 0 | 0 | 0 | 0 | 0 | 0 | 0 | 0 | 0 | 0 | 0 | 0 | 0 | 0 | 0 | 0 | 0 | 0 | 0 | 0 | 0 | 0 | 0 | 0 | 0 | 0 | 0 | 0 | 0 | 0 | 0 | 0 | 0 | 0 | 0 | 0 | 0 | 0 | 0 | 0 | 0 | 0 | 0 | 0 | 0 | 0 | 0 | 0 | 0 | 0 | 0
|  | EXS12 | Holland on Sea desalination (seawater) 100 Ml/d | Capex | M&E (Mechanical and Electrical) Works on Pumping Stations and Treatment Works | 15 | Fixed | 0 | 0 | 0 | 0 | 0 | 0 | 38.2497 | 105.1767 | 168.9978 | 96.3568 | 0 | 0 | 0 | 0 | 0 | 0 | 0 | 0 | 0 | 0 | 0 | 0 | 0 | 0 | 0 | 0 | 0 | 0 | 0 | 0 | 0 | 0 | 0 | 0 | 0 | 0 | 0 | 0 | 0 | 0 | 0 | 0 | 0 | 0 | 0 | 0 | 0 | 0 | 0 | 0 | 0 | 0 | 0 | 0 | 0 | 0 | 0 | 0 | 0 | 0 | 0 | 0 | 0 | 0 | 0 | 0 | 0 | 0 | 0 | 0 | 0 | 0 | 0 | 0 | 0 | 0 | 0 | 0 | 0 | 0 | 0 | 0 | 0 | 0 | 0 | 0
|  | EXS12 | Holland on Sea desalination (seawater) 100 Ml/d | Capex | Pipelines | 200 | Fixed | 0 | 0 | 0 | 0 | 0 | 0 | 14.8694 | 40.372 | 61.4164 | 31.8494 | 0 | 0 | 0 | 0 | 0 | 0 | 0 | 0 | 0 | 0 | 0 | 0 | 0 | 0 | 0 | 0 | 0 | 0 | 0 | 0 | 0 | 0 | 0 | 0 | 0 | 0 | 0 | 0 | 0 | 0 | 0 | 0 | 0 | 0 | 0 | 0 | 0 | 0 | 0 | 0 | 0 | 0 | 0 | 0 | 0 | 0 | 0 | 0 | 0 | 0 | 0 | 0 | 0 | 0 | 0 | 0 | 0 | 0 | 0 | 0 | 0 | 0 | 0 | 0 | 0 | 0 | 0 | 0 | 0 | 0 | 0 | 0 | 0 | 0 | 0 | 0
|  | EXS12 | Holland on Sea desalination (seawater) 100 Ml/d | Capex | Planning and Development (Non depreciating) | 0 | Fixed | 0 | 0 | 0 | 0 | 0 | 0 | 0.036919 | 0.10163 | 0.1641 | 0.094287 | 0 | 0 | 0 | 0 | 0 | 0 | 0 | 0 | 0 | 0 | 0 | 0 | 0 | 0 | 0 | 0 | 0 | 0 | 0 | 0 | 0 | 0 | 0 | 0 | 0 | 0 | 0 | 0 | 0 | 0 | 0 | 0 | 0 | 0 | 0 | 0 | 0 | 0 | 0 | 0 | 0 | 0 | 0 | 0 | 0 | 0 | 0 | 0 | 0 | 0 | 0 | 0 | 0 | 0 | 0 | 0 | 0 | 0 | 0 | 0 | 0 | 0 | 0 | 0 | 0 | 0 | 0 | 0 | 0 | 0 | 0 | 0 | 0 | 0 | 0 | 0
|  | EXS12 | Holland on Sea desalination (seawater) 100 Ml/d | Opex | Cost |  | Fixed | 0 | 0 | 0 | 0 | 0 | 0 | 0 | 0 | 0 | 1.9174 | 13.415 | 22.9951 | 22.9951 | 22.9951 | 22.9951 | 22.9951 | 22.9951 | 22.9951 | 22.9951 | 22.9951 | 22.9951 | 22.9951 | 22.9951 | 22.9951 | 22.9951 | 22.9951 | 22.9951 | 22.9951 | 22.9951 | 22.9951 | 22.9951 | 22.9951 | 22.9951 | 22.9951 | 22.9951 | 22.9951 | 22.9951 | 22.9951 | 22.9951 | 22.9951 | 22.9951 | 22.9951 | 22.9951 | 22.9951 | 22.9951 | 22.9951 | 22.9951 | 22.9951 | 22.9951 | 22.9951 | 22.9951 | 22.9951 | 22.9951 | 22.9951 | 22.9951 | 22.9951 | 22.9951 | 22.9951 | 22.9951 | 22.9951 | 22.9951 | 22.9951 | 22.9951 | 22.9951 | 22.9951 | 22.9951 | 22.9951 | 22.9951 | 22.9951 | 22.9951 | 22.9951 | 22.9951 | 22.9951 | 22.9951 | 22.9951 | 22.9951 | 22.9951 | 22.9951 | 22.9951 | 22.9951 | 22.9951 | 22.9951 | 22.9951 | 22.9951 | 22.9951 | 22.9951
|  | EXS12 | Holland on Sea desalination (seawater) 100 Ml/d | Opex | Cost |  | Variable | 0 | 0 | 0 | 0 | 0 | 0 | 0 | 0 | 0 | 0.27797 | 1.6905 | 2.825 | 2.825 | 2.825 | 2.825 | 2.825 | 2.825 | 2.825 | 2.825 | 2.825 | 2.825 | 2.825 | 2.825 | 2.825 | 2.825 | 2.825 | 2.825 | 2.825 | 2.825 | 2.825 | 2.825 | 2.825 | 2.825 | 2.825 | 2.825 | 2.825 | 2.825 | 2.825 | 2.825 | 2.825 | 2.825 | 2.825 | 2.825 | 2.825 | 2.825 | 2.825 | 2.825 | 2.825 | 2.825 | 2.825 | 2.825 | 2.825 | 2.825 | 2.825 | 2.825 | 2.825 | 2.825 | 2.825 | 2.825 | 2.825 | 2.825 | 2.825 | 2.825 | 2.825 | 2.825 | 2.825 | 2.825 | 2.825 | 2.825 | 2.825 | 2.825 | 2.825 | 2.825 | 2.825 | 2.825 | 2.825 | 2.825 | 2.825 | 2.825 | 2.825 | 2.825 | 2.825 | 2.825 | 2.825 | 2.825 | 2.825
|  | EXS19 | Colchester WRC direct to Ardleigh Reservoir (no additional treatment) | Capex | Civils | 20 | Fixed | 0 | 0 | 0 | 0 | 0 | 0 | 0 | 0 | 0 | 0 | 0 | 0 | 0 | 0 | 0 | 0 | 0 | 0 | 0 | 0 | 0 | 0 | 0 | 0 | 0 | 0 | 0 | 0 | 0 | 0 | 0 | 0 | 0 | 0 | 0 | 0 | 0 | 0 | 0 | 0 | 0 | 0 | 0 | 0 | 0 | 0 | 0 | 0 | 0 | 0 | 0 | 0 | 0 | 0 | 0 | 0 | 0 | 0 | 0 | 0 | 0 | 0 | 0 | 0 | 0 | 0 | 0 | 0 | 0 | 0 | 0 | 0 | 0 | 0 | 0 | 0 | 0 | 0 | 0 | 0 | 0 | 0 | 0 | 0 | 0 | 0
|  | EXS19 | Colchester WRC direct to Ardleigh Reservoir (no additional treatment) | Capex | Civils | 50 | Fixed | 0 | 0 | 0 | 0 | 0 | 0 | 6.3262 | 17.3941 | 28.2323 | 16.7076 | 0.51117 | 0 | 0 | 0 | 0 | 0 | 0 | 0 | 0 | 0 | 0 | 0 | 0 | 0 | 0 | 0 | 0 | 0 | 0 | 0 | 0 | 0 | 0 | 0 | 0 | 0 | 0 | 0 | 0 | 0 | 0 | 0 | 0 | 0 | 0 | 0 | 0 | 0 | 0 | 0 | 0 | 0 | 0 | 0 | 0 | 0 | 0 | 0 | 0 | 0 | 0 | 0 | 0 | 0 | 0 | 0 | 0 | 0 | 0 | 0 | 0 | 0 | 0 | 0 | 0 | 0 | 0 | 0 | 0 | 0 | 0 | 0 | 0 | 0 | 0 | 0
|  | EXS19 | Colchester WRC direct to Ardleigh Reservoir (no additional treatment) | Capex | ICA (Instrumentation, Control & Automation) | 7 | Fixed | 0 | 0 | 0 | 0 | 0 | 0 | 0.081696 | 0.22406 | 0.3676 | 0.23035 | 0.020137 | 0 | 0 | 0 | 0 | 0 | 0 | 0 | 0 | 0 | 0 | 0 | 0 | 0 | 0 | 0 | 0 | 0 | 0 | 0 | 0 | 0 | 0 | 0 | 0 | 0 | 0 | 0 | 0 | 0 | 0 | 0 | 0 | 0 | 0 | 0 | 0 | 0 | 0 | 0 | 0 | 0 | 0 | 0 | 0 | 0 | 0 | 0 | 0 | 0 | 0 | 0 | 0 | 0 | 0 | 0 | 0 | 0 | 0 | 0 | 0 | 0 | 0 | 0 | 0 | 0 | 0 | 0 | 0 | 0 | 0 | 0 | 0 | 0 | 0 | 0
|  | EXS19 | Colchester WRC direct to Ardleigh Reservoir (no additional treatment) | Capex | M&E (Mechanical and Electrical) Works on Pumping Stations and Treatment Works | 15 | Fixed | 0 | 0 | 0 | 0 | 0 | 0 | 4.6226 | 12.7009 | 20.6776 | 12.4415 | 0.58983 | 0 | 0 | 0 | 0 | 0 | 0 | 0 | 0 | 0 | 0 | 0 | 0 | 0 | 0 | 0 | 0 | 0 | 0 | 0 | 0 | 0 | 0 | 0 | 0 | 0 | 0 | 0 | 0 | 0 | 0 | 0 | 0 | 0 | 0 | 0 | 0 | 0 | 0 | 0 | 0 | 0 | 0 | 0 | 0 | 0 | 0 | 0 | 0 | 0 | 0 | 0 | 0 | 0 | 0 | 0 | 0 | 0 | 0 | 0 | 0 | 0 | 0 | 0 | 0 | 0 | 0 | 0 | 0 | 0 | 0 | 0 | 0 | 0 | 0 | 0
|  | EXS19 | Colchester WRC direct to Ardleigh Reservoir (no additional treatment) | Capex | Pipelines | 200 | Fixed | 0 | 0 | 0 | 0 | 0 | 0 | 2.3439 | 6.2263 | 11.6165 | 11.7997 | 5.3932 | 0 | 0 | 0 | 0 | 0 | 0 | 0 | 0 | 0 | 0 | 0 | 0 | 0 | 0 | 0 | 0 | 0 | 0 | 0 | 0 | 0 | 0 | 0 | 0 | 0 | 0 | 0 | 0 | 0 | 0 | 0 | 0 | 0 | 0 | 0 | 0 | 0 | 0 | 0 | 0 | 0 | 0 | 0 | 0 | 0 | 0 | 0 | 0 | 0 | 0 | 0 | 0 | 0 | 0 | 0 | 0 | 0 | 0 | 0 | 0 | 0 | 0 | 0 | 0 | 0 | 0 | 0 | 0 | 0 | 0 | 0 | 0 | 0 | 0 | 0
|  | EXS19 | Colchester WRC direct to Ardleigh Reservoir (no additional treatment) | Capex | Planning and Development (Non depreciating) | 0 | Fixed | 0 | 0 | 0 | 0 | 0 | 0 | 0 | 0 | 0 | 0 | 0 | 0 | 0 | 0 | 0 | 0 | 0 | 0 | 0 | 0 | 0 | 0 | 0 | 0 | 0 | 0 | 0 | 0 | 0 | 0 | 0 | 0 | 0 | 0 | 0 | 0 | 0 | 0 | 0 | 0 | 0 | 0 | 0 | 0 | 0 | 0 | 0 | 0 | 0 | 0 | 0 | 0 | 0 | 0 | 0 | 0 | 0 | 0 | 0 | 0 | 0 | 0 | 0 | 0 | 0 | 0 | 0 | 0 | 0 | 0 | 0 | 0 | 0 | 0 | 0 | 0 | 0 | 0 | 0 | 0 | 0 | 0 | 0 | 0 | 0 | 0
|  | EXS19 | Colchester WRC direct to Ardleigh Reservoir (no additional treatment) | Opex | Cost |  | Fixed | 0 | 0 | 0 | 0 | 0 | 0 | 0 | 0 | 0.5258 | 3.6806 | 6.6208 | 6.932 | 6.932 | 6.932 | 6.932 | 6.932 | 6.932 | 6.932 | 6.932 | 6.932 | 6.932 | 6.932 | 6.932 | 6.932 | 6.932 | 6.932 | 6.932 | 6.932 | 6.932 | 6.932 | 6.932 | 6.932 | 6.932 | 6.932 | 6.932 | 6.932 | 6.932 | 6.932 | 6.932 | 6.932 | 6.932 | 6.932 | 6.932 | 6.932 | 6.932 | 6.932 | 6.932 | 6.932 | 6.932 | 6.932 | 6.932 | 6.932 | 6.932 | 6.932 | 6.932 | 6.932 | 6.932 | 6.932 | 6.932 | 6.932 | 6.932 | 6.932 | 6.932 | 6.932 | 6.932 | 6.932 | 6.932 | 6.932 | 6.932 | 6.932 | 6.932 | 6.932 | 6.932 | 6.932 | 6.932 | 6.932 | 6.932 | 6.932 | 6.932 | 6.932 | 6.932 | 6.932 | 6.932 | 6.932 | 6.932 | 0
|  | EXS19 | Colchester WRC direct to Ardleigh Reservoir (no additional treatment) | Opex | Cost |  | Variable | 0 | 0 | 0 | 0 | 0 | 0 | 0 | 0 | 0.00067487 | 0.0047241 | 0.11145 | 0.2148 | 0.2148 | 0.2148 | 0.2148 | 0.2148 | 0.2148 | 0.2148 | 0.2148 | 0.2148 | 0.2148 | 0.2148 | 0.2148 | 0.2148 | 0.2148 | 0.2148 | 0.2148 | 0.2148 | 0.2148 | 0.2148 | 0.2148 | 0.2148 | 0.2148 | 0.2148 | 0.2148 | 0.2148 | 0.2148 | 0.2148 | 0.2148 | 0.2148 | 0.2148 | 0.2148 | 0.2148 | 0.2148 | 0.2148 | 0.2148 | 0.2148 | 0.2148 | 0.2148 | 0.2148 | 0.2148 | 0.2148 | 0.2148 | 0.2148 | 0.2148 | 0.2148 | 0.2148 | 0.2148 | 0.2148 | 0.2148 | 0.2148 | 0.2148 | 0.2148 | 0.2148 | 0.2148 | 0.2148 | 0.2148 | 0.2148 | 0.2148 | 0.2148 | 0.2148 | 0.2148 | 0.2148 | 0.2148 | 0.2148 | 0.2148 | 0.2148 | 0.2148 | 0.2148 | 0.2148 | 0.2148 | 0.2148 | 0.2148 | 0.2148 | 0.2148 | 0
|  | EXS2 | Colchester WRC direct to Ardleigh Reservoir (no additional treatment) | Capex | Civils | 20 | Fixed | 0 | 0 | 0 | 0 | 0 | 0 | 0 | 0 | 0 | 0 | 0 | 0 | 0 | 0 | 0 | 0 | 0 | 0 | 0 | 0 | 0 | 0 | 0 | 0 | 0 | 0 | 0 | 0 | 0 | 0 | 0 | 0 | 0 | 0 | 0 | 0 | 0 | 0 | 0 | 0 | 0 | 0 | 0 | 0 | 0 | 0 | 0 | 0 | 0 | 0 | 0 | 0 | 0 | 0 | 0 | 0 | 0 | 0 | 0 | 0 | 0 | 0 | 0 | 0 | 0 | 0 | 0 | 0 | 0 | 0 | 0 | 0 | 0 | 0 | 0 | 0 | 0 | 0 | 0 | 0 | 0 | 0 | 0 | 0 | 0 | 0
|  | EXS2 | Colchester WRC direct to Ardleigh Reservoir (no additional treatment) | Capex | Civils | 50 | Fixed | 0 | 0 | 0 | 0 | 0 | 0 | 7.0434 | 19.3685 | 31.42 | 18.5392 | 0.51117 | 0 | 0 | 0 | 0 | 0 | 0 | 0 | 0 | 0 | 0 | 0 | 0 | 0 | 0 | 0 | 0 | 0 | 0 | 0 | 0 | 0 | 0 | 0 | 0 | 0 | 0 | 0 | 0 | 0 | 0 | 0 | 0 | 0 | 0 | 0 | 0 | 0 | 0 | 0 | 0 | 0 | 0 | 0 | 0 | 0 | 0 | 0 | 0 | 0 | 0 | 0 | 0 | 0 | 0 | 0 | 0 | 0 | 0 | 0 | 0 | 0 | 0 | 0 | 0 | 0 | 0 | 0 | 0 | 0 | 0 | 0 | 0 | 0 | 0 | 0
|  | EXS2 | Colchester WRC direct to Ardleigh Reservoir (no additional treatment) | Capex | ICA (Instrumentation, Control & Automation) | 7 | Fixed | 0 | 0 | 0 | 0 | 0 | 0 | 0.090558 | 0.24845 | 0.40699 | 0.25298 | 0.020137 | 0 | 0 | 0 | 0 | 0 | 0 | 0 | 0 | 0 | 0 | 0 | 0 | 0 | 0 | 0 | 0 | 0 | 0 | 0 | 0 | 0 | 0 | 0 | 0 | 0 | 0 | 0 | 0 | 0 | 0 | 0 | 0 | 0 | 0 | 0 | 0 | 0 | 0 | 0 | 0 | 0 | 0 | 0 | 0 | 0 | 0 | 0 | 0 | 0 | 0 | 0 | 0 | 0 | 0 | 0 | 0 | 0 | 0 | 0 | 0 | 0 | 0 | 0 | 0 | 0 | 0 | 0 | 0 | 0 | 0 | 0 | 0 | 0 | 0 | 0
|  | EXS2 | Colchester WRC direct to Ardleigh Reservoir (no additional treatment) | Capex | M&E (Mechanical and Electrical) Works on Pumping Stations and Treatment Works | 15 | Fixed | 0 | 0 | 0 | 0 | 0 | 0 | 5.261 | 14.4583 | 23.515 | 14.0718 | 0.58983 | 0 | 0 | 0 | 0 | 0 | 0 | 0 | 0 | 0 | 0 | 0 | 0 | 0 | 0 | 0 | 0 | 0 | 0 | 0 | 0 | 0 | 0 | 0 | 0 | 0 | 0 | 0 | 0 | 0 | 0 | 0 | 0 | 0 | 0 | 0 | 0 | 0 | 0 | 0 | 0 | 0 | 0 | 0 | 0 | 0 | 0 | 0 | 0 | 0 | 0 | 0 | 0 | 0 | 0 | 0 | 0 | 0 | 0 | 0 | 0 | 0 | 0 | 0 | 0 | 0 | 0 | 0 | 0 | 0 | 0 | 0 | 0 | 0 | 0 | 0
|  | EXS2 | Colchester WRC direct to Ardleigh Reservoir (no additional treatment) | Capex | Pipelines | 200 | Fixed | 0 | 0 | 0 | 0 | 0 | 0 | 2.4358 | 6.4792 | 12.0248 | 12.0343 | 5.3932 | 0 | 0 | 0 | 0 | 0 | 0 | 0 | 0 | 0 | 0 | 0 | 0 | 0 | 0 | 0 | 0 | 0 | 0 | 0 | 0 | 0 | 0 | 0 | 0 | 0 | 0 | 0 | 0 | 0 | 0 | 0 | 0 | 0 | 0 | 0 | 0 | 0 | 0 | 0 | 0 | 0 | 0 | 0 | 0 | 0 | 0 | 0 | 0 | 0 | 0 | 0 | 0 | 0 | 0 | 0 | 0 | 0 | 0 | 0 | 0 | 0 | 0 | 0 | 0 | 0 | 0 | 0 | 0 | 0 | 0 | 0 | 0 | 0 | 0 | 0
|  | EXS2 | Colchester WRC direct to Ardleigh Reservoir (no additional treatment) | Capex | Planning and Development (Non depreciating) | 0 | Fixed | 0 | 0 | 0 | 0 | 0 | 0 | 0 | 0 | 0 | 0 | 0 | 0 | 0 | 0 | 0 | 0 | 0 | 0 | 0 | 0 | 0 | 0 | 0 | 0 | 0 | 0 | 0 | 0 | 0 | 0 | 0 | 0 | 0 | 0 | 0 | 0 | 0 | 0 | 0 | 0 | 0 | 0 | 0 | 0 | 0 | 0 | 0 | 0 | 0 | 0 | 0 | 0 | 0 | 0 | 0 | 0 | 0 | 0 | 0 | 0 | 0 | 0 | 0 | 0 | 0 | 0 | 0 | 0 | 0 | 0 | 0 | 0 | 0 | 0 | 0 | 0 | 0 | 0 | 0 | 0 | 0 | 0 | 0 | 0 | 0 | 0
|  | EXS2 | Colchester WRC direct to Ardleigh Reservoir (no additional treatment) | Opex | Cost |  | Fixed | 0 | 0 | 0 | 0 | 0 | 0 | 0 | 0 | 0 | 0.49421 | 3.4594 | 6.4312 | 6.932 | 6.932 | 6.932 | 6.932 | 6.932 | 6.932 | 6.932 | 6.932 | 6.932 | 6.932 | 6.932 | 6.932 | 6.932 | 6.932 | 6.932 | 6.932 | 6.932 | 6.932 | 6.932 | 6.932 | 6.932 | 6.932 | 6.932 | 6.932 | 6.932 | 6.932 | 6.932 | 6.932 | 6.932 | 6.932 | 6.932 | 6.932 | 6.932 | 6.932 | 6.932 | 6.932 | 6.932 | 6.932 | 6.932 | 6.932 | 6.932 | 6.932 | 6.932 | 6.932 | 6.932 | 6.932 | 6.932 | 6.932 | 6.932 | 6.932 | 6.932 | 6.932 | 6.932 | 6.932 | 6.932 | 6.932 | 6.932 | 6.932 | 6.932 | 6.932 | 6.932 | 6.932 | 6.932 | 6.932 | 6.932 | 6.932 | 6.932 | 6.932 | 6.932 | 6.932 | 6.932 | 6.932 | 6.932 | 6.932
|  | EXS2 | Colchester WRC direct to Ardleigh Reservoir (no additional treatment) | Opex | Cost |  | Variable | 0 | 0 | 0 | 0 | 0 | 0 | 0 | 0 | 0 | 0.12645 | 0.88517 | 1.6208 | 1.7241 | 1.7241 | 1.7241 | 1.7241 | 1.7241 | 1.7241 | 1.7241 | 1.7241 | 1.7241 | 1.7241 | 1.7241 | 1.7241 | 1.7241 | 1.7241 | 1.7241 | 1.7241 | 1.7241 | 1.7241 | 1.7241 | 1.7241 | 1.7241 | 1.7241 | 1.7241 | 1.7241 | 1.7241 | 1.7241 | 1.7241 | 1.7241 | 1.7241 | 1.7241 | 1.7241 | 1.7241 | 1.7241 | 1.7241 | 1.7241 | 1.7241 | 1.7241 | 1.7241 | 1.7241 | 1.7241 | 1.7241 | 1.7241 | 1.7241 | 1.7241 | 1.7241 | 1.7241 | 1.7241 | 1.7241 | 1.7241 | 1.7241 | 1.7241 | 1.7241 | 1.7241 | 1.7241 | 1.7241 | 1.7241 | 1.7241 | 1.7241 | 1.7241 | 1.7241 | 1.7241 | 1.7241 | 1.7241 | 1.7241 | 1.7241 | 1.7241 | 1.7241 | 1.7241 | 1.7241 | 1.7241 | 1.7241 | 1.7241 | 1.7241 | 1.7241
|  | EXS3 | Clacton-Holland Haven to Ardleigh Reservoir with additional treatment at Ardleigh) | Capex | Civils | 20 | Fixed | 0 | 0 | 0 | 0 | 0 | 0 | 0 | 0 | 0 | 0 | 0 | 0 | 0 | 0 | 0 | 0 | 0 | 0 | 0 | 0 | 0 | 0 | 0 | 0 | 0 | 0 | 0 | 0 | 0 | 0 | 0 | 0 | 0 | 0 | 0 | 0 | 0 | 0 | 0 | 0 | 0 | 0 | 0 | 0 | 0 | 0 | 0 | 0 | 0 | 0 | 0 | 0 | 0 | 0 | 0 | 0 | 0 | 0 | 0 | 0 | 0 | 0 | 0 | 0 | 0 | 0 | 0 | 0 | 0 | 0 | 0 | 0 | 0 | 0 | 0 | 0 | 0 | 0 | 0 | 0 | 0 | 0 | 0 | 0 | 0 | 0
|  | EXS3 | Clacton-Holland Haven to Ardleigh Reservoir with additional treatment at Ardleigh) | Capex | Civils | 50 | Fixed | 0 | 0 | 0 | 0 | 0 | 0 | 5.9759 | 16.444 | 26.502 | 15.1837 | 0 | 0 | 0 | 0 | 0 | 0 | 0 | 0 | 0 | 0 | 0 | 0 | 0 | 0 | 0 | 0 | 0 | 0 | 0 | 0 | 0 | 0 | 0 | 0 | 0 | 0 | 0 | 0 | 0 | 0 | 0 | 0 | 0 | 0 | 0 | 0 | 0 | 0 | 0 | 0 | 0 | 0 | 0 | 0 | 0 | 0 | 0 | 0 | 0 | 0 | 0 | 0 | 0 | 0 | 0 | 0 | 0 | 0 | 0 | 0 | 0 | 0 | 0 | 0 | 0 | 0 | 0 | 0 | 0 | 0 | 0 | 0 | 0 | 0 | 0 | 0
|  | EXS3 | Clacton-Holland Haven to Ardleigh Reservoir with additional treatment at Ardleigh) | Capex | ICA (Instrumentation, Control & Automation) | 7 | Fixed | 0 | 0 | 0 | 0 | 0 | 0 | 0.21804 | 0.59982 | 0.96566 | 0.5523 | 0 | 0 | 0 | 0 | 0 | 0 | 0 | 0 | 0 | 0 | 0 | 0 | 0 | 0 | 0 | 0 | 0 | 0 | 0 | 0 | 0 | 0 | 0 | 0 | 0 | 0 | 0 | 0 | 0 | 0 | 0 | 0 | 0 | 0 | 0 | 0 | 0 | 0 | 0 | 0 | 0 | 0 | 0 | 0 | 0 | 0 | 0 | 0 | 0 | 0 | 0 | 0 | 0 | 0 | 0 | 0 | 0 | 0 | 0 | 0 | 0 | 0 | 0 | 0 | 0 | 0 | 0 | 0 | 0 | 0 | 0 | 0 | 0 | 0 | 0 | 0
|  | EXS3 | Clacton-Holland Haven to Ardleigh Reservoir with additional treatment at Ardleigh) | Capex | M&E (Mechanical and Electrical) Works on Pumping Stations and Treatment Works | 15 | Fixed | 0 | 0 | 0 | 0 | 0 | 0 | 4.4265 | 12.1741 | 19.5764 | 11.1756 | 0 | 0 | 0 | 0 | 0 | 0 | 0 | 0 | 0 | 0 | 0 | 0 | 0 | 0 | 0 | 0 | 0 | 0 | 0 | 0 | 0 | 0 | 0 | 0 | 0 | 0 | 0 | 0 | 0 | 0 | 0 | 0 | 0 | 0 | 0 | 0 | 0 | 0 | 0 | 0 | 0 | 0 | 0 | 0 | 0 | 0 | 0 | 0 | 0 | 0 | 0 | 0 | 0 | 0 | 0 | 0 | 0 | 0 | 0 | 0 | 0 | 0 | 0 | 0 | 0 | 0 | 0 | 0 | 0 | 0 | 0 | 0 | 0 | 0 | 0 | 0
|  | EXS3 | Clacton-Holland Haven to Ardleigh Reservoir with additional treatment at Ardleigh) | Capex | Pipelines | 200 | Fixed | 0 | 0 | 0 | 0 | 0 | 0 | 2.2421 | 6.0676 | 9.0958 | 4.5864 | 0 | 0 | 0 | 0 | 0 | 0 | 0 | 0 | 0 | 0 | 0 | 0 | 0 | 0 | 0 | 0 | 0 | 0 | 0 | 0 | 0 | 0 | 0 | 0 | 0 | 0 | 0 | 0 | 0 | 0 | 0 | 0 | 0 | 0 | 0 | 0 | 0 | 0 | 0 | 0 | 0 | 0 | 0 | 0 | 0 | 0 | 0 | 0 | 0 | 0 | 0 | 0 | 0 | 0 | 0 | 0 | 0 | 0 | 0 | 0 | 0 | 0 | 0 | 0 | 0 | 0 | 0 | 0 | 0 | 0 | 0 | 0 | 0 | 0 | 0 | 0
|  | EXS3 | Clacton-Holland Haven to Ardleigh Reservoir with additional treatment at Ardleigh) | Capex | Planning and Development (Non depreciating) | 0 | Fixed | 0 | 0 | 0 | 0 | 0 | 0 | 0 | 0 | 0 | 0 | 0 | 0 | 0 | 0 | 0 | 0 | 0 | 0 | 0 | 0 | 0 | 0 | 0 | 0 | 0 | 0 | 0 | 0 | 0 | 0 | 0 | 0 | 0 | 0 | 0 | 0 | 0 | 0 | 0 | 0 | 0 | 0 | 0 | 0 | 0 | 0 | 0 | 0 | 0 | 0 | 0 | 0 | 0 | 0 | 0 | 0 | 0 | 0 | 0 | 0 | 0 | 0 | 0 | 0 | 0 | 0 | 0 | 0 | 0 | 0 | 0 | 0 | 0 | 0 | 0 | 0 | 0 | 0 | 0 | 0 | 0 | 0 | 0 | 0 | 0 | 0
|  | EXS3 | Clacton-Holland Haven to Ardleigh Reservoir with additional treatment at Ardleigh) | Opex | Cost |  | Fixed | 0 | 0 | 0 | 0 | 0 | 0 | 0 | 0 | 0 | 0.35367 | 2.3172 | 3.927 | 3.927 | 3.927 | 3.927 | 3.927 | 3.927 | 3.927 | 3.927 | 3.927 | 3.927 | 3.927 | 3.927 | 3.927 | 3.927 | 3.927 | 3.927 | 3.927 | 3.927 | 3.927 | 3.927 | 3.927 | 3.927 | 3.927 | 3.927 | 3.927 | 3.927 | 3.927 | 3.927 | 3.927 | 3.927 | 3.927 | 3.927 | 3.927 | 3.927 | 3.927 | 3.927 | 3.927 | 3.927 | 3.927 | 3.927 | 3.927 | 3.927 | 3.927 | 3.927 | 3.927 | 3.927 | 3.927 | 3.927 | 3.927 | 3.927 | 3.927 | 3.927 | 3.927 | 3.927 | 3.927 | 3.927 | 3.927 | 3.927 | 3.927 | 3.927 | 3.927 | 3.927 | 3.927 | 3.927 | 3.927 | 3.927 | 3.927 | 3.927 | 3.927 | 3.927 | 3.927 | 3.927 | 3.927 | 3.927 | 3.927
|  | EXS3 | Clacton-Holland Haven to Ardleigh Reservoir with additional treatment at Ardleigh) | Opex | Cost |  | Variable | 0 | 0 | 0 | 0 | 0 | 0 | 0 | 0 | 0 | 0.026996 | 0.13603 | 0.21806 | 0.21806 | 0.21806 | 0.21806 | 0.21806 | 0.21806 | 0.21806 | 0.21806 | 0.21806 | 0.21806 | 0.21806 | 0.21806 | 0.21806 | 0.21806 | 0.21806 | 0.21806 | 0.21806 | 0.21806 | 0.21806 | 0.21806 | 0.21806 | 0.21806 | 0.21806 | 0.21806 | 0.21806 | 0.21806 | 0.21806 | 0.21806 | 0.21806 | 0.21806 | 0.21806 | 0.21806 | 0.21806 | 0.21806 | 0.21806 | 0.21806 | 0.21806 | 0.21806 | 0.21806 | 0.21806 | 0.21806 | 0.21806 | 0.21806 | 0.21806 | 0.21806 | 0.21806 | 0.21806 | 0.21806 | 0.21806 | 0.21806 | 0.21806 | 0.21806 | 0.21806 | 0.21806 | 0.21806 | 0.21806 | 0.21806 | 0.21806 | 0.21806 | 0.21806 | 0.21806 | 0.21806 | 0.21806 | 0.21806 | 0.21806 | 0.21806 | 0.21806 | 0.21806 | 0.21806 | 0.21806 | 0.21806 | 0.21806 | 0.21806 | 0.21806 | 0.21806
|  | EXS4 | Clacton-Holland Haven to Ardleigh Reservoir (no additional treatment at Ardleigh) | Capex | Civils | 20 | Fixed | 0 | 0 | 0 | 0 | 0 | 0 | 0 | 0 | 0 | 0 | 0 | 0 | 0 | 0 | 0 | 0 | 0 | 0 | 0 | 0 | 0 | 0 | 0 | 0 | 0 | 0 | 0 | 0 | 0 | 0 | 0 | 0 | 0 | 0 | 0 | 0 | 0 | 0 | 0 | 0 | 0 | 0 | 0 | 0 | 0 | 0 | 0 | 0 | 0 | 0 | 0 | 0 | 0 | 0 | 0 | 0 | 0 | 0 | 0 | 0 | 0 | 0 | 0 | 0 | 0 | 0 | 0 | 0 | 0 | 0 | 0 | 0 | 0 | 0 | 0 | 0 | 0 | 0 | 0 | 0 | 0 | 0 | 0 | 0 | 0 | 0
|  | EXS4 | Clacton-Holland Haven to Ardleigh Reservoir (no additional treatment at Ardleigh) | Capex | Civils | 50 | Fixed | 0 | 0 | 0 | 0 | 0 | 0 | 3.3961 | 9.6156 | 17.4311 | 12.6456 | 0 | 0 | 0 | 0 | 0 | 0 | 0 | 0 | 0 | 0 | 0 | 0 | 0 | 0 | 0 | 0 | 0 | 0 | 0 | 0 | 0 | 0 | 0 | 0 | 0 | 0 | 0 | 0 | 0 | 0 | 0 | 0 | 0 | 0 | 0 | 0 | 0 | 0 | 0 | 0 | 0 | 0 | 0 | 0 | 0 | 0 | 0 | 0 | 0 | 0 | 0 | 0 | 0 | 0 | 0 | 0 | 0 | 0 | 0 | 0 | 0 | 0 | 0 | 0 | 0 | 0 | 0 | 0 | 0 | 0 | 0 | 0 | 0 | 0 | 0 | 0
|  | EXS4 | Clacton-Holland Haven to Ardleigh Reservoir (no additional treatment at Ardleigh) | Capex | ICA (Instrumentation, Control & Automation) | 7 | Fixed | 0 | 0 | 0 | 0 | 0 | 0 | 0.067025 | 0.18937 | 0.34052 | 0.24414 | 0 | 0 | 0 | 0 | 0 | 0 | 0 | 0 | 0 | 0 | 0 | 0 | 0 | 0 | 0 | 0 | 0 | 0 | 0 | 0 | 0 | 0 | 0 | 0 | 0 | 0 | 0 | 0 | 0 | 0 | 0 | 0 | 0 | 0 | 0 | 0 | 0 | 0 | 0 | 0 | 0 | 0 | 0 | 0 | 0 | 0 | 0 | 0 | 0 | 0 | 0 | 0 | 0 | 0 | 0 | 0 | 0 | 0 | 0 | 0 | 0 | 0 | 0 | 0 | 0 | 0 | 0 | 0 | 0 | 0 | 0 | 0 | 0 | 0 | 0 | 0
|  | EXS4 | Clacton-Holland Haven to Ardleigh Reservoir (no additional treatment at Ardleigh) | Capex | M&E (Mechanical and Electrical) Works on Pumping Stations and Treatment Works | 15 | Fixed | 0 | 0 | 0 | 0 | 0 | 0 | 3.0386 | 8.5953 | 15.5269 | 11.2071 | 0 | 0 | 0 | 0 | 0 | 0 | 0 | 0 | 0 | 0 | 0 | 0 | 0 | 0 | 0 | 0 | 0 | 0 | 0 | 0 | 0 | 0 | 0 | 0 | 0 | 0 | 0 | 0 | 0 | 0 | 0 | 0 | 0 | 0 | 0 | 0 | 0 | 0 | 0 | 0 | 0 | 0 | 0 | 0 | 0 | 0 | 0 | 0 | 0 | 0 | 0 | 0 | 0 | 0 | 0 | 0 | 0 | 0 | 0 | 0 | 0 | 0 | 0 | 0 | 0 | 0 | 0 | 0 | 0 | 0 | 0 | 0 | 0 | 0 | 0 | 0
|  | EXS4 | Clacton-Holland Haven to Ardleigh Reservoir (no additional treatment at Ardleigh) | Capex | Pipelines | 200 | Fixed | 0 | 0 | 0 | 0 | 0 | 0 | 1.5991 | 4.3572 | 6.744 | 3.6845 | 0 | 0 | 0 | 0 | 0 | 0 | 0 | 0 | 0 | 0 | 0 | 0 | 0 | 0 | 0 | 0 | 0 | 0 | 0 | 0 | 0 | 0 | 0 | 0 | 0 | 0 | 0 | 0 | 0 | 0 | 0 | 0 | 0 | 0 | 0 | 0 | 0 | 0 | 0 | 0 | 0 | 0 | 0 | 0 | 0 | 0 | 0 | 0 | 0 | 0 | 0 | 0 | 0 | 0 | 0 | 0 | 0 | 0 | 0 | 0 | 0 | 0 | 0 | 0 | 0 | 0 | 0 | 0 | 0 | 0 | 0 | 0 | 0 | 0 | 0 | 0
|  | EXS4 | Clacton-Holland Haven to Ardleigh Reservoir (no additional treatment at Ardleigh) | Capex | Planning and Development (Non depreciating) | 0 | Fixed | 0 | 0 | 0 | 0 | 0 | 0 | 0 | 0 | 0 | 0 | 0 | 0 | 0 | 0 | 0 | 0 | 0 | 0 | 0 | 0 | 0 | 0 | 0 | 0 | 0 | 0 | 0 | 0 | 0 | 0 | 0 | 0 | 0 | 0 | 0 | 0 | 0 | 0 | 0 | 0 | 0 | 0 | 0 | 0 | 0 | 0 | 0 | 0 | 0 | 0 | 0 | 0 | 0 | 0 | 0 | 0 | 0 | 0 | 0 | 0 | 0 | 0 | 0 | 0 | 0 | 0 | 0 | 0 | 0 | 0 | 0 | 0 | 0 | 0 | 0 | 0 | 0 | 0 | 0 | 0 | 0 | 0 | 0 | 0 | 0 | 0
|  | EXS4 | Clacton-Holland Haven to Ardleigh Reservoir (no additional treatment at Ardleigh) | Opex | Cost |  | Fixed | 0 | 0 | 0 | 0 | 0 | 0 | 0 | 0 | 0 | 0.067836 | 2.0313 | 3.927 | 3.927 | 3.927 | 3.927 | 3.927 | 3.927 | 3.927 | 3.927 | 3.927 | 3.927 | 3.927 | 3.927 | 3.927 | 3.927 | 3.927 | 3.927 | 3.927 | 3.927 | 3.927 | 3.927 | 3.927 | 3.927 | 3.927 | 3.927 | 3.927 | 3.927 | 3.927 | 3.927 | 3.927 | 3.927 | 3.927 | 3.927 | 3.927 | 3.927 | 3.927 | 3.927 | 3.927 | 3.927 | 3.927 | 3.927 | 3.927 | 3.927 | 3.927 | 3.927 | 3.927 | 3.927 | 3.927 | 3.927 | 3.927 | 3.927 | 3.927 | 3.927 | 3.927 | 3.927 | 3.927 | 3.927 | 3.927 | 3.927 | 3.927 | 3.927 | 3.927 | 3.927 | 3.927 | 3.927 | 3.927 | 3.927 | 3.927 | 3.927 | 3.927 | 3.927 | 3.927 | 3.927 | 3.927 | 3.927 | 3.927
|  | EXS4 | Clacton-Holland Haven to Ardleigh Reservoir (no additional treatment at Ardleigh) | Opex | Cost |  | Variable | 0 | 0 | 0 | 0 | 0 | 0 | 0 | 0 | 0 | 0.026471 | 0.14687 | 0.2408 | 0.2408 | 0.2408 | 0.2408 | 0.2408 | 0.2408 | 0.2408 | 0.2408 | 0.2408 | 0.2408 | 0.2408 | 0.2408 | 0.2408 | 0.2408 | 0.2408 | 0.2408 | 0.2408 | 0.2408 | 0.2408 | 0.2408 | 0.2408 | 0.2408 | 0.2408 | 0.2408 | 0.2408 | 0.2408 | 0.2408 | 0.2408 | 0.2408 | 0.2408 | 0.2408 | 0.2408 | 0.2408 | 0.2408 | 0.2408 | 0.2408 | 0.2408 | 0.2408 | 0.2408 | 0.2408 | 0.2408 | 0.2408 | 0.2408 | 0.2408 | 0.2408 | 0.2408 | 0.2408 | 0.2408 | 0.2408 | 0.2408 | 0.2408 | 0.2408 | 0.2408 | 0.2408 | 0.2408 | 0.2408 | 0.2408 | 0.2408 | 0.2408 | 0.2408 | 0.2408 | 0.2408 | 0.2408 | 0.2408 | 0.2408 | 0.2408 | 0.2408 | 0.2408 | 0.2408 | 0.2408 | 0.2408 | 0.2408 | 0.2408 | 0.2408 | 0.2408
|  | EXS8 | Harwich Sea Tankering | Capex | Civils | 20 | Fixed | 0 | 0 | 0 | 0 | 0 | 0 | 0 | 0 | 0 | 0 | 0 | 0 | 0 | 0 | 0 | 0 | 0 | 0 | 0 | 0 | 0 | 0 | 0 | 0 | 0 | 0 | 0 | 0 | 0 | 0 | 0 | 0 | 0 | 0 | 0 | 0 | 0 | 0 | 0 | 0 | 0 | 0 | 0 | 0 | 0 | 0 | 0 | 0 | 0 | 0 | 0 | 0 | 0 | 0 | 0 | 0 | 0 | 0 | 0 | 0 | 0 | 0 | 0 | 0 | 0 | 0 | 0 | 0 | 0 | 0 | 0 | 0 | 0 | 0 | 0 | 0 | 0 | 0 | 0 | 0 | 0 | 0 | 0 | 0 | 0 | 0
|  | EXS8 | Harwich Sea Tankering | Capex | Civils | 50 | Fixed | 0 | 0 | 0 | 0 | 0 | 0 | 4.3562 | 11.9816 | 19.2742 | 11.0098 | 0 | 0 | 0 | 0 | 0 | 0 | 0 | 0 | 0 | 0 | 0 | 0 | 0 | 0 | 0 | 0 | 0 | 0 | 0 | 0 | 0 | 0 | 0 | 0 | 0 | 0 | 0 | 0 | 0 | 0 | 0 | 0 | 0 | 0 | 0 | 0 | 0 | 0 | 0 | 0 | 0 | 0 | 0 | 0 | 0 | 0 | 0 | 0 | 0 | 0 | 0 | 0 | 0 | 0 | 0 | 0 | 0 | 0 | 0 | 0 | 0 | 0 | 0 | 0 | 0 | 0 | 0 | 0 | 0 | 0 | 0 | 0 | 0 | 0 | 0 | 0
|  | EXS8 | Harwich Sea Tankering | Capex | ICA (Instrumentation, Control & Automation) | 7 | Fixed | 0 | 0 | 0 | 0 | 0 | 0 | 0.10493 | 0.28868 | 0.4648 | 0.26589 | 0 | 0 | 0 | 0 | 0 | 0 | 0 | 0 | 0 | 0 | 0 | 0 | 0 | 0 | 0 | 0 | 0 | 0 | 0 | 0 | 0 | 0 | 0 | 0 | 0 | 0 | 0 | 0 | 0 | 0 | 0 | 0 | 0 | 0 | 0 | 0 | 0 | 0 | 0 | 0 | 0 | 0 | 0 | 0 | 0 | 0 | 0 | 0 | 0 | 0 | 0 | 0 | 0 | 0 | 0 | 0 | 0 | 0 | 0 | 0 | 0 | 0 | 0 | 0 | 0 | 0 | 0 | 0 | 0 | 0 | 0 | 0 | 0 | 0 | 0 | 0
|  | EXS8 | Harwich Sea Tankering | Capex | M&E (Mechanical and Electrical) Works on Pumping Stations and Treatment Works | 15 | Fixed | 0 | 0 | 0 | 0 | 0 | 0 | 1.0007 | 2.7251 | 4.2013 | 2.2326 | 0 | 0 | 0 | 0 | 0 | 0 | 0 | 0 | 0 | 0 | 0 | 0 | 0 | 0 | 0 | 0 | 0 | 0 | 0 | 0 | 0 | 0 | 0 | 0 | 0 | 0 | 0 | 0 | 0 | 0 | 0 | 0 | 0 | 0 | 0 | 0 | 0 | 0 | 0 | 0 | 0 | 0 | 0 | 0 | 0 | 0 | 0 | 0 | 0 | 0 | 0 | 0 | 0 | 0 | 0 | 0 | 0 | 0 | 0 | 0 | 0 | 0 | 0 | 0 | 0 | 0 | 0 | 0 | 0 | 0 | 0 | 0 | 0 | 0 | 0 | 0
|  | EXS8 | Harwich Sea Tankering | Capex | Pipelines | 200 | Fixed | 0 | 0 | 0 | 0 | 0 | 0 | 3.6211 | 9.7825 | 14.5466 | 7.2188 | 0 | 0 | 0 | 0 | 0 | 0 | 0 | 0 | 0 | 0 | 0 | 0 | 0 | 0 | 0 | 0 | 0 | 0 | 0 | 0 | 0 | 0 | 0 | 0 | 0 | 0 | 0 | 0 | 0 | 0 | 0 | 0 | 0 | 0 | 0 | 0 | 0 | 0 | 0 | 0 | 0 | 0 | 0 | 0 | 0 | 0 | 0 | 0 | 0 | 0 | 0 | 0 | 0 | 0 | 0 | 0 | 0 | 0 | 0 | 0 | 0 | 0 | 0 | 0 | 0 | 0 | 0 | 0 | 0 | 0 | 0 | 0 | 0 | 0 | 0 | 0
|  | EXS8 | Harwich Sea Tankering | Capex | Planning and Development (Non depreciating) | 0 | Fixed | 0 | 0 | 0 | 0 | 0 | 0 | 0 | 0 | 0 | 0 | 0 | 0 | 0 | 0 | 0 | 0 | 0 | 0 | 0 | 0 | 0 | 0 | 0 | 0 | 0 | 0 | 0 | 0 | 0 | 0 | 0 | 0 | 0 | 0 | 0 | 0 | 0 | 0 | 0 | 0 | 0 | 0 | 0 | 0 | 0 | 0 | 0 | 0 | 0 | 0 | 0 | 0 | 0 | 0 | 0 | 0 | 0 | 0 | 0 | 0 | 0 | 0 | 0 | 0 | 0 | 0 | 0 | 0 | 0 | 0 | 0 | 0 | 0 | 0 | 0 | 0 | 0 | 0 | 0 | 0 | 0 | 0 | 0 | 0 | 0 | 0
|  | EXS8 | Harwich Sea Tankering | Opex | Cost |  | Fixed | 0 | 0 | 0 | 0 | 0 | 0 | 0 | 0 | 0 | 2.9396 | 20.5751 | 35.2709 | 35.2709 | 35.2709 | 35.2709 | 35.2709 | 35.2709 | 35.2709 | 35.2709 | 35.2709 | 35.2709 | 35.2709 | 35.2709 | 35.2709 | 35.2709 | 35.2709 | 35.2709 | 35.2709 | 35.2709 | 35.2709 | 35.2709 | 35.2709 | 35.2709 | 35.2709 | 35.2709 | 35.2709 | 35.2709 | 35.2709 | 35.2709 | 35.2709 | 35.2709 | 35.2709 | 35.2709 | 35.2709 | 35.2709 | 35.2709 | 35.2709 | 35.2709 | 35.2709 | 35.2709 | 35.2709 | 35.2709 | 35.2709 | 35.2709 | 35.2709 | 35.2709 | 35.2709 | 35.2709 | 35.2709 | 35.2709 | 35.2709 | 35.2709 | 35.2709 | 35.2709 | 35.2709 | 35.2709 | 35.2709 | 35.2709 | 35.2709 | 35.2709 | 35.2709 | 35.2709 | 35.2709 | 35.2709 | 35.2709 | 35.2709 | 35.2709 | 35.2709 | 35.2709 | 35.2709 | 35.2709 | 35.2709 | 35.2709 | 35.2709 | 35.2709 | 35.2709
|  | EXS8 | Harwich Sea Tankering | Opex | Cost |  | Variable | 0 | 0 | 0 | 0 | 0 | 0 | 0 | 0 | 0 | 0.027733 | 0.13881 | 0.22214 | 0.22214 | 0.22214 | 0.22214 | 0.22214 | 0.22214 | 0.22214 | 0.22214 | 0.22214 | 0.22214 | 0.22214 | 0.22214 | 0.22214 | 0.22214 | 0.22214 | 0.22214 | 0.22214 | 0.22214 | 0.22214 | 0.22214 | 0.22214 | 0.22214 | 0.22214 | 0.22214 | 0.22214 | 0.22214 | 0.22214 | 0.22214 | 0.22214 | 0.22214 | 0.22214 | 0.22214 | 0.22214 | 0.22214 | 0.22214 | 0.22214 | 0.22214 | 0.22214 | 0.22214 | 0.22214 | 0.22214 | 0.22214 | 0.22214 | 0.22214 | 0.22214 | 0.22214 | 0.22214 | 0.22214 | 0.22214 | 0.22214 | 0.22214 | 0.22214 | 0.22214 | 0.22214 | 0.22214 | 0.22214 | 0.22214 | 0.22214 | 0.22214 | 0.22214 | 0.22214 | 0.22214 | 0.22214 | 0.22214 | 0.22214 | 0.22214 | 0.22214 | 0.22214 | 0.22214 | 0.22214 | 0.22214 | 0.22214 | 0.22214 | 0.22214 | 0.22214
|  | FND1 | Kings Lynn to Stoke Ferry via river Wissey (extra treatment at Stoke Ferry WTW) | Capex | Civils | 20 | Fixed | 0 | 0 | 0 | 0 | 0 | 0 | 0 | 0 | 0 | 0 | 0 | 0 | 0 | 0 | 0 | 0 | 0 | 0 | 0 | 0 | 0 | 0 | 0 | 0 | 0 | 0 | 0 | 0 | 0 | 0 | 0 | 0 | 0 | 0 | 0 | 0 | 0 | 0 | 0 | 0 | 0 | 0 | 0 | 0 | 0 | 0 | 0 | 0 | 0 | 0 | 0 | 0 | 0 | 0 | 0 | 0 | 0 | 0 | 0 | 0 | 0 | 0 | 0 | 0 | 0 | 0 | 0 | 0 | 0 | 0 | 0 | 0 | 0 | 0 | 0 | 0 | 0 | 0 | 0 | 0 | 0 | 0 | 0 | 0 | 0 | 0
|  | FND1 | Kings Lynn to Stoke Ferry via river Wissey (extra treatment at Stoke Ferry WTW) | Capex | Civils | 50 | Fixed | 0 | 0 | 0 | 0 | 0 | 0 | 10.6586 | 29.333 | 47.2973 | 27.1187 | 0 | 0 | 0 | 0 | 0 | 0 | 0 | 0 | 0 | 0 | 0 | 0 | 0 | 0 | 0 | 0 | 0 | 0 | 0 | 0 | 0 | 0 | 0 | 0 | 0 | 0 | 0 | 0 | 0 | 0 | 0 | 0 | 0 | 0 | 0 | 0 | 0 | 0 | 0 | 0 | 0 | 0 | 0 | 0 | 0 | 0 | 0 | 0 | 0 | 0 | 0 | 0 | 0 | 0 | 0 | 0 | 0 | 0 | 0 | 0 | 0 | 0 | 0 | 0 | 0 | 0 | 0 | 0 | 0 | 0 | 0 | 0 | 0 | 0 | 0 | 0
|  | FND1 | Kings Lynn to Stoke Ferry via river Wissey (extra treatment at Stoke Ferry WTW) | Capex | ICA (Instrumentation, Control & Automation) | 7 | Fixed | 0 | 0 | 0 | 0 | 0 | 0 | 0.37079 | 1.0202 | 1.6438 | 0.9413 | 0 | 0 | 0 | 0 | 0 | 0 | 0 | 0 | 0 | 0 | 0 | 0 | 0 | 0 | 0 | 0 | 0 | 0 | 0 | 0 | 0 | 0 | 0 | 0 | 0 | 0 | 0 | 0 | 0 | 0 | 0 | 0 | 0 | 0 | 0 | 0 | 0 | 0 | 0 | 0 | 0 | 0 | 0 | 0 | 0 | 0 | 0 | 0 | 0 | 0 | 0 | 0 | 0 | 0 | 0 | 0 | 0 | 0 | 0 | 0 | 0 | 0 | 0 | 0 | 0 | 0 | 0 | 0 | 0 | 0 | 0 | 0 | 0 | 0 | 0 | 0
|  | FND1 | Kings Lynn to Stoke Ferry via river Wissey (extra treatment at Stoke Ferry WTW) | Capex | M&E (Mechanical and Electrical) Works on Pumping Stations and Treatment Works | 15 | Fixed | 0 | 0 | 0 | 0 | 0 | 0 | 7.8208 | 21.5143 | 34.6299 | 19.8005 | 0 | 0 | 0 | 0 | 0 | 0 | 0 | 0 | 0 | 0 | 0 | 0 | 0 | 0 | 0 | 0 | 0 | 0 | 0 | 0 | 0 | 0 | 0 | 0 | 0 | 0 | 0 | 0 | 0 | 0 | 0 | 0 | 0 | 0 | 0 | 0 | 0 | 0 | 0 | 0 | 0 | 0 | 0 | 0 | 0 | 0 | 0 | 0 | 0 | 0 | 0 | 0 | 0 | 0 | 0 | 0 | 0 | 0 | 0 | 0 | 0 | 0 | 0 | 0 | 0 | 0 | 0 | 0 | 0 | 0 | 0 | 0 | 0 | 0 | 0 | 0
|  | FND1 | Kings Lynn to Stoke Ferry via river Wissey (extra treatment at Stoke Ferry WTW) | Capex | Pipelines | 200 | Fixed | 0 | 0 | 0 | 0 | 0 | 0 | 5.7847 | 15.649 | 23.4181 | 11.768 | 0 | 0 | 0 | 0 | 0 | 0 | 0 | 0 | 0 | 0 | 0 | 0 | 0 | 0 | 0 | 0 | 0 | 0 | 0 | 0 | 0 | 0 | 0 | 0 | 0 | 0 | 0 | 0 | 0 | 0 | 0 | 0 | 0 | 0 | 0 | 0 | 0 | 0 | 0 | 0 | 0 | 0 | 0 | 0 | 0 | 0 | 0 | 0 | 0 | 0 | 0 | 0 | 0 | 0 | 0 | 0 | 0 | 0 | 0 | 0 | 0 | 0 | 0 | 0 | 0 | 0 | 0 | 0 | 0 | 0 | 0 | 0 | 0 | 0 | 0 | 0
|  | FND1 | Kings Lynn to Stoke Ferry via river Wissey (extra treatment at Stoke Ferry WTW) | Capex | Planning and Development (Non depreciating) | 0 | Fixed | 0 | 0 | 0 | 0 | 0 | 0 | 0 | 0 | 0 | 0 | 0 | 0 | 0 | 0 | 0 | 0 | 0 | 0 | 0 | 0 | 0 | 0 | 0 | 0 | 0 | 0 | 0 | 0 | 0 | 0 | 0 | 0 | 0 | 0 | 0 | 0 | 0 | 0 | 0 | 0 | 0 | 0 | 0 | 0 | 0 | 0 | 0 | 0 | 0 | 0 | 0 | 0 | 0 | 0 | 0 | 0 | 0 | 0 | 0 | 0 | 0 | 0 | 0 | 0 | 0 | 0 | 0 | 0 | 0 | 0 | 0 | 0 | 0 | 0 | 0 | 0 | 0 | 0 | 0 | 0 | 0 | 0 | 0 | 0 | 0 | 0
|  | FND1 | Kings Lynn to Stoke Ferry via river Wissey (extra treatment at Stoke Ferry WTW) | Opex | Cost |  | Fixed | 0 | 0 | 0 | 0 | 0 | 0 | 0 | 0 | 0 | 0.49823 | 3.1377 | 5.279 | 5.279 | 5.279 | 5.279 | 5.279 | 5.279 | 5.279 | 5.279 | 5.279 | 5.279 | 5.279 | 5.279 | 5.279 | 5.279 | 5.279 | 5.279 | 5.279 | 5.279 | 5.279 | 5.279 | 5.279 | 5.279 | 5.279 | 5.279 | 5.279 | 5.279 | 5.279 | 5.279 | 5.279 | 5.279 | 5.279 | 5.279 | 5.279 | 5.279 | 5.279 | 5.279 | 5.279 | 5.279 | 5.279 | 5.279 | 5.279 | 5.279 | 5.279 | 5.279 | 5.279 | 5.279 | 5.279 | 5.279 | 5.279 | 5.279 | 5.279 | 5.279 | 5.279 | 5.279 | 5.279 | 5.279 | 5.279 | 5.279 | 5.279 | 5.279 | 5.279 | 5.279 | 5.279 | 5.279 | 5.279 | 5.279 | 5.279 | 5.279 | 5.279 | 5.279 | 5.279 | 5.279 | 5.279 | 5.279 | 5.279
|  | FND1 | Kings Lynn to Stoke Ferry via river Wissey (extra treatment at Stoke Ferry WTW) | Opex | Cost |  | Variable | 0 | 0 | 0 | 0 | 0 | 0 | 0 | 0 | 0 | 0.047286 | 0.23757 | 0.38058 | 0.38058 | 0.38058 | 0.38058 | 0.38058 | 0.38058 | 0.38058 | 0.38058 | 0.38058 | 0.38058 | 0.38058 | 0.38058 | 0.38058 | 0.38058 | 0.38058 | 0.38058 | 0.38058 | 0.38058 | 0.38058 | 0.38058 | 0.38058 | 0.38058 | 0.38058 | 0.38058 | 0.38058 | 0.38058 | 0.38058 | 0.38058 | 0.38058 | 0.38058 | 0.38058 | 0.38058 | 0.38058 | 0.38058 | 0.38058 | 0.38058 | 0.38058 | 0.38058 | 0.38058 | 0.38058 | 0.38058 | 0.38058 | 0.38058 | 0.38058 | 0.38058 | 0.38058 | 0.38058 | 0.38058 | 0.38058 | 0.38058 | 0.38058 | 0.38058 | 0.38058 | 0.38058 | 0.38058 | 0.38058 | 0.38058 | 0.38058 | 0.38058 | 0.38058 | 0.38058 | 0.38058 | 0.38058 | 0.38058 | 0.38058 | 0.38058 | 0.38058 | 0.38058 | 0.38058 | 0.38058 | 0.38058 | 0.38058 | 0.38058 | 0.38058 | 0.38058
|  | FND17 | Cambs and West Suffolk to Fenland potable transfer (50 Ml/d) | Capex | Civils | 20 | Fixed | 0 | 0 | 0 | 0 | 0 | 0 | 0 | 0 | 0 | 0 | 0 | 0 | 0 | 0 | 0 | 0 | 0 | 0 | 0 | 0 | 0 | 0 | 0 | 0 | 0 | 0 | 0 | 0 | 0 | 0 | 0 | 0 | 0 | 0 | 0 | 0 | 0 | 0 | 0 | 0 | 0 | 0 | 0 | 0 | 0 | 0 | 0 | 0 | 0 | 0 | 0 | 0 | 0 | 0 | 0 | 0 | 0 | 0 | 0 | 0 | 0 | 0 | 0 | 0 | 0 | 0 | 0 | 0 | 0 | 0 | 0 | 0 | 0 | 0 | 0 | 0 | 0 | 0 | 0 | 0 | 0 | 0 | 0 | 0 | 0 | 0
|  | FND17 | Cambs and West Suffolk to Fenland potable transfer (50 Ml/d) | Capex | Civils | 50 | Fixed | 0 | 0 | 0 | 0 | 0 | 0 | 0 | 0 | 0 | 0 | 0 | 0 | 0 | 0 | 0 | 0 | 0 | 0 | 0 | 0 | 0 | 0 | 0 | 0 | 0 | 0 | 0 | 0 | 0 | 0 | 0 | 0 | 0 | 0 | 0 | 0 | 0 | 0 | 0 | 0 | 0 | 0 | 0 | 0 | 0 | 0 | 0 | 0 | 0 | 0 | 0 | 0 | 0 | 0 | 0 | 0 | 0 | 0 | 0 | 0 | 0 | 0 | 0 | 0 | 0 | 0 | 0 | 0 | 0 | 0 | 0 | 0 | 0 | 0 | 0 | 0 | 0 | 0 | 0 | 0 | 0 | 0 | 0 | 0 | 0 | 0
|  | FND17 | Cambs and West Suffolk to Fenland potable transfer (50 Ml/d) | Capex | ICA (Instrumentation, Control & Automation) | 7 | Fixed | 0 | 0 | 0 | 0 | 0 | 0 | 0 | 0 | 0 | 0 | 0 | 0 | 0 | 0 | 0 | 0 | 0 | 0 | 0 | 0 | 0 | 0 | 0 | 0 | 0 | 0 | 0 | 0 | 0 | 0 | 0 | 0 | 0 | 0 | 0 | 0 | 0 | 0 | 0 | 0 | 0 | 0 | 0 | 0 | 0 | 0 | 0 | 0 | 0 | 0 | 0 | 0 | 0 | 0 | 0 | 0 | 0 | 0 | 0 | 0 | 0 | 0 | 0 | 0 | 0 | 0 | 0 | 0 | 0 | 0 | 0 | 0 | 0 | 0 | 0 | 0 | 0 | 0 | 0 | 0 | 0 | 0 | 0 | 0 | 0 | 0
|  | FND17 | Cambs and West Suffolk to Fenland potable transfer (50 Ml/d) | Capex | M&E (Mechanical and Electrical) Works on Pumping Stations and Treatment Works | 15 | Fixed | 0 | 0 | 0 | 0 | 0 | 0 | 0 | 0 | 0 | 0 | 0 | 0 | 0 | 0 | 0 | 0 | 0 | 0 | 0 | 0 | 0 | 0 | 0 | 0 | 0 | 0 | 0 | 0 | 0 | 0 | 0 | 0 | 0 | 0 | 0 | 0 | 0 | 0 | 0 | 0 | 0 | 0 | 0 | 0 | 0 | 0 | 0 | 0 | 0 | 0 | 0 | 0 | 0 | 0 | 0 | 0 | 0 | 0 | 0 | 0 | 0 | 0 | 0 | 0 | 0 | 0 | 0 | 0 | 0 | 0 | 0 | 0 | 0 | 0 | 0 | 0 | 0 | 0 | 0 | 0 | 0 | 0 | 0 | 0 | 0 | 0
|  | FND17 | Cambs and West Suffolk to Fenland potable transfer (50 Ml/d) | Capex | Pipelines | 200 | Fixed | 0 | 0 | 0 | 0 | 0 | 0 | 17.1607 | 46.3594 | 68.9365 | 34.2102 | 0 | 0 | 0 | 0 | 0 | 0 | 0 | 0 | 0 | 0 | 0 | 0 | 0 | 0 | 0 | 0 | 0 | 0 | 0 | 0 | 0 | 0 | 0 | 0 | 0 | 0 | 0 | 0 | 0 | 0 | 0 | 0 | 0 | 0 | 0 | 0 | 0 | 0 | 0 | 0 | 0 | 0 | 0 | 0 | 0 | 0 | 0 | 0 | 0 | 0 | 0 | 0 | 0 | 0 | 0 | 0 | 0 | 0 | 0 | 0 | 0 | 0 | 0 | 0 | 0 | 0 | 0 | 0 | 0 | 0 | 0 | 0 | 0 | 0 | 0 | 0
|  | FND17 | Cambs and West Suffolk to Fenland potable transfer (50 Ml/d) | Capex | Planning and Development (Non depreciating) | 0 | Fixed | 0 | 0 | 0 | 0 | 0 | 0 | 0 | 0 | 0 | 0 | 0 | 0 | 0 | 0 | 0 | 0 | 0 | 0 | 0 | 0 | 0 | 0 | 0 | 0 | 0 | 0 | 0 | 0 | 0 | 0 | 0 | 0 | 0 | 0 | 0 | 0 | 0 | 0 | 0 | 0 | 0 | 0 | 0 | 0 | 0 | 0 | 0 | 0 | 0 | 0 | 0 | 0 | 0 | 0 | 0 | 0 | 0 | 0 | 0 | 0 | 0 | 0 | 0 | 0 | 0 | 0 | 0 | 0 | 0 | 0 | 0 | 0 | 0 | 0 | 0 | 0 | 0 | 0 | 0 | 0 | 0 | 0 | 0 | 0 | 0 | 0
|  | FND17 | Cambs and West Suffolk to Fenland potable transfer (50 Ml/d) | Opex | Cost |  | Fixed | 0 | 0 | 0 | 0 | 0 | 0 | 0 | 0 | 0 | 0.00341 | 0.01705 | 0.02728 | 0.02728 | 0.02728 | 0.02728 | 0.02728 | 0.02728 | 0.02728 | 0.02728 | 0.02728 | 0.02728 | 0.02728 | 0.02728 | 0.02728 | 0.02728 | 0.02728 | 0.02728 | 0.02728 | 0.02728 | 0.02728 | 0.02728 | 0.02728 | 0.02728 | 0.02728 | 0.02728 | 0.02728 | 0.02728 | 0.02728 | 0.02728 | 0.02728 | 0.02728 | 0.02728 | 0.02728 | 0.02728 | 0.02728 | 0.02728 | 0.02728 | 0.02728 | 0.02728 | 0.02728 | 0.02728 | 0.02728 | 0.02728 | 0.02728 | 0.02728 | 0.02728 | 0.02728 | 0.02728 | 0.02728 | 0.02728 | 0.02728 | 0.02728 | 0.02728 | 0.02728 | 0.02728 | 0.02728 | 0.02728 | 0.02728 | 0.02728 | 0.02728 | 0.02728 | 0.02728 | 0.02728 | 0.02728 | 0.02728 | 0.02728 | 0.02728 | 0.02728 | 0.02728 | 0.02728 | 0.02728 | 0.02728 | 0.02728 | 0.02728 | 0.02728 | 0.02728
|  | FND17 | Cambs and West Suffolk to Fenland potable transfer (50 Ml/d) | Opex | Cost |  | Variable | 0 | 0 | 0 | 0 | 0 | 0 | 0 | 0 | 0 | 0 | 0 | 0 | 0 | 0 | 0 | 0 | 0 | 0 | 0 | 0 | 0 | 0 | 0 | 0 | 0 | 0 | 0 | 0 | 0 | 0 | 0 | 0 | 0 | 0 | 0 | 0 | 0 | 0 | 0 | 0 | 0 | 0 | 0 | 0 | 0 | 0 | 0 | 0 | 0 | 0 | 0 | 0 | 0 | 0 | 0 | 0 | 0 | 0 | 0 | 0 | 0 | 0 | 0 | 0 | 0 | 0 | 0 | 0 | 0 | 0 | 0 | 0 | 0 | 0 | 0 | 0 | 0 | 0 | 0 | 0 | 0 | 0 | 0 | 0 | 0 | 0
|  | FND3 | Kings Lynn and West Walton to Stoke Ferry WTW via the River Wissey - with additional treatment at Stoke Ferry | Capex | Civils | 20 | Fixed | 0 | 0 | 0 | 0 | 0 | 0 | 0 | 0 | 0 | 0 | 0 | 0 | 0 | 0 | 0 | 0 | 0 | 0 | 0 | 0 | 0 | 0 | 0 | 0 | 0 | 0 | 0 | 0 | 0 | 0 | 0 | 0 | 0 | 0 | 0 | 0 | 0 | 0 | 0 | 0 | 0 | 0 | 0 | 0 | 0 | 0 | 0 | 0 | 0 | 0 | 0 | 0 | 0 | 0 | 0 | 0 | 0 | 0 | 0 | 0 | 0 | 0 | 0 | 0 | 0 | 0 | 0 | 0 | 0 | 0 | 0 | 0 | 0 | 0 | 0 | 0 | 0 | 0 | 0 | 0 | 0 | 0 | 0 | 0 | 0 | 0
|  | FND3 | Kings Lynn and West Walton to Stoke Ferry WTW via the River Wissey - with additional treatment at Stoke Ferry | Capex | Civils | 50 | Fixed | 0 | 0 | 0 | 0 | 0 | 0 | 14.4607 | 39.7818 | 64.0467 | 36.6322 | 0 | 0 | 0 | 0 | 0 | 0 | 0 | 0 | 0 | 0 | 0 | 0 | 0 | 0 | 0 | 0 | 0 | 0 | 0 | 0 | 0 | 0 | 0 | 0 | 0 | 0 | 0 | 0 | 0 | 0 | 0 | 0 | 0 | 0 | 0 | 0 | 0 | 0 | 0 | 0 | 0 | 0 | 0 | 0 | 0 | 0 | 0 | 0 | 0 | 0 | 0 | 0 | 0 | 0 | 0 | 0 | 0 | 0 | 0 | 0 | 0 | 0 | 0 | 0 | 0 | 0 | 0 | 0 | 0 | 0 | 0 | 0 | 0 | 0 | 0 | 0
|  | FND3 | Kings Lynn and West Walton to Stoke Ferry WTW via the River Wissey - with additional treatment at Stoke Ferry | Capex | ICA (Instrumentation, Control & Automation) | 7 | Fixed | 0 | 0 | 0 | 0 | 0 | 0 | 0.5125 | 1.4093 | 2.2652 | 1.2921 | 0 | 0 | 0 | 0 | 0 | 0 | 0 | 0 | 0 | 0 | 0 | 0 | 0 | 0 | 0 | 0 | 0 | 0 | 0 | 0 | 0 | 0 | 0 | 0 | 0 | 0 | 0 | 0 | 0 | 0 | 0 | 0 | 0 | 0 | 0 | 0 | 0 | 0 | 0 | 0 | 0 | 0 | 0 | 0 | 0 | 0 | 0 | 0 | 0 | 0 | 0 | 0 | 0 | 0 | 0 | 0 | 0 | 0 | 0 | 0 | 0 | 0 | 0 | 0 | 0 | 0 | 0 | 0 | 0 | 0 | 0 | 0 | 0 | 0 | 0 | 0
|  | FND3 | Kings Lynn and West Walton to Stoke Ferry WTW via the River Wissey - with additional treatment at Stoke Ferry | Capex | M&E (Mechanical and Electrical) Works on Pumping Stations and Treatment Works | 15 | Fixed | 0 | 0 | 0 | 0 | 0 | 0 | 11.5496 | 31.7484 | 50.9458 | 28.9856 | 0 | 0 | 0 | 0 | 0 | 0 | 0 | 0 | 0 | 0 | 0 | 0 | 0 | 0 | 0 | 0 | 0 | 0 | 0 | 0 | 0 | 0 | 0 | 0 | 0 | 0 | 0 | 0 | 0 | 0 | 0 | 0 | 0 | 0 | 0 | 0 | 0 | 0 | 0 | 0 | 0 | 0 | 0 | 0 | 0 | 0 | 0 | 0 | 0 | 0 | 0 | 0 | 0 | 0 | 0 | 0 | 0 | 0 | 0 | 0 | 0 | 0 | 0 | 0 | 0 | 0 | 0 | 0 | 0 | 0 | 0 | 0 | 0 | 0 | 0 | 0
|  | FND3 | Kings Lynn and West Walton to Stoke Ferry WTW via the River Wissey - with additional treatment at Stoke Ferry | Capex | Pipelines | 200 | Fixed | 0 | 0 | 0 | 0 | 0 | 0 | 6.3576 | 17.1966 | 25.7188 | 12.9093 | 0 | 0 | 0 | 0 | 0 | 0 | 0 | 0 | 0 | 0 | 0 | 0 | 0 | 0 | 0 | 0 | 0 | 0 | 0 | 0 | 0 | 0 | 0 | 0 | 0 | 0 | 0 | 0 | 0 | 0 | 0 | 0 | 0 | 0 | 0 | 0 | 0 | 0 | 0 | 0 | 0 | 0 | 0 | 0 | 0 | 0 | 0 | 0 | 0 | 0 | 0 | 0 | 0 | 0 | 0 | 0 | 0 | 0 | 0 | 0 | 0 | 0 | 0 | 0 | 0 | 0 | 0 | 0 | 0 | 0 | 0 | 0 | 0 | 0 | 0 | 0
|  | FND3 | Kings Lynn and West Walton to Stoke Ferry WTW via the River Wissey - with additional treatment at Stoke Ferry | Capex | Planning and Development (Non depreciating) | 0 | Fixed | 0 | 0 | 0 | 0 | 0 | 0 | 0 | 0 | 0 | 0 | 0 | 0 | 0 | 0 | 0 | 0 | 0 | 0 | 0 | 0 | 0 | 0 | 0 | 0 | 0 | 0 | 0 | 0 | 0 | 0 | 0 | 0 | 0 | 0 | 0 | 0 | 0 | 0 | 0 | 0 | 0 | 0 | 0 | 0 | 0 | 0 | 0 | 0 | 0 | 0 | 0 | 0 | 0 | 0 | 0 | 0 | 0 | 0 | 0 | 0 | 0 | 0 | 0 | 0 | 0 | 0 | 0 | 0 | 0 | 0 | 0 | 0 | 0 | 0 | 0 | 0 | 0 | 0 | 0 | 0 | 0 | 0 | 0 | 0 | 0 | 0
|  | FND3 | Kings Lynn and West Walton to Stoke Ferry WTW via the River Wissey - with additional treatment at Stoke Ferry | Opex | Cost |  | Fixed | 0 | 0 | 0 | 0 | 0 | 0 | 0 | 0 | 0 | 0.71541 | 4.5729 | 7.715 | 7.715 | 7.715 | 7.715 | 7.715 | 7.715 | 7.715 | 7.715 | 7.715 | 7.715 | 7.715 | 7.715 | 7.715 | 7.715 | 7.715 | 7.715 | 7.715 | 7.715 | 7.715 | 7.715 | 7.715 | 7.715 | 7.715 | 7.715 | 7.715 | 7.715 | 7.715 | 7.715 | 7.715 | 7.715 | 7.715 | 7.715 | 7.715 | 7.715 | 7.715 | 7.715 | 7.715 | 7.715 | 7.715 | 7.715 | 7.715 | 7.715 | 7.715 | 7.715 | 7.715 | 7.715 | 7.715 | 7.715 | 7.715 | 7.715 | 7.715 | 7.715 | 7.715 | 7.715 | 7.715 | 7.715 | 7.715 | 7.715 | 7.715 | 7.715 | 7.715 | 7.715 | 7.715 | 7.715 | 7.715 | 7.715 | 7.715 | 7.715 | 7.715 | 7.715 | 7.715 | 7.715 | 7.715 | 7.715 | 7.715
|  | FND3 | Kings Lynn and West Walton to Stoke Ferry WTW via the River Wissey - with additional treatment at Stoke Ferry | Opex | Cost |  | Variable | 0 | 0 | 0 | 0 | 0 | 0 | 0 | 0 | 0 | 0.13944 | 0.70327 | 1.1277 | 1.1277 | 1.1277 | 1.1277 | 1.1277 | 1.1277 | 1.1277 | 1.1277 | 1.1277 | 1.1277 | 1.1277 | 1.1277 | 1.1277 | 1.1277 | 1.1277 | 1.1277 | 1.1277 | 1.1277 | 1.1277 | 1.1277 | 1.1277 | 1.1277 | 1.1277 | 1.1277 | 1.1277 | 1.1277 | 1.1277 | 1.1277 | 1.1277 | 1.1277 | 1.1277 | 1.1277 | 1.1277 | 1.1277 | 1.1277 | 1.1277 | 1.1277 | 1.1277 | 1.1277 | 1.1277 | 1.1277 | 1.1277 | 1.1277 | 1.1277 | 1.1277 | 1.1277 | 1.1277 | 1.1277 | 1.1277 | 1.1277 | 1.1277 | 1.1277 | 1.1277 | 1.1277 | 1.1277 | 1.1277 | 1.1277 | 1.1277 | 1.1277 | 1.1277 | 1.1277 | 1.1277 | 1.1277 | 1.1277 | 1.1277 | 1.1277 | 1.1277 | 1.1277 | 1.1277 | 1.1277 | 1.1277 | 1.1277 | 1.1277 | 1.1277 | 1.1277
|  | FND5 | Kings Lynn (brackish) 10 Ml/d | Capex | Civils | 20 | Fixed | 0 | 0 | 0 | 0 | 0 | 0 | 0 | 0 | 0 | 0 | 0 | 0 | 0 | 0 | 0 | 0 | 0 | 0 | 0 | 0 | 0 | 0 | 0 | 0 | 0 | 0 | 0 | 0 | 0 | 0 | 0 | 0 | 0 | 0 | 0 | 0 | 0 | 0 | 0 | 0 | 0 | 0 | 0 | 0 | 0 | 0 | 0 | 0 | 0 | 0 | 0 | 0 | 0 | 0 | 0 | 0 | 0 | 0 | 0 | 0 | 0 | 0 | 0 | 0 | 0 | 0 | 0 | 0 | 0 | 0 | 0 | 0 | 0 | 0 | 0 | 0 | 0 | 0 | 0 | 0 | 0 | 0 | 0 | 0 | 0 | 0
|  | FND5 | Kings Lynn (brackish) 10 Ml/d | Capex | Civils | 50 | Fixed | 0 | 0 | 0 | 0 | 0 | 0 | 6.9597 | 19.1477 | 30.8362 | 17.6457 | 0 | 0 | 0 | 0 | 0 | 0 | 0 | 0 | 0 | 0 | 0 | 0 | 0 | 0 | 0 | 0 | 0 | 0 | 0 | 0 | 0 | 0 | 0 | 0 | 0 | 0 | 0 | 0 | 0 | 0 | 0 | 0 | 0 | 0 | 0 | 0 | 0 | 0 | 0 | 0 | 0 | 0 | 0 | 0 | 0 | 0 | 0 | 0 | 0 | 0 | 0 | 0 | 0 | 0 | 0 | 0 | 0 | 0 | 0 | 0 | 0 | 0 | 0 | 0 | 0 | 0 | 0 | 0 | 0 | 0 | 0 | 0 | 0 | 0 | 0 | 0
|  | FND5 | Kings Lynn (brackish) 10 Ml/d | Capex | ICA (Instrumentation, Control & Automation) | 7 | Fixed | 0 | 0 | 0 | 0 | 0 | 0 | 0.32485 | 0.89378 | 1.4396 | 0.82398 | 0 | 0 | 0 | 0 | 0 | 0 | 0 | 0 | 0 | 0 | 0 | 0 | 0 | 0 | 0 | 0 | 0 | 0 | 0 | 0 | 0 | 0 | 0 | 0 | 0 | 0 | 0 | 0 | 0 | 0 | 0 | 0 | 0 | 0 | 0 | 0 | 0 | 0 | 0 | 0 | 0 | 0 | 0 | 0 | 0 | 0 | 0 | 0 | 0 | 0 | 0 | 0 | 0 | 0 | 0 | 0 | 0 | 0 | 0 | 0 | 0 | 0 | 0 | 0 | 0 | 0 | 0 | 0 | 0 | 0 | 0 | 0 | 0 | 0 | 0 | 0
|  | FND5 | Kings Lynn (brackish) 10 Ml/d | Capex | M&E (Mechanical and Electrical) Works on Pumping Stations and Treatment Works | 15 | Fixed | 0 | 0 | 0 | 0 | 0 | 0 | 4.6758 | 12.8432 | 20.5426 | 11.6266 | 0 | 0 | 0 | 0 | 0 | 0 | 0 | 0 | 0 | 0 | 0 | 0 | 0 | 0 | 0 | 0 | 0 | 0 | 0 | 0 | 0 | 0 | 0 | 0 | 0 | 0 | 0 | 0 | 0 | 0 | 0 | 0 | 0 | 0 | 0 | 0 | 0 | 0 | 0 | 0 | 0 | 0 | 0 | 0 | 0 | 0 | 0 | 0 | 0 | 0 | 0 | 0 | 0 | 0 | 0 | 0 | 0 | 0 | 0 | 0 | 0 | 0 | 0 | 0 | 0 | 0 | 0 | 0 | 0 | 0 | 0 | 0 | 0 | 0 | 0 | 0
|  | FND5 | Kings Lynn (brackish) 10 Ml/d | Capex | Pipelines | 200 | Fixed | 0 | 0 | 0 | 0 | 0 | 0 | 5.7429 | 15.7236 | 24.8085 | 13.7265 | 0 | 0 | 0 | 0 | 0 | 0 | 0 | 0 | 0 | 0 | 0 | 0 | 0 | 0 | 0 | 0 | 0 | 0 | 0 | 0 | 0 | 0 | 0 | 0 | 0 | 0 | 0 | 0 | 0 | 0 | 0 | 0 | 0 | 0 | 0 | 0 | 0 | 0 | 0 | 0 | 0 | 0 | 0 | 0 | 0 | 0 | 0 | 0 | 0 | 0 | 0 | 0 | 0 | 0 | 0 | 0 | 0 | 0 | 0 | 0 | 0 | 0 | 0 | 0 | 0 | 0 | 0 | 0 | 0 | 0 | 0 | 0 | 0 | 0 | 0 | 0
|  | FND5 | Kings Lynn (brackish) 10 Ml/d | Capex | Planning and Development (Non depreciating) | 0 | Fixed | 0 | 0 | 0 | 0 | 0 | 0 | 0.032591 | 0.089721 | 0.14486 | 0.083235 | 0 | 0 | 0 | 0 | 0 | 0 | 0 | 0 | 0 | 0 | 0 | 0 | 0 | 0 | 0 | 0 | 0 | 0 | 0 | 0 | 0 | 0 | 0 | 0 | 0 | 0 | 0 | 0 | 0 | 0 | 0 | 0 | 0 | 0 | 0 | 0 | 0 | 0 | 0 | 0 | 0 | 0 | 0 | 0 | 0 | 0 | 0 | 0 | 0 | 0 | 0 | 0 | 0 | 0 | 0 | 0 | 0 | 0 | 0 | 0 | 0 | 0 | 0 | 0 | 0 | 0 | 0 | 0 | 0 | 0 | 0 | 0 | 0 | 0 | 0 | 0
|  | FND5 | Kings Lynn (brackish) 10 Ml/d | Opex | Cost |  | Fixed | 0 | 0 | 0 | 0 | 0 | 0 | 0 | 0 | 0 | 0.32689 | 2.2867 | 3.9196 | 3.9196 | 3.9196 | 3.9196 | 3.9196 | 3.9196 | 3.9196 | 3.9196 | 3.9196 | 3.9196 | 3.9196 | 3.9196 | 3.9196 | 3.9196 | 3.9196 | 3.9196 | 3.9196 | 3.9196 | 3.9196 | 3.9196 | 3.9196 | 3.9196 | 3.9196 | 3.9196 | 3.9196 | 3.9196 | 3.9196 | 3.9196 | 3.9196 | 3.9196 | 3.9196 | 3.9196 | 3.9196 | 3.9196 | 3.9196 | 3.9196 | 3.9196 | 3.9196 | 3.9196 | 3.9196 | 3.9196 | 3.9196 | 3.9196 | 3.9196 | 3.9196 | 3.9196 | 3.9196 | 3.9196 | 3.9196 | 3.9196 | 3.9196 | 3.9196 | 3.9196 | 3.9196 | 3.9196 | 3.9196 | 3.9196 | 3.9196 | 3.9196 | 3.9196 | 3.9196 | 3.9196 | 3.9196 | 3.9196 | 3.9196 | 3.9196 | 3.9196 | 3.9196 | 3.9196 | 3.9196 | 3.9196 | 3.9196 | 3.9196 | 3.9196 | 3.9196
|  | FND5 | Kings Lynn (brackish) 10 Ml/d | Opex | Cost |  | Variable | 0 | 0 | 0 | 0 | 0 | 0 | 0 | 0 | 0 | 0.033709 | 0.16968 | 0.27194 | 0.27194 | 0.27194 | 0.27194 | 0.27194 | 0.27194 | 0.27194 | 0.27194 | 0.27194 | 0.27194 | 0.27194 | 0.27194 | 0.27194 | 0.27194 | 0.27194 | 0.27194 | 0.27194 | 0.27194 | 0.27194 | 0.27194 | 0.27194 | 0.27194 | 0.27194 | 0.27194 | 0.27194 | 0.27194 | 0.27194 | 0.27194 | 0.27194 | 0.27194 | 0.27194 | 0.27194 | 0.27194 | 0.27194 | 0.27194 | 0.27194 | 0.27194 | 0.27194 | 0.27194 | 0.27194 | 0.27194 | 0.27194 | 0.27194 | 0.27194 | 0.27194 | 0.27194 | 0.27194 | 0.27194 | 0.27194 | 0.27194 | 0.27194 | 0.27194 | 0.27194 | 0.27194 | 0.27194 | 0.27194 | 0.27194 | 0.27194 | 0.27194 | 0.27194 | 0.27194 | 0.27194 | 0.27194 | 0.27194 | 0.27194 | 0.27194 | 0.27194 | 0.27194 | 0.27194 | 0.27194 | 0.27194 | 0.27194 | 0.27194 | 0.27194 | 0.27194
|  | FND6 | Kings Lynn (brackish) 25 Ml/d | Capex | Civils | 20 | Fixed | 0 | 0 | 0 | 0 | 0 | 0 | 0 | 0 | 0 | 0 | 0 | 0 | 0 | 0 | 0 | 0 | 0 | 0 | 0 | 0 | 0 | 0 | 0 | 0 | 0 | 0 | 0 | 0 | 0 | 0 | 0 | 0 | 0 | 0 | 0 | 0 | 0 | 0 | 0 | 0 | 0 | 0 | 0 | 0 | 0 | 0 | 0 | 0 | 0 | 0 | 0 | 0 | 0 | 0 | 0 | 0 | 0 | 0 | 0 | 0 | 0 | 0 | 0 | 0 | 0 | 0 | 0 | 0 | 0 | 0 | 0 | 0 | 0 | 0 | 0 | 0 | 0 | 0 | 0 | 0 | 0 | 0 | 0 | 0 | 0 | 0
|  | FND6 | Kings Lynn (brackish) 25 Ml/d | Capex | Civils | 50 | Fixed | 0 | 0 | 0 | 0 | 0 | 0 | 12.2583 | 33.729 | 54.3437 | 31.1206 | 0 | 0 | 0 | 0 | 0 | 0 | 0 | 0 | 0 | 0 | 0 | 0 | 0 | 0 | 0 | 0 | 0 | 0 | 0 | 0 | 0 | 0 | 0 | 0 | 0 | 0 | 0 | 0 | 0 | 0 | 0 | 0 | 0 | 0 | 0 | 0 | 0 | 0 | 0 | 0 | 0 | 0 | 0 | 0 | 0 | 0 | 0 | 0 | 0 | 0 | 0 | 0 | 0 | 0 | 0 | 0 | 0 | 0 | 0 | 0 | 0 | 0 | 0 | 0 | 0 | 0 | 0 | 0 | 0 | 0 | 0 | 0 | 0 | 0 | 0 | 0
|  | FND6 | Kings Lynn (brackish) 25 Ml/d | Capex | ICA (Instrumentation, Control & Automation) | 7 | Fixed | 0 | 0 | 0 | 0 | 0 | 0 | 0.43462 | 1.1959 | 1.9268 | 1.1034 | 0 | 0 | 0 | 0 | 0 | 0 | 0 | 0 | 0 | 0 | 0 | 0 | 0 | 0 | 0 | 0 | 0 | 0 | 0 | 0 | 0 | 0 | 0 | 0 | 0 | 0 | 0 | 0 | 0 | 0 | 0 | 0 | 0 | 0 | 0 | 0 | 0 | 0 | 0 | 0 | 0 | 0 | 0 | 0 | 0 | 0 | 0 | 0 | 0 | 0 | 0 | 0 | 0 | 0 | 0 | 0 | 0 | 0 | 0 | 0 | 0 | 0 | 0 | 0 | 0 | 0 | 0 | 0 | 0 | 0 | 0 | 0 | 0 | 0 | 0 | 0
|  | FND6 | Kings Lynn (brackish) 25 Ml/d | Capex | M&E (Mechanical and Electrical) Works on Pumping Stations and Treatment Works | 15 | Fixed | 0 | 0 | 0 | 0 | 0 | 0 | 6.6003 | 18.127 | 28.978 | 16.3861 | 0 | 0 | 0 | 0 | 0 | 0 | 0 | 0 | 0 | 0 | 0 | 0 | 0 | 0 | 0 | 0 | 0 | 0 | 0 | 0 | 0 | 0 | 0 | 0 | 0 | 0 | 0 | 0 | 0 | 0 | 0 | 0 | 0 | 0 | 0 | 0 | 0 | 0 | 0 | 0 | 0 | 0 | 0 | 0 | 0 | 0 | 0 | 0 | 0 | 0 | 0 | 0 | 0 | 0 | 0 | 0 | 0 | 0 | 0 | 0 | 0 | 0 | 0 | 0 | 0 | 0 | 0 | 0 | 0 | 0 | 0 | 0 | 0 | 0 | 0 | 0
|  | FND6 | Kings Lynn (brackish) 25 Ml/d | Capex | Pipelines | 200 | Fixed | 0 | 0 | 0 | 0 | 0 | 0 | 7.6051 | 20.7864 | 32.557 | 17.79 | 0 | 0 | 0 | 0 | 0 | 0 | 0 | 0 | 0 | 0 | 0 | 0 | 0 | 0 | 0 | 0 | 0 | 0 | 0 | 0 | 0 | 0 | 0 | 0 | 0 | 0 | 0 | 0 | 0 | 0 | 0 | 0 | 0 | 0 | 0 | 0 | 0 | 0 | 0 | 0 | 0 | 0 | 0 | 0 | 0 | 0 | 0 | 0 | 0 | 0 | 0 | 0 | 0 | 0 | 0 | 0 | 0 | 0 | 0 | 0 | 0 | 0 | 0 | 0 | 0 | 0 | 0 | 0 | 0 | 0 | 0 | 0 | 0 | 0 | 0 | 0
|  | FND6 | Kings Lynn (brackish) 25 Ml/d | Capex | Planning and Development (Non depreciating) | 0 | Fixed | 0 | 0 | 0 | 0 | 0 | 0 | 0.032437 | 0.089297 | 0.14418 | 0.082842 | 0 | 0 | 0 | 0 | 0 | 0 | 0 | 0 | 0 | 0 | 0 | 0 | 0 | 0 | 0 | 0 | 0 | 0 | 0 | 0 | 0 | 0 | 0 | 0 | 0 | 0 | 0 | 0 | 0 | 0 | 0 | 0 | 0 | 0 | 0 | 0 | 0 | 0 | 0 | 0 | 0 | 0 | 0 | 0 | 0 | 0 | 0 | 0 | 0 | 0 | 0 | 0 | 0 | 0 | 0 | 0 | 0 | 0 | 0 | 0 | 0 | 0 | 0 | 0 | 0 | 0 | 0 | 0 | 0 | 0 | 0 | 0 | 0 | 0 | 0 | 0
|  | FND6 | Kings Lynn (brackish) 25 Ml/d | Opex | Cost |  | Fixed | 0 | 0 | 0 | 0 | 0 | 0 | 0 | 0 | 0 | 0.66544 | 4.6558 | 7.9807 | 7.9807 | 7.9807 | 7.9807 | 7.9807 | 7.9807 | 7.9807 | 7.9807 | 7.9807 | 7.9807 | 7.9807 | 7.9807 | 7.9807 | 7.9807 | 7.9807 | 7.9807 | 7.9807 | 7.9807 | 7.9807 | 7.9807 | 7.9807 | 7.9807 | 7.9807 | 7.9807 | 7.9807 | 7.9807 | 7.9807 | 7.9807 | 7.9807 | 7.9807 | 7.9807 | 7.9807 | 7.9807 | 7.9807 | 7.9807 | 7.9807 | 7.9807 | 7.9807 | 7.9807 | 7.9807 | 7.9807 | 7.9807 | 7.9807 | 7.9807 | 7.9807 | 7.9807 | 7.9807 | 7.9807 | 7.9807 | 7.9807 | 7.9807 | 7.9807 | 7.9807 | 7.9807 | 7.9807 | 7.9807 | 7.9807 | 7.9807 | 7.9807 | 7.9807 | 7.9807 | 7.9807 | 7.9807 | 7.9807 | 7.9807 | 7.9807 | 7.9807 | 7.9807 | 7.9807 | 7.9807 | 7.9807 | 7.9807 | 7.9807 | 7.9807 | 7.9807
|  | FND6 | Kings Lynn (brackish) 25 Ml/d | Opex | Cost |  | Variable | 0 | 0 | 0 | 0 | 0 | 0 | 0 | 0 | 0 | 0.055262 | 0.27747 | 0.44441 | 0.44441 | 0.44441 | 0.44441 | 0.44441 | 0.44441 | 0.44441 | 0.44441 | 0.44441 | 0.44441 | 0.44441 | 0.44441 | 0.44441 | 0.44441 | 0.44441 | 0.44441 | 0.44441 | 0.44441 | 0.44441 | 0.44441 | 0.44441 | 0.44441 | 0.44441 | 0.44441 | 0.44441 | 0.44441 | 0.44441 | 0.44441 | 0.44441 | 0.44441 | 0.44441 | 0.44441 | 0.44441 | 0.44441 | 0.44441 | 0.44441 | 0.44441 | 0.44441 | 0.44441 | 0.44441 | 0.44441 | 0.44441 | 0.44441 | 0.44441 | 0.44441 | 0.44441 | 0.44441 | 0.44441 | 0.44441 | 0.44441 | 0.44441 | 0.44441 | 0.44441 | 0.44441 | 0.44441 | 0.44441 | 0.44441 | 0.44441 | 0.44441 | 0.44441 | 0.44441 | 0.44441 | 0.44441 | 0.44441 | 0.44441 | 0.44441 | 0.44441 | 0.44441 | 0.44441 | 0.44441 | 0.44441 | 0.44441 | 0.44441 | 0.44441 | 0.44441
|  | FND7 | Kings Lynn (brackish) - power supply from RWE power station (10 Ml/d) | Capex | Civils | 20 | Fixed | 0 | 0 | 0 | 0 | 0 | 0 | 0 | 0 | 0 | 0 | 0 | 0 | 0 | 0 | 0 | 0 | 0 | 0 | 0 | 0 | 0 | 0 | 0 | 0 | 0 | 0 | 0 | 0 | 0 | 0 | 0 | 0 | 0 | 0 | 0 | 0 | 0 | 0 | 0 | 0 | 0 | 0 | 0 | 0 | 0 | 0 | 0 | 0 | 0 | 0 | 0 | 0 | 0 | 0 | 0 | 0 | 0 | 0 | 0 | 0 | 0 | 0 | 0 | 0 | 0 | 0 | 0 | 0 | 0 | 0 | 0 | 0 | 0 | 0 | 0 | 0 | 0 | 0 | 0 | 0 | 0 | 0 | 0 | 0 | 0 | 0
|  | FND7 | Kings Lynn (brackish) - power supply from RWE power station (10 Ml/d) | Capex | Civils | 50 | Fixed | 0 | 0 | 0 | 0 | 0 | 0 | 6.9628 | 19.1562 | 30.8489 | 17.652 | 0 | 0 | 0 | 0 | 0 | 0 | 0 | 0 | 0 | 0 | 0 | 0 | 0 | 0 | 0 | 0 | 0 | 0 | 0 | 0 | 0 | 0 | 0 | 0 | 0 | 0 | 0 | 0 | 0 | 0 | 0 | 0 | 0 | 0 | 0 | 0 | 0 | 0 | 0 | 0 | 0 | 0 | 0 | 0 | 0 | 0 | 0 | 0 | 0 | 0 | 0 | 0 | 0 | 0 | 0 | 0 | 0 | 0 | 0 | 0 | 0 | 0 | 0 | 0 | 0 | 0 | 0 | 0 | 0 | 0 | 0 | 0 | 0 | 0 | 0 | 0
|  | FND7 | Kings Lynn (brackish) - power supply from RWE power station (10 Ml/d) | Capex | ICA (Instrumentation, Control & Automation) | 7 | Fixed | 0 | 0 | 0 | 0 | 0 | 0 | 0.32499 | 0.89416 | 1.4401 | 0.82426 | 0 | 0 | 0 | 0 | 0 | 0 | 0 | 0 | 0 | 0 | 0 | 0 | 0 | 0 | 0 | 0 | 0 | 0 | 0 | 0 | 0 | 0 | 0 | 0 | 0 | 0 | 0 | 0 | 0 | 0 | 0 | 0 | 0 | 0 | 0 | 0 | 0 | 0 | 0 | 0 | 0 | 0 | 0 | 0 | 0 | 0 | 0 | 0 | 0 | 0 | 0 | 0 | 0 | 0 | 0 | 0 | 0 | 0 | 0 | 0 | 0 | 0 | 0 | 0 | 0 | 0 | 0 | 0 | 0 | 0 | 0 | 0 | 0 | 0 | 0 | 0
|  | FND7 | Kings Lynn (brackish) - power supply from RWE power station (10 Ml/d) | Capex | M&E (Mechanical and Electrical) Works on Pumping Stations and Treatment Works | 15 | Fixed | 0 | 0 | 0 | 0 | 0 | 0 | 4.6836 | 12.8642 | 20.5738 | 11.642 | 0 | 0 | 0 | 0 | 0 | 0 | 0 | 0 | 0 | 0 | 0 | 0 | 0 | 0 | 0 | 0 | 0 | 0 | 0 | 0 | 0 | 0 | 0 | 0 | 0 | 0 | 0 | 0 | 0 | 0 | 0 | 0 | 0 | 0 | 0 | 0 | 0 | 0 | 0 | 0 | 0 | 0 | 0 | 0 | 0 | 0 | 0 | 0 | 0 | 0 | 0 | 0 | 0 | 0 | 0 | 0 | 0 | 0 | 0 | 0 | 0 | 0 | 0 | 0 | 0 | 0 | 0 | 0 | 0 | 0 | 0 | 0 | 0 | 0 | 0 | 0
|  | FND7 | Kings Lynn (brackish) - power supply from RWE power station (10 Ml/d) | Capex | Pipelines | 200 | Fixed | 0 | 0 | 0 | 0 | 0 | 0 | 5.9559 | 16.2989 | 25.664 | 14.1511 | 0 | 0 | 0 | 0 | 0 | 0 | 0 | 0 | 0 | 0 | 0 | 0 | 0 | 0 | 0 | 0 | 0 | 0 | 0 | 0 | 0 | 0 | 0 | 0 | 0 | 0 | 0 | 0 | 0 | 0 | 0 | 0 | 0 | 0 | 0 | 0 | 0 | 0 | 0 | 0 | 0 | 0 | 0 | 0 | 0 | 0 | 0 | 0 | 0 | 0 | 0 | 0 | 0 | 0 | 0 | 0 | 0 | 0 | 0 | 0 | 0 | 0 | 0 | 0 | 0 | 0 | 0 | 0 | 0 | 0 | 0 | 0 | 0 | 0 | 0 | 0
|  | FND7 | Kings Lynn (brackish) - power supply from RWE power station (10 Ml/d) | Capex | Planning and Development (Non depreciating) | 0 | Fixed | 0 | 0 | 0 | 0 | 0 | 0 | 0.032591 | 0.089721 | 0.14486 | 0.083235 | 0 | 0 | 0 | 0 | 0 | 0 | 0 | 0 | 0 | 0 | 0 | 0 | 0 | 0 | 0 | 0 | 0 | 0 | 0 | 0 | 0 | 0 | 0 | 0 | 0 | 0 | 0 | 0 | 0 | 0 | 0 | 0 | 0 | 0 | 0 | 0 | 0 | 0 | 0 | 0 | 0 | 0 | 0 | 0 | 0 | 0 | 0 | 0 | 0 | 0 | 0 | 0 | 0 | 0 | 0 | 0 | 0 | 0 | 0 | 0 | 0 | 0 | 0 | 0 | 0 | 0 | 0 | 0 | 0 | 0 | 0 | 0 | 0 | 0 | 0 | 0
|  | FND7 | Kings Lynn (brackish) - power supply from RWE power station (10 Ml/d) | Opex | Cost |  | Fixed | 0 | 0 | 0 | 0 | 0 | 0 | 0 | 0 | 0 | 0.31433 | 2.1987 | 3.7688 | 3.7688 | 3.7688 | 3.7688 | 3.7688 | 3.7688 | 3.7688 | 3.7688 | 3.7688 | 3.7688 | 3.7688 | 3.7688 | 3.7688 | 3.7688 | 3.7688 | 3.7688 | 3.7688 | 3.7688 | 3.7688 | 3.7688 | 3.7688 | 3.7688 | 3.7688 | 3.7688 | 3.7688 | 3.7688 | 3.7688 | 3.7688 | 3.7688 | 3.7688 | 3.7688 | 3.7688 | 3.7688 | 3.7688 | 3.7688 | 3.7688 | 3.7688 | 3.7688 | 3.7688 | 3.7688 | 3.7688 | 3.7688 | 3.7688 | 3.7688 | 3.7688 | 3.7688 | 3.7688 | 3.7688 | 3.7688 | 3.7688 | 3.7688 | 3.7688 | 3.7688 | 3.7688 | 3.7688 | 3.7688 | 3.7688 | 3.7688 | 3.7688 | 3.7688 | 3.7688 | 3.7688 | 3.7688 | 3.7688 | 3.7688 | 3.7688 | 3.7688 | 3.7688 | 3.7688 | 3.7688 | 3.7688 | 3.7688 | 3.7688 | 3.7688 | 3.7688
|  | FND7 | Kings Lynn (brackish) - power supply from RWE power station (10 Ml/d) | Opex | Cost |  | Variable | 0 | 0 | 0 | 0 | 0 | 0 | 0 | 0 | 0 | 0.033709 | 0.16968 | 0.27194 | 0.27194 | 0.27194 | 0.27194 | 0.27194 | 0.27194 | 0.27194 | 0.27194 | 0.27194 | 0.27194 | 0.27194 | 0.27194 | 0.27194 | 0.27194 | 0.27194 | 0.27194 | 0.27194 | 0.27194 | 0.27194 | 0.27194 | 0.27194 | 0.27194 | 0.27194 | 0.27194 | 0.27194 | 0.27194 | 0.27194 | 0.27194 | 0.27194 | 0.27194 | 0.27194 | 0.27194 | 0.27194 | 0.27194 | 0.27194 | 0.27194 | 0.27194 | 0.27194 | 0.27194 | 0.27194 | 0.27194 | 0.27194 | 0.27194 | 0.27194 | 0.27194 | 0.27194 | 0.27194 | 0.27194 | 0.27194 | 0.27194 | 0.27194 | 0.27194 | 0.27194 | 0.27194 | 0.27194 | 0.27194 | 0.27194 | 0.27194 | 0.27194 | 0.27194 | 0.27194 | 0.27194 | 0.27194 | 0.27194 | 0.27194 | 0.27194 | 0.27194 | 0.27194 | 0.27194 | 0.27194 | 0.27194 | 0.27194 | 0.27194 | 0.27194 | 0.27194
|  | FND8 | Kings Lynn (brackish) - power supply from RWE power station (25 Ml/d) | Capex | Civils | 20 | Fixed | 0 | 0 | 0 | 0 | 0 | 0 | 0 | 0 | 0 | 0 | 0 | 0 | 0 | 0 | 0 | 0 | 0 | 0 | 0 | 0 | 0 | 0 | 0 | 0 | 0 | 0 | 0 | 0 | 0 | 0 | 0 | 0 | 0 | 0 | 0 | 0 | 0 | 0 | 0 | 0 | 0 | 0 | 0 | 0 | 0 | 0 | 0 | 0 | 0 | 0 | 0 | 0 | 0 | 0 | 0 | 0 | 0 | 0 | 0 | 0 | 0 | 0 | 0 | 0 | 0 | 0 | 0 | 0 | 0 | 0 | 0 | 0 | 0 | 0 | 0 | 0 | 0 | 0 | 0 | 0 | 0 | 0 | 0 | 0 | 0 | 0
|  | FND8 | Kings Lynn (brackish) - power supply from RWE power station (25 Ml/d) | Capex | Civils | 50 | Fixed | 0 | 0 | 0 | 0 | 0 | 0 | 12.1185 | 33.3515 | 53.7822 | 30.842 | 0 | 0 | 0 | 0 | 0 | 0 | 0 | 0 | 0 | 0 | 0 | 0 | 0 | 0 | 0 | 0 | 0 | 0 | 0 | 0 | 0 | 0 | 0 | 0 | 0 | 0 | 0 | 0 | 0 | 0 | 0 | 0 | 0 | 0 | 0 | 0 | 0 | 0 | 0 | 0 | 0 | 0 | 0 | 0 | 0 | 0 | 0 | 0 | 0 | 0 | 0 | 0 | 0 | 0 | 0 | 0 | 0 | 0 | 0 | 0 | 0 | 0 | 0 | 0 | 0 | 0 | 0 | 0 | 0 | 0 | 0 | 0 | 0 | 0 | 0 | 0
|  | FND8 | Kings Lynn (brackish) - power supply from RWE power station (25 Ml/d) | Capex | ICA (Instrumentation, Control & Automation) | 7 | Fixed | 0 | 0 | 0 | 0 | 0 | 0 | 0.42967 | 1.1825 | 1.9069 | 1.0935 | 0 | 0 | 0 | 0 | 0 | 0 | 0 | 0 | 0 | 0 | 0 | 0 | 0 | 0 | 0 | 0 | 0 | 0 | 0 | 0 | 0 | 0 | 0 | 0 | 0 | 0 | 0 | 0 | 0 | 0 | 0 | 0 | 0 | 0 | 0 | 0 | 0 | 0 | 0 | 0 | 0 | 0 | 0 | 0 | 0 | 0 | 0 | 0 | 0 | 0 | 0 | 0 | 0 | 0 | 0 | 0 | 0 | 0 | 0 | 0 | 0 | 0 | 0 | 0 | 0 | 0 | 0 | 0 | 0 | 0 | 0 | 0 | 0 | 0 | 0 | 0
|  | FND8 | Kings Lynn (brackish) - power supply from RWE power station (25 Ml/d) | Capex | M&E (Mechanical and Electrical) Works on Pumping Stations and Treatment Works | 15 | Fixed | 0 | 0 | 0 | 0 | 0 | 0 | 6.2467 | 17.1717 | 27.5575 | 15.6812 | 0 | 0 | 0 | 0 | 0 | 0 | 0 | 0 | 0 | 0 | 0 | 0 | 0 | 0 | 0 | 0 | 0 | 0 | 0 | 0 | 0 | 0 | 0 | 0 | 0 | 0 | 0 | 0 | 0 | 0 | 0 | 0 | 0 | 0 | 0 | 0 | 0 | 0 | 0 | 0 | 0 | 0 | 0 | 0 | 0 | 0 | 0 | 0 | 0 | 0 | 0 | 0 | 0 | 0 | 0 | 0 | 0 | 0 | 0 | 0 | 0 | 0 | 0 | 0 | 0 | 0 | 0 | 0 | 0 | 0 | 0 | 0 | 0 | 0 | 0 | 0
|  | FND8 | Kings Lynn (brackish) - power supply from RWE power station (25 Ml/d) | Capex | Pipelines | 200 | Fixed | 0 | 0 | 0 | 0 | 0 | 0 | 6.5433 | 17.9179 | 28.2916 | 15.6732 | 0 | 0 | 0 | 0 | 0 | 0 | 0 | 0 | 0 | 0 | 0 | 0 | 0 | 0 | 0 | 0 | 0 | 0 | 0 | 0 | 0 | 0 | 0 | 0 | 0 | 0 | 0 | 0 | 0 | 0 | 0 | 0 | 0 | 0 | 0 | 0 | 0 | 0 | 0 | 0 | 0 | 0 | 0 | 0 | 0 | 0 | 0 | 0 | 0 | 0 | 0 | 0 | 0 | 0 | 0 | 0 | 0 | 0 | 0 | 0 | 0 | 0 | 0 | 0 | 0 | 0 | 0 | 0 | 0 | 0 | 0 | 0 | 0 | 0 | 0 | 0
|  | FND8 | Kings Lynn (brackish) - power supply from RWE power station (25 Ml/d) | Capex | Planning and Development (Non depreciating) | 0 | Fixed | 0 | 0 | 0 | 0 | 0 | 0 | 0.032437 | 0.089297 | 0.14418 | 0.082842 | 0 | 0 | 0 | 0 | 0 | 0 | 0 | 0 | 0 | 0 | 0 | 0 | 0 | 0 | 0 | 0 | 0 | 0 | 0 | 0 | 0 | 0 | 0 | 0 | 0 | 0 | 0 | 0 | 0 | 0 | 0 | 0 | 0 | 0 | 0 | 0 | 0 | 0 | 0 | 0 | 0 | 0 | 0 | 0 | 0 | 0 | 0 | 0 | 0 | 0 | 0 | 0 | 0 | 0 | 0 | 0 | 0 | 0 | 0 | 0 | 0 | 0 | 0 | 0 | 0 | 0 | 0 | 0 | 0 | 0 | 0 | 0 | 0 | 0 | 0 | 0
|  | FND8 | Kings Lynn (brackish) - power supply from RWE power station (25 Ml/d) | Opex | Cost |  | Fixed | 0 | 0 | 0 | 0 | 0 | 0 | 0 | 0 | 0 | 0.63366 | 4.434 | 7.6006 | 7.6006 | 7.6006 | 7.6006 | 7.6006 | 7.6006 | 7.6006 | 7.6006 | 7.6006 | 7.6006 | 7.6006 | 7.6006 | 7.6006 | 7.6006 | 7.6006 | 7.6006 | 7.6006 | 7.6006 | 7.6006 | 7.6006 | 7.6006 | 7.6006 | 7.6006 | 7.6006 | 7.6006 | 7.6006 | 7.6006 | 7.6006 | 7.6006 | 7.6006 | 7.6006 | 7.6006 | 7.6006 | 7.6006 | 7.6006 | 7.6006 | 7.6006 | 7.6006 | 7.6006 | 7.6006 | 7.6006 | 7.6006 | 7.6006 | 7.6006 | 7.6006 | 7.6006 | 7.6006 | 7.6006 | 7.6006 | 7.6006 | 7.6006 | 7.6006 | 7.6006 | 7.6006 | 7.6006 | 7.6006 | 7.6006 | 7.6006 | 7.6006 | 7.6006 | 7.6006 | 7.6006 | 7.6006 | 7.6006 | 7.6006 | 7.6006 | 7.6006 | 7.6006 | 7.6006 | 7.6006 | 7.6006 | 7.6006 | 7.6006 | 7.6006 | 7.6006
|  | FND8 | Kings Lynn (brackish) - power supply from RWE power station (25 Ml/d) | Opex | Cost |  | Variable | 0 | 0 | 0 | 0 | 0 | 0 | 0 | 0 | 0 | 0.055262 | 0.27747 | 0.44441 | 0.44441 | 0.44441 | 0.44441 | 0.44441 | 0.44441 | 0.44441 | 0.44441 | 0.44441 | 0.44441 | 0.44441 | 0.44441 | 0.44441 | 0.44441 | 0.44441 | 0.44441 | 0.44441 | 0.44441 | 0.44441 | 0.44441 | 0.44441 | 0.44441 | 0.44441 | 0.44441 | 0.44441 | 0.44441 | 0.44441 | 0.44441 | 0.44441 | 0.44441 | 0.44441 | 0.44441 | 0.44441 | 0.44441 | 0.44441 | 0.44441 | 0.44441 | 0.44441 | 0.44441 | 0.44441 | 0.44441 | 0.44441 | 0.44441 | 0.44441 | 0.44441 | 0.44441 | 0.44441 | 0.44441 | 0.44441 | 0.44441 | 0.44441 | 0.44441 | 0.44441 | 0.44441 | 0.44441 | 0.44441 | 0.44441 | 0.44441 | 0.44441 | 0.44441 | 0.44441 | 0.44441 | 0.44441 | 0.44441 | 0.44441 | 0.44441 | 0.44441 | 0.44441 | 0.44441 | 0.44441 | 0.44441 | 0.44441 | 0.44441 | 0.44441 | 0.44441
|  | LNC11 | Staythorpe DTT with Hall WTW extension | Capex | Civils | 20 | Fixed | 0 | 0 | 0 | 0 | 0 | 0 | 0 | 0 | 0 | 0 | 0 | 0 | 0 | 0 | 0 | 0 | 0 | 0 | 0 | 0 | 0 | 0 | 0 | 0 | 0 | 0 | 0 | 0 | 0 | 0 | 0 | 0 | 0 | 0 | 0 | 0 | 0 | 0 | 0 | 0 | 0 | 0 | 0 | 0 | 0 | 0 | 0 | 0 | 0 | 0 | 0 | 0 | 0 | 0 | 0 | 0 | 0 | 0 | 0 | 0 | 0 | 0 | 0 | 0 | 0 | 0 | 0 | 0 | 0 | 0 | 0 | 0 | 0 | 0 | 0 | 0 | 0 | 0 | 0 | 0 | 0 | 0 | 0 | 0 | 0 | 0
|  | LNC11 | Staythorpe DTT with Hall WTW extension | Capex | Civils | 50 | Fixed | 0 | 0 | 0 | 0 | 0 | 0 | 4.4681 | 12.3004 | 19.8599 | 11.4112 | 0 | 0 | 0 | 0 | 0 | 0 | 0 | 0 | 0 | 0 | 0 | 0 | 0 | 0 | 0 | 0 | 0 | 0 | 0 | 0 | 0 | 0 | 0 | 0 | 0 | 0 | 0 | 0 | 0 | 0 | 0 | 0 | 0 | 0 | 0 | 0 | 0 | 0 | 0 | 0 | 0 | 0 | 0 | 0 | 0 | 0 | 0 | 0 | 0 | 0 | 0 | 0 | 0 | 0 | 0 | 0 | 0 | 0 | 0 | 0 | 0 | 0 | 0 | 0 | 0 | 0 | 0 | 0 | 0 | 0 | 0 | 0 | 0 | 0 | 0 | 0
|  | LNC11 | Staythorpe DTT with Hall WTW extension | Capex | ICA (Instrumentation, Control & Automation) | 7 | Fixed | 0 | 0 | 0 | 0 | 0 | 0 | 0.27719 | 0.76307 | 1.232 | 0.70791 | 0 | 0 | 0 | 0 | 0 | 0 | 0 | 0 | 0 | 0 | 0 | 0 | 0 | 0 | 0 | 0 | 0 | 0 | 0 | 0 | 0 | 0 | 0 | 0 | 0 | 0 | 0 | 0 | 0 | 0 | 0 | 0 | 0 | 0 | 0 | 0 | 0 | 0 | 0 | 0 | 0 | 0 | 0 | 0 | 0 | 0 | 0 | 0 | 0 | 0 | 0 | 0 | 0 | 0 | 0 | 0 | 0 | 0 | 0 | 0 | 0 | 0 | 0 | 0 | 0 | 0 | 0 | 0 | 0 | 0 | 0 | 0 | 0 | 0 | 0 | 0
|  | LNC11 | Staythorpe DTT with Hall WTW extension | Capex | M&E (Mechanical and Electrical) Works on Pumping Stations and Treatment Works | 15 | Fixed | 0 | 0 | 0 | 0 | 0 | 0 | 2.928 | 8.0606 | 13.0144 | 7.4779 | 0 | 0 | 0 | 0 | 0 | 0 | 0 | 0 | 0 | 0 | 0 | 0 | 0 | 0 | 0 | 0 | 0 | 0 | 0 | 0 | 0 | 0 | 0 | 0 | 0 | 0 | 0 | 0 | 0 | 0 | 0 | 0 | 0 | 0 | 0 | 0 | 0 | 0 | 0 | 0 | 0 | 0 | 0 | 0 | 0 | 0 | 0 | 0 | 0 | 0 | 0 | 0 | 0 | 0 | 0 | 0 | 0 | 0 | 0 | 0 | 0 | 0 | 0 | 0 | 0 | 0 | 0 | 0 | 0 | 0 | 0 | 0 | 0 | 0 | 0 | 0
|  | LNC11 | Staythorpe DTT with Hall WTW extension | Capex | Pipelines | 200 | Fixed | 0 | 0 | 0 | 0 | 0 | 0 | 0.15302 | 0.42124 | 0.68013 | 0.39079 | 0 | 0 | 0 | 0 | 0 | 0 | 0 | 0 | 0 | 0 | 0 | 0 | 0 | 0 | 0 | 0 | 0 | 0 | 0 | 0 | 0 | 0 | 0 | 0 | 0 | 0 | 0 | 0 | 0 | 0 | 0 | 0 | 0 | 0 | 0 | 0 | 0 | 0 | 0 | 0 | 0 | 0 | 0 | 0 | 0 | 0 | 0 | 0 | 0 | 0 | 0 | 0 | 0 | 0 | 0 | 0 | 0 | 0 | 0 | 0 | 0 | 0 | 0 | 0 | 0 | 0 | 0 | 0 | 0 | 0 | 0 | 0 | 0 | 0 | 0 | 0
|  | LNC11 | Staythorpe DTT with Hall WTW extension | Capex | Planning and Development (Non depreciating) | 0 | Fixed | 0 | 0 | 0 | 0 | 0 | 0 | 0 | 0 | 0 | 0 | 0 | 0 | 0 | 0 | 0 | 0 | 0 | 0 | 0 | 0 | 0 | 0 | 0 | 0 | 0 | 0 | 0 | 0 | 0 | 0 | 0 | 0 | 0 | 0 | 0 | 0 | 0 | 0 | 0 | 0 | 0 | 0 | 0 | 0 | 0 | 0 | 0 | 0 | 0 | 0 | 0 | 0 | 0 | 0 | 0 | 0 | 0 | 0 | 0 | 0 | 0 | 0 | 0 | 0 | 0 | 0 | 0 | 0 | 0 | 0 | 0 | 0 | 0 | 0 | 0 | 0 | 0 | 0 | 0 | 0 | 0 | 0 | 0 | 0 | 0 | 0
|  | LNC11 | Staythorpe DTT with Hall WTW extension | Opex | Cost |  | Fixed | 0 | 0 | 0 | 0 | 0 | 0 | 0 | 0 | 0 | 0.62765 | 4.3935 | 7.5318 | 7.5318 | 7.5318 | 7.5318 | 7.5318 | 7.5318 | 7.5318 | 7.5318 | 7.5318 | 7.5318 | 7.5318 | 7.5318 | 7.5318 | 7.5318 | 7.5318 | 7.5318 | 7.5318 | 7.5318 | 7.5318 | 7.5318 | 7.5318 | 7.5318 | 7.5318 | 7.5318 | 7.5318 | 7.5318 | 7.5318 | 7.5318 | 7.5318 | 7.5318 | 7.5318 | 7.5318 | 7.5318 | 7.5318 | 7.5318 | 7.5318 | 7.5318 | 7.5318 | 7.5318 | 7.5318 | 7.5318 | 7.5318 | 7.5318 | 7.5318 | 7.5318 | 7.5318 | 7.5318 | 7.5318 | 7.5318 | 7.5318 | 7.5318 | 7.5318 | 7.5318 | 7.5318 | 7.5318 | 7.5318 | 7.5318 | 7.5318 | 7.5318 | 7.5318 | 7.5318 | 7.5318 | 7.5318 | 7.5318 | 7.5318 | 7.5318 | 7.5318 | 7.5318 | 7.5318 | 7.5318 | 7.5318 | 7.5318 | 7.5318 | 7.5318 | 7.5318
|  | LNC11 | Staythorpe DTT with Hall WTW extension | Opex | Cost |  | Variable | 0 | 0 | 0 | 0 | 0 | 0 | 0 | 0 | 0 | 6.518e-05 | 0.00045628 | 0.00078219 | 0.00078219 | 0.00078219 | 0.00078219 | 0.00078219 | 0.00078219 | 0.00078219 | 0.00078219 | 0.00078219 | 0.00078219 | 0.00078219 | 0.00078219 | 0.00078219 | 0.00078219 | 0.00078219 | 0.00078219 | 0.00078219 | 0.00078219 | 0.00078219 | 0.00078219 | 0.00078219 | 0.00078219 | 0.00078219 | 0.00078219 | 0.00078219 | 0.00078219 | 0.00078219 | 0.00078219 | 0.00078219 | 0.00078219 | 0.00078219 | 0.00078219 | 0.00078219 | 0.00078219 | 0.00078219 | 0.00078219 | 0.00078219 | 0.00078219 | 0.00078219 | 0.00078219 | 0.00078219 | 0.00078219 | 0.00078219 | 0.00078219 | 0.00078219 | 0.00078219 | 0.00078219 | 0.00078219 | 0.00078219 | 0.00078219 | 0.00078219 | 0.00078219 | 0.00078219 | 0.00078219 | 0.00078219 | 0.00078219 | 0.00078219 | 0.00078219 | 0.00078219 | 0.00078219 | 0.00078219 | 0.00078219 | 0.00078219 | 0.00078219 | 0.00078219 | 0.00078219 | 0.00078219 | 0.00078219 | 0.00078219 | 0.00078219 | 0.00078219 | 0.00078219 | 0.00078219 | 0.00078219 | 0.00078219
|  | LNC14 | Sherwood Sandstone ASR | Capex | Civils | 20 | Fixed | 0 | 0 | 0 | 0 | 0 | 0 | 0 | 0 | 0 | 0 | 0 | 0 | 0 | 0 | 0 | 0 | 0 | 0 | 0 | 0 | 0 | 0 | 0 | 0 | 0 | 0 | 0 | 0 | 0 | 0 | 0 | 0 | 0 | 0 | 0 | 0 | 0 | 0 | 0 | 0 | 0 | 0 | 0 | 0 | 0 | 0 | 0 | 0 | 0 | 0 | 0 | 0 | 0 | 0 | 0 | 0 | 0 | 0 | 0 | 0 | 0 | 0 | 0 | 0 | 0 | 0 | 0 | 0 | 0 | 0 | 0 | 0 | 0 | 0 | 0 | 0 | 0 | 0 | 0 | 0 | 0 | 0 | 0 | 0 | 0 | 0
|  | LNC14 | Sherwood Sandstone ASR | Capex | Civils | 50 | Fixed | 0 | 0 | 0 | 0 | 0 | 0 | 6.7203 | 18.4199 | 29.2005 | 16.2853 | 0 | 0 | 0 | 0 | 0 | 0 | 0 | 0 | 0 | 0 | 0 | 0 | 0 | 0 | 0 | 0 | 0 | 0 | 0 | 0 | 0 | 0 | 0 | 0 | 0 | 0 | 0 | 0 | 0 | 0 | 0 | 0 | 0 | 0 | 0 | 0 | 0 | 0 | 0 | 0 | 0 | 0 | 0 | 0 | 0 | 0 | 0 | 0 | 0 | 0 | 0 | 0 | 0 | 0 | 0 | 0 | 0 | 0 | 0 | 0 | 0 | 0 | 0 | 0 | 0 | 0 | 0 | 0 | 0 | 0 | 0 | 0 | 0 | 0 | 0 | 0
|  | LNC14 | Sherwood Sandstone ASR | Capex | ICA (Instrumentation, Control & Automation) | 7 | Fixed | 0 | 0 | 0 | 0 | 0 | 0 | 0.34886 | 0.95479 | 1.5041 | 0.83008 | 0 | 0 | 0 | 0 | 0 | 0 | 0 | 0 | 0 | 0 | 0 | 0 | 0 | 0 | 0 | 0 | 0 | 0 | 0 | 0 | 0 | 0 | 0 | 0 | 0 | 0 | 0 | 0 | 0 | 0 | 0 | 0 | 0 | 0 | 0 | 0 | 0 | 0 | 0 | 0 | 0 | 0 | 0 | 0 | 0 | 0 | 0 | 0 | 0 | 0 | 0 | 0 | 0 | 0 | 0 | 0 | 0 | 0 | 0 | 0 | 0 | 0 | 0 | 0 | 0 | 0 | 0 | 0 | 0 | 0 | 0 | 0 | 0 | 0 | 0 | 0
|  | LNC14 | Sherwood Sandstone ASR | Capex | M&E (Mechanical and Electrical) Works on Pumping Stations and Treatment Works | 15 | Fixed | 0 | 0 | 0 | 0 | 0 | 0 | 8.4533 | 23.1436 | 36.5117 | 20.198 | 0 | 0 | 0 | 0 | 0 | 0 | 0 | 0 | 0 | 0 | 0 | 0 | 0 | 0 | 0 | 0 | 0 | 0 | 0 | 0 | 0 | 0 | 0 | 0 | 0 | 0 | 0 | 0 | 0 | 0 | 0 | 0 | 0 | 0 | 0 | 0 | 0 | 0 | 0 | 0 | 0 | 0 | 0 | 0 | 0 | 0 | 0 | 0 | 0 | 0 | 0 | 0 | 0 | 0 | 0 | 0 | 0 | 0 | 0 | 0 | 0 | 0 | 0 | 0 | 0 | 0 | 0 | 0 | 0 | 0 | 0 | 0 | 0 | 0 | 0 | 0
|  | LNC14 | Sherwood Sandstone ASR | Capex | Pipelines | 200 | Fixed | 0 | 0 | 0 | 0 | 0 | 0 | 6.9947 | 18.9034 | 28.1602 | 14.025 | 0 | 0 | 0 | 0 | 0 | 0 | 0 | 0 | 0 | 0 | 0 | 0 | 0 | 0 | 0 | 0 | 0 | 0 | 0 | 0 | 0 | 0 | 0 | 0 | 0 | 0 | 0 | 0 | 0 | 0 | 0 | 0 | 0 | 0 | 0 | 0 | 0 | 0 | 0 | 0 | 0 | 0 | 0 | 0 | 0 | 0 | 0 | 0 | 0 | 0 | 0 | 0 | 0 | 0 | 0 | 0 | 0 | 0 | 0 | 0 | 0 | 0 | 0 | 0 | 0 | 0 | 0 | 0 | 0 | 0 | 0 | 0 | 0 | 0 | 0 | 0
|  | LNC14 | Sherwood Sandstone ASR | Capex | Planning and Development (Non depreciating) | 0 | Fixed | 0 | 0 | 0 | 0 | 0 | 0 | 0 | 0 | 0 | 0 | 0 | 0 | 0 | 0 | 0 | 0 | 0 | 0 | 0 | 0 | 0 | 0 | 0 | 0 | 0 | 0 | 0 | 0 | 0 | 0 | 0 | 0 | 0 | 0 | 0 | 0 | 0 | 0 | 0 | 0 | 0 | 0 | 0 | 0 | 0 | 0 | 0 | 0 | 0 | 0 | 0 | 0 | 0 | 0 | 0 | 0 | 0 | 0 | 0 | 0 | 0 | 0 | 0 | 0 | 0 | 0 | 0 | 0 | 0 | 0 | 0 | 0 | 0 | 0 | 0 | 0 | 0 | 0 | 0 | 0 | 0 | 0 | 0 | 0 | 0 | 0
|  | LNC14 | Sherwood Sandstone ASR | Opex | Cost |  | Fixed | 0 | 0 | 0 | 0 | 0 | 0 | 0 | 0 | 0 | 0.20287 | 1.4123 | 2.4188 | 2.4188 | 2.4188 | 2.4188 | 2.4188 | 2.4188 | 2.4188 | 2.4188 | 2.4188 | 2.4188 | 2.4188 | 2.4188 | 2.4188 | 2.4188 | 2.4188 | 2.4188 | 2.4188 | 2.4188 | 2.4188 | 2.4188 | 2.4188 | 2.4188 | 2.4188 | 2.4188 | 2.4188 | 2.4188 | 2.4188 | 2.4188 | 2.4188 | 2.4188 | 2.4188 | 2.4188 | 2.4188 | 2.4188 | 2.4188 | 2.4188 | 2.4188 | 2.4188 | 2.4188 | 2.4188 | 2.4188 | 2.4188 | 2.4188 | 2.4188 | 2.4188 | 2.4188 | 2.4188 | 2.4188 | 2.4188 | 2.4188 | 2.4188 | 2.4188 | 2.4188 | 2.4188 | 2.4188 | 2.4188 | 2.4188 | 2.4188 | 2.4188 | 2.4188 | 2.4188 | 2.4188 | 2.4188 | 2.4188 | 2.4188 | 2.4188 | 2.4188 | 2.4188 | 2.4188 | 2.4188 | 2.4188 | 2.4188 | 2.4188 | 2.4188 | 2.4188
|  | LNC14 | Sherwood Sandstone ASR | Opex | Cost |  | Variable | 0 | 0 | 0 | 0 | 0 | 0 | 0 | 0 | 0 | 0.040287 | 0.21171 | 0.34284 | 0.34284 | 0.34284 | 0.34284 | 0.34284 | 0.34284 | 0.34284 | 0.34284 | 0.34284 | 0.34284 | 0.34284 | 0.34284 | 0.34284 | 0.34284 | 0.34284 | 0.34284 | 0.34284 | 0.34284 | 0.34284 | 0.34284 | 0.34284 | 0.34284 | 0.34284 | 0.34284 | 0.34284 | 0.34284 | 0.34284 | 0.34284 | 0.34284 | 0.34284 | 0.34284 | 0.34284 | 0.34284 | 0.34284 | 0.34284 | 0.34284 | 0.34284 | 0.34284 | 0.34284 | 0.34284 | 0.34284 | 0.34284 | 0.34284 | 0.34284 | 0.34284 | 0.34284 | 0.34284 | 0.34284 | 0.34284 | 0.34284 | 0.34284 | 0.34284 | 0.34284 | 0.34284 | 0.34284 | 0.34284 | 0.34284 | 0.34284 | 0.34284 | 0.34284 | 0.34284 | 0.34284 | 0.34284 | 0.34284 | 0.34284 | 0.34284 | 0.34284 | 0.34284 | 0.34284 | 0.34284 | 0.34284 | 0.34284 | 0.34284 | 0.34284 | 0.34284
|  | LNC16 | Ruthamford North to Lincolnshire Central potable transfer (20 Ml/d) | Capex | Civils | 20 | Fixed | 0 | 0 | 0 | 0 | 0 | 0 | 0 | 0 | 0 | 0 | 0 | 0 | 0 | 0 | 0 | 0 | 0 | 0 | 0 | 0 | 0 | 0 | 0 | 0 | 0 | 0 | 0 | 0 | 0 | 0 | 0 | 0 | 0 | 0 | 0 | 0 | 0 | 0 | 0 | 0 | 0 | 0 | 0 | 0 | 0 | 0 | 0 | 0 | 0 | 0 | 0 | 0 | 0 | 0 | 0 | 0 | 0 | 0 | 0 | 0 | 0 | 0 | 0 | 0 | 0 | 0 | 0 | 0 | 0 | 0 | 0 | 0 | 0 | 0 | 0 | 0 | 0 | 0 | 0 | 0 | 0 | 0 | 0 | 0 | 0 | 0
|  | LNC16 | Ruthamford North to Lincolnshire Central potable transfer (20 Ml/d) | Capex | Civils | 50 | Fixed | 0 | 0 | 0 | 0 | 0 | 0 | 0.29222 | 0.78943 | 1.1739 | 0.58255 | 0 | 0 | 0 | 0 | 0 | 0 | 0 | 0 | 0 | 0 | 0 | 0 | 0 | 0 | 0 | 0 | 0 | 0 | 0 | 0 | 0 | 0 | 0 | 0 | 0 | 0 | 0 | 0 | 0 | 0 | 0 | 0 | 0 | 0 | 0 | 0 | 0 | 0 | 0 | 0 | 0 | 0 | 0 | 0 | 0 | 0 | 0 | 0 | 0 | 0 | 0 | 0 | 0 | 0 | 0 | 0 | 0 | 0 | 0 | 0 | 0 | 0 | 0 | 0 | 0 | 0 | 0 | 0 | 0 | 0 | 0 | 0 | 0 | 0 | 0 | 0
|  | LNC16 | Ruthamford North to Lincolnshire Central potable transfer (20 Ml/d) | Capex | ICA (Instrumentation, Control & Automation) | 7 | Fixed | 0 | 0 | 0 | 0 | 0 | 0 | 0.0040965 | 0.011067 | 0.016456 | 0.0081664 | 0 | 0 | 0 | 0 | 0 | 0 | 0 | 0 | 0 | 0 | 0 | 0 | 0 | 0 | 0 | 0 | 0 | 0 | 0 | 0 | 0 | 0 | 0 | 0 | 0 | 0 | 0 | 0 | 0 | 0 | 0 | 0 | 0 | 0 | 0 | 0 | 0 | 0 | 0 | 0 | 0 | 0 | 0 | 0 | 0 | 0 | 0 | 0 | 0 | 0 | 0 | 0 | 0 | 0 | 0 | 0 | 0 | 0 | 0 | 0 | 0 | 0 | 0 | 0 | 0 | 0 | 0 | 0 | 0 | 0 | 0 | 0 | 0 | 0 | 0 | 0
|  | LNC16 | Ruthamford North to Lincolnshire Central potable transfer (20 Ml/d) | Capex | M&E (Mechanical and Electrical) Works on Pumping Stations and Treatment Works | 15 | Fixed | 0 | 0 | 0 | 0 | 0 | 0 | 0.73962 | 1.9981 | 2.9711 | 1.4744 | 0 | 0 | 0 | 0 | 0 | 0 | 0 | 0 | 0 | 0 | 0 | 0 | 0 | 0 | 0 | 0 | 0 | 0 | 0 | 0 | 0 | 0 | 0 | 0 | 0 | 0 | 0 | 0 | 0 | 0 | 0 | 0 | 0 | 0 | 0 | 0 | 0 | 0 | 0 | 0 | 0 | 0 | 0 | 0 | 0 | 0 | 0 | 0 | 0 | 0 | 0 | 0 | 0 | 0 | 0 | 0 | 0 | 0 | 0 | 0 | 0 | 0 | 0 | 0 | 0 | 0 | 0 | 0 | 0 | 0 | 0 | 0 | 0 | 0 | 0 | 0
|  | LNC16 | Ruthamford North to Lincolnshire Central potable transfer (20 Ml/d) | Capex | Pipelines | 200 | Fixed | 0 | 0 | 0 | 0 | 0 | 0 | 16.2408 | 43.8744 | 65.2414 | 32.3765 | 0 | 0 | 0 | 0 | 0 | 0 | 0 | 0 | 0 | 0 | 0 | 0 | 0 | 0 | 0 | 0 | 0 | 0 | 0 | 0 | 0 | 0 | 0 | 0 | 0 | 0 | 0 | 0 | 0 | 0 | 0 | 0 | 0 | 0 | 0 | 0 | 0 | 0 | 0 | 0 | 0 | 0 | 0 | 0 | 0 | 0 | 0 | 0 | 0 | 0 | 0 | 0 | 0 | 0 | 0 | 0 | 0 | 0 | 0 | 0 | 0 | 0 | 0 | 0 | 0 | 0 | 0 | 0 | 0 | 0 | 0 | 0 | 0 | 0 | 0 | 0
|  | LNC16 | Ruthamford North to Lincolnshire Central potable transfer (20 Ml/d) | Capex | Planning and Development (Non depreciating) | 0 | Fixed | 0 | 0 | 0 | 0 | 0 | 0 | 0 | 0 | 0 | 0 | 0 | 0 | 0 | 0 | 0 | 0 | 0 | 0 | 0 | 0 | 0 | 0 | 0 | 0 | 0 | 0 | 0 | 0 | 0 | 0 | 0 | 0 | 0 | 0 | 0 | 0 | 0 | 0 | 0 | 0 | 0 | 0 | 0 | 0 | 0 | 0 | 0 | 0 | 0 | 0 | 0 | 0 | 0 | 0 | 0 | 0 | 0 | 0 | 0 | 0 | 0 | 0 | 0 | 0 | 0 | 0 | 0 | 0 | 0 | 0 | 0 | 0 | 0 | 0 | 0 | 0 | 0 | 0 | 0 | 0 | 0 | 0 | 0 | 0 | 0 | 0
|  | LNC16 | Ruthamford North to Lincolnshire Central potable transfer (20 Ml/d) | Opex | Cost |  | Fixed | 0 | 0 | 0 | 0 | 0 | 0 | 0 | 0 | 0 | 0.0036865 | 0.018433 | 0.029492 | 0.029492 | 0.029492 | 0.029492 | 0.029492 | 0.029492 | 0.029492 | 0.029492 | 0.029492 | 0.029492 | 0.029492 | 0.029492 | 0.029492 | 0.029492 | 0.029492 | 0.029492 | 0.029492 | 0.029492 | 0.029492 | 0.029492 | 0.029492 | 0.029492 | 0.029492 | 0.029492 | 0.029492 | 0.029492 | 0.029492 | 0.029492 | 0.029492 | 0.029492 | 0.029492 | 0.029492 | 0.029492 | 0.029492 | 0.029492 | 0.029492 | 0.029492 | 0.029492 | 0.029492 | 0.029492 | 0.029492 | 0.029492 | 0.029492 | 0.029492 | 0.029492 | 0.029492 | 0.029492 | 0.029492 | 0.029492 | 0.029492 | 0.029492 | 0.029492 | 0.029492 | 0.029492 | 0.029492 | 0.029492 | 0.029492 | 0.029492 | 0.029492 | 0.029492 | 0.029492 | 0.029492 | 0.029492 | 0.029492 | 0.029492 | 0.029492 | 0.029492 | 0.029492 | 0.029492 | 0.029492 | 0.029492 | 0.029492 | 0.029492 | 0.029492 | 0.029492
|  | LNC16 | Ruthamford North to Lincolnshire Central potable transfer (20 Ml/d) | Opex | Cost |  | Variable | 0 | 0 | 0 | 0 | 0 | 0 | 0 | 0 | 0 | 0.034507 | 0.17254 | 0.27606 | 0.27606 | 0.27606 | 0.27606 | 0.27606 | 0.27606 | 0.27606 | 0.27606 | 0.27606 | 0.27606 | 0.27606 | 0.27606 | 0.27606 | 0.27606 | 0.27606 | 0.27606 | 0.27606 | 0.27606 | 0.27606 | 0.27606 | 0.27606 | 0.27606 | 0.27606 | 0.27606 | 0.27606 | 0.27606 | 0.27606 | 0.27606 | 0.27606 | 0.27606 | 0.27606 | 0.27606 | 0.27606 | 0.27606 | 0.27606 | 0.27606 | 0.27606 | 0.27606 | 0.27606 | 0.27606 | 0.27606 | 0.27606 | 0.27606 | 0.27606 | 0.27606 | 0.27606 | 0.27606 | 0.27606 | 0.27606 | 0.27606 | 0.27606 | 0.27606 | 0.27606 | 0.27606 | 0.27606 | 0.27606 | 0.27606 | 0.27606 | 0.27606 | 0.27606 | 0.27606 | 0.27606 | 0.27606 | 0.27606 | 0.27606 | 0.27606 | 0.27606 | 0.27606 | 0.27606 | 0.27606 | 0.27606 | 0.27606 | 0.27606 | 0.27606 | 0.27606
|  | LNC17 | Lincolnshire Central to Lincolnshire Central potable transfer (100 Ml/d) | Capex | Civils | 20 | Fixed | 0 | 0 | 0 | 0 | 0 | 0 | 0 | 0 | 0 | 0 | 0 | 0 | 0 | 0 | 0 | 0 | 0 | 0 | 0 | 0 | 0 | 0 | 0 | 0 | 0 | 0 | 0 | 0 | 0 | 0 | 0 | 0 | 0 | 0 | 0 | 0 | 0 | 0 | 0 | 0 | 0 | 0 | 0 | 0 | 0 | 0 | 0 | 0 | 0 | 0 | 0 | 0 | 0 | 0 | 0 | 0 | 0 | 0 | 0 | 0 | 0 | 0 | 0 | 0 | 0 | 0 | 0 | 0 | 0 | 0 | 0 | 0 | 0 | 0 | 0 | 0 | 0 | 0 | 0 | 0 | 0 | 0 | 0 | 0 | 0 | 0
|  | LNC17 | Lincolnshire Central to Lincolnshire Central potable transfer (100 Ml/d) | Capex | Civils | 50 | Fixed | 0 | 0 | 0 | 0 | 0 | 0 | 0 | 0 | 0 | 0 | 0 | 0 | 0 | 0 | 0 | 0 | 0 | 0 | 0 | 0 | 0 | 0 | 0 | 0 | 0 | 0 | 0 | 0 | 0 | 0 | 0 | 0 | 0 | 0 | 0 | 0 | 0 | 0 | 0 | 0 | 0 | 0 | 0 | 0 | 0 | 0 | 0 | 0 | 0 | 0 | 0 | 0 | 0 | 0 | 0 | 0 | 0 | 0 | 0 | 0 | 0 | 0 | 0 | 0 | 0 | 0 | 0 | 0 | 0 | 0 | 0 | 0 | 0 | 0 | 0 | 0 | 0 | 0 | 0 | 0 | 0 | 0 | 0 | 0 | 0 | 0
|  | LNC17 | Lincolnshire Central to Lincolnshire Central potable transfer (100 Ml/d) | Capex | ICA (Instrumentation, Control & Automation) | 7 | Fixed | 0 | 0 | 0 | 0 | 0 | 0 | 0 | 0 | 0 | 0 | 0 | 0 | 0 | 0 | 0 | 0 | 0 | 0 | 0 | 0 | 0 | 0 | 0 | 0 | 0 | 0 | 0 | 0 | 0 | 0 | 0 | 0 | 0 | 0 | 0 | 0 | 0 | 0 | 0 | 0 | 0 | 0 | 0 | 0 | 0 | 0 | 0 | 0 | 0 | 0 | 0 | 0 | 0 | 0 | 0 | 0 | 0 | 0 | 0 | 0 | 0 | 0 | 0 | 0 | 0 | 0 | 0 | 0 | 0 | 0 | 0 | 0 | 0 | 0 | 0 | 0 | 0 | 0 | 0 | 0 | 0 | 0 | 0 | 0 | 0 | 0
|  | LNC17 | Lincolnshire Central to Lincolnshire Central potable transfer (100 Ml/d) | Capex | M&E (Mechanical and Electrical) Works on Pumping Stations and Treatment Works | 15 | Fixed | 0 | 0 | 0 | 0 | 0 | 0 | 0 | 0 | 0 | 0 | 0 | 0 | 0 | 0 | 0 | 0 | 0 | 0 | 0 | 0 | 0 | 0 | 0 | 0 | 0 | 0 | 0 | 0 | 0 | 0 | 0 | 0 | 0 | 0 | 0 | 0 | 0 | 0 | 0 | 0 | 0 | 0 | 0 | 0 | 0 | 0 | 0 | 0 | 0 | 0 | 0 | 0 | 0 | 0 | 0 | 0 | 0 | 0 | 0 | 0 | 0 | 0 | 0 | 0 | 0 | 0 | 0 | 0 | 0 | 0 | 0 | 0 | 0 | 0 | 0 | 0 | 0 | 0 | 0 | 0 | 0 | 0 | 0 | 0 | 0 | 0
|  | LNC17 | Lincolnshire Central to Lincolnshire Central potable transfer (100 Ml/d) | Capex | Pipelines | 200 | Fixed | 0 | 0 | 0 | 0 | 0 | 0 | 26.5812 | 71.8087 | 106.7798 | 52.9901 | 0 | 0 | 0 | 0 | 0 | 0 | 0 | 0 | 0 | 0 | 0 | 0 | 0 | 0 | 0 | 0 | 0 | 0 | 0 | 0 | 0 | 0 | 0 | 0 | 0 | 0 | 0 | 0 | 0 | 0 | 0 | 0 | 0 | 0 | 0 | 0 | 0 | 0 | 0 | 0 | 0 | 0 | 0 | 0 | 0 | 0 | 0 | 0 | 0 | 0 | 0 | 0 | 0 | 0 | 0 | 0 | 0 | 0 | 0 | 0 | 0 | 0 | 0 | 0 | 0 | 0 | 0 | 0 | 0 | 0 | 0 | 0 | 0 | 0 | 0 | 0
|  | LNC17 | Lincolnshire Central to Lincolnshire Central potable transfer (100 Ml/d) | Capex | Planning and Development (Non depreciating) | 0 | Fixed | 0 | 0 | 0 | 0 | 0 | 0 | 0 | 0 | 0 | 0 | 0 | 0 | 0 | 0 | 0 | 0 | 0 | 0 | 0 | 0 | 0 | 0 | 0 | 0 | 0 | 0 | 0 | 0 | 0 | 0 | 0 | 0 | 0 | 0 | 0 | 0 | 0 | 0 | 0 | 0 | 0 | 0 | 0 | 0 | 0 | 0 | 0 | 0 | 0 | 0 | 0 | 0 | 0 | 0 | 0 | 0 | 0 | 0 | 0 | 0 | 0 | 0 | 0 | 0 | 0 | 0 | 0 | 0 | 0 | 0 | 0 | 0 | 0 | 0 | 0 | 0 | 0 | 0 | 0 | 0 | 0 | 0 | 0 | 0 | 0 | 0
|  | LNC17 | Lincolnshire Central to Lincolnshire Central potable transfer (100 Ml/d) | Opex | Cost |  | Fixed | 0 | 0 | 0 | 0 | 0 | 0 | 0 | 0 | 0 | 0.0052819 | 0.026409 | 0.042255 | 0.042255 | 0.042255 | 0.042255 | 0.042255 | 0.042255 | 0.042255 | 0.042255 | 0.042255 | 0.042255 | 0.042255 | 0.042255 | 0.042255 | 0.042255 | 0.042255 | 0.042255 | 0.042255 | 0.042255 | 0.042255 | 0.042255 | 0.042255 | 0.042255 | 0.042255 | 0.042255 | 0.042255 | 0.042255 | 0.042255 | 0.042255 | 0.042255 | 0.042255 | 0.042255 | 0.042255 | 0.042255 | 0.042255 | 0.042255 | 0.042255 | 0.042255 | 0.042255 | 0.042255 | 0.042255 | 0.042255 | 0.042255 | 0.042255 | 0.042255 | 0.042255 | 0.042255 | 0.042255 | 0.042255 | 0.042255 | 0.042255 | 0.042255 | 0.042255 | 0.042255 | 0.042255 | 0.042255 | 0.042255 | 0.042255 | 0.042255 | 0.042255 | 0.042255 | 0.042255 | 0.042255 | 0.042255 | 0.042255 | 0.042255 | 0.042255 | 0.042255 | 0.042255 | 0.042255 | 0.042255 | 0.042255 | 0.042255 | 0.042255 | 0.042255 | 0.042255
|  | LNC17 | Lincolnshire Central to Lincolnshire Central potable transfer (100 Ml/d) | Opex | Cost |  | Variable | 0 | 0 | 0 | 0 | 0 | 0 | 0 | 0 | 0 | 0 | 0 | 0 | 0 | 0 | 0 | 0 | 0 | 0 | 0 | 0 | 0 | 0 | 0 | 0 | 0 | 0 | 0 | 0 | 0 | 0 | 0 | 0 | 0 | 0 | 0 | 0 | 0 | 0 | 0 | 0 | 0 | 0 | 0 | 0 | 0 | 0 | 0 | 0 | 0 | 0 | 0 | 0 | 0 | 0 | 0 | 0 | 0 | 0 | 0 | 0 | 0 | 0 | 0 | 0 | 0 | 0 | 0 | 0 | 0 | 0 | 0 | 0 | 0 | 0 | 0 | 0 | 0 | 0 | 0 | 0 | 0 | 0 | 0 | 0 | 0 | 0
|  | LNC19 | Ruthamford North to Lincolnshire Central potable transfer (100 Ml/d) | Capex | Civils | 20 | Fixed | 0 | 0 | 0 | 0 | 0 | 0 | 0 | 0 | 0 | 0 | 0 | 0 | 0 | 0 | 0 | 0 | 0 | 0 | 0 | 0 | 0 | 0 | 0 | 0 | 0 | 0 | 0 | 0 | 0 | 0 | 0 | 0 | 0 | 0 | 0 | 0 | 0 | 0 | 0 | 0 | 0 | 0 | 0 | 0 | 0 | 0 | 0 | 0 | 0 | 0 | 0 | 0 | 0 | 0 | 0 | 0 | 0 | 0 | 0 | 0 | 0 | 0 | 0 | 0 | 0 | 0 | 0 | 0 | 0 | 0 | 0 | 0 | 0 | 0 | 0 | 0 | 0 | 0 | 0 | 0 | 0 | 0 | 0 | 0 | 0 | 0
|  | LNC19 | Ruthamford North to Lincolnshire Central potable transfer (100 Ml/d) | Capex | Civils | 50 | Fixed | 0 | 0 | 0 | 0 | 0 | 0 | 0.68571 | 1.8524 | 2.7546 | 1.367 | 0 | 0 | 0 | 0 | 0 | 0 | 0 | 0 | 0 | 0 | 0 | 0 | 0 | 0 | 0 | 0 | 0 | 0 | 0 | 0 | 0 | 0 | 0 | 0 | 0 | 0 | 0 | 0 | 0 | 0 | 0 | 0 | 0 | 0 | 0 | 0 | 0 | 0 | 0 | 0 | 0 | 0 | 0 | 0 | 0 | 0 | 0 | 0 | 0 | 0 | 0 | 0 | 0 | 0 | 0 | 0 | 0 | 0 | 0 | 0 | 0 | 0 | 0 | 0 | 0 | 0 | 0 | 0 | 0 | 0 | 0 | 0 | 0 | 0 | 0 | 0
|  | LNC19 | Ruthamford North to Lincolnshire Central potable transfer (100 Ml/d) | Capex | ICA (Instrumentation, Control & Automation) | 7 | Fixed | 0 | 0 | 0 | 0 | 0 | 0 | 0.014424 | 0.038965 | 0.057941 | 0.028754 | 0 | 0 | 0 | 0 | 0 | 0 | 0 | 0 | 0 | 0 | 0 | 0 | 0 | 0 | 0 | 0 | 0 | 0 | 0 | 0 | 0 | 0 | 0 | 0 | 0 | 0 | 0 | 0 | 0 | 0 | 0 | 0 | 0 | 0 | 0 | 0 | 0 | 0 | 0 | 0 | 0 | 0 | 0 | 0 | 0 | 0 | 0 | 0 | 0 | 0 | 0 | 0 | 0 | 0 | 0 | 0 | 0 | 0 | 0 | 0 | 0 | 0 | 0 | 0 | 0 | 0 | 0 | 0 | 0 | 0 | 0 | 0 | 0 | 0 | 0 | 0
|  | LNC19 | Ruthamford North to Lincolnshire Central potable transfer (100 Ml/d) | Capex | M&E (Mechanical and Electrical) Works on Pumping Stations and Treatment Works | 15 | Fixed | 0 | 0 | 0 | 0 | 0 | 0 | 2.3985 | 6.4794 | 9.6349 | 4.7814 | 0 | 0 | 0 | 0 | 0 | 0 | 0 | 0 | 0 | 0 | 0 | 0 | 0 | 0 | 0 | 0 | 0 | 0 | 0 | 0 | 0 | 0 | 0 | 0 | 0 | 0 | 0 | 0 | 0 | 0 | 0 | 0 | 0 | 0 | 0 | 0 | 0 | 0 | 0 | 0 | 0 | 0 | 0 | 0 | 0 | 0 | 0 | 0 | 0 | 0 | 0 | 0 | 0 | 0 | 0 | 0 | 0 | 0 | 0 | 0 | 0 | 0 | 0 | 0 | 0 | 0 | 0 | 0 | 0 | 0 | 0 | 0 | 0 | 0 | 0 | 0
|  | LNC19 | Ruthamford North to Lincolnshire Central potable transfer (100 Ml/d) | Capex | Pipelines | 200 | Fixed | 0 | 0 | 0 | 0 | 0 | 0 | 28.35 | 76.587 | 113.8852 | 56.5163 | 0 | 0 | 0 | 0 | 0 | 0 | 0 | 0 | 0 | 0 | 0 | 0 | 0 | 0 | 0 | 0 | 0 | 0 | 0 | 0 | 0 | 0 | 0 | 0 | 0 | 0 | 0 | 0 | 0 | 0 | 0 | 0 | 0 | 0 | 0 | 0 | 0 | 0 | 0 | 0 | 0 | 0 | 0 | 0 | 0 | 0 | 0 | 0 | 0 | 0 | 0 | 0 | 0 | 0 | 0 | 0 | 0 | 0 | 0 | 0 | 0 | 0 | 0 | 0 | 0 | 0 | 0 | 0 | 0 | 0 | 0 | 0 | 0 | 0 | 0 | 0
|  | LNC19 | Ruthamford North to Lincolnshire Central potable transfer (100 Ml/d) | Capex | Planning and Development (Non depreciating) | 0 | Fixed | 0 | 0 | 0 | 0 | 0 | 0 | 0 | 0 | 0 | 0 | 0 | 0 | 0 | 0 | 0 | 0 | 0 | 0 | 0 | 0 | 0 | 0 | 0 | 0 | 0 | 0 | 0 | 0 | 0 | 0 | 0 | 0 | 0 | 0 | 0 | 0 | 0 | 0 | 0 | 0 | 0 | 0 | 0 | 0 | 0 | 0 | 0 | 0 | 0 | 0 | 0 | 0 | 0 | 0 | 0 | 0 | 0 | 0 | 0 | 0 | 0 | 0 | 0 | 0 | 0 | 0 | 0 | 0 | 0 | 0 | 0 | 0 | 0 | 0 | 0 | 0 | 0 | 0 | 0 | 0 | 0 | 0 | 0 | 0 | 0 | 0
|  | LNC19 | Ruthamford North to Lincolnshire Central potable transfer (100 Ml/d) | Opex | Cost |  | Fixed | 0 | 0 | 0 | 0 | 0 | 0 | 0 | 0 | 0 | 0.0068162 | 0.034081 | 0.05453 | 0.05453 | 0.05453 | 0.05453 | 0.05453 | 0.05453 | 0.05453 | 0.05453 | 0.05453 | 0.05453 | 0.05453 | 0.05453 | 0.05453 | 0.05453 | 0.05453 | 0.05453 | 0.05453 | 0.05453 | 0.05453 | 0.05453 | 0.05453 | 0.05453 | 0.05453 | 0.05453 | 0.05453 | 0.05453 | 0.05453 | 0.05453 | 0.05453 | 0.05453 | 0.05453 | 0.05453 | 0.05453 | 0.05453 | 0.05453 | 0.05453 | 0.05453 | 0.05453 | 0.05453 | 0.05453 | 0.05453 | 0.05453 | 0.05453 | 0.05453 | 0.05453 | 0.05453 | 0.05453 | 0.05453 | 0.05453 | 0.05453 | 0.05453 | 0.05453 | 0.05453 | 0.05453 | 0.05453 | 0.05453 | 0.05453 | 0.05453 | 0.05453 | 0.05453 | 0.05453 | 0.05453 | 0.05453 | 0.05453 | 0.05453 | 0.05453 | 0.05453 | 0.05453 | 0.05453 | 0.05453 | 0.05453 | 0.05453 | 0.05453 | 0.05453 | 0.05453
|  | LNC19 | Ruthamford North to Lincolnshire Central potable transfer (100 Ml/d) | Opex | Cost |  | Variable | 0 | 0 | 0 | 0 | 0 | 0 | 0 | 0 | 0 | 0.11185 | 0.55925 | 0.8948 | 0.8948 | 0.8948 | 0.8948 | 0.8948 | 0.8948 | 0.8948 | 0.8948 | 0.8948 | 0.8948 | 0.8948 | 0.8948 | 0.8948 | 0.8948 | 0.8948 | 0.8948 | 0.8948 | 0.8948 | 0.8948 | 0.8948 | 0.8948 | 0.8948 | 0.8948 | 0.8948 | 0.8948 | 0.8948 | 0.8948 | 0.8948 | 0.8948 | 0.8948 | 0.8948 | 0.8948 | 0.8948 | 0.8948 | 0.8948 | 0.8948 | 0.8948 | 0.8948 | 0.8948 | 0.8948 | 0.8948 | 0.8948 | 0.8948 | 0.8948 | 0.8948 | 0.8948 | 0.8948 | 0.8948 | 0.8948 | 0.8948 | 0.8948 | 0.8948 | 0.8948 | 0.8948 | 0.8948 | 0.8948 | 0.8948 | 0.8948 | 0.8948 | 0.8948 | 0.8948 | 0.8948 | 0.8948 | 0.8948 | 0.8948 | 0.8948 | 0.8948 | 0.8948 | 0.8948 | 0.8948 | 0.8948 | 0.8948 | 0.8948 | 0.8948 | 0.8948
|  | LNC20 | South Humber bank desalination (seawater) collocated with SHB Power Station (10 Ml/d) | Capex | Civils | 20 | Fixed | 0 | 0 | 0 | 0 | 0 | 0 | 0 | 0 | 0 | 0 | 0 | 0 | 0 | 0 | 0 | 0 | 0 | 0 | 0 | 0 | 0 | 0 | 0 | 0 | 0 | 0 | 0 | 0 | 0 | 0 | 0 | 0 | 0 | 0 | 0 | 0 | 0 | 0 | 0 | 0 | 0 | 0 | 0 | 0 | 0 | 0 | 0 | 0 | 0 | 0 | 0 | 0 | 0 | 0 | 0 | 0 | 0 | 0 | 0 | 0 | 0 | 0 | 0 | 0 | 0 | 0 | 0 | 0 | 0 | 0 | 0 | 0 | 0 | 0 | 0 | 0 | 0 | 0 | 0 | 0 | 0 | 0 | 0 | 0 | 0 | 0
|  | LNC20 | South Humber bank desalination (seawater) collocated with SHB Power Station (10 Ml/d) | Capex | Civils | 50 | Fixed | 0 | 0 | 0 | 0 | 0 | 0 | 11.9667 | 32.9367 | 53.1328 | 30.4874 | 0 | 0 | 0 | 0 | 0 | 0 | 0 | 0 | 0 | 0 | 0 | 0 | 0 | 0 | 0 | 0 | 0 | 0 | 0 | 0 | 0 | 0 | 0 | 0 | 0 | 0 | 0 | 0 | 0 | 0 | 0 | 0 | 0 | 0 | 0 | 0 | 0 | 0 | 0 | 0 | 0 | 0 | 0 | 0 | 0 | 0 | 0 | 0 | 0 | 0 | 0 | 0 | 0 | 0 | 0 | 0 | 0 | 0 | 0 | 0 | 0 | 0 | 0 | 0 | 0 | 0 | 0 | 0 | 0 | 0 | 0 | 0 | 0 | 0 | 0 | 0
|  | LNC20 | South Humber bank desalination (seawater) collocated with SHB Power Station (10 Ml/d) | Capex | ICA (Instrumentation, Control & Automation) | 7 | Fixed | 0 | 0 | 0 | 0 | 0 | 0 | 0.35627 | 0.98059 | 1.582 | 0.90781 | 0 | 0 | 0 | 0 | 0 | 0 | 0 | 0 | 0 | 0 | 0 | 0 | 0 | 0 | 0 | 0 | 0 | 0 | 0 | 0 | 0 | 0 | 0 | 0 | 0 | 0 | 0 | 0 | 0 | 0 | 0 | 0 | 0 | 0 | 0 | 0 | 0 | 0 | 0 | 0 | 0 | 0 | 0 | 0 | 0 | 0 | 0 | 0 | 0 | 0 | 0 | 0 | 0 | 0 | 0 | 0 | 0 | 0 | 0 | 0 | 0 | 0 | 0 | 0 | 0 | 0 | 0 | 0 | 0 | 0 | 0 | 0 | 0 | 0 | 0 | 0
|  | LNC20 | South Humber bank desalination (seawater) collocated with SHB Power Station (10 Ml/d) | Capex | M&E (Mechanical and Electrical) Works on Pumping Stations and Treatment Works | 15 | Fixed | 0 | 0 | 0 | 0 | 0 | 0 | 7.8953 | 21.7138 | 34.9155 | 19.9313 | 0 | 0 | 0 | 0 | 0 | 0 | 0 | 0 | 0 | 0 | 0 | 0 | 0 | 0 | 0 | 0 | 0 | 0 | 0 | 0 | 0 | 0 | 0 | 0 | 0 | 0 | 0 | 0 | 0 | 0 | 0 | 0 | 0 | 0 | 0 | 0 | 0 | 0 | 0 | 0 | 0 | 0 | 0 | 0 | 0 | 0 | 0 | 0 | 0 | 0 | 0 | 0 | 0 | 0 | 0 | 0 | 0 | 0 | 0 | 0 | 0 | 0 | 0 | 0 | 0 | 0 | 0 | 0 | 0 | 0 | 0 | 0 | 0 | 0 | 0 | 0
|  | LNC20 | South Humber bank desalination (seawater) collocated with SHB Power Station (10 Ml/d) | Capex | Pipelines | 200 | Fixed | 0 | 0 | 0 | 0 | 0 | 0 | 3.0583 | 8.262 | 12.2856 | 6.0968 | 0 | 0 | 0 | 0 | 0 | 0 | 0 | 0 | 0 | 0 | 0 | 0 | 0 | 0 | 0 | 0 | 0 | 0 | 0 | 0 | 0 | 0 | 0 | 0 | 0 | 0 | 0 | 0 | 0 | 0 | 0 | 0 | 0 | 0 | 0 | 0 | 0 | 0 | 0 | 0 | 0 | 0 | 0 | 0 | 0 | 0 | 0 | 0 | 0 | 0 | 0 | 0 | 0 | 0 | 0 | 0 | 0 | 0 | 0 | 0 | 0 | 0 | 0 | 0 | 0 | 0 | 0 | 0 | 0 | 0 | 0 | 0 | 0 | 0 | 0 | 0
|  | LNC20 | South Humber bank desalination (seawater) collocated with SHB Power Station (10 Ml/d) | Capex | Planning and Development (Non depreciating) | 0 | Fixed | 0 | 0 | 0 | 0 | 0 | 0 | 0.037024 | 0.10193 | 0.16457 | 0.094557 | 0 | 0 | 0 | 0 | 0 | 0 | 0 | 0 | 0 | 0 | 0 | 0 | 0 | 0 | 0 | 0 | 0 | 0 | 0 | 0 | 0 | 0 | 0 | 0 | 0 | 0 | 0 | 0 | 0 | 0 | 0 | 0 | 0 | 0 | 0 | 0 | 0 | 0 | 0 | 0 | 0 | 0 | 0 | 0 | 0 | 0 | 0 | 0 | 0 | 0 | 0 | 0 | 0 | 0 | 0 | 0 | 0 | 0 | 0 | 0 | 0 | 0 | 0 | 0 | 0 | 0 | 0 | 0 | 0 | 0 | 0 | 0 | 0 | 0 | 0 | 0
|  | LNC20 | South Humber bank desalination (seawater) collocated with SHB Power Station (10 Ml/d) | Opex | Cost |  | Fixed | 0 | 0 | 0 | 0 | 0 | 0 | 0 | 0 | 0 | 0.40792 | 2.8536 | 4.8914 | 4.8914 | 4.8914 | 4.8914 | 4.8914 | 4.8914 | 4.8914 | 4.8914 | 4.8914 | 4.8914 | 4.8914 | 4.8914 | 4.8914 | 4.8914 | 4.8914 | 4.8914 | 4.8914 | 4.8914 | 4.8914 | 4.8914 | 4.8914 | 4.8914 | 4.8914 | 4.8914 | 4.8914 | 4.8914 | 4.8914 | 4.8914 | 4.8914 | 4.8914 | 4.8914 | 4.8914 | 4.8914 | 4.8914 | 4.8914 | 4.8914 | 4.8914 | 4.8914 | 4.8914 | 4.8914 | 4.8914 | 4.8914 | 4.8914 | 4.8914 | 4.8914 | 4.8914 | 4.8914 | 4.8914 | 4.8914 | 4.8914 | 4.8914 | 4.8914 | 4.8914 | 4.8914 | 4.8914 | 4.8914 | 4.8914 | 4.8914 | 4.8914 | 4.8914 | 4.8914 | 4.8914 | 4.8914 | 4.8914 | 4.8914 | 4.8914 | 4.8914 | 4.8914 | 4.8914 | 4.8914 | 4.8914 | 4.8914 | 4.8914 | 4.8914 | 4.8914
|  | LNC20 | South Humber bank desalination (seawater) collocated with SHB Power Station (10 Ml/d) | Opex | Cost |  | Variable | 0 | 0 | 0 | 0 | 0 | 0 | 0 | 0 | 0 | 0.018076 | 0.091052 | 0.14595 | 0.14595 | 0.14595 | 0.14595 | 0.14595 | 0.14595 | 0.14595 | 0.14595 | 0.14595 | 0.14595 | 0.14595 | 0.14595 | 0.14595 | 0.14595 | 0.14595 | 0.14595 | 0.14595 | 0.14595 | 0.14595 | 0.14595 | 0.14595 | 0.14595 | 0.14595 | 0.14595 | 0.14595 | 0.14595 | 0.14595 | 0.14595 | 0.14595 | 0.14595 | 0.14595 | 0.14595 | 0.14595 | 0.14595 | 0.14595 | 0.14595 | 0.14595 | 0.14595 | 0.14595 | 0.14595 | 0.14595 | 0.14595 | 0.14595 | 0.14595 | 0.14595 | 0.14595 | 0.14595 | 0.14595 | 0.14595 | 0.14595 | 0.14595 | 0.14595 | 0.14595 | 0.14595 | 0.14595 | 0.14595 | 0.14595 | 0.14595 | 0.14595 | 0.14595 | 0.14595 | 0.14595 | 0.14595 | 0.14595 | 0.14595 | 0.14595 | 0.14595 | 0.14595 | 0.14595 | 0.14595 | 0.14595 | 0.14595 | 0.14595 | 0.14595 | 0.14595
|  | LNC21 | South Humber bank desalination (seawater) 10 Ml/d | Capex | Civils | 20 | Fixed | 0 | 0 | 0 | 0 | 0 | 0 | 0 | 0 | 0 | 0 | 0 | 0 | 0 | 0 | 0 | 0 | 0 | 0 | 0 | 0 | 0 | 0 | 0 | 0 | 0 | 0 | 0 | 0 | 0 | 0 | 0 | 0 | 0 | 0 | 0 | 0 | 0 | 0 | 0 | 0 | 0 | 0 | 0 | 0 | 0 | 0 | 0 | 0 | 0 | 0 | 0 | 0 | 0 | 0 | 0 | 0 | 0 | 0 | 0 | 0 | 0 | 0 | 0 | 0 | 0 | 0 | 0 | 0 | 0 | 0 | 0 | 0 | 0 | 0 | 0 | 0 | 0 | 0 | 0 | 0 | 0 | 0 | 0 | 0 | 0 | 0
|  | LNC21 | South Humber bank desalination (seawater) 10 Ml/d | Capex | Civils | 50 | Fixed | 0 | 0 | 0 | 0 | 0 | 0 | 9.7436 | 26.8165 | 43.2514 | 24.8096 | 0 | 0 | 0 | 0 | 0 | 0 | 0 | 0 | 0 | 0 | 0 | 0 | 0 | 0 | 0 | 0 | 0 | 0 | 0 | 0 | 0 | 0 | 0 | 0 | 0 | 0 | 0 | 0 | 0 | 0 | 0 | 0 | 0 | 0 | 0 | 0 | 0 | 0 | 0 | 0 | 0 | 0 | 0 | 0 | 0 | 0 | 0 | 0 | 0 | 0 | 0 | 0 | 0 | 0 | 0 | 0 | 0 | 0 | 0 | 0 | 0 | 0 | 0 | 0 | 0 | 0 | 0 | 0 | 0 | 0 | 0 | 0 | 0 | 0 | 0 | 0
|  | LNC21 | South Humber bank desalination (seawater) 10 Ml/d | Capex | ICA (Instrumentation, Control & Automation) | 7 | Fixed | 0 | 0 | 0 | 0 | 0 | 0 | 0.35677 | 0.98197 | 1.5842 | 0.90909 | 0 | 0 | 0 | 0 | 0 | 0 | 0 | 0 | 0 | 0 | 0 | 0 | 0 | 0 | 0 | 0 | 0 | 0 | 0 | 0 | 0 | 0 | 0 | 0 | 0 | 0 | 0 | 0 | 0 | 0 | 0 | 0 | 0 | 0 | 0 | 0 | 0 | 0 | 0 | 0 | 0 | 0 | 0 | 0 | 0 | 0 | 0 | 0 | 0 | 0 | 0 | 0 | 0 | 0 | 0 | 0 | 0 | 0 | 0 | 0 | 0 | 0 | 0 | 0 | 0 | 0 | 0 | 0 | 0 | 0 | 0 | 0 | 0 | 0 | 0 | 0
|  | LNC21 | South Humber bank desalination (seawater) 10 Ml/d | Capex | M&E (Mechanical and Electrical) Works on Pumping Stations and Treatment Works | 15 | Fixed | 0 | 0 | 0 | 0 | 0 | 0 | 7.906 | 21.7432 | 34.9629 | 19.9585 | 0 | 0 | 0 | 0 | 0 | 0 | 0 | 0 | 0 | 0 | 0 | 0 | 0 | 0 | 0 | 0 | 0 | 0 | 0 | 0 | 0 | 0 | 0 | 0 | 0 | 0 | 0 | 0 | 0 | 0 | 0 | 0 | 0 | 0 | 0 | 0 | 0 | 0 | 0 | 0 | 0 | 0 | 0 | 0 | 0 | 0 | 0 | 0 | 0 | 0 | 0 | 0 | 0 | 0 | 0 | 0 | 0 | 0 | 0 | 0 | 0 | 0 | 0 | 0 | 0 | 0 | 0 | 0 | 0 | 0 | 0 | 0 | 0 | 0 | 0 | 0
|  | LNC21 | South Humber bank desalination (seawater) 10 Ml/d | Capex | Pipelines | 200 | Fixed | 0 | 0 | 0 | 0 | 0 | 0 | 3.0583 | 8.262 | 12.2856 | 6.0968 | 0 | 0 | 0 | 0 | 0 | 0 | 0 | 0 | 0 | 0 | 0 | 0 | 0 | 0 | 0 | 0 | 0 | 0 | 0 | 0 | 0 | 0 | 0 | 0 | 0 | 0 | 0 | 0 | 0 | 0 | 0 | 0 | 0 | 0 | 0 | 0 | 0 | 0 | 0 | 0 | 0 | 0 | 0 | 0 | 0 | 0 | 0 | 0 | 0 | 0 | 0 | 0 | 0 | 0 | 0 | 0 | 0 | 0 | 0 | 0 | 0 | 0 | 0 | 0 | 0 | 0 | 0 | 0 | 0 | 0 | 0 | 0 | 0 | 0 | 0 | 0
|  | LNC21 | South Humber bank desalination (seawater) 10 Ml/d | Capex | Planning and Development (Non depreciating) | 0 | Fixed | 0 | 0 | 0 | 0 | 0 | 0 | 0 | 0 | 0 | 0 | 0 | 0 | 0 | 0 | 0 | 0 | 0 | 0 | 0 | 0 | 0 | 0 | 0 | 0 | 0 | 0 | 0 | 0 | 0 | 0 | 0 | 0 | 0 | 0 | 0 | 0 | 0 | 0 | 0 | 0 | 0 | 0 | 0 | 0 | 0 | 0 | 0 | 0 | 0 | 0 | 0 | 0 | 0 | 0 | 0 | 0 | 0 | 0 | 0 | 0 | 0 | 0 | 0 | 0 | 0 | 0 | 0 | 0 | 0 | 0 | 0 | 0 | 0 | 0 | 0 | 0 | 0 | 0 | 0 | 0 | 0 | 0 | 0 | 0 | 0 | 0
|  | LNC21 | South Humber bank desalination (seawater) 10 Ml/d | Opex | Cost |  | Fixed | 0 | 0 | 0 | 0 | 0 | 0 | 0 | 0 | 0 | 0.40572 | 2.8382 | 4.865 | 4.865 | 4.865 | 4.865 | 4.865 | 4.865 | 4.865 | 4.865 | 4.865 | 4.865 | 4.865 | 4.865 | 4.865 | 4.865 | 4.865 | 4.865 | 4.865 | 4.865 | 4.865 | 4.865 | 4.865 | 4.865 | 4.865 | 4.865 | 4.865 | 4.865 | 4.865 | 4.865 | 4.865 | 4.865 | 4.865 | 4.865 | 4.865 | 4.865 | 4.865 | 4.865 | 4.865 | 4.865 | 4.865 | 4.865 | 4.865 | 4.865 | 4.865 | 4.865 | 4.865 | 4.865 | 4.865 | 4.865 | 4.865 | 4.865 | 4.865 | 4.865 | 4.865 | 4.865 | 4.865 | 4.865 | 4.865 | 4.865 | 4.865 | 4.865 | 4.865 | 4.865 | 4.865 | 4.865 | 4.865 | 4.865 | 4.865 | 4.865 | 4.865 | 4.865 | 4.865 | 4.865 | 4.865 | 4.865 | 4.865
|  | LNC21 | South Humber bank desalination (seawater) 10 Ml/d | Opex | Cost |  | Variable | 0 | 0 | 0 | 0 | 0 | 0 | 0 | 0 | 0 | 0.018076 | 0.091052 | 0.14595 | 0.14595 | 0.14595 | 0.14595 | 0.14595 | 0.14595 | 0.14595 | 0.14595 | 0.14595 | 0.14595 | 0.14595 | 0.14595 | 0.14595 | 0.14595 | 0.14595 | 0.14595 | 0.14595 | 0.14595 | 0.14595 | 0.14595 | 0.14595 | 0.14595 | 0.14595 | 0.14595 | 0.14595 | 0.14595 | 0.14595 | 0.14595 | 0.14595 | 0.14595 | 0.14595 | 0.14595 | 0.14595 | 0.14595 | 0.14595 | 0.14595 | 0.14595 | 0.14595 | 0.14595 | 0.14595 | 0.14595 | 0.14595 | 0.14595 | 0.14595 | 0.14595 | 0.14595 | 0.14595 | 0.14595 | 0.14595 | 0.14595 | 0.14595 | 0.14595 | 0.14595 | 0.14595 | 0.14595 | 0.14595 | 0.14595 | 0.14595 | 0.14595 | 0.14595 | 0.14595 | 0.14595 | 0.14595 | 0.14595 | 0.14595 | 0.14595 | 0.14595 | 0.14595 | 0.14595 | 0.14595 | 0.14595 | 0.14595 | 0.14595 | 0.14595 | 0.14595
|  | LNC29 | Lincolnshire East to Lincolnshire Central potable transfer (50 Ml/d) | Capex | Civils | 20 | Fixed | 0 | 0 | 0 | 0 | 0 | 0 | 0 | 0 | 0 | 0 | 0 | 0 | 0 | 0 | 0 | 0 | 0 | 0 | 0 | 0 | 0 | 0 | 0 | 0 | 0 | 0 | 0 | 0 | 0 | 0 | 0 | 0 | 0 | 0 | 0 | 0 | 0 | 0 | 0 | 0 | 0 | 0 | 0 | 0 | 0 | 0 | 0 | 0 | 0 | 0 | 0 | 0 | 0 | 0 | 0 | 0 | 0 | 0 | 0 | 0 | 0 | 0 | 0 | 0 | 0 | 0 | 0 | 0 | 0 | 0 | 0 | 0 | 0 | 0 | 0 | 0 | 0 | 0 | 0 | 0 | 0 | 0 | 0 | 0 | 0 | 0
|  | LNC29 | Lincolnshire East to Lincolnshire Central potable transfer (50 Ml/d) | Capex | Civils | 50 | Fixed | 0 | 0 | 0 | 0 | 0 | 0 | 0.52066 | 1.4066 | 2.0916 | 1.0379 | 0 | 0 | 0 | 0 | 0 | 0 | 0 | 0 | 0 | 0 | 0 | 0 | 0 | 0 | 0 | 0 | 0 | 0 | 0 | 0 | 0 | 0 | 0 | 0 | 0 | 0 | 0 | 0 | 0 | 0 | 0 | 0 | 0 | 0 | 0 | 0 | 0 | 0 | 0 | 0 | 0 | 0 | 0 | 0 | 0 | 0 | 0 | 0 | 0 | 0 | 0 | 0 | 0 | 0 | 0 | 0 | 0 | 0 | 0 | 0 | 0 | 0 | 0 | 0 | 0 | 0 | 0 | 0 | 0 | 0 | 0 | 0 | 0 | 0 | 0 | 0
|  | LNC29 | Lincolnshire East to Lincolnshire Central potable transfer (50 Ml/d) | Capex | ICA (Instrumentation, Control & Automation) | 7 | Fixed | 0 | 0 | 0 | 0 | 0 | 0 | 0.0063215 | 0.017077 | 0.025394 | 0.012602 | 0 | 0 | 0 | 0 | 0 | 0 | 0 | 0 | 0 | 0 | 0 | 0 | 0 | 0 | 0 | 0 | 0 | 0 | 0 | 0 | 0 | 0 | 0 | 0 | 0 | 0 | 0 | 0 | 0 | 0 | 0 | 0 | 0 | 0 | 0 | 0 | 0 | 0 | 0 | 0 | 0 | 0 | 0 | 0 | 0 | 0 | 0 | 0 | 0 | 0 | 0 | 0 | 0 | 0 | 0 | 0 | 0 | 0 | 0 | 0 | 0 | 0 | 0 | 0 | 0 | 0 | 0 | 0 | 0 | 0 | 0 | 0 | 0 | 0 | 0 | 0
|  | LNC29 | Lincolnshire East to Lincolnshire Central potable transfer (50 Ml/d) | Capex | M&E (Mechanical and Electrical) Works on Pumping Stations and Treatment Works | 15 | Fixed | 0 | 0 | 0 | 0 | 0 | 0 | 1.5734 | 4.2505 | 6.3206 | 3.1366 | 0 | 0 | 0 | 0 | 0 | 0 | 0 | 0 | 0 | 0 | 0 | 0 | 0 | 0 | 0 | 0 | 0 | 0 | 0 | 0 | 0 | 0 | 0 | 0 | 0 | 0 | 0 | 0 | 0 | 0 | 0 | 0 | 0 | 0 | 0 | 0 | 0 | 0 | 0 | 0 | 0 | 0 | 0 | 0 | 0 | 0 | 0 | 0 | 0 | 0 | 0 | 0 | 0 | 0 | 0 | 0 | 0 | 0 | 0 | 0 | 0 | 0 | 0 | 0 | 0 | 0 | 0 | 0 | 0 | 0 | 0 | 0 | 0 | 0 | 0 | 0
|  | LNC29 | Lincolnshire East to Lincolnshire Central potable transfer (50 Ml/d) | Capex | Pipelines | 200 | Fixed | 0 | 0 | 0 | 0 | 0 | 0 | 11.5876 | 31.3037 | 46.5487 | 23.1001 | 0 | 0 | 0 | 0 | 0 | 0 | 0 | 0 | 0 | 0 | 0 | 0 | 0 | 0 | 0 | 0 | 0 | 0 | 0 | 0 | 0 | 0 | 0 | 0 | 0 | 0 | 0 | 0 | 0 | 0 | 0 | 0 | 0 | 0 | 0 | 0 | 0 | 0 | 0 | 0 | 0 | 0 | 0 | 0 | 0 | 0 | 0 | 0 | 0 | 0 | 0 | 0 | 0 | 0 | 0 | 0 | 0 | 0 | 0 | 0 | 0 | 0 | 0 | 0 | 0 | 0 | 0 | 0 | 0 | 0 | 0 | 0 | 0 | 0 | 0 | 0
|  | LNC29 | Lincolnshire East to Lincolnshire Central potable transfer (50 Ml/d) | Capex | Planning and Development (Non depreciating) | 0 | Fixed | 0 | 0 | 0 | 0 | 0 | 0 | 0 | 0 | 0 | 0 | 0 | 0 | 0 | 0 | 0 | 0 | 0 | 0 | 0 | 0 | 0 | 0 | 0 | 0 | 0 | 0 | 0 | 0 | 0 | 0 | 0 | 0 | 0 | 0 | 0 | 0 | 0 | 0 | 0 | 0 | 0 | 0 | 0 | 0 | 0 | 0 | 0 | 0 | 0 | 0 | 0 | 0 | 0 | 0 | 0 | 0 | 0 | 0 | 0 | 0 | 0 | 0 | 0 | 0 | 0 | 0 | 0 | 0 | 0 | 0 | 0 | 0 | 0 | 0 | 0 | 0 | 0 | 0 | 0 | 0 | 0 | 0 | 0 | 0 | 0 | 0
|  | LNC29 | Lincolnshire East to Lincolnshire Central potable transfer (50 Ml/d) | Opex | Cost |  | Fixed | 0 | 0 | 0 | 0 | 0 | 0 | 0 | 0 | 0 | 0.0031784 | 0.015892 | 0.025427 | 0.025427 | 0.025427 | 0.025427 | 0.025427 | 0.025427 | 0.025427 | 0.025427 | 0.025427 | 0.025427 | 0.025427 | 0.025427 | 0.025427 | 0.025427 | 0.025427 | 0.025427 | 0.025427 | 0.025427 | 0.025427 | 0.025427 | 0.025427 | 0.025427 | 0.025427 | 0.025427 | 0.025427 | 0.025427 | 0.025427 | 0.025427 | 0.025427 | 0.025427 | 0.025427 | 0.025427 | 0.025427 | 0.025427 | 0.025427 | 0.025427 | 0.025427 | 0.025427 | 0.025427 | 0.025427 | 0.025427 | 0.025427 | 0.025427 | 0.025427 | 0.025427 | 0.025427 | 0.025427 | 0.025427 | 0.025427 | 0.025427 | 0.025427 | 0.025427 | 0.025427 | 0.025427 | 0.025427 | 0.025427 | 0.025427 | 0.025427 | 0.025427 | 0.025427 | 0.025427 | 0.025427 | 0.025427 | 0.025427 | 0.025427 | 0.025427 | 0.025427 | 0.025427 | 0.025427 | 0.025427 | 0.025427 | 0.025427 | 0.025427 | 0.025427 | 0.025427
|  | LNC29 | Lincolnshire East to Lincolnshire Central potable transfer (50 Ml/d) | Opex | Cost |  | Variable | 0 | 0 | 0 | 0 | 0 | 0 | 0 | 0 | 0 | 0.085042 | 0.42521 | 0.68034 | 0.68034 | 0.68034 | 0.68034 | 0.68034 | 0.68034 | 0.68034 | 0.68034 | 0.68034 | 0.68034 | 0.68034 | 0.68034 | 0.68034 | 0.68034 | 0.68034 | 0.68034 | 0.68034 | 0.68034 | 0.68034 | 0.68034 | 0.68034 | 0.68034 | 0.68034 | 0.68034 | 0.68034 | 0.68034 | 0.68034 | 0.68034 | 0.68034 | 0.68034 | 0.68034 | 0.68034 | 0.68034 | 0.68034 | 0.68034 | 0.68034 | 0.68034 | 0.68034 | 0.68034 | 0.68034 | 0.68034 | 0.68034 | 0.68034 | 0.68034 | 0.68034 | 0.68034 | 0.68034 | 0.68034 | 0.68034 | 0.68034 | 0.68034 | 0.68034 | 0.68034 | 0.68034 | 0.68034 | 0.68034 | 0.68034 | 0.68034 | 0.68034 | 0.68034 | 0.68034 | 0.68034 | 0.68034 | 0.68034 | 0.68034 | 0.68034 | 0.68034 | 0.68034 | 0.68034 | 0.68034 | 0.68034 | 0.68034 | 0.68034 | 0.68034 | 0.68034
|  | LNC3 | South Humber bank desalination (seawater) collocated with SHB Power Station (25 Ml/d) | Capex | Civils | 20 | Fixed | 0 | 0 | 0 | 0 | 0 | 0 | 0 | 0 | 0 | 0 | 0 | 0 | 0 | 0 | 0 | 0 | 0 | 0 | 0 | 0 | 0 | 0 | 0 | 0 | 0 | 0 | 0 | 0 | 0 | 0 | 0 | 0 | 0 | 0 | 0 | 0 | 0 | 0 | 0 | 0 | 0 | 0 | 0 | 0 | 0 | 0 | 0 | 0 | 0 | 0 | 0 | 0 | 0 | 0 | 0 | 0 | 0 | 0 | 0 | 0 | 0 | 0 | 0 | 0 | 0 | 0 | 0 | 0 | 0 | 0 | 0 | 0 | 0 | 0 | 0 | 0 | 0 | 0 | 0 | 0 | 0 | 0 | 0 | 0 | 0 | 0
|  | LNC3 | South Humber bank desalination (seawater) collocated with SHB Power Station (25 Ml/d) | Capex | Civils | 50 | Fixed | 0 | 0 | 0 | 0 | 0 | 0 | 18.7023 | 51.4716 | 83.0068 | 47.605 | 0 | 0 | 0 | 0 | 0 | 0 | 0 | 0 | 0 | 0 | 0 | 0 | 0 | 0 | 0 | 0 | 0 | 0 | 0 | 0 | 0 | 0 | 0 | 0 | 0 | 0 | 0 | 0 | 0 | 0 | 0 | 0 | 0 | 0 | 0 | 0 | 0 | 0 | 0 | 0 | 0 | 0 | 0 | 0 | 0 | 0 | 0 | 0 | 0 | 0 | 0 | 0 | 0 | 0 | 0 | 0 | 0 | 0 | 0 | 0 | 0 | 0 | 0 | 0 | 0 | 0 | 0 | 0 | 0 | 0 | 0 | 0 | 0 | 0 | 0 | 0
|  | LNC3 | South Humber bank desalination (seawater) collocated with SHB Power Station (25 Ml/d) | Capex | ICA (Instrumentation, Control & Automation) | 7 | Fixed | 0 | 0 | 0 | 0 | 0 | 0 | 0.40829 | 1.1238 | 1.8129 | 1.0403 | 0 | 0 | 0 | 0 | 0 | 0 | 0 | 0 | 0 | 0 | 0 | 0 | 0 | 0 | 0 | 0 | 0 | 0 | 0 | 0 | 0 | 0 | 0 | 0 | 0 | 0 | 0 | 0 | 0 | 0 | 0 | 0 | 0 | 0 | 0 | 0 | 0 | 0 | 0 | 0 | 0 | 0 | 0 | 0 | 0 | 0 | 0 | 0 | 0 | 0 | 0 | 0 | 0 | 0 | 0 | 0 | 0 | 0 | 0 | 0 | 0 | 0 | 0 | 0 | 0 | 0 | 0 | 0 | 0 | 0 | 0 | 0 | 0 | 0 | 0 | 0
|  | LNC3 | South Humber bank desalination (seawater) collocated with SHB Power Station (25 Ml/d) | Capex | M&E (Mechanical and Electrical) Works on Pumping Stations and Treatment Works | 15 | Fixed | 0 | 0 | 0 | 0 | 0 | 0 | 13.4923 | 37.101 | 59.6192 | 33.9977 | 0 | 0 | 0 | 0 | 0 | 0 | 0 | 0 | 0 | 0 | 0 | 0 | 0 | 0 | 0 | 0 | 0 | 0 | 0 | 0 | 0 | 0 | 0 | 0 | 0 | 0 | 0 | 0 | 0 | 0 | 0 | 0 | 0 | 0 | 0 | 0 | 0 | 0 | 0 | 0 | 0 | 0 | 0 | 0 | 0 | 0 | 0 | 0 | 0 | 0 | 0 | 0 | 0 | 0 | 0 | 0 | 0 | 0 | 0 | 0 | 0 | 0 | 0 | 0 | 0 | 0 | 0 | 0 | 0 | 0 | 0 | 0 | 0 | 0 | 0 | 0
|  | LNC3 | South Humber bank desalination (seawater) collocated with SHB Power Station (25 Ml/d) | Capex | Pipelines | 200 | Fixed | 0 | 0 | 0 | 0 | 0 | 0 | 6.0692 | 16.4001 | 24.4151 | 12.1441 | 0 | 0 | 0 | 0 | 0 | 0 | 0 | 0 | 0 | 0 | 0 | 0 | 0 | 0 | 0 | 0 | 0 | 0 | 0 | 0 | 0 | 0 | 0 | 0 | 0 | 0 | 0 | 0 | 0 | 0 | 0 | 0 | 0 | 0 | 0 | 0 | 0 | 0 | 0 | 0 | 0 | 0 | 0 | 0 | 0 | 0 | 0 | 0 | 0 | 0 | 0 | 0 | 0 | 0 | 0 | 0 | 0 | 0 | 0 | 0 | 0 | 0 | 0 | 0 | 0 | 0 | 0 | 0 | 0 | 0 | 0 | 0 | 0 | 0 | 0 | 0
|  | LNC3 | South Humber bank desalination (seawater) collocated with SHB Power Station (25 Ml/d) | Capex | Planning and Development (Non depreciating) | 0 | Fixed | 0 | 0 | 0 | 0 | 0 | 0 | 0.036411 | 0.10024 | 0.16184 | 0.092991 | 0 | 0 | 0 | 0 | 0 | 0 | 0 | 0 | 0 | 0 | 0 | 0 | 0 | 0 | 0 | 0 | 0 | 0 | 0 | 0 | 0 | 0 | 0 | 0 | 0 | 0 | 0 | 0 | 0 | 0 | 0 | 0 | 0 | 0 | 0 | 0 | 0 | 0 | 0 | 0 | 0 | 0 | 0 | 0 | 0 | 0 | 0 | 0 | 0 | 0 | 0 | 0 | 0 | 0 | 0 | 0 | 0 | 0 | 0 | 0 | 0 | 0 | 0 | 0 | 0 | 0 | 0 | 0 | 0 | 0 | 0 | 0 | 0 | 0 | 0 | 0
|  | LNC3 | South Humber bank desalination (seawater) collocated with SHB Power Station (25 Ml/d) | Opex | Cost |  | Fixed | 0 | 0 | 0 | 0 | 0 | 0 | 0 | 0 | 0 | 1.0193 | 7.1319 | 12.2252 | 12.2252 | 12.2252 | 12.2252 | 12.2252 | 12.2252 | 12.2252 | 12.2252 | 12.2252 | 12.2252 | 12.2252 | 12.2252 | 12.2252 | 12.2252 | 12.2252 | 12.2252 | 12.2252 | 12.2252 | 12.2252 | 12.2252 | 12.2252 | 12.2252 | 12.2252 | 12.2252 | 12.2252 | 12.2252 | 12.2252 | 12.2252 | 12.2252 | 12.2252 | 12.2252 | 12.2252 | 12.2252 | 12.2252 | 12.2252 | 12.2252 | 12.2252 | 12.2252 | 12.2252 | 12.2252 | 12.2252 | 12.2252 | 12.2252 | 12.2252 | 12.2252 | 12.2252 | 12.2252 | 12.2252 | 12.2252 | 12.2252 | 12.2252 | 12.2252 | 12.2252 | 12.2252 | 12.2252 | 12.2252 | 12.2252 | 12.2252 | 12.2252 | 12.2252 | 12.2252 | 12.2252 | 12.2252 | 12.2252 | 12.2252 | 12.2252 | 12.2252 | 12.2252 | 12.2252 | 12.2252 | 12.2252 | 12.2252 | 12.2252 | 12.2252 | 12.2252
|  | LNC3 | South Humber bank desalination (seawater) collocated with SHB Power Station (25 Ml/d) | Opex | Cost |  | Variable | 0 | 0 | 0 | 0 | 0 | 0 | 0 | 0 | 0 | 0.071591 | 0.41969 | 0.69619 | 0.69619 | 0.69619 | 0.69619 | 0.69619 | 0.69619 | 0.69619 | 0.69619 | 0.69619 | 0.69619 | 0.69619 | 0.69619 | 0.69619 | 0.69619 | 0.69619 | 0.69619 | 0.69619 | 0.69619 | 0.69619 | 0.69619 | 0.69619 | 0.69619 | 0.69619 | 0.69619 | 0.69619 | 0.69619 | 0.69619 | 0.69619 | 0.69619 | 0.69619 | 0.69619 | 0.69619 | 0.69619 | 0.69619 | 0.69619 | 0.69619 | 0.69619 | 0.69619 | 0.69619 | 0.69619 | 0.69619 | 0.69619 | 0.69619 | 0.69619 | 0.69619 | 0.69619 | 0.69619 | 0.69619 | 0.69619 | 0.69619 | 0.69619 | 0.69619 | 0.69619 | 0.69619 | 0.69619 | 0.69619 | 0.69619 | 0.69619 | 0.69619 | 0.69619 | 0.69619 | 0.69619 | 0.69619 | 0.69619 | 0.69619 | 0.69619 | 0.69619 | 0.69619 | 0.69619 | 0.69619 | 0.69619 | 0.69619 | 0.69619 | 0.69619 | 0.69619
|  | LNC4 | South Humber bank desalination (seawater) collocated with SHB Power Station (50 Ml/d) | Capex | Civils | 20 | Fixed | 0 | 0 | 0 | 0 | 0 | 0 | 0 | 0 | 0 | 0 | 0 | 0 | 0 | 0 | 0 | 0 | 0 | 0 | 0 | 0 | 0 | 0 | 0 | 0 | 0 | 0 | 0 | 0 | 0 | 0 | 0 | 0 | 0 | 0 | 0 | 0 | 0 | 0 | 0 | 0 | 0 | 0 | 0 | 0 | 0 | 0 | 0 | 0 | 0 | 0 | 0 | 0 | 0 | 0 | 0 | 0 | 0 | 0 | 0 | 0 | 0 | 0 | 0 | 0 | 0 | 0 | 0 | 0 | 0 | 0 | 0 | 0 | 0 | 0 | 0 | 0 | 0 | 0 | 0 | 0 | 0 | 0 | 0 | 0 | 0 | 0
|  | LNC4 | South Humber bank desalination (seawater) collocated with SHB Power Station (50 Ml/d) | Capex | Civils | 50 | Fixed | 0 | 0 | 0 | 0 | 0 | 0 | 32.3412 | 89.0045 | 143.5139 | 82.2869 | 0 | 0 | 0 | 0 | 0 | 0 | 0 | 0 | 0 | 0 | 0 | 0 | 0 | 0 | 0 | 0 | 0 | 0 | 0 | 0 | 0 | 0 | 0 | 0 | 0 | 0 | 0 | 0 | 0 | 0 | 0 | 0 | 0 | 0 | 0 | 0 | 0 | 0 | 0 | 0 | 0 | 0 | 0 | 0 | 0 | 0 | 0 | 0 | 0 | 0 | 0 | 0 | 0 | 0 | 0 | 0 | 0 | 0 | 0 | 0 | 0 | 0 | 0 | 0 | 0 | 0 | 0 | 0 | 0 | 0 | 0 | 0 | 0 | 0 | 0 | 0
|  | LNC4 | South Humber bank desalination (seawater) collocated with SHB Power Station (50 Ml/d) | Capex | ICA (Instrumentation, Control & Automation) | 7 | Fixed | 0 | 0 | 0 | 0 | 0 | 0 | 0.72028 | 1.9825 | 3.1986 | 1.8357 | 0 | 0 | 0 | 0 | 0 | 0 | 0 | 0 | 0 | 0 | 0 | 0 | 0 | 0 | 0 | 0 | 0 | 0 | 0 | 0 | 0 | 0 | 0 | 0 | 0 | 0 | 0 | 0 | 0 | 0 | 0 | 0 | 0 | 0 | 0 | 0 | 0 | 0 | 0 | 0 | 0 | 0 | 0 | 0 | 0 | 0 | 0 | 0 | 0 | 0 | 0 | 0 | 0 | 0 | 0 | 0 | 0 | 0 | 0 | 0 | 0 | 0 | 0 | 0 | 0 | 0 | 0 | 0 | 0 | 0 | 0 | 0 | 0 | 0 | 0 | 0
|  | LNC4 | South Humber bank desalination (seawater) collocated with SHB Power Station (50 Ml/d) | Capex | M&E (Mechanical and Electrical) Works on Pumping Stations and Treatment Works | 15 | Fixed | 0 | 0 | 0 | 0 | 0 | 0 | 23.29 | 64.0275 | 102.7865 | 58.5202 | 0 | 0 | 0 | 0 | 0 | 0 | 0 | 0 | 0 | 0 | 0 | 0 | 0 | 0 | 0 | 0 | 0 | 0 | 0 | 0 | 0 | 0 | 0 | 0 | 0 | 0 | 0 | 0 | 0 | 0 | 0 | 0 | 0 | 0 | 0 | 0 | 0 | 0 | 0 | 0 | 0 | 0 | 0 | 0 | 0 | 0 | 0 | 0 | 0 | 0 | 0 | 0 | 0 | 0 | 0 | 0 | 0 | 0 | 0 | 0 | 0 | 0 | 0 | 0 | 0 | 0 | 0 | 0 | 0 | 0 | 0 | 0 | 0 | 0 | 0 | 0
|  | LNC4 | South Humber bank desalination (seawater) collocated with SHB Power Station (50 Ml/d) | Capex | Pipelines | 200 | Fixed | 0 | 0 | 0 | 0 | 0 | 0 | 1.7521 | 4.7437 | 7.1253 | 3.6068 | 0 | 0 | 0 | 0 | 0 | 0 | 0 | 0 | 0 | 0 | 0 | 0 | 0 | 0 | 0 | 0 | 0 | 0 | 0 | 0 | 0 | 0 | 0 | 0 | 0 | 0 | 0 | 0 | 0 | 0 | 0 | 0 | 0 | 0 | 0 | 0 | 0 | 0 | 0 | 0 | 0 | 0 | 0 | 0 | 0 | 0 | 0 | 0 | 0 | 0 | 0 | 0 | 0 | 0 | 0 | 0 | 0 | 0 | 0 | 0 | 0 | 0 | 0 | 0 | 0 | 0 | 0 | 0 | 0 | 0 | 0 | 0 | 0 | 0 | 0 | 0
|  | LNC4 | South Humber bank desalination (seawater) collocated with SHB Power Station (50 Ml/d) | Capex | Planning and Development (Non depreciating) | 0 | Fixed | 0 | 0 | 0 | 0 | 0 | 0 | 0.036594 | 0.10074 | 0.16265 | 0.093459 | 0 | 0 | 0 | 0 | 0 | 0 | 0 | 0 | 0 | 0 | 0 | 0 | 0 | 0 | 0 | 0 | 0 | 0 | 0 | 0 | 0 | 0 | 0 | 0 | 0 | 0 | 0 | 0 | 0 | 0 | 0 | 0 | 0 | 0 | 0 | 0 | 0 | 0 | 0 | 0 | 0 | 0 | 0 | 0 | 0 | 0 | 0 | 0 | 0 | 0 | 0 | 0 | 0 | 0 | 0 | 0 | 0 | 0 | 0 | 0 | 0 | 0 | 0 | 0 | 0 | 0 | 0 | 0 | 0 | 0 | 0 | 0 | 0 | 0 | 0 | 0
|  | LNC4 | South Humber bank desalination (seawater) collocated with SHB Power Station (50 Ml/d) | Opex | Cost |  | Fixed | 0 | 0 | 0 | 0 | 0 | 0 | 0 | 0 | 0 | 1.9077 | 13.3514 | 22.8873 | 22.8873 | 22.8873 | 22.8873 | 22.8873 | 22.8873 | 22.8873 | 22.8873 | 22.8873 | 22.8873 | 22.8873 | 22.8873 | 22.8873 | 22.8873 | 22.8873 | 22.8873 | 22.8873 | 22.8873 | 22.8873 | 22.8873 | 22.8873 | 22.8873 | 22.8873 | 22.8873 | 22.8873 | 22.8873 | 22.8873 | 22.8873 | 22.8873 | 22.8873 | 22.8873 | 22.8873 | 22.8873 | 22.8873 | 22.8873 | 22.8873 | 22.8873 | 22.8873 | 22.8873 | 22.8873 | 22.8873 | 22.8873 | 22.8873 | 22.8873 | 22.8873 | 22.8873 | 22.8873 | 22.8873 | 22.8873 | 22.8873 | 22.8873 | 22.8873 | 22.8873 | 22.8873 | 22.8873 | 22.8873 | 22.8873 | 22.8873 | 22.8873 | 22.8873 | 22.8873 | 22.8873 | 22.8873 | 22.8873 | 22.8873 | 22.8873 | 22.8873 | 22.8873 | 22.8873 | 22.8873 | 22.8873 | 22.8873 | 22.8873 | 22.8873 | 22.8873
|  | LNC4 | South Humber bank desalination (seawater) collocated with SHB Power Station (50 Ml/d) | Opex | Cost |  | Variable | 0 | 0 | 0 | 0 | 0 | 0 | 0 | 0 | 0 | 0.13684 | 0.77936 | 1.285 | 1.285 | 1.285 | 1.285 | 1.285 | 1.285 | 1.285 | 1.285 | 1.285 | 1.285 | 1.285 | 1.285 | 1.285 | 1.285 | 1.285 | 1.285 | 1.285 | 1.285 | 1.285 | 1.285 | 1.285 | 1.285 | 1.285 | 1.285 | 1.285 | 1.285 | 1.285 | 1.285 | 1.285 | 1.285 | 1.285 | 1.285 | 1.285 | 1.285 | 1.285 | 1.285 | 1.285 | 1.285 | 1.285 | 1.285 | 1.285 | 1.285 | 1.285 | 1.285 | 1.285 | 1.285 | 1.285 | 1.285 | 1.285 | 1.285 | 1.285 | 1.285 | 1.285 | 1.285 | 1.285 | 1.285 | 1.285 | 1.285 | 1.285 | 1.285 | 1.285 | 1.285 | 1.285 | 1.285 | 1.285 | 1.285 | 1.285 | 1.285 | 1.285 | 1.285 | 1.285 | 1.285 | 1.285 | 1.285 | 1.285
|  | LNC5 | South Humber bank desalination (seawater) 27 Ml/d | Capex | Civils | 20 | Fixed | 0 | 0 | 0 | 0 | 0 | 0 | 0 | 0 | 0 | 0 | 0 | 0 | 0 | 0 | 0 | 0 | 0 | 0 | 0 | 0 | 0 | 0 | 0 | 0 | 0 | 0 | 0 | 0 | 0 | 0 | 0 | 0 | 0 | 0 | 0 | 0 | 0 | 0 | 0 | 0 | 0 | 0 | 0 | 0 | 0 | 0 | 0 | 0 | 0 | 0 | 0 | 0 | 0 | 0 | 0 | 0 | 0 | 0 | 0 | 0 | 0 | 0 | 0 | 0 | 0 | 0 | 0 | 0 | 0 | 0 | 0 | 0 | 0 | 0 | 0 | 0 | 0 | 0 | 0 | 0 | 0 | 0 | 0 | 0 | 0 | 0
|  | LNC5 | South Humber bank desalination (seawater) 27 Ml/d | Capex | Civils | 50 | Fixed | 0 | 0 | 0 | 0 | 0 | 0 | 23.9253 | 65.85 | 106.2218 | 60.9439 | 0 | 0 | 0 | 0 | 0 | 0 | 0 | 0 | 0 | 0 | 0 | 0 | 0 | 0 | 0 | 0 | 0 | 0 | 0 | 0 | 0 | 0 | 0 | 0 | 0 | 0 | 0 | 0 | 0 | 0 | 0 | 0 | 0 | 0 | 0 | 0 | 0 | 0 | 0 | 0 | 0 | 0 | 0 | 0 | 0 | 0 | 0 | 0 | 0 | 0 | 0 | 0 | 0 | 0 | 0 | 0 | 0 | 0 | 0 | 0 | 0 | 0 | 0 | 0 | 0 | 0 | 0 | 0 | 0 | 0 | 0 | 0 | 0 | 0 | 0 | 0
|  | LNC5 | South Humber bank desalination (seawater) 27 Ml/d | Capex | ICA (Instrumentation, Control & Automation) | 7 | Fixed | 0 | 0 | 0 | 0 | 0 | 0 | 0.43177 | 1.1884 | 1.9173 | 1.1003 | 0 | 0 | 0 | 0 | 0 | 0 | 0 | 0 | 0 | 0 | 0 | 0 | 0 | 0 | 0 | 0 | 0 | 0 | 0 | 0 | 0 | 0 | 0 | 0 | 0 | 0 | 0 | 0 | 0 | 0 | 0 | 0 | 0 | 0 | 0 | 0 | 0 | 0 | 0 | 0 | 0 | 0 | 0 | 0 | 0 | 0 | 0 | 0 | 0 | 0 | 0 | 0 | 0 | 0 | 0 | 0 | 0 | 0 | 0 | 0 | 0 | 0 | 0 | 0 | 0 | 0 | 0 | 0 | 0 | 0 | 0 | 0 | 0 | 0 | 0 | 0
|  | LNC5 | South Humber bank desalination (seawater) 27 Ml/d | Capex | M&E (Mechanical and Electrical) Works on Pumping Stations and Treatment Works | 15 | Fixed | 0 | 0 | 0 | 0 | 0 | 0 | 14.2083 | 39.072 | 62.8015 | 35.8262 | 0 | 0 | 0 | 0 | 0 | 0 | 0 | 0 | 0 | 0 | 0 | 0 | 0 | 0 | 0 | 0 | 0 | 0 | 0 | 0 | 0 | 0 | 0 | 0 | 0 | 0 | 0 | 0 | 0 | 0 | 0 | 0 | 0 | 0 | 0 | 0 | 0 | 0 | 0 | 0 | 0 | 0 | 0 | 0 | 0 | 0 | 0 | 0 | 0 | 0 | 0 | 0 | 0 | 0 | 0 | 0 | 0 | 0 | 0 | 0 | 0 | 0 | 0 | 0 | 0 | 0 | 0 | 0 | 0 | 0 | 0 | 0 | 0 | 0 | 0 | 0
|  | LNC5 | South Humber bank desalination (seawater) 27 Ml/d | Capex | Pipelines | 200 | Fixed | 0 | 0 | 0 | 0 | 0 | 0 | 6.07 | 16.4021 | 24.4184 | 12.146 | 0 | 0 | 0 | 0 | 0 | 0 | 0 | 0 | 0 | 0 | 0 | 0 | 0 | 0 | 0 | 0 | 0 | 0 | 0 | 0 | 0 | 0 | 0 | 0 | 0 | 0 | 0 | 0 | 0 | 0 | 0 | 0 | 0 | 0 | 0 | 0 | 0 | 0 | 0 | 0 | 0 | 0 | 0 | 0 | 0 | 0 | 0 | 0 | 0 | 0 | 0 | 0 | 0 | 0 | 0 | 0 | 0 | 0 | 0 | 0 | 0 | 0 | 0 | 0 | 0 | 0 | 0 | 0 | 0 | 0 | 0 | 0 | 0 | 0 | 0 | 0
|  | LNC5 | South Humber bank desalination (seawater) 27 Ml/d | Capex | Planning and Development (Non depreciating) | 0 | Fixed | 0 | 0 | 0 | 0 | 0 | 0 | 0.036748 | 0.10117 | 0.16334 | 0.093852 | 0 | 0 | 0 | 0 | 0 | 0 | 0 | 0 | 0 | 0 | 0 | 0 | 0 | 0 | 0 | 0 | 0 | 0 | 0 | 0 | 0 | 0 | 0 | 0 | 0 | 0 | 0 | 0 | 0 | 0 | 0 | 0 | 0 | 0 | 0 | 0 | 0 | 0 | 0 | 0 | 0 | 0 | 0 | 0 | 0 | 0 | 0 | 0 | 0 | 0 | 0 | 0 | 0 | 0 | 0 | 0 | 0 | 0 | 0 | 0 | 0 | 0 | 0 | 0 | 0 | 0 | 0 | 0 | 0 | 0 | 0 | 0 | 0 | 0 | 0 | 0
|  | LNC5 | South Humber bank desalination (seawater) 27 Ml/d | Opex | Cost |  | Fixed | 0 | 0 | 0 | 0 | 0 | 0 | 0 | 0 | 0 | 1.0769 | 7.5348 | 12.9158 | 12.9158 | 12.9158 | 12.9158 | 12.9158 | 12.9158 | 12.9158 | 12.9158 | 12.9158 | 12.9158 | 12.9158 | 12.9158 | 12.9158 | 12.9158 | 12.9158 | 12.9158 | 12.9158 | 12.9158 | 12.9158 | 12.9158 | 12.9158 | 12.9158 | 12.9158 | 12.9158 | 12.9158 | 12.9158 | 12.9158 | 12.9158 | 12.9158 | 12.9158 | 12.9158 | 12.9158 | 12.9158 | 12.9158 | 12.9158 | 12.9158 | 12.9158 | 12.9158 | 12.9158 | 12.9158 | 12.9158 | 12.9158 | 12.9158 | 12.9158 | 12.9158 | 12.9158 | 12.9158 | 12.9158 | 12.9158 | 12.9158 | 12.9158 | 12.9158 | 12.9158 | 12.9158 | 12.9158 | 12.9158 | 12.9158 | 12.9158 | 12.9158 | 12.9158 | 12.9158 | 12.9158 | 12.9158 | 12.9158 | 12.9158 | 12.9158 | 12.9158 | 12.9158 | 12.9158 | 12.9158 | 12.9158 | 12.9158 | 12.9158 | 12.9158 | 12.9158
|  | LNC5 | South Humber bank desalination (seawater) 27 Ml/d | Opex | Cost |  | Variable | 0 | 0 | 0 | 0 | 0 | 0 | 0 | 0 | 0 | 0.074936 | 0.44311 | 0.73634 | 0.73634 | 0.73634 | 0.73634 | 0.73634 | 0.73634 | 0.73634 | 0.73634 | 0.73634 | 0.73634 | 0.73634 | 0.73634 | 0.73634 | 0.73634 | 0.73634 | 0.73634 | 0.73634 | 0.73634 | 0.73634 | 0.73634 | 0.73634 | 0.73634 | 0.73634 | 0.73634 | 0.73634 | 0.73634 | 0.73634 | 0.73634 | 0.73634 | 0.73634 | 0.73634 | 0.73634 | 0.73634 | 0.73634 | 0.73634 | 0.73634 | 0.73634 | 0.73634 | 0.73634 | 0.73634 | 0.73634 | 0.73634 | 0.73634 | 0.73634 | 0.73634 | 0.73634 | 0.73634 | 0.73634 | 0.73634 | 0.73634 | 0.73634 | 0.73634 | 0.73634 | 0.73634 | 0.73634 | 0.73634 | 0.73634 | 0.73634 | 0.73634 | 0.73634 | 0.73634 | 0.73634 | 0.73634 | 0.73634 | 0.73634 | 0.73634 | 0.73634 | 0.73634 | 0.73634 | 0.73634 | 0.73634 | 0.73634 | 0.73634 | 0.73634 | 0.73634
|  | LNC6 | South Humber bank desalination (seawater) 50 Ml/d | Capex | Civils | 20 | Fixed | 0 | 0 | 0 | 0 | 0 | 0 | 0 | 0 | 0 | 0 | 0 | 0 | 0 | 0 | 0 | 0 | 0 | 0 | 0 | 0 | 0 | 0 | 0 | 0 | 0 | 0 | 0 | 0 | 0 | 0 | 0 | 0 | 0 | 0 | 0 | 0 | 0 | 0 | 0 | 0 | 0 | 0 | 0 | 0 | 0 | 0 | 0 | 0 | 0 | 0 | 0 | 0 | 0 | 0 | 0 | 0 | 0 | 0 | 0 | 0 | 0 | 0 | 0 | 0 | 0 | 0 | 0 | 0 | 0 | 0 | 0 | 0 | 0 | 0 | 0 | 0 | 0 | 0 | 0 | 0 | 0 | 0 | 0 | 0 | 0 | 0
|  | LNC6 | South Humber bank desalination (seawater) 50 Ml/d | Capex | Civils | 50 | Fixed | 0 | 0 | 0 | 0 | 0 | 0 | 38.0696 | 104.7745 | 168.9758 | 96.9169 | 0 | 0 | 0 | 0 | 0 | 0 | 0 | 0 | 0 | 0 | 0 | 0 | 0 | 0 | 0 | 0 | 0 | 0 | 0 | 0 | 0 | 0 | 0 | 0 | 0 | 0 | 0 | 0 | 0 | 0 | 0 | 0 | 0 | 0 | 0 | 0 | 0 | 0 | 0 | 0 | 0 | 0 | 0 | 0 | 0 | 0 | 0 | 0 | 0 | 0 | 0 | 0 | 0 | 0 | 0 | 0 | 0 | 0 | 0 | 0 | 0 | 0 | 0 | 0 | 0 | 0 | 0 | 0 | 0 | 0 | 0 | 0 | 0 | 0 | 0 | 0
|  | LNC6 | South Humber bank desalination (seawater) 50 Ml/d | Capex | ICA (Instrumentation, Control & Automation) | 7 | Fixed | 0 | 0 | 0 | 0 | 0 | 0 | 0.71948 | 1.9803 | 3.195 | 1.8336 | 0 | 0 | 0 | 0 | 0 | 0 | 0 | 0 | 0 | 0 | 0 | 0 | 0 | 0 | 0 | 0 | 0 | 0 | 0 | 0 | 0 | 0 | 0 | 0 | 0 | 0 | 0 | 0 | 0 | 0 | 0 | 0 | 0 | 0 | 0 | 0 | 0 | 0 | 0 | 0 | 0 | 0 | 0 | 0 | 0 | 0 | 0 | 0 | 0 | 0 | 0 | 0 | 0 | 0 | 0 | 0 | 0 | 0 | 0 | 0 | 0 | 0 | 0 | 0 | 0 | 0 | 0 | 0 | 0 | 0 | 0 | 0 | 0 | 0 | 0 | 0
|  | LNC6 | South Humber bank desalination (seawater) 50 Ml/d | Capex | M&E (Mechanical and Electrical) Works on Pumping Stations and Treatment Works | 15 | Fixed | 0 | 0 | 0 | 0 | 0 | 0 | 23.2657 | 63.9605 | 102.6783 | 58.458 | 0 | 0 | 0 | 0 | 0 | 0 | 0 | 0 | 0 | 0 | 0 | 0 | 0 | 0 | 0 | 0 | 0 | 0 | 0 | 0 | 0 | 0 | 0 | 0 | 0 | 0 | 0 | 0 | 0 | 0 | 0 | 0 | 0 | 0 | 0 | 0 | 0 | 0 | 0 | 0 | 0 | 0 | 0 | 0 | 0 | 0 | 0 | 0 | 0 | 0 | 0 | 0 | 0 | 0 | 0 | 0 | 0 | 0 | 0 | 0 | 0 | 0 | 0 | 0 | 0 | 0 | 0 | 0 | 0 | 0 | 0 | 0 | 0 | 0 | 0 | 0
|  | LNC6 | South Humber bank desalination (seawater) 50 Ml/d | Capex | Pipelines | 200 | Fixed | 0 | 0 | 0 | 0 | 0 | 0 | 7.3079 | 19.7528 | 29.4437 | 14.6824 | 0 | 0 | 0 | 0 | 0 | 0 | 0 | 0 | 0 | 0 | 0 | 0 | 0 | 0 | 0 | 0 | 0 | 0 | 0 | 0 | 0 | 0 | 0 | 0 | 0 | 0 | 0 | 0 | 0 | 0 | 0 | 0 | 0 | 0 | 0 | 0 | 0 | 0 | 0 | 0 | 0 | 0 | 0 | 0 | 0 | 0 | 0 | 0 | 0 | 0 | 0 | 0 | 0 | 0 | 0 | 0 | 0 | 0 | 0 | 0 | 0 | 0 | 0 | 0 | 0 | 0 | 0 | 0 | 0 | 0 | 0 | 0 | 0 | 0 | 0 | 0
|  | LNC6 | South Humber bank desalination (seawater) 50 Ml/d | Capex | Planning and Development (Non depreciating) | 0 | Fixed | 0 | 0 | 0 | 0 | 0 | 0 | 0.036553 | 0.10063 | 0.16247 | 0.093353 | 0 | 0 | 0 | 0 | 0 | 0 | 0 | 0 | 0 | 0 | 0 | 0 | 0 | 0 | 0 | 0 | 0 | 0 | 0 | 0 | 0 | 0 | 0 | 0 | 0 | 0 | 0 | 0 | 0 | 0 | 0 | 0 | 0 | 0 | 0 | 0 | 0 | 0 | 0 | 0 | 0 | 0 | 0 | 0 | 0 | 0 | 0 | 0 | 0 | 0 | 0 | 0 | 0 | 0 | 0 | 0 | 0 | 0 | 0 | 0 | 0 | 0 | 0 | 0 | 0 | 0 | 0 | 0 | 0 | 0 | 0 | 0 | 0 | 0 | 0 | 0
|  | LNC6 | South Humber bank desalination (seawater) 50 Ml/d | Opex | Cost |  | Fixed | 0 | 0 | 0 | 0 | 0 | 0 | 0 | 0 | 0 | 1.9094 | 13.3613 | 22.9038 | 22.9038 | 22.9038 | 22.9038 | 22.9038 | 22.9038 | 22.9038 | 22.9038 | 22.9038 | 22.9038 | 22.9038 | 22.9038 | 22.9038 | 22.9038 | 22.9038 | 22.9038 | 22.9038 | 22.9038 | 22.9038 | 22.9038 | 22.9038 | 22.9038 | 22.9038 | 22.9038 | 22.9038 | 22.9038 | 22.9038 | 22.9038 | 22.9038 | 22.9038 | 22.9038 | 22.9038 | 22.9038 | 22.9038 | 22.9038 | 22.9038 | 22.9038 | 22.9038 | 22.9038 | 22.9038 | 22.9038 | 22.9038 | 22.9038 | 22.9038 | 22.9038 | 22.9038 | 22.9038 | 22.9038 | 22.9038 | 22.9038 | 22.9038 | 22.9038 | 22.9038 | 22.9038 | 22.9038 | 22.9038 | 22.9038 | 22.9038 | 22.9038 | 22.9038 | 22.9038 | 22.9038 | 22.9038 | 22.9038 | 22.9038 | 22.9038 | 22.9038 | 22.9038 | 22.9038 | 22.9038 | 22.9038 | 22.9038 | 22.9038 | 22.9038 | 22.9038
|  | LNC6 | South Humber bank desalination (seawater) 50 Ml/d | Opex | Cost |  | Variable | 0 | 0 | 0 | 0 | 0 | 0 | 0 | 0 | 0 | 0.13684 | 0.77936 | 1.285 | 1.285 | 1.285 | 1.285 | 1.285 | 1.285 | 1.285 | 1.285 | 1.285 | 1.285 | 1.285 | 1.285 | 1.285 | 1.285 | 1.285 | 1.285 | 1.285 | 1.285 | 1.285 | 1.285 | 1.285 | 1.285 | 1.285 | 1.285 | 1.285 | 1.285 | 1.285 | 1.285 | 1.285 | 1.285 | 1.285 | 1.285 | 1.285 | 1.285 | 1.285 | 1.285 | 1.285 | 1.285 | 1.285 | 1.285 | 1.285 | 1.285 | 1.285 | 1.285 | 1.285 | 1.285 | 1.285 | 1.285 | 1.285 | 1.285 | 1.285 | 1.285 | 1.285 | 1.285 | 1.285 | 1.285 | 1.285 | 1.285 | 1.285 | 1.285 | 1.285 | 1.285 | 1.285 | 1.285 | 1.285 | 1.285 | 1.285 | 1.285 | 1.285 | 1.285 | 1.285 | 1.285 | 1.285 | 1.285 | 1.285
|  | LNC7 | Desalination (brackish) on Trent between Gainsborough and the Humber (10 Ml/d) | Capex | Civils | 20 | Fixed | 0 | 0 | 0 | 0 | 0 | 0 | 0 | 0 | 0 | 0 | 0 | 0 | 0 | 0 | 0 | 0 | 0 | 0 | 0 | 0 | 0 | 0 | 0 | 0 | 0 | 0 | 0 | 0 | 0 | 0 | 0 | 0 | 0 | 0 | 0 | 0 | 0 | 0 | 0 | 0 | 0 | 0 | 0 | 0 | 0 | 0 | 0 | 0 | 0 | 0 | 0 | 0 | 0 | 0 | 0 | 0 | 0 | 0 | 0 | 0 | 0 | 0 | 0 | 0 | 0 | 0 | 0 | 0 | 0 | 0 | 0 | 0 | 0 | 0 | 0 | 0 | 0 | 0 | 0 | 0 | 0 | 0 | 0 | 0 | 0 | 0
|  | LNC7 | Desalination (brackish) on Trent between Gainsborough and the Humber (10 Ml/d) | Capex | Civils | 50 | Fixed | 0 | 0 | 0 | 0 | 0 | 0 | 6.6265 | 18.2354 | 29.3975 | 16.8502 | 0 | 0 | 0 | 0 | 0 | 0 | 0 | 0 | 0 | 0 | 0 | 0 | 0 | 0 | 0 | 0 | 0 | 0 | 0 | 0 | 0 | 0 | 0 | 0 | 0 | 0 | 0 | 0 | 0 | 0 | 0 | 0 | 0 | 0 | 0 | 0 | 0 | 0 | 0 | 0 | 0 | 0 | 0 | 0 | 0 | 0 | 0 | 0 | 0 | 0 | 0 | 0 | 0 | 0 | 0 | 0 | 0 | 0 | 0 | 0 | 0 | 0 | 0 | 0 | 0 | 0 | 0 | 0 | 0 | 0 | 0 | 0 | 0 | 0 | 0 | 0
|  | LNC7 | Desalination (brackish) on Trent between Gainsborough and the Humber (10 Ml/d) | Capex | ICA (Instrumentation, Control & Automation) | 7 | Fixed | 0 | 0 | 0 | 0 | 0 | 0 | 0.31846 | 0.87652 | 1.4139 | 0.81127 | 0 | 0 | 0 | 0 | 0 | 0 | 0 | 0 | 0 | 0 | 0 | 0 | 0 | 0 | 0 | 0 | 0 | 0 | 0 | 0 | 0 | 0 | 0 | 0 | 0 | 0 | 0 | 0 | 0 | 0 | 0 | 0 | 0 | 0 | 0 | 0 | 0 | 0 | 0 | 0 | 0 | 0 | 0 | 0 | 0 | 0 | 0 | 0 | 0 | 0 | 0 | 0 | 0 | 0 | 0 | 0 | 0 | 0 | 0 | 0 | 0 | 0 | 0 | 0 | 0 | 0 | 0 | 0 | 0 | 0 | 0 | 0 | 0 | 0 | 0 | 0
|  | LNC7 | Desalination (brackish) on Trent between Gainsborough and the Humber (10 Ml/d) | Capex | M&E (Mechanical and Electrical) Works on Pumping Stations and Treatment Works | 15 | Fixed | 0 | 0 | 0 | 0 | 0 | 0 | 4.5153 | 12.4094 | 19.8955 | 11.3035 | 0 | 0 | 0 | 0 | 0 | 0 | 0 | 0 | 0 | 0 | 0 | 0 | 0 | 0 | 0 | 0 | 0 | 0 | 0 | 0 | 0 | 0 | 0 | 0 | 0 | 0 | 0 | 0 | 0 | 0 | 0 | 0 | 0 | 0 | 0 | 0 | 0 | 0 | 0 | 0 | 0 | 0 | 0 | 0 | 0 | 0 | 0 | 0 | 0 | 0 | 0 | 0 | 0 | 0 | 0 | 0 | 0 | 0 | 0 | 0 | 0 | 0 | 0 | 0 | 0 | 0 | 0 | 0 | 0 | 0 | 0 | 0 | 0 | 0 | 0 | 0
|  | LNC7 | Desalination (brackish) on Trent between Gainsborough and the Humber (10 Ml/d) | Capex | Pipelines | 200 | Fixed | 0 | 0 | 0 | 0 | 0 | 0 | 6.4275 | 17.573 | 27.5588 | 15.0916 | 0 | 0 | 0 | 0 | 0 | 0 | 0 | 0 | 0 | 0 | 0 | 0 | 0 | 0 | 0 | 0 | 0 | 0 | 0 | 0 | 0 | 0 | 0 | 0 | 0 | 0 | 0 | 0 | 0 | 0 | 0 | 0 | 0 | 0 | 0 | 0 | 0 | 0 | 0 | 0 | 0 | 0 | 0 | 0 | 0 | 0 | 0 | 0 | 0 | 0 | 0 | 0 | 0 | 0 | 0 | 0 | 0 | 0 | 0 | 0 | 0 | 0 | 0 | 0 | 0 | 0 | 0 | 0 | 0 | 0 | 0 | 0 | 0 | 0 | 0 | 0
|  | LNC7 | Desalination (brackish) on Trent between Gainsborough and the Humber (10 Ml/d) | Capex | Planning and Development (Non depreciating) | 0 | Fixed | 0 | 0 | 0 | 0 | 0 | 0 | 0.032597 | 0.089737 | 0.14489 | 0.08325 | 0 | 0 | 0 | 0 | 0 | 0 | 0 | 0 | 0 | 0 | 0 | 0 | 0 | 0 | 0 | 0 | 0 | 0 | 0 | 0 | 0 | 0 | 0 | 0 | 0 | 0 | 0 | 0 | 0 | 0 | 0 | 0 | 0 | 0 | 0 | 0 | 0 | 0 | 0 | 0 | 0 | 0 | 0 | 0 | 0 | 0 | 0 | 0 | 0 | 0 | 0 | 0 | 0 | 0 | 0 | 0 | 0 | 0 | 0 | 0 | 0 | 0 | 0 | 0 | 0 | 0 | 0 | 0 | 0 | 0 | 0 | 0 | 0 | 0 | 0 | 0
|  | LNC7 | Desalination (brackish) on Trent between Gainsborough and the Humber (10 Ml/d) | Opex | Cost |  | Fixed | 0 | 0 | 0 | 0 | 0 | 0 | 0 | 0 | 0 | 0.32688 | 2.2866 | 3.9195 | 3.9195 | 3.9195 | 3.9195 | 3.9195 | 3.9195 | 3.9195 | 3.9195 | 3.9195 | 3.9195 | 3.9195 | 3.9195 | 3.9195 | 3.9195 | 3.9195 | 3.9195 | 3.9195 | 3.9195 | 3.9195 | 3.9195 | 3.9195 | 3.9195 | 3.9195 | 3.9195 | 3.9195 | 3.9195 | 3.9195 | 3.9195 | 3.9195 | 3.9195 | 3.9195 | 3.9195 | 3.9195 | 3.9195 | 3.9195 | 3.9195 | 3.9195 | 3.9195 | 3.9195 | 3.9195 | 3.9195 | 3.9195 | 3.9195 | 3.9195 | 3.9195 | 3.9195 | 3.9195 | 3.9195 | 3.9195 | 3.9195 | 3.9195 | 3.9195 | 3.9195 | 3.9195 | 3.9195 | 3.9195 | 3.9195 | 3.9195 | 3.9195 | 3.9195 | 3.9195 | 3.9195 | 3.9195 | 3.9195 | 3.9195 | 3.9195 | 3.9195 | 3.9195 | 3.9195 | 3.9195 | 3.9195 | 3.9195 | 3.9195 | 3.9195 | 3.9195
|  | LNC7 | Desalination (brackish) on Trent between Gainsborough and the Humber (10 Ml/d) | Opex | Cost |  | Variable | 0 | 0 | 0 | 0 | 0 | 0 | 0 | 0 | 0 | 0.017849 | 0.090378 | 0.14506 | 0.14506 | 0.14506 | 0.14506 | 0.14506 | 0.14506 | 0.14506 | 0.14506 | 0.14506 | 0.14506 | 0.14506 | 0.14506 | 0.14506 | 0.14506 | 0.14506 | 0.14506 | 0.14506 | 0.14506 | 0.14506 | 0.14506 | 0.14506 | 0.14506 | 0.14506 | 0.14506 | 0.14506 | 0.14506 | 0.14506 | 0.14506 | 0.14506 | 0.14506 | 0.14506 | 0.14506 | 0.14506 | 0.14506 | 0.14506 | 0.14506 | 0.14506 | 0.14506 | 0.14506 | 0.14506 | 0.14506 | 0.14506 | 0.14506 | 0.14506 | 0.14506 | 0.14506 | 0.14506 | 0.14506 | 0.14506 | 0.14506 | 0.14506 | 0.14506 | 0.14506 | 0.14506 | 0.14506 | 0.14506 | 0.14506 | 0.14506 | 0.14506 | 0.14506 | 0.14506 | 0.14506 | 0.14506 | 0.14506 | 0.14506 | 0.14506 | 0.14506 | 0.14506 | 0.14506 | 0.14506 | 0.14506 | 0.14506 | 0.14506 | 0.14506 | 0.14506
|  | LNC8 | Desalination (brackish) on Trent between Gainsborough and the Humber (25 Ml/d) | Capex | Civils | 20 | Fixed | 0 | 0 | 0 | 0 | 0 | 0 | 0 | 0 | 0 | 0 | 0 | 0 | 0 | 0 | 0 | 0 | 0 | 0 | 0 | 0 | 0 | 0 | 0 | 0 | 0 | 0 | 0 | 0 | 0 | 0 | 0 | 0 | 0 | 0 | 0 | 0 | 0 | 0 | 0 | 0 | 0 | 0 | 0 | 0 | 0 | 0 | 0 | 0 | 0 | 0 | 0 | 0 | 0 | 0 | 0 | 0 | 0 | 0 | 0 | 0 | 0 | 0 | 0 | 0 | 0 | 0 | 0 | 0 | 0 | 0 | 0 | 0 | 0 | 0 | 0 | 0 | 0 | 0 | 0 | 0 | 0 | 0 | 0 | 0 | 0 | 0
|  | LNC8 | Desalination (brackish) on Trent between Gainsborough and the Humber (25 Ml/d) | Capex | Civils | 50 | Fixed | 0 | 0 | 0 | 0 | 0 | 0 | 12.0368 | 33.1191 | 53.3574 | 30.5525 | 0 | 0 | 0 | 0 | 0 | 0 | 0 | 0 | 0 | 0 | 0 | 0 | 0 | 0 | 0 | 0 | 0 | 0 | 0 | 0 | 0 | 0 | 0 | 0 | 0 | 0 | 0 | 0 | 0 | 0 | 0 | 0 | 0 | 0 | 0 | 0 | 0 | 0 | 0 | 0 | 0 | 0 | 0 | 0 | 0 | 0 | 0 | 0 | 0 | 0 | 0 | 0 | 0 | 0 | 0 | 0 | 0 | 0 | 0 | 0 | 0 | 0 | 0 | 0 | 0 | 0 | 0 | 0 | 0 | 0 | 0 | 0 | 0 | 0 | 0 | 0
|  | LNC8 | Desalination (brackish) on Trent between Gainsborough and the Humber (25 Ml/d) | Capex | ICA (Instrumentation, Control & Automation) | 7 | Fixed | 0 | 0 | 0 | 0 | 0 | 0 | 0.42755 | 1.1768 | 1.8984 | 1.0893 | 0 | 0 | 0 | 0 | 0 | 0 | 0 | 0 | 0 | 0 | 0 | 0 | 0 | 0 | 0 | 0 | 0 | 0 | 0 | 0 | 0 | 0 | 0 | 0 | 0 | 0 | 0 | 0 | 0 | 0 | 0 | 0 | 0 | 0 | 0 | 0 | 0 | 0 | 0 | 0 | 0 | 0 | 0 | 0 | 0 | 0 | 0 | 0 | 0 | 0 | 0 | 0 | 0 | 0 | 0 | 0 | 0 | 0 | 0 | 0 | 0 | 0 | 0 | 0 | 0 | 0 | 0 | 0 | 0 | 0 | 0 | 0 | 0 | 0 | 0 | 0
|  | LNC8 | Desalination (brackish) on Trent between Gainsborough and the Humber (25 Ml/d) | Capex | M&E (Mechanical and Electrical) Works on Pumping Stations and Treatment Works | 15 | Fixed | 0 | 0 | 0 | 0 | 0 | 0 | 6.747 | 18.5232 | 29.5662 | 16.6771 | 0 | 0 | 0 | 0 | 0 | 0 | 0 | 0 | 0 | 0 | 0 | 0 | 0 | 0 | 0 | 0 | 0 | 0 | 0 | 0 | 0 | 0 | 0 | 0 | 0 | 0 | 0 | 0 | 0 | 0 | 0 | 0 | 0 | 0 | 0 | 0 | 0 | 0 | 0 | 0 | 0 | 0 | 0 | 0 | 0 | 0 | 0 | 0 | 0 | 0 | 0 | 0 | 0 | 0 | 0 | 0 | 0 | 0 | 0 | 0 | 0 | 0 | 0 | 0 | 0 | 0 | 0 | 0 | 0 | 0 | 0 | 0 | 0 | 0 | 0 | 0
|  | LNC8 | Desalination (brackish) on Trent between Gainsborough and the Humber (25 Ml/d) | Capex | Pipelines | 200 | Fixed | 0 | 0 | 0 | 0 | 0 | 0 | 7.3084 | 19.9849 | 31.3654 | 17.1988 | 0 | 0 | 0 | 0 | 0 | 0 | 0 | 0 | 0 | 0 | 0 | 0 | 0 | 0 | 0 | 0 | 0 | 0 | 0 | 0 | 0 | 0 | 0 | 0 | 0 | 0 | 0 | 0 | 0 | 0 | 0 | 0 | 0 | 0 | 0 | 0 | 0 | 0 | 0 | 0 | 0 | 0 | 0 | 0 | 0 | 0 | 0 | 0 | 0 | 0 | 0 | 0 | 0 | 0 | 0 | 0 | 0 | 0 | 0 | 0 | 0 | 0 | 0 | 0 | 0 | 0 | 0 | 0 | 0 | 0 | 0 | 0 | 0 | 0 | 0 | 0
|  | LNC8 | Desalination (brackish) on Trent between Gainsborough and the Humber (25 Ml/d) | Capex | Planning and Development (Non depreciating) | 0 | Fixed | 0 | 0 | 0 | 0 | 0 | 0 | 0.032441 | 0.089307 | 0.14419 | 0.082851 | 0 | 0 | 0 | 0 | 0 | 0 | 0 | 0 | 0 | 0 | 0 | 0 | 0 | 0 | 0 | 0 | 0 | 0 | 0 | 0 | 0 | 0 | 0 | 0 | 0 | 0 | 0 | 0 | 0 | 0 | 0 | 0 | 0 | 0 | 0 | 0 | 0 | 0 | 0 | 0 | 0 | 0 | 0 | 0 | 0 | 0 | 0 | 0 | 0 | 0 | 0 | 0 | 0 | 0 | 0 | 0 | 0 | 0 | 0 | 0 | 0 | 0 | 0 | 0 | 0 | 0 | 0 | 0 | 0 | 0 | 0 | 0 | 0 | 0 | 0 | 0
|  | LNC8 | Desalination (brackish) on Trent between Gainsborough and the Humber (25 Ml/d) | Opex | Cost |  | Fixed | 0 | 0 | 0 | 0 | 0 | 0 | 0 | 0 | 0 | 0.66539 | 4.6556 | 7.9803 | 7.9803 | 7.9803 | 7.9803 | 7.9803 | 7.9803 | 7.9803 | 7.9803 | 7.9803 | 7.9803 | 7.9803 | 7.9803 | 7.9803 | 7.9803 | 7.9803 | 7.9803 | 7.9803 | 7.9803 | 7.9803 | 7.9803 | 7.9803 | 7.9803 | 7.9803 | 7.9803 | 7.9803 | 7.9803 | 7.9803 | 7.9803 | 7.9803 | 7.9803 | 7.9803 | 7.9803 | 7.9803 | 7.9803 | 7.9803 | 7.9803 | 7.9803 | 7.9803 | 7.9803 | 7.9803 | 7.9803 | 7.9803 | 7.9803 | 7.9803 | 7.9803 | 7.9803 | 7.9803 | 7.9803 | 7.9803 | 7.9803 | 7.9803 | 7.9803 | 7.9803 | 7.9803 | 7.9803 | 7.9803 | 7.9803 | 7.9803 | 7.9803 | 7.9803 | 7.9803 | 7.9803 | 7.9803 | 7.9803 | 7.9803 | 7.9803 | 7.9803 | 7.9803 | 7.9803 | 7.9803 | 7.9803 | 7.9803 | 7.9803 | 7.9803 | 7.9803
|  | LNC8 | Desalination (brackish) on Trent between Gainsborough and the Humber (25 Ml/d) | Opex | Cost |  | Variable | 0 | 0 | 0 | 0 | 0 | 0 | 0 | 0 | 0 | 0.050827 | 0.25529 | 0.40892 | 0.40892 | 0.40892 | 0.40892 | 0.40892 | 0.40892 | 0.40892 | 0.40892 | 0.40892 | 0.40892 | 0.40892 | 0.40892 | 0.40892 | 0.40892 | 0.40892 | 0.40892 | 0.40892 | 0.40892 | 0.40892 | 0.40892 | 0.40892 | 0.40892 | 0.40892 | 0.40892 | 0.40892 | 0.40892 | 0.40892 | 0.40892 | 0.40892 | 0.40892 | 0.40892 | 0.40892 | 0.40892 | 0.40892 | 0.40892 | 0.40892 | 0.40892 | 0.40892 | 0.40892 | 0.40892 | 0.40892 | 0.40892 | 0.40892 | 0.40892 | 0.40892 | 0.40892 | 0.40892 | 0.40892 | 0.40892 | 0.40892 | 0.40892 | 0.40892 | 0.40892 | 0.40892 | 0.40892 | 0.40892 | 0.40892 | 0.40892 | 0.40892 | 0.40892 | 0.40892 | 0.40892 | 0.40892 | 0.40892 | 0.40892 | 0.40892 | 0.40892 | 0.40892 | 0.40892 | 0.40892 | 0.40892 | 0.40892 | 0.40892 | 0.40892 | 0.40892
|  | LNE1 | Ingoldmells to Covenham via River Eau (with additional treatment at Covenham) | Capex | Civils | 20 | Fixed | 0 | 0 | 0 | 0 | 0 | 0 | 0 | 0 | 0 | 0 | 0 | 0 | 0 | 0 | 0 | 0 | 0 | 0 | 0 | 0 | 0 | 0 | 0 | 0 | 0 | 0 | 0 | 0 | 0 | 0 | 0 | 0 | 0 | 0 | 0 | 0 | 0 | 0 | 0 | 0 | 0 | 0 | 0 | 0 | 0 | 0 | 0 | 0 | 0 | 0 | 0 | 0 | 0 | 0 | 0 | 0 | 0 | 0 | 0 | 0 | 0 | 0 | 0 | 0 | 0 | 0 | 0 | 0 | 0 | 0 | 0 | 0 | 0 | 0 | 0 | 0 | 0 | 0 | 0 | 0 | 0 | 0 | 0 | 0 | 0 | 0
|  | LNE1 | Ingoldmells to Covenham via River Eau (with additional treatment at Covenham) | Capex | Civils | 50 | Fixed | 0 | 0 | 0 | 0 | 0 | 0 | 8.9935 | 24.7378 | 39.803 | 22.7442 | 0 | 0 | 0 | 0 | 0 | 0 | 0 | 0 | 0 | 0 | 0 | 0 | 0 | 0 | 0 | 0 | 0 | 0 | 0 | 0 | 0 | 0 | 0 | 0 | 0 | 0 | 0 | 0 | 0 | 0 | 0 | 0 | 0 | 0 | 0 | 0 | 0 | 0 | 0 | 0 | 0 | 0 | 0 | 0 | 0 | 0 | 0 | 0 | 0 | 0 | 0 | 0 | 0 | 0 | 0 | 0 | 0 | 0 | 0 | 0 | 0 | 0 | 0 | 0 | 0 | 0 | 0 | 0 | 0 | 0 | 0 | 0 | 0 | 0 | 0 | 0
|  | LNE1 | Ingoldmells to Covenham via River Eau (with additional treatment at Covenham) | Capex | ICA (Instrumentation, Control & Automation) | 7 | Fixed | 0 | 0 | 0 | 0 | 0 | 0 | 0.31224 | 0.85875 | 1.3811 | 0.78854 | 0 | 0 | 0 | 0 | 0 | 0 | 0 | 0 | 0 | 0 | 0 | 0 | 0 | 0 | 0 | 0 | 0 | 0 | 0 | 0 | 0 | 0 | 0 | 0 | 0 | 0 | 0 | 0 | 0 | 0 | 0 | 0 | 0 | 0 | 0 | 0 | 0 | 0 | 0 | 0 | 0 | 0 | 0 | 0 | 0 | 0 | 0 | 0 | 0 | 0 | 0 | 0 | 0 | 0 | 0 | 0 | 0 | 0 | 0 | 0 | 0 | 0 | 0 | 0 | 0 | 0 | 0 | 0 | 0 | 0 | 0 | 0 | 0 | 0 | 0 | 0
|  | LNE1 | Ingoldmells to Covenham via River Eau (with additional treatment at Covenham) | Capex | M&E (Mechanical and Electrical) Works on Pumping Stations and Treatment Works | 15 | Fixed | 0 | 0 | 0 | 0 | 0 | 0 | 6.6047 | 18.1592 | 29.1645 | 16.6161 | 0 | 0 | 0 | 0 | 0 | 0 | 0 | 0 | 0 | 0 | 0 | 0 | 0 | 0 | 0 | 0 | 0 | 0 | 0 | 0 | 0 | 0 | 0 | 0 | 0 | 0 | 0 | 0 | 0 | 0 | 0 | 0 | 0 | 0 | 0 | 0 | 0 | 0 | 0 | 0 | 0 | 0 | 0 | 0 | 0 | 0 | 0 | 0 | 0 | 0 | 0 | 0 | 0 | 0 | 0 | 0 | 0 | 0 | 0 | 0 | 0 | 0 | 0 | 0 | 0 | 0 | 0 | 0 | 0 | 0 | 0 | 0 | 0 | 0 | 0 | 0
|  | LNE1 | Ingoldmells to Covenham via River Eau (with additional treatment at Covenham) | Capex | Pipelines | 200 | Fixed | 0 | 0 | 0 | 0 | 0 | 0 | 3.4221 | 9.2637 | 13.9048 | 7.0288 | 0 | 0 | 0 | 0 | 0 | 0 | 0 | 0 | 0 | 0 | 0 | 0 | 0 | 0 | 0 | 0 | 0 | 0 | 0 | 0 | 0 | 0 | 0 | 0 | 0 | 0 | 0 | 0 | 0 | 0 | 0 | 0 | 0 | 0 | 0 | 0 | 0 | 0 | 0 | 0 | 0 | 0 | 0 | 0 | 0 | 0 | 0 | 0 | 0 | 0 | 0 | 0 | 0 | 0 | 0 | 0 | 0 | 0 | 0 | 0 | 0 | 0 | 0 | 0 | 0 | 0 | 0 | 0 | 0 | 0 | 0 | 0 | 0 | 0 | 0 | 0
|  | LNE1 | Ingoldmells to Covenham via River Eau (with additional treatment at Covenham) | Capex | Planning and Development (Non depreciating) | 0 | Fixed | 0 | 0 | 0 | 0 | 0 | 0 | 0 | 0 | 0 | 0 | 0 | 0 | 0 | 0 | 0 | 0 | 0 | 0 | 0 | 0 | 0 | 0 | 0 | 0 | 0 | 0 | 0 | 0 | 0 | 0 | 0 | 0 | 0 | 0 | 0 | 0 | 0 | 0 | 0 | 0 | 0 | 0 | 0 | 0 | 0 | 0 | 0 | 0 | 0 | 0 | 0 | 0 | 0 | 0 | 0 | 0 | 0 | 0 | 0 | 0 | 0 | 0 | 0 | 0 | 0 | 0 | 0 | 0 | 0 | 0 | 0 | 0 | 0 | 0 | 0 | 0 | 0 | 0 | 0 | 0 | 0 | 0 | 0 | 0 | 0 | 0
|  | LNE1 | Ingoldmells to Covenham via River Eau (with additional treatment at Covenham) | Opex | Cost |  | Fixed | 0 | 0 | 0 | 0 | 0 | 0 | 0 | 0 | 0 | 0.72376 | 4.5813 | 7.715 | 7.715 | 7.715 | 7.715 | 7.715 | 7.715 | 7.715 | 7.715 | 7.715 | 7.715 | 7.715 | 7.715 | 7.715 | 7.715 | 7.715 | 7.715 | 7.715 | 7.715 | 7.715 | 7.715 | 7.715 | 7.715 | 7.715 | 7.715 | 7.715 | 7.715 | 7.715 | 7.715 | 7.715 | 7.715 | 7.715 | 7.715 | 7.715 | 7.715 | 7.715 | 7.715 | 7.715 | 7.715 | 7.715 | 7.715 | 7.715 | 7.715 | 7.715 | 7.715 | 7.715 | 7.715 | 7.715 | 7.715 | 7.715 | 7.715 | 7.715 | 7.715 | 7.715 | 7.715 | 7.715 | 7.715 | 7.715 | 7.715 | 7.715 | 7.715 | 7.715 | 7.715 | 7.715 | 7.715 | 7.715 | 7.715 | 7.715 | 7.715 | 7.715 | 7.715 | 7.715 | 7.715 | 7.715 | 7.715 | 7.715
|  | LNE1 | Ingoldmells to Covenham via River Eau (with additional treatment at Covenham) | Opex | Cost |  | Variable | 0 | 0 | 0 | 0 | 0 | 0 | 0 | 0 | 0 | 0.052541 | 0.26366 | 0.42224 | 0.42224 | 0.42224 | 0.42224 | 0.42224 | 0.42224 | 0.42224 | 0.42224 | 0.42224 | 0.42224 | 0.42224 | 0.42224 | 0.42224 | 0.42224 | 0.42224 | 0.42224 | 0.42224 | 0.42224 | 0.42224 | 0.42224 | 0.42224 | 0.42224 | 0.42224 | 0.42224 | 0.42224 | 0.42224 | 0.42224 | 0.42224 | 0.42224 | 0.42224 | 0.42224 | 0.42224 | 0.42224 | 0.42224 | 0.42224 | 0.42224 | 0.42224 | 0.42224 | 0.42224 | 0.42224 | 0.42224 | 0.42224 | 0.42224 | 0.42224 | 0.42224 | 0.42224 | 0.42224 | 0.42224 | 0.42224 | 0.42224 | 0.42224 | 0.42224 | 0.42224 | 0.42224 | 0.42224 | 0.42224 | 0.42224 | 0.42224 | 0.42224 | 0.42224 | 0.42224 | 0.42224 | 0.42224 | 0.42224 | 0.42224 | 0.42224 | 0.42224 | 0.42224 | 0.42224 | 0.42224 | 0.42224 | 0.42224 | 0.42224 | 0.42224 | 0.42224
|  | LNE4 | Immingham Sea Tankering | Capex | Civils | 20 | Fixed | 0 | 0 | 0 | 0 | 0 | 0 | 0 | 0 | 0 | 0 | 0 | 0 | 0 | 0 | 0 | 0 | 0 | 0 | 0 | 0 | 0 | 0 | 0 | 0 | 0 | 0 | 0 | 0 | 0 | 0 | 0 | 0 | 0 | 0 | 0 | 0 | 0 | 0 | 0 | 0 | 0 | 0 | 0 | 0 | 0 | 0 | 0 | 0 | 0 | 0 | 0 | 0 | 0 | 0 | 0 | 0 | 0 | 0 | 0 | 0 | 0 | 0 | 0 | 0 | 0 | 0 | 0 | 0 | 0 | 0 | 0 | 0 | 0 | 0 | 0 | 0 | 0 | 0 | 0 | 0 | 0 | 0 | 0 | 0 | 0 | 0
|  | LNE4 | Immingham Sea Tankering | Capex | Civils | 50 | Fixed | 0 | 0 | 0 | 0 | 0 | 0 | 4.6009 | 12.6515 | 20.3292 | 11.5918 | 0 | 0 | 0 | 0 | 0 | 0 | 0 | 0 | 0 | 0 | 0 | 0 | 0 | 0 | 0 | 0 | 0 | 0 | 0 | 0 | 0 | 0 | 0 | 0 | 0 | 0 | 0 | 0 | 0 | 0 | 0 | 0 | 0 | 0 | 0 | 0 | 0 | 0 | 0 | 0 | 0 | 0 | 0 | 0 | 0 | 0 | 0 | 0 | 0 | 0 | 0 | 0 | 0 | 0 | 0 | 0 | 0 | 0 | 0 | 0 | 0 | 0 | 0 | 0 | 0 | 0 | 0 | 0 | 0 | 0 | 0 | 0 | 0 | 0 | 0 | 0
|  | LNE4 | Immingham Sea Tankering | Capex | ICA (Instrumentation, Control & Automation) | 7 | Fixed | 0 | 0 | 0 | 0 | 0 | 0 | 0.10805 | 0.29725 | 0.47845 | 0.27357 | 0 | 0 | 0 | 0 | 0 | 0 | 0 | 0 | 0 | 0 | 0 | 0 | 0 | 0 | 0 | 0 | 0 | 0 | 0 | 0 | 0 | 0 | 0 | 0 | 0 | 0 | 0 | 0 | 0 | 0 | 0 | 0 | 0 | 0 | 0 | 0 | 0 | 0 | 0 | 0 | 0 | 0 | 0 | 0 | 0 | 0 | 0 | 0 | 0 | 0 | 0 | 0 | 0 | 0 | 0 | 0 | 0 | 0 | 0 | 0 | 0 | 0 | 0 | 0 | 0 | 0 | 0 | 0 | 0 | 0 | 0 | 0 | 0 | 0 | 0 | 0
|  | LNE4 | Immingham Sea Tankering | Capex | M&E (Mechanical and Electrical) Works on Pumping Stations and Treatment Works | 15 | Fixed | 0 | 0 | 0 | 0 | 0 | 0 | 1.254 | 3.4101 | 5.2237 | 2.7438 | 0 | 0 | 0 | 0 | 0 | 0 | 0 | 0 | 0 | 0 | 0 | 0 | 0 | 0 | 0 | 0 | 0 | 0 | 0 | 0 | 0 | 0 | 0 | 0 | 0 | 0 | 0 | 0 | 0 | 0 | 0 | 0 | 0 | 0 | 0 | 0 | 0 | 0 | 0 | 0 | 0 | 0 | 0 | 0 | 0 | 0 | 0 | 0 | 0 | 0 | 0 | 0 | 0 | 0 | 0 | 0 | 0 | 0 | 0 | 0 | 0 | 0 | 0 | 0 | 0 | 0 | 0 | 0 | 0 | 0 | 0 | 0 | 0 | 0 | 0 | 0
|  | LNE4 | Immingham Sea Tankering | Capex | Pipelines | 200 | Fixed | 0 | 0 | 0 | 0 | 0 | 0 | 3.8326 | 10.3537 | 15.396 | 7.6404 | 0 | 0 | 0 | 0 | 0 | 0 | 0 | 0 | 0 | 0 | 0 | 0 | 0 | 0 | 0 | 0 | 0 | 0 | 0 | 0 | 0 | 0 | 0 | 0 | 0 | 0 | 0 | 0 | 0 | 0 | 0 | 0 | 0 | 0 | 0 | 0 | 0 | 0 | 0 | 0 | 0 | 0 | 0 | 0 | 0 | 0 | 0 | 0 | 0 | 0 | 0 | 0 | 0 | 0 | 0 | 0 | 0 | 0 | 0 | 0 | 0 | 0 | 0 | 0 | 0 | 0 | 0 | 0 | 0 | 0 | 0 | 0 | 0 | 0 | 0 | 0
|  | LNE4 | Immingham Sea Tankering | Capex | Planning and Development (Non depreciating) | 0 | Fixed | 0 | 0 | 0 | 0 | 0 | 0 | 0 | 0 | 0 | 0 | 0 | 0 | 0 | 0 | 0 | 0 | 0 | 0 | 0 | 0 | 0 | 0 | 0 | 0 | 0 | 0 | 0 | 0 | 0 | 0 | 0 | 0 | 0 | 0 | 0 | 0 | 0 | 0 | 0 | 0 | 0 | 0 | 0 | 0 | 0 | 0 | 0 | 0 | 0 | 0 | 0 | 0 | 0 | 0 | 0 | 0 | 0 | 0 | 0 | 0 | 0 | 0 | 0 | 0 | 0 | 0 | 0 | 0 | 0 | 0 | 0 | 0 | 0 | 0 | 0 | 0 | 0 | 0 | 0 | 0 | 0 | 0 | 0 | 0 | 0 | 0
|  | LNE4 | Immingham Sea Tankering | Opex | Cost |  | Fixed | 0 | 0 | 0 | 0 | 0 | 0 | 0 | 0 | 0 | 3.116 | 21.8098 | 37.3875 | 37.3875 | 37.3875 | 37.3875 | 37.3875 | 37.3875 | 37.3875 | 37.3875 | 37.3875 | 37.3875 | 37.3875 | 37.3875 | 37.3875 | 37.3875 | 37.3875 | 37.3875 | 37.3875 | 37.3875 | 37.3875 | 37.3875 | 37.3875 | 37.3875 | 37.3875 | 37.3875 | 37.3875 | 37.3875 | 37.3875 | 37.3875 | 37.3875 | 37.3875 | 37.3875 | 37.3875 | 37.3875 | 37.3875 | 37.3875 | 37.3875 | 37.3875 | 37.3875 | 37.3875 | 37.3875 | 37.3875 | 37.3875 | 37.3875 | 37.3875 | 37.3875 | 37.3875 | 37.3875 | 37.3875 | 37.3875 | 37.3875 | 37.3875 | 37.3875 | 37.3875 | 37.3875 | 37.3875 | 37.3875 | 37.3875 | 37.3875 | 37.3875 | 37.3875 | 37.3875 | 37.3875 | 37.3875 | 37.3875 | 37.3875 | 37.3875 | 37.3875 | 37.3875 | 37.3875 | 37.3875 | 37.3875 | 37.3875 | 37.3875 | 37.3875 | 37.3875
|  | LNE4 | Immingham Sea Tankering | Opex | Cost |  | Variable | 0 | 0 | 0 | 0 | 0 | 0 | 0 | 0 | 0 | 0.040795 | 0.20411 | 0.32664 | 0.32664 | 0.32664 | 0.32664 | 0.32664 | 0.32664 | 0.32664 | 0.32664 | 0.32664 | 0.32664 | 0.32664 | 0.32664 | 0.32664 | 0.32664 | 0.32664 | 0.32664 | 0.32664 | 0.32664 | 0.32664 | 0.32664 | 0.32664 | 0.32664 | 0.32664 | 0.32664 | 0.32664 | 0.32664 | 0.32664 | 0.32664 | 0.32664 | 0.32664 | 0.32664 | 0.32664 | 0.32664 | 0.32664 | 0.32664 | 0.32664 | 0.32664 | 0.32664 | 0.32664 | 0.32664 | 0.32664 | 0.32664 | 0.32664 | 0.32664 | 0.32664 | 0.32664 | 0.32664 | 0.32664 | 0.32664 | 0.32664 | 0.32664 | 0.32664 | 0.32664 | 0.32664 | 0.32664 | 0.32664 | 0.32664 | 0.32664 | 0.32664 | 0.32664 | 0.32664 | 0.32664 | 0.32664 | 0.32664 | 0.32664 | 0.32664 | 0.32664 | 0.32664 | 0.32664 | 0.32664 | 0.32664 | 0.32664 | 0.32664 | 0.32664 | 0.32664
|  | LNE5 | Mablethorpe desalination Seawater (25 Ml/d) | Capex | Civils | 20 | Fixed | 0 | 0 | 0 | 0 | 0 | 0 | 0 | 0 | 0 | 0 | 0 | 0 | 0 | 0 | 0 | 0 | 0 | 0 | 0 | 0 | 0 | 0 | 0 | 0 | 0 | 0 | 0 | 0 | 0 | 0 | 0 | 0 | 0 | 0 | 0 | 0 | 0 | 0 | 0 | 0 | 0 | 0 | 0 | 0 | 0 | 0 | 0 | 0 | 0 | 0 | 0 | 0 | 0 | 0 | 0 | 0 | 0 | 0 | 0 | 0 | 0 | 0 | 0 | 0 | 0 | 0 | 0 | 0 | 0 | 0 | 0 | 0 | 0 | 0 | 0 | 0 | 0 | 0 | 0 | 0 | 0 | 0 | 0 | 0 | 0 | 0
|  | LNE5 | Mablethorpe desalination Seawater (25 Ml/d) | Capex | Civils | 50 | Fixed | 0 | 0 | 0 | 0 | 0 | 0 | 17.9214 | 49.3161 | 79.4898 | 45.5505 | 0 | 0 | 0 | 0 | 0 | 0 | 0 | 0 | 0 | 0 | 0 | 0 | 0 | 0 | 0 | 0 | 0 | 0 | 0 | 0 | 0 | 0 | 0 | 0 | 0 | 0 | 0 | 0 | 0 | 0 | 0 | 0 | 0 | 0 | 0 | 0 | 0 | 0 | 0 | 0 | 0 | 0 | 0 | 0 | 0 | 0 | 0 | 0 | 0 | 0 | 0 | 0 | 0 | 0 | 0 | 0 | 0 | 0 | 0 | 0 | 0 | 0 | 0 | 0 | 0 | 0 | 0 | 0 | 0 | 0 | 0 | 0 | 0 | 0 | 0 | 0
|  | LNE5 | Mablethorpe desalination Seawater (25 Ml/d) | Capex | ICA (Instrumentation, Control & Automation) | 7 | Fixed | 0 | 0 | 0 | 0 | 0 | 0 | 0.4117 | 1.1331 | 1.8273 | 1.048 | 0 | 0 | 0 | 0 | 0 | 0 | 0 | 0 | 0 | 0 | 0 | 0 | 0 | 0 | 0 | 0 | 0 | 0 | 0 | 0 | 0 | 0 | 0 | 0 | 0 | 0 | 0 | 0 | 0 | 0 | 0 | 0 | 0 | 0 | 0 | 0 | 0 | 0 | 0 | 0 | 0 | 0 | 0 | 0 | 0 | 0 | 0 | 0 | 0 | 0 | 0 | 0 | 0 | 0 | 0 | 0 | 0 | 0 | 0 | 0 | 0 | 0 | 0 | 0 | 0 | 0 | 0 | 0 | 0 | 0 | 0 | 0 | 0 | 0 | 0 | 0
|  | LNE5 | Mablethorpe desalination Seawater (25 Ml/d) | Capex | M&E (Mechanical and Electrical) Works on Pumping Stations and Treatment Works | 15 | Fixed | 0 | 0 | 0 | 0 | 0 | 0 | 13.7242 | 37.7267 | 60.5439 | 34.451 | 0 | 0 | 0 | 0 | 0 | 0 | 0 | 0 | 0 | 0 | 0 | 0 | 0 | 0 | 0 | 0 | 0 | 0 | 0 | 0 | 0 | 0 | 0 | 0 | 0 | 0 | 0 | 0 | 0 | 0 | 0 | 0 | 0 | 0 | 0 | 0 | 0 | 0 | 0 | 0 | 0 | 0 | 0 | 0 | 0 | 0 | 0 | 0 | 0 | 0 | 0 | 0 | 0 | 0 | 0 | 0 | 0 | 0 | 0 | 0 | 0 | 0 | 0 | 0 | 0 | 0 | 0 | 0 | 0 | 0 | 0 | 0 | 0 | 0 | 0 | 0
|  | LNE5 | Mablethorpe desalination Seawater (25 Ml/d) | Capex | Pipelines | 200 | Fixed | 0 | 0 | 0 | 0 | 0 | 0 | 13.607 | 36.8137 | 55.115 | 27.7208 | 0 | 0 | 0 | 0 | 0 | 0 | 0 | 0 | 0 | 0 | 0 | 0 | 0 | 0 | 0 | 0 | 0 | 0 | 0 | 0 | 0 | 0 | 0 | 0 | 0 | 0 | 0 | 0 | 0 | 0 | 0 | 0 | 0 | 0 | 0 | 0 | 0 | 0 | 0 | 0 | 0 | 0 | 0 | 0 | 0 | 0 | 0 | 0 | 0 | 0 | 0 | 0 | 0 | 0 | 0 | 0 | 0 | 0 | 0 | 0 | 0 | 0 | 0 | 0 | 0 | 0 | 0 | 0 | 0 | 0 | 0 | 0 | 0 | 0 | 0 | 0
|  | LNE5 | Mablethorpe desalination Seawater (25 Ml/d) | Capex | Planning and Development (Non depreciating) | 0 | Fixed | 0 | 0 | 0 | 0 | 0 | 0 | 0.03682 | 0.10136 | 0.16366 | 0.094036 | 0 | 0 | 0 | 0 | 0 | 0 | 0 | 0 | 0 | 0 | 0 | 0 | 0 | 0 | 0 | 0 | 0 | 0 | 0 | 0 | 0 | 0 | 0 | 0 | 0 | 0 | 0 | 0 | 0 | 0 | 0 | 0 | 0 | 0 | 0 | 0 | 0 | 0 | 0 | 0 | 0 | 0 | 0 | 0 | 0 | 0 | 0 | 0 | 0 | 0 | 0 | 0 | 0 | 0 | 0 | 0 | 0 | 0 | 0 | 0 | 0 | 0 | 0 | 0 | 0 | 0 | 0 | 0 | 0 | 0 | 0 | 0 | 0 | 0 | 0 | 0
|  | LNE5 | Mablethorpe desalination Seawater (25 Ml/d) | Opex | Cost |  | Fixed | 0 | 0 | 0 | 0 | 0 | 0 | 0 | 0 | 0 | 1.0213 | 7.1415 | 12.2404 | 12.2404 | 12.2404 | 12.2404 | 12.2404 | 12.2404 | 12.2404 | 12.2404 | 12.2404 | 12.2404 | 12.2404 | 12.2404 | 12.2404 | 12.2404 | 12.2404 | 12.2404 | 12.2404 | 12.2404 | 12.2404 | 12.2404 | 12.2404 | 12.2404 | 12.2404 | 12.2404 | 12.2404 | 12.2404 | 12.2404 | 12.2404 | 12.2404 | 12.2404 | 12.2404 | 12.2404 | 12.2404 | 12.2404 | 12.2404 | 12.2404 | 12.2404 | 12.2404 | 12.2404 | 12.2404 | 12.2404 | 12.2404 | 12.2404 | 12.2404 | 12.2404 | 12.2404 | 12.2404 | 12.2404 | 12.2404 | 12.2404 | 12.2404 | 12.2404 | 12.2404 | 12.2404 | 12.2404 | 12.2404 | 12.2404 | 12.2404 | 12.2404 | 12.2404 | 12.2404 | 12.2404 | 12.2404 | 12.2404 | 12.2404 | 12.2404 | 12.2404 | 12.2404 | 12.2404 | 12.2404 | 12.2404 | 12.2404 | 12.2404 | 12.2404 | 12.2404
|  | LNE5 | Mablethorpe desalination Seawater (25 Ml/d) | Opex | Cost |  | Variable | 0 | 0 | 0 | 0 | 0 | 0 | 0 | 0 | 0 | 0.10084 | 0.5698 | 0.93792 | 0.93792 | 0.93792 | 0.93792 | 0.93792 | 0.93792 | 0.93792 | 0.93792 | 0.93792 | 0.93792 | 0.93792 | 0.93792 | 0.93792 | 0.93792 | 0.93792 | 0.93792 | 0.93792 | 0.93792 | 0.93792 | 0.93792 | 0.93792 | 0.93792 | 0.93792 | 0.93792 | 0.93792 | 0.93792 | 0.93792 | 0.93792 | 0.93792 | 0.93792 | 0.93792 | 0.93792 | 0.93792 | 0.93792 | 0.93792 | 0.93792 | 0.93792 | 0.93792 | 0.93792 | 0.93792 | 0.93792 | 0.93792 | 0.93792 | 0.93792 | 0.93792 | 0.93792 | 0.93792 | 0.93792 | 0.93792 | 0.93792 | 0.93792 | 0.93792 | 0.93792 | 0.93792 | 0.93792 | 0.93792 | 0.93792 | 0.93792 | 0.93792 | 0.93792 | 0.93792 | 0.93792 | 0.93792 | 0.93792 | 0.93792 | 0.93792 | 0.93792 | 0.93792 | 0.93792 | 0.93792 | 0.93792 | 0.93792 | 0.93792 | 0.93792 | 0.93792
|  | LNE6 | Mablethorpe desalination Seawater (50 Ml/d) | Capex | Civils | 20 | Fixed | 0 | 0 | 0 | 0 | 0 | 0 | 0 | 0 | 0 | 0 | 0 | 0 | 0 | 0 | 0 | 0 | 0 | 0 | 0 | 0 | 0 | 0 | 0 | 0 | 0 | 0 | 0 | 0 | 0 | 0 | 0 | 0 | 0 | 0 | 0 | 0 | 0 | 0 | 0 | 0 | 0 | 0 | 0 | 0 | 0 | 0 | 0 | 0 | 0 | 0 | 0 | 0 | 0 | 0 | 0 | 0 | 0 | 0 | 0 | 0 | 0 | 0 | 0 | 0 | 0 | 0 | 0 | 0 | 0 | 0 | 0 | 0 | 0 | 0 | 0 | 0 | 0 | 0 | 0 | 0 | 0 | 0 | 0 | 0 | 0 | 0
|  | LNE6 | Mablethorpe desalination Seawater (50 Ml/d) | Capex | Civils | 50 | Fixed | 0 | 0 | 0 | 0 | 0 | 0 | 29.3571 | 80.8043 | 130.3721 | 74.8254 | 0 | 0 | 0 | 0 | 0 | 0 | 0 | 0 | 0 | 0 | 0 | 0 | 0 | 0 | 0 | 0 | 0 | 0 | 0 | 0 | 0 | 0 | 0 | 0 | 0 | 0 | 0 | 0 | 0 | 0 | 0 | 0 | 0 | 0 | 0 | 0 | 0 | 0 | 0 | 0 | 0 | 0 | 0 | 0 | 0 | 0 | 0 | 0 | 0 | 0 | 0 | 0 | 0 | 0 | 0 | 0 | 0 | 0 | 0 | 0 | 0 | 0 | 0 | 0 | 0 | 0 | 0 | 0 | 0 | 0 | 0 | 0 | 0 | 0 | 0 | 0
|  | LNE6 | Mablethorpe desalination Seawater (50 Ml/d) | Capex | ICA (Instrumentation, Control & Automation) | 7 | Fixed | 0 | 0 | 0 | 0 | 0 | 0 | 0.64069 | 1.7636 | 2.846 | 1.6339 | 0 | 0 | 0 | 0 | 0 | 0 | 0 | 0 | 0 | 0 | 0 | 0 | 0 | 0 | 0 | 0 | 0 | 0 | 0 | 0 | 0 | 0 | 0 | 0 | 0 | 0 | 0 | 0 | 0 | 0 | 0 | 0 | 0 | 0 | 0 | 0 | 0 | 0 | 0 | 0 | 0 | 0 | 0 | 0 | 0 | 0 | 0 | 0 | 0 | 0 | 0 | 0 | 0 | 0 | 0 | 0 | 0 | 0 | 0 | 0 | 0 | 0 | 0 | 0 | 0 | 0 | 0 | 0 | 0 | 0 | 0 | 0 | 0 | 0 | 0 | 0
|  | LNE6 | Mablethorpe desalination Seawater (50 Ml/d) | Capex | M&E (Mechanical and Electrical) Works on Pumping Stations and Treatment Works | 15 | Fixed | 0 | 0 | 0 | 0 | 0 | 0 | 18.9985 | 52.2619 | 84.1147 | 48.0881 | 0 | 0 | 0 | 0 | 0 | 0 | 0 | 0 | 0 | 0 | 0 | 0 | 0 | 0 | 0 | 0 | 0 | 0 | 0 | 0 | 0 | 0 | 0 | 0 | 0 | 0 | 0 | 0 | 0 | 0 | 0 | 0 | 0 | 0 | 0 | 0 | 0 | 0 | 0 | 0 | 0 | 0 | 0 | 0 | 0 | 0 | 0 | 0 | 0 | 0 | 0 | 0 | 0 | 0 | 0 | 0 | 0 | 0 | 0 | 0 | 0 | 0 | 0 | 0 | 0 | 0 | 0 | 0 | 0 | 0 | 0 | 0 | 0 | 0 | 0 | 0
|  | LNE6 | Mablethorpe desalination Seawater (50 Ml/d) | Capex | Pipelines | 200 | Fixed | 0 | 0 | 0 | 0 | 0 | 0 | 6.1622 | 16.7266 | 25.4155 | 13.1509 | 0 | 0 | 0 | 0 | 0 | 0 | 0 | 0 | 0 | 0 | 0 | 0 | 0 | 0 | 0 | 0 | 0 | 0 | 0 | 0 | 0 | 0 | 0 | 0 | 0 | 0 | 0 | 0 | 0 | 0 | 0 | 0 | 0 | 0 | 0 | 0 | 0 | 0 | 0 | 0 | 0 | 0 | 0 | 0 | 0 | 0 | 0 | 0 | 0 | 0 | 0 | 0 | 0 | 0 | 0 | 0 | 0 | 0 | 0 | 0 | 0 | 0 | 0 | 0 | 0 | 0 | 0 | 0 | 0 | 0 | 0 | 0 | 0 | 0 | 0 | 0
|  | LNE6 | Mablethorpe desalination Seawater (50 Ml/d) | Capex | Planning and Development (Non depreciating) | 0 | Fixed | 0 | 0 | 0 | 0 | 0 | 0 | 0.036633 | 0.10085 | 0.16282 | 0.093556 | 0 | 0 | 0 | 0 | 0 | 0 | 0 | 0 | 0 | 0 | 0 | 0 | 0 | 0 | 0 | 0 | 0 | 0 | 0 | 0 | 0 | 0 | 0 | 0 | 0 | 0 | 0 | 0 | 0 | 0 | 0 | 0 | 0 | 0 | 0 | 0 | 0 | 0 | 0 | 0 | 0 | 0 | 0 | 0 | 0 | 0 | 0 | 0 | 0 | 0 | 0 | 0 | 0 | 0 | 0 | 0 | 0 | 0 | 0 | 0 | 0 | 0 | 0 | 0 | 0 | 0 | 0 | 0 | 0 | 0 | 0 | 0 | 0 | 0 | 0 | 0
|  | LNE6 | Mablethorpe desalination Seawater (50 Ml/d) | Opex | Cost |  | Fixed | 0 | 0 | 0 | 0 | 0 | 0 | 0 | 0 | 0 | 1.0219 | 7.1508 | 12.2577 | 12.2577 | 12.2577 | 12.2577 | 12.2577 | 12.2577 | 12.2577 | 12.2577 | 12.2577 | 12.2577 | 12.2577 | 12.2577 | 12.2577 | 12.2577 | 12.2577 | 12.2577 | 12.2577 | 12.2577 | 12.2577 | 12.2577 | 12.2577 | 12.2577 | 12.2577 | 12.2577 | 12.2577 | 12.2577 | 12.2577 | 12.2577 | 12.2577 | 12.2577 | 12.2577 | 12.2577 | 12.2577 | 12.2577 | 12.2577 | 12.2577 | 12.2577 | 12.2577 | 12.2577 | 12.2577 | 12.2577 | 12.2577 | 12.2577 | 12.2577 | 12.2577 | 12.2577 | 12.2577 | 12.2577 | 12.2577 | 12.2577 | 12.2577 | 12.2577 | 12.2577 | 12.2577 | 12.2577 | 12.2577 | 12.2577 | 12.2577 | 12.2577 | 12.2577 | 12.2577 | 12.2577 | 12.2577 | 12.2577 | 12.2577 | 12.2577 | 12.2577 | 12.2577 | 12.2577 | 12.2577 | 12.2577 | 12.2577 | 12.2577 | 12.2577 | 12.2577
|  | LNE6 | Mablethorpe desalination Seawater (50 Ml/d) | Opex | Cost |  | Variable | 0 | 0 | 0 | 0 | 0 | 0 | 0 | 0 | 0 | 0.072038 | 0.42704 | 0.71 | 0.71 | 0.71 | 0.71 | 0.71 | 0.71 | 0.71 | 0.71 | 0.71 | 0.71 | 0.71 | 0.71 | 0.71 | 0.71 | 0.71 | 0.71 | 0.71 | 0.71 | 0.71 | 0.71 | 0.71 | 0.71 | 0.71 | 0.71 | 0.71 | 0.71 | 0.71 | 0.71 | 0.71 | 0.71 | 0.71 | 0.71 | 0.71 | 0.71 | 0.71 | 0.71 | 0.71 | 0.71 | 0.71 | 0.71 | 0.71 | 0.71 | 0.71 | 0.71 | 0.71 | 0.71 | 0.71 | 0.71 | 0.71 | 0.71 | 0.71 | 0.71 | 0.71 | 0.71 | 0.71 | 0.71 | 0.71 | 0.71 | 0.71 | 0.71 | 0.71 | 0.71 | 0.71 | 0.71 | 0.71 | 0.71 | 0.71 | 0.71 | 0.71 | 0.71 | 0.71 | 0.71 | 0.71 | 0.71 | 0.71
|  | LNE7 | Mablethorpe desalination Seawater (100 Ml/d) | Capex | Civils | 20 | Fixed | 0 | 0 | 0 | 0 | 0 | 0 | 0 | 0 | 0 | 0 | 0 | 0 | 0 | 0 | 0 | 0 | 0 | 0 | 0 | 0 | 0 | 0 | 0 | 0 | 0 | 0 | 0 | 0 | 0 | 0 | 0 | 0 | 0 | 0 | 0 | 0 | 0 | 0 | 0 | 0 | 0 | 0 | 0 | 0 | 0 | 0 | 0 | 0 | 0 | 0 | 0 | 0 | 0 | 0 | 0 | 0 | 0 | 0 | 0 | 0 | 0 | 0 | 0 | 0 | 0 | 0 | 0 | 0 | 0 | 0 | 0 | 0 | 0 | 0 | 0 | 0 | 0 | 0 | 0 | 0 | 0 | 0 | 0 | 0 | 0 | 0
|  | LNE7 | Mablethorpe desalination Seawater (100 Ml/d) | Capex | Civils | 50 | Fixed | 0 | 0 | 0 | 0 | 0 | 0 | 53.3809 | 146.9355 | 237.1162 | 136.1316 | 0 | 0 | 0 | 0 | 0 | 0 | 0 | 0 | 0 | 0 | 0 | 0 | 0 | 0 | 0 | 0 | 0 | 0 | 0 | 0 | 0 | 0 | 0 | 0 | 0 | 0 | 0 | 0 | 0 | 0 | 0 | 0 | 0 | 0 | 0 | 0 | 0 | 0 | 0 | 0 | 0 | 0 | 0 | 0 | 0 | 0 | 0 | 0 | 0 | 0 | 0 | 0 | 0 | 0 | 0 | 0 | 0 | 0 | 0 | 0 | 0 | 0 | 0 | 0 | 0 | 0 | 0 | 0 | 0 | 0 | 0 | 0 | 0 | 0 | 0 | 0
|  | LNE7 | Mablethorpe desalination Seawater (100 Ml/d) | Capex | ICA (Instrumentation, Control & Automation) | 7 | Fixed | 0 | 0 | 0 | 0 | 0 | 0 | 1.0956 | 3.0159 | 4.8677 | 2.7954 | 0 | 0 | 0 | 0 | 0 | 0 | 0 | 0 | 0 | 0 | 0 | 0 | 0 | 0 | 0 | 0 | 0 | 0 | 0 | 0 | 0 | 0 | 0 | 0 | 0 | 0 | 0 | 0 | 0 | 0 | 0 | 0 | 0 | 0 | 0 | 0 | 0 | 0 | 0 | 0 | 0 | 0 | 0 | 0 | 0 | 0 | 0 | 0 | 0 | 0 | 0 | 0 | 0 | 0 | 0 | 0 | 0 | 0 | 0 | 0 | 0 | 0 | 0 | 0 | 0 | 0 | 0 | 0 | 0 | 0 | 0 | 0 | 0 | 0 | 0 | 0
|  | LNE7 | Mablethorpe desalination Seawater (100 Ml/d) | Capex | M&E (Mechanical and Electrical) Works on Pumping Stations and Treatment Works | 15 | Fixed | 0 | 0 | 0 | 0 | 0 | 0 | 33.7504 | 92.859 | 149.5705 | 85.6146 | 0 | 0 | 0 | 0 | 0 | 0 | 0 | 0 | 0 | 0 | 0 | 0 | 0 | 0 | 0 | 0 | 0 | 0 | 0 | 0 | 0 | 0 | 0 | 0 | 0 | 0 | 0 | 0 | 0 | 0 | 0 | 0 | 0 | 0 | 0 | 0 | 0 | 0 | 0 | 0 | 0 | 0 | 0 | 0 | 0 | 0 | 0 | 0 | 0 | 0 | 0 | 0 | 0 | 0 | 0 | 0 | 0 | 0 | 0 | 0 | 0 | 0 | 0 | 0 | 0 | 0 | 0 | 0 | 0 | 0 | 0 | 0 | 0 | 0 | 0 | 0
|  | LNE7 | Mablethorpe desalination Seawater (100 Ml/d) | Capex | Pipelines | 200 | Fixed | 0 | 0 | 0 | 0 | 0 | 0 | 8.4728 | 22.9772 | 34.7674 | 17.8486 | 0 | 0 | 0 | 0 | 0 | 0 | 0 | 0 | 0 | 0 | 0 | 0 | 0 | 0 | 0 | 0 | 0 | 0 | 0 | 0 | 0 | 0 | 0 | 0 | 0 | 0 | 0 | 0 | 0 | 0 | 0 | 0 | 0 | 0 | 0 | 0 | 0 | 0 | 0 | 0 | 0 | 0 | 0 | 0 | 0 | 0 | 0 | 0 | 0 | 0 | 0 | 0 | 0 | 0 | 0 | 0 | 0 | 0 | 0 | 0 | 0 | 0 | 0 | 0 | 0 | 0 | 0 | 0 | 0 | 0 | 0 | 0 | 0 | 0 | 0 | 0
|  | LNE7 | Mablethorpe desalination Seawater (100 Ml/d) | Capex | Planning and Development (Non depreciating) | 0 | Fixed | 0 | 0 | 0 | 0 | 0 | 0 | 0.036394 | 0.10019 | 0.16176 | 0.092947 | 0 | 0 | 0 | 0 | 0 | 0 | 0 | 0 | 0 | 0 | 0 | 0 | 0 | 0 | 0 | 0 | 0 | 0 | 0 | 0 | 0 | 0 | 0 | 0 | 0 | 0 | 0 | 0 | 0 | 0 | 0 | 0 | 0 | 0 | 0 | 0 | 0 | 0 | 0 | 0 | 0 | 0 | 0 | 0 | 0 | 0 | 0 | 0 | 0 | 0 | 0 | 0 | 0 | 0 | 0 | 0 | 0 | 0 | 0 | 0 | 0 | 0 | 0 | 0 | 0 | 0 | 0 | 0 | 0 | 0 | 0 | 0 | 0 | 0 | 0 | 0
|  | LNE7 | Mablethorpe desalination Seawater (100 Ml/d) | Opex | Cost |  | Fixed | 0 | 0 | 0 | 0 | 0 | 0 | 0 | 0 | 0 | 1.0288 | 7.198 | 12.3383 | 12.3383 | 12.3383 | 12.3383 | 12.3383 | 12.3383 | 12.3383 | 12.3383 | 12.3383 | 12.3383 | 12.3383 | 12.3383 | 12.3383 | 12.3383 | 12.3383 | 12.3383 | 12.3383 | 12.3383 | 12.3383 | 12.3383 | 12.3383 | 12.3383 | 12.3383 | 12.3383 | 12.3383 | 12.3383 | 12.3383 | 12.3383 | 12.3383 | 12.3383 | 12.3383 | 12.3383 | 12.3383 | 12.3383 | 12.3383 | 12.3383 | 12.3383 | 12.3383 | 12.3383 | 12.3383 | 12.3383 | 12.3383 | 12.3383 | 12.3383 | 12.3383 | 12.3383 | 12.3383 | 12.3383 | 12.3383 | 12.3383 | 12.3383 | 12.3383 | 12.3383 | 12.3383 | 12.3383 | 12.3383 | 12.3383 | 12.3383 | 12.3383 | 12.3383 | 12.3383 | 12.3383 | 12.3383 | 12.3383 | 12.3383 | 12.3383 | 12.3383 | 12.3383 | 12.3383 | 12.3383 | 12.3383 | 12.3383 | 12.3383 | 12.3383 | 12.3383
|  | LNE7 | Mablethorpe desalination Seawater (100 Ml/d) | Opex | Cost |  | Variable | 0 | 0 | 0 | 0 | 0 | 0 | 0 | 0 | 0 | 0.08823 | 0.51015 | 0.84384 | 0.84384 | 0.84384 | 0.84384 | 0.84384 | 0.84384 | 0.84384 | 0.84384 | 0.84384 | 0.84384 | 0.84384 | 0.84384 | 0.84384 | 0.84384 | 0.84384 | 0.84384 | 0.84384 | 0.84384 | 0.84384 | 0.84384 | 0.84384 | 0.84384 | 0.84384 | 0.84384 | 0.84384 | 0.84384 | 0.84384 | 0.84384 | 0.84384 | 0.84384 | 0.84384 | 0.84384 | 0.84384 | 0.84384 | 0.84384 | 0.84384 | 0.84384 | 0.84384 | 0.84384 | 0.84384 | 0.84384 | 0.84384 | 0.84384 | 0.84384 | 0.84384 | 0.84384 | 0.84384 | 0.84384 | 0.84384 | 0.84384 | 0.84384 | 0.84384 | 0.84384 | 0.84384 | 0.84384 | 0.84384 | 0.84384 | 0.84384 | 0.84384 | 0.84384 | 0.84384 | 0.84384 | 0.84384 | 0.84384 | 0.84384 | 0.84384 | 0.84384 | 0.84384 | 0.84384 | 0.84384 | 0.84384 | 0.84384 | 0.84384 | 0.84384 | 0.84384
|  | NBR5 | Norwich and the Broads to Norfolk Bradenham potable transfer (20 Ml/d) | Capex | Civils | 20 | Fixed | 0 | 0 | 0 | 0 | 0 | 0 | 0 | 0 | 0 | 0 | 0 | 0 | 0 | 0 | 0 | 0 | 0 | 0 | 0 | 0 | 0 | 0 | 0 | 0 | 0 | 0 | 0 | 0 | 0 | 0 | 0 | 0 | 0 | 0 | 0 | 0 | 0 | 0 | 0 | 0 | 0 | 0 | 0 | 0 | 0 | 0 | 0 | 0 | 0 | 0 | 0 | 0 | 0 | 0 | 0 | 0 | 0 | 0 | 0 | 0 | 0 | 0 | 0 | 0 | 0 | 0 | 0 | 0 | 0 | 0 | 0 | 0 | 0 | 0 | 0 | 0 | 0 | 0 | 0 | 0 | 0 | 0 | 0 | 0 | 0 | 0
|  | NBR5 | Norwich and the Broads to Norfolk Bradenham potable transfer (20 Ml/d) | Capex | Civils | 50 | Fixed | 0 | 0 | 0 | 0 | 0 | 0 | 0.18499 | 0.49975 | 0.74313 | 0.36878 | 0 | 0 | 0 | 0 | 0 | 0 | 0 | 0 | 0 | 0 | 0 | 0 | 0 | 0 | 0 | 0 | 0 | 0 | 0 | 0 | 0 | 0 | 0 | 0 | 0 | 0 | 0 | 0 | 0 | 0 | 0 | 0 | 0 | 0 | 0 | 0 | 0 | 0 | 0 | 0 | 0 | 0 | 0 | 0 | 0 | 0 | 0 | 0 | 0 | 0 | 0 | 0 | 0 | 0 | 0 | 0 | 0 | 0 | 0 | 0 | 0 | 0 | 0 | 0 | 0 | 0 | 0 | 0 | 0 | 0 | 0 | 0 | 0 | 0 | 0 | 0
|  | NBR5 | Norwich and the Broads to Norfolk Bradenham potable transfer (20 Ml/d) | Capex | ICA (Instrumentation, Control & Automation) | 7 | Fixed | 0 | 0 | 0 | 0 | 0 | 0 | 0.00375 | 0.010131 | 0.015064 | 0.0074757 | 0 | 0 | 0 | 0 | 0 | 0 | 0 | 0 | 0 | 0 | 0 | 0 | 0 | 0 | 0 | 0 | 0 | 0 | 0 | 0 | 0 | 0 | 0 | 0 | 0 | 0 | 0 | 0 | 0 | 0 | 0 | 0 | 0 | 0 | 0 | 0 | 0 | 0 | 0 | 0 | 0 | 0 | 0 | 0 | 0 | 0 | 0 | 0 | 0 | 0 | 0 | 0 | 0 | 0 | 0 | 0 | 0 | 0 | 0 | 0 | 0 | 0 | 0 | 0 | 0 | 0 | 0 | 0 | 0 | 0 | 0 | 0 | 0 | 0 | 0 | 0
|  | NBR5 | Norwich and the Broads to Norfolk Bradenham potable transfer (20 Ml/d) | Capex | M&E (Mechanical and Electrical) Works on Pumping Stations and Treatment Works | 15 | Fixed | 0 | 0 | 0 | 0 | 0 | 0 | 0.47143 | 1.2736 | 1.8938 | 0.93981 | 0 | 0 | 0 | 0 | 0 | 0 | 0 | 0 | 0 | 0 | 0 | 0 | 0 | 0 | 0 | 0 | 0 | 0 | 0 | 0 | 0 | 0 | 0 | 0 | 0 | 0 | 0 | 0 | 0 | 0 | 0 | 0 | 0 | 0 | 0 | 0 | 0 | 0 | 0 | 0 | 0 | 0 | 0 | 0 | 0 | 0 | 0 | 0 | 0 | 0 | 0 | 0 | 0 | 0 | 0 | 0 | 0 | 0 | 0 | 0 | 0 | 0 | 0 | 0 | 0 | 0 | 0 | 0 | 0 | 0 | 0 | 0 | 0 | 0 | 0 | 0
|  | NBR5 | Norwich and the Broads to Norfolk Bradenham potable transfer (20 Ml/d) | Capex | Pipelines | 200 | Fixed | 0 | 0 | 0 | 0 | 0 | 0 | 16.4778 | 44.5145 | 66.1932 | 32.8488 | 0 | 0 | 0 | 0 | 0 | 0 | 0 | 0 | 0 | 0 | 0 | 0 | 0 | 0 | 0 | 0 | 0 | 0 | 0 | 0 | 0 | 0 | 0 | 0 | 0 | 0 | 0 | 0 | 0 | 0 | 0 | 0 | 0 | 0 | 0 | 0 | 0 | 0 | 0 | 0 | 0 | 0 | 0 | 0 | 0 | 0 | 0 | 0 | 0 | 0 | 0 | 0 | 0 | 0 | 0 | 0 | 0 | 0 | 0 | 0 | 0 | 0 | 0 | 0 | 0 | 0 | 0 | 0 | 0 | 0 | 0 | 0 | 0 | 0 | 0 | 0
|  | NBR5 | Norwich and the Broads to Norfolk Bradenham potable transfer (20 Ml/d) | Capex | Planning and Development (Non depreciating) | 0 | Fixed | 0 | 0 | 0 | 0 | 0 | 0 | 0 | 0 | 0 | 0 | 0 | 0 | 0 | 0 | 0 | 0 | 0 | 0 | 0 | 0 | 0 | 0 | 0 | 0 | 0 | 0 | 0 | 0 | 0 | 0 | 0 | 0 | 0 | 0 | 0 | 0 | 0 | 0 | 0 | 0 | 0 | 0 | 0 | 0 | 0 | 0 | 0 | 0 | 0 | 0 | 0 | 0 | 0 | 0 | 0 | 0 | 0 | 0 | 0 | 0 | 0 | 0 | 0 | 0 | 0 | 0 | 0 | 0 | 0 | 0 | 0 | 0 | 0 | 0 | 0 | 0 | 0 | 0 | 0 | 0 | 0 | 0 | 0 | 0 | 0 | 0
|  | NBR5 | Norwich and the Broads to Norfolk Bradenham potable transfer (20 Ml/d) | Opex | Cost |  | Fixed | 0 | 0 | 0 | 0 | 0 | 0 | 0 | 0 | 0 | 0.0035983 | 0.017992 | 0.028787 | 0.028787 | 0.028787 | 0.028787 | 0.028787 | 0.028787 | 0.028787 | 0.028787 | 0.028787 | 0.028787 | 0.028787 | 0.028787 | 0.028787 | 0.028787 | 0.028787 | 0.028787 | 0.028787 | 0.028787 | 0.028787 | 0.028787 | 0.028787 | 0.028787 | 0.028787 | 0.028787 | 0.028787 | 0.028787 | 0.028787 | 0.028787 | 0.028787 | 0.028787 | 0.028787 | 0.028787 | 0.028787 | 0.028787 | 0.028787 | 0.028787 | 0.028787 | 0.028787 | 0.028787 | 0.028787 | 0.028787 | 0.028787 | 0.028787 | 0.028787 | 0.028787 | 0.028787 | 0.028787 | 0.028787 | 0.028787 | 0.028787 | 0.028787 | 0.028787 | 0.028787 | 0.028787 | 0.028787 | 0.028787 | 0.028787 | 0.028787 | 0.028787 | 0.028787 | 0.028787 | 0.028787 | 0.028787 | 0.028787 | 0.028787 | 0.028787 | 0.028787 | 0.028787 | 0.028787 | 0.028787 | 0.028787 | 0.028787 | 0.028787 | 0.028787 | 0.028787
|  | NBR5 | Norwich and the Broads to Norfolk Bradenham potable transfer (20 Ml/d) | Opex | Cost |  | Variable | 0 | 0 | 0 | 0 | 0 | 0 | 0 | 0 | 0 | 0.019564 | 0.097819 | 0.15651 | 0.15651 | 0.15651 | 0.15651 | 0.15651 | 0.15651 | 0.15651 | 0.15651 | 0.15651 | 0.15651 | 0.15651 | 0.15651 | 0.15651 | 0.15651 | 0.15651 | 0.15651 | 0.15651 | 0.15651 | 0.15651 | 0.15651 | 0.15651 | 0.15651 | 0.15651 | 0.15651 | 0.15651 | 0.15651 | 0.15651 | 0.15651 | 0.15651 | 0.15651 | 0.15651 | 0.15651 | 0.15651 | 0.15651 | 0.15651 | 0.15651 | 0.15651 | 0.15651 | 0.15651 | 0.15651 | 0.15651 | 0.15651 | 0.15651 | 0.15651 | 0.15651 | 0.15651 | 0.15651 | 0.15651 | 0.15651 | 0.15651 | 0.15651 | 0.15651 | 0.15651 | 0.15651 | 0.15651 | 0.15651 | 0.15651 | 0.15651 | 0.15651 | 0.15651 | 0.15651 | 0.15651 | 0.15651 | 0.15651 | 0.15651 | 0.15651 | 0.15651 | 0.15651 | 0.15651 | 0.15651 | 0.15651 | 0.15651 | 0.15651 | 0.15651 | 0.15651
|  | NBR6 | Fenland to Norfolk Bradenham potable transfer (45 Ml/d) | Capex | Civils | 20 | Fixed | 0 | 0 | 0 | 0 | 0 | 0 | 0 | 0 | 0 | 0 | 0 | 0 | 0 | 0 | 0 | 0 | 0 | 0 | 0 | 0 | 0 | 0 | 0 | 0 | 0 | 0 | 0 | 0 | 0 | 0 | 0 | 0 | 0 | 0 | 0 | 0 | 0 | 0 | 0 | 0 | 0 | 0 | 0 | 0 | 0 | 0 | 0 | 0 | 0 | 0 | 0 | 0 | 0 | 0 | 0 | 0 | 0 | 0 | 0 | 0 | 0 | 0 | 0 | 0 | 0 | 0 | 0 | 0 | 0 | 0 | 0 | 0 | 0 | 0 | 0 | 0 | 0 | 0 | 0 | 0 | 0 | 0 | 0 | 0 | 0 | 0
|  | NBR6 | Fenland to Norfolk Bradenham potable transfer (45 Ml/d) | Capex | Civils | 50 | Fixed | 0 | 0 | 0 | 0 | 0 | 0 | 0.30004 | 0.70008 | 2.0002 | 4.0005 | 3.0004 | 0 | 0 | 0 | 0 | 0 | 0 | 0 | 0 | 0 | 0 | 0 | 0 | 0 | 0 | 0 | 0 | 0 | 0 | 0 | 0 | 0 | 0 | 0 | 0 | 0 | 0 | 0 | 0 | 0 | 0 | 0 | 0 | 0 | 0 | 0 | 0 | 0 | 0 | 0 | 0 | 0 | 0 | 0 | 0 | 0 | 0 | 0 | 0 | 0 | 0 | 0 | 0 | 0 | 0 | 0 | 0 | 0 | 0 | 0 | 0 | 0 | 0 | 0 | 0 | 0 | 0 | 0 | 0 | 0 | 0 | 0 | 0 | 0 | 0 | 0
|  | NBR6 | Fenland to Norfolk Bradenham potable transfer (45 Ml/d) | Capex | ICA (Instrumentation, Control & Automation) | 7 | Fixed | 0 | 0 | 0 | 0 | 0 | 0 | 0.0043187 | 0.010077 | 0.028792 | 0.057583 | 0.043187 | 0 | 0 | 0 | 0 | 0 | 0 | 0 | 0 | 0 | 0 | 0 | 0 | 0 | 0 | 0 | 0 | 0 | 0 | 0 | 0 | 0 | 0 | 0 | 0 | 0 | 0 | 0 | 0 | 0 | 0 | 0 | 0 | 0 | 0 | 0 | 0 | 0 | 0 | 0 | 0 | 0 | 0 | 0 | 0 | 0 | 0 | 0 | 0 | 0 | 0 | 0 | 0 | 0 | 0 | 0 | 0 | 0 | 0 | 0 | 0 | 0 | 0 | 0 | 0 | 0 | 0 | 0 | 0 | 0 | 0 | 0 | 0 | 0 | 0 | 0
|  | NBR6 | Fenland to Norfolk Bradenham potable transfer (45 Ml/d) | Capex | M&E (Mechanical and Electrical) Works on Pumping Stations and Treatment Works | 15 | Fixed | 0 | 0 | 0 | 0 | 0 | 0 | 0.23114 | 0.53933 | 1.5409 | 3.0819 | 2.3114 | 0 | 0 | 0 | 0 | 0 | 0 | 0 | 0 | 0 | 0 | 0 | 0 | 0 | 0 | 0 | 0 | 0 | 0 | 0 | 0 | 0 | 0 | 0 | 0 | 0 | 0 | 0 | 0 | 0 | 0 | 0 | 0 | 0 | 0 | 0 | 0 | 0 | 0 | 0 | 0 | 0 | 0 | 0 | 0 | 0 | 0 | 0 | 0 | 0 | 0 | 0 | 0 | 0 | 0 | 0 | 0 | 0 | 0 | 0 | 0 | 0 | 0 | 0 | 0 | 0 | 0 | 0 | 0 | 0 | 0 | 0 | 0 | 0 | 0 | 0
|  | NBR6 | Fenland to Norfolk Bradenham potable transfer (45 Ml/d) | Capex | Pipelines | 200 | Fixed | 0 | 0 | 0 | 0 | 0 | 0 | 2.9844 | 6.9635 | 19.8958 | 39.7915 | 29.8436 | 0 | 0 | 0 | 0 | 0 | 0 | 0 | 0 | 0 | 0 | 0 | 0 | 0 | 0 | 0 | 0 | 0 | 0 | 0 | 0 | 0 | 0 | 0 | 0 | 0 | 0 | 0 | 0 | 0 | 0 | 0 | 0 | 0 | 0 | 0 | 0 | 0 | 0 | 0 | 0 | 0 | 0 | 0 | 0 | 0 | 0 | 0 | 0 | 0 | 0 | 0 | 0 | 0 | 0 | 0 | 0 | 0 | 0 | 0 | 0 | 0 | 0 | 0 | 0 | 0 | 0 | 0 | 0 | 0 | 0 | 0 | 0 | 0 | 0 | 0
|  | NBR6 | Fenland to Norfolk Bradenham potable transfer (45 Ml/d) | Capex | Planning and Development (Non depreciating) | 0 | Fixed | 0 | 0 | 0 | 0 | 0 | 0 | 0 | 0 | 0 | 0 | 0 | 0 | 0 | 0 | 0 | 0 | 0 | 0 | 0 | 0 | 0 | 0 | 0 | 0 | 0 | 0 | 0 | 0 | 0 | 0 | 0 | 0 | 0 | 0 | 0 | 0 | 0 | 0 | 0 | 0 | 0 | 0 | 0 | 0 | 0 | 0 | 0 | 0 | 0 | 0 | 0 | 0 | 0 | 0 | 0 | 0 | 0 | 0 | 0 | 0 | 0 | 0 | 0 | 0 | 0 | 0 | 0 | 0 | 0 | 0 | 0 | 0 | 0 | 0 | 0 | 0 | 0 | 0 | 0 | 0 | 0 | 0 | 0 | 0 | 0 | 0
|  | NBR6 | Fenland to Norfolk Bradenham potable transfer (45 Ml/d) | Opex | Cost |  | Fixed | 0 | 0 | 0 | 0 | 0 | 0 | 0 | 0 | 0 | 0 | 0 | 0.011298 | 0.022595 | 0.022595 | 0.022595 | 0.022595 | 0.022595 | 0.022595 | 0.022595 | 0.022595 | 0.022595 | 0.022595 | 0.022595 | 0.022595 | 0.022595 | 0.022595 | 0.022595 | 0.022595 | 0.022595 | 0.022595 | 0.022595 | 0.022595 | 0.022595 | 0.022595 | 0.022595 | 0.022595 | 0.022595 | 0.022595 | 0.022595 | 0.022595 | 0.022595 | 0.022595 | 0.022595 | 0.022595 | 0.022595 | 0.022595 | 0.022595 | 0.022595 | 0.022595 | 0.022595 | 0.022595 | 0.022595 | 0.022595 | 0.022595 | 0.022595 | 0.022595 | 0.022595 | 0.022595 | 0.022595 | 0.022595 | 0.022595 | 0.022595 | 0.022595 | 0.022595 | 0.022595 | 0.022595 | 0.022595 | 0.022595 | 0.022595 | 0.022595 | 0.022595 | 0.022595 | 0.022595 | 0.022595 | 0.022595 | 0.022595 | 0.022595 | 0.022595 | 0.022595 | 0.022595 | 0.022595 | 0.022595 | 0.022595 | 0.022595 | 0.022595 | 0.022595
|  | NBR6 | Fenland to Norfolk Bradenham potable transfer (45 Ml/d) | Opex | Cost |  | Variable | 0 | 0 | 0 | 0 | 0 | 0 | 0 | 0 | 0 | 0 | 0 | 0.58431 | 1.1686 | 1.1686 | 1.1686 | 1.1686 | 1.1686 | 1.1686 | 1.1686 | 1.1686 | 1.1686 | 1.1686 | 1.1686 | 1.1686 | 1.1686 | 1.1686 | 1.1686 | 1.1686 | 1.1686 | 1.1686 | 1.1686 | 1.1686 | 1.1686 | 1.1686 | 1.1686 | 1.1686 | 1.1686 | 1.1686 | 1.1686 | 1.1686 | 1.1686 | 1.1686 | 1.1686 | 1.1686 | 1.1686 | 1.1686 | 1.1686 | 1.1686 | 1.1686 | 1.1686 | 1.1686 | 1.1686 | 1.1686 | 1.1686 | 1.1686 | 1.1686 | 1.1686 | 1.1686 | 1.1686 | 1.1686 | 1.1686 | 1.1686 | 1.1686 | 1.1686 | 1.1686 | 1.1686 | 1.1686 | 1.1686 | 1.1686 | 1.1686 | 1.1686 | 1.1686 | 1.1686 | 1.1686 | 1.1686 | 1.1686 | 1.1686 | 1.1686 | 1.1686 | 1.1686 | 1.1686 | 1.1686 | 1.1686 | 1.1686 | 1.1686 | 1.1686
|  | NBR7 | Norwich and the Broads to Norfolk Bradenham potable transfer (50 Ml/d) | Capex | Civils | 20 | Fixed | 0 | 0 | 0 | 0 | 0 | 0 | 0 | 0 | 0 | 0 | 0 | 0 | 0 | 0 | 0 | 0 | 0 | 0 | 0 | 0 | 0 | 0 | 0 | 0 | 0 | 0 | 0 | 0 | 0 | 0 | 0 | 0 | 0 | 0 | 0 | 0 | 0 | 0 | 0 | 0 | 0 | 0 | 0 | 0 | 0 | 0 | 0 | 0 | 0 | 0 | 0 | 0 | 0 | 0 | 0 | 0 | 0 | 0 | 0 | 0 | 0 | 0 | 0 | 0 | 0 | 0 | 0 | 0 | 0 | 0 | 0 | 0 | 0 | 0 | 0 | 0 | 0 | 0 | 0 | 0 | 0 | 0 | 0 | 0 | 0 | 0
|  | NBR7 | Norwich and the Broads to Norfolk Bradenham potable transfer (50 Ml/d) | Capex | Civils | 50 | Fixed | 0 | 0 | 0 | 0 | 0 | 0 | 0.41556 | 1.1226 | 1.6694 | 0.82843 | 0 | 0 | 0 | 0 | 0 | 0 | 0 | 0 | 0 | 0 | 0 | 0 | 0 | 0 | 0 | 0 | 0 | 0 | 0 | 0 | 0 | 0 | 0 | 0 | 0 | 0 | 0 | 0 | 0 | 0 | 0 | 0 | 0 | 0 | 0 | 0 | 0 | 0 | 0 | 0 | 0 | 0 | 0 | 0 | 0 | 0 | 0 | 0 | 0 | 0 | 0 | 0 | 0 | 0 | 0 | 0 | 0 | 0 | 0 | 0 | 0 | 0 | 0 | 0 | 0 | 0 | 0 | 0 | 0 | 0 | 0 | 0 | 0 | 0 | 0 | 0
|  | NBR7 | Norwich and the Broads to Norfolk Bradenham potable transfer (50 Ml/d) | Capex | ICA (Instrumentation, Control & Automation) | 7 | Fixed | 0 | 0 | 0 | 0 | 0 | 0 | 0.0051741 | 0.013978 | 0.020785 | 0.010315 | 0 | 0 | 0 | 0 | 0 | 0 | 0 | 0 | 0 | 0 | 0 | 0 | 0 | 0 | 0 | 0 | 0 | 0 | 0 | 0 | 0 | 0 | 0 | 0 | 0 | 0 | 0 | 0 | 0 | 0 | 0 | 0 | 0 | 0 | 0 | 0 | 0 | 0 | 0 | 0 | 0 | 0 | 0 | 0 | 0 | 0 | 0 | 0 | 0 | 0 | 0 | 0 | 0 | 0 | 0 | 0 | 0 | 0 | 0 | 0 | 0 | 0 | 0 | 0 | 0 | 0 | 0 | 0 | 0 | 0 | 0 | 0 | 0 | 0 | 0 | 0
|  | NBR7 | Norwich and the Broads to Norfolk Bradenham potable transfer (50 Ml/d) | Capex | M&E (Mechanical and Electrical) Works on Pumping Stations and Treatment Works | 15 | Fixed | 0 | 0 | 0 | 0 | 0 | 0 | 1.2101 | 3.2692 | 4.8613 | 2.4125 | 0 | 0 | 0 | 0 | 0 | 0 | 0 | 0 | 0 | 0 | 0 | 0 | 0 | 0 | 0 | 0 | 0 | 0 | 0 | 0 | 0 | 0 | 0 | 0 | 0 | 0 | 0 | 0 | 0 | 0 | 0 | 0 | 0 | 0 | 0 | 0 | 0 | 0 | 0 | 0 | 0 | 0 | 0 | 0 | 0 | 0 | 0 | 0 | 0 | 0 | 0 | 0 | 0 | 0 | 0 | 0 | 0 | 0 | 0 | 0 | 0 | 0 | 0 | 0 | 0 | 0 | 0 | 0 | 0 | 0 | 0 | 0 | 0 | 0 | 0 | 0
|  | NBR7 | Norwich and the Broads to Norfolk Bradenham potable transfer (50 Ml/d) | Capex | Pipelines | 200 | Fixed | 0 | 0 | 0 | 0 | 0 | 0 | 21.7267 | 58.6945 | 87.279 | 43.3127 | 0 | 0 | 0 | 0 | 0 | 0 | 0 | 0 | 0 | 0 | 0 | 0 | 0 | 0 | 0 | 0 | 0 | 0 | 0 | 0 | 0 | 0 | 0 | 0 | 0 | 0 | 0 | 0 | 0 | 0 | 0 | 0 | 0 | 0 | 0 | 0 | 0 | 0 | 0 | 0 | 0 | 0 | 0 | 0 | 0 | 0 | 0 | 0 | 0 | 0 | 0 | 0 | 0 | 0 | 0 | 0 | 0 | 0 | 0 | 0 | 0 | 0 | 0 | 0 | 0 | 0 | 0 | 0 | 0 | 0 | 0 | 0 | 0 | 0 | 0 | 0
|  | NBR7 | Norwich and the Broads to Norfolk Bradenham potable transfer (50 Ml/d) | Capex | Planning and Development (Non depreciating) | 0 | Fixed | 0 | 0 | 0 | 0 | 0 | 0 | 0 | 0 | 0 | 0 | 0 | 0 | 0 | 0 | 0 | 0 | 0 | 0 | 0 | 0 | 0 | 0 | 0 | 0 | 0 | 0 | 0 | 0 | 0 | 0 | 0 | 0 | 0 | 0 | 0 | 0 | 0 | 0 | 0 | 0 | 0 | 0 | 0 | 0 | 0 | 0 | 0 | 0 | 0 | 0 | 0 | 0 | 0 | 0 | 0 | 0 | 0 | 0 | 0 | 0 | 0 | 0 | 0 | 0 | 0 | 0 | 0 | 0 | 0 | 0 | 0 | 0 | 0 | 0 | 0 | 0 | 0 | 0 | 0 | 0 | 0 | 0 | 0 | 0 | 0 | 0
|  | NBR7 | Norwich and the Broads to Norfolk Bradenham potable transfer (50 Ml/d) | Opex | Cost |  | Fixed | 0 | 0 | 0 | 0 | 0 | 0 | 0 | 0 | 0 | 0.0050045 | 0.025022 | 0.040036 | 0.040036 | 0.040036 | 0.040036 | 0.040036 | 0.040036 | 0.040036 | 0.040036 | 0.040036 | 0.040036 | 0.040036 | 0.040036 | 0.040036 | 0.040036 | 0.040036 | 0.040036 | 0.040036 | 0.040036 | 0.040036 | 0.040036 | 0.040036 | 0.040036 | 0.040036 | 0.040036 | 0.040036 | 0.040036 | 0.040036 | 0.040036 | 0.040036 | 0.040036 | 0.040036 | 0.040036 | 0.040036 | 0.040036 | 0.040036 | 0.040036 | 0.040036 | 0.040036 | 0.040036 | 0.040036 | 0.040036 | 0.040036 | 0.040036 | 0.040036 | 0.040036 | 0.040036 | 0.040036 | 0.040036 | 0.040036 | 0.040036 | 0.040036 | 0.040036 | 0.040036 | 0.040036 | 0.040036 | 0.040036 | 0.040036 | 0.040036 | 0.040036 | 0.040036 | 0.040036 | 0.040036 | 0.040036 | 0.040036 | 0.040036 | 0.040036 | 0.040036 | 0.040036 | 0.040036 | 0.040036 | 0.040036 | 0.040036 | 0.040036 | 0.040036 | 0.040036
|  | NBR7 | Norwich and the Broads to Norfolk Bradenham potable transfer (50 Ml/d) | Opex | Cost |  | Variable | 0 | 0 | 0 | 0 | 0 | 0 | 0 | 0 | 0 | 0.061543 | 0.30772 | 0.49234 | 0.49234 | 0.49234 | 0.49234 | 0.49234 | 0.49234 | 0.49234 | 0.49234 | 0.49234 | 0.49234 | 0.49234 | 0.49234 | 0.49234 | 0.49234 | 0.49234 | 0.49234 | 0.49234 | 0.49234 | 0.49234 | 0.49234 | 0.49234 | 0.49234 | 0.49234 | 0.49234 | 0.49234 | 0.49234 | 0.49234 | 0.49234 | 0.49234 | 0.49234 | 0.49234 | 0.49234 | 0.49234 | 0.49234 | 0.49234 | 0.49234 | 0.49234 | 0.49234 | 0.49234 | 0.49234 | 0.49234 | 0.49234 | 0.49234 | 0.49234 | 0.49234 | 0.49234 | 0.49234 | 0.49234 | 0.49234 | 0.49234 | 0.49234 | 0.49234 | 0.49234 | 0.49234 | 0.49234 | 0.49234 | 0.49234 | 0.49234 | 0.49234 | 0.49234 | 0.49234 | 0.49234 | 0.49234 | 0.49234 | 0.49234 | 0.49234 | 0.49234 | 0.49234 | 0.49234 | 0.49234 | 0.49234 | 0.49234 | 0.49234 | 0.49234 | 0.49234
|  | NBR8 | Norwich and the Broads to Norfolk Bradenham potable transfer (100 Ml/d) | Capex | Civils | 20 | Fixed | 0 | 0 | 0 | 0 | 0 | 0 | 0 | 0 | 0 | 0 | 0 | 0 | 0 | 0 | 0 | 0 | 0 | 0 | 0 | 0 | 0 | 0 | 0 | 0 | 0 | 0 | 0 | 0 | 0 | 0 | 0 | 0 | 0 | 0 | 0 | 0 | 0 | 0 | 0 | 0 | 0 | 0 | 0 | 0 | 0 | 0 | 0 | 0 | 0 | 0 | 0 | 0 | 0 | 0 | 0 | 0 | 0 | 0 | 0 | 0 | 0 | 0 | 0 | 0 | 0 | 0 | 0 | 0 | 0 | 0 | 0 | 0 | 0 | 0 | 0 | 0 | 0 | 0 | 0 | 0 | 0 | 0 | 0 | 0 | 0 | 0
|  | NBR8 | Norwich and the Broads to Norfolk Bradenham potable transfer (100 Ml/d) | Capex | Civils | 50 | Fixed | 0 | 0 | 0 | 0 | 0 | 0 | 0.67396 | 1.8207 | 2.7074 | 1.3436 | 0 | 0 | 0 | 0 | 0 | 0 | 0 | 0 | 0 | 0 | 0 | 0 | 0 | 0 | 0 | 0 | 0 | 0 | 0 | 0 | 0 | 0 | 0 | 0 | 0 | 0 | 0 | 0 | 0 | 0 | 0 | 0 | 0 | 0 | 0 | 0 | 0 | 0 | 0 | 0 | 0 | 0 | 0 | 0 | 0 | 0 | 0 | 0 | 0 | 0 | 0 | 0 | 0 | 0 | 0 | 0 | 0 | 0 | 0 | 0 | 0 | 0 | 0 | 0 | 0 | 0 | 0 | 0 | 0 | 0 | 0 | 0 | 0 | 0 | 0 | 0
|  | NBR8 | Norwich and the Broads to Norfolk Bradenham potable transfer (100 Ml/d) | Capex | ICA (Instrumentation, Control & Automation) | 7 | Fixed | 0 | 0 | 0 | 0 | 0 | 0 | 0.0093043 | 0.025135 | 0.037377 | 0.018548 | 0 | 0 | 0 | 0 | 0 | 0 | 0 | 0 | 0 | 0 | 0 | 0 | 0 | 0 | 0 | 0 | 0 | 0 | 0 | 0 | 0 | 0 | 0 | 0 | 0 | 0 | 0 | 0 | 0 | 0 | 0 | 0 | 0 | 0 | 0 | 0 | 0 | 0 | 0 | 0 | 0 | 0 | 0 | 0 | 0 | 0 | 0 | 0 | 0 | 0 | 0 | 0 | 0 | 0 | 0 | 0 | 0 | 0 | 0 | 0 | 0 | 0 | 0 | 0 | 0 | 0 | 0 | 0 | 0 | 0 | 0 | 0 | 0 | 0 | 0 | 0
|  | NBR8 | Norwich and the Broads to Norfolk Bradenham potable transfer (100 Ml/d) | Capex | M&E (Mechanical and Electrical) Works on Pumping Stations and Treatment Works | 15 | Fixed | 0 | 0 | 0 | 0 | 0 | 0 | 2.1931 | 5.9247 | 8.8101 | 4.3721 | 0 | 0 | 0 | 0 | 0 | 0 | 0 | 0 | 0 | 0 | 0 | 0 | 0 | 0 | 0 | 0 | 0 | 0 | 0 | 0 | 0 | 0 | 0 | 0 | 0 | 0 | 0 | 0 | 0 | 0 | 0 | 0 | 0 | 0 | 0 | 0 | 0 | 0 | 0 | 0 | 0 | 0 | 0 | 0 | 0 | 0 | 0 | 0 | 0 | 0 | 0 | 0 | 0 | 0 | 0 | 0 | 0 | 0 | 0 | 0 | 0 | 0 | 0 | 0 | 0 | 0 | 0 | 0 | 0 | 0 | 0 | 0 | 0 | 0 | 0 | 0
|  | NBR8 | Norwich and the Broads to Norfolk Bradenham potable transfer (100 Ml/d) | Capex | Pipelines | 200 | Fixed | 0 | 0 | 0 | 0 | 0 | 0 | 27.3023 | 73.7568 | 109.6766 | 54.4277 | 0 | 0 | 0 | 0 | 0 | 0 | 0 | 0 | 0 | 0 | 0 | 0 | 0 | 0 | 0 | 0 | 0 | 0 | 0 | 0 | 0 | 0 | 0 | 0 | 0 | 0 | 0 | 0 | 0 | 0 | 0 | 0 | 0 | 0 | 0 | 0 | 0 | 0 | 0 | 0 | 0 | 0 | 0 | 0 | 0 | 0 | 0 | 0 | 0 | 0 | 0 | 0 | 0 | 0 | 0 | 0 | 0 | 0 | 0 | 0 | 0 | 0 | 0 | 0 | 0 | 0 | 0 | 0 | 0 | 0 | 0 | 0 | 0 | 0 | 0 | 0
|  | NBR8 | Norwich and the Broads to Norfolk Bradenham potable transfer (100 Ml/d) | Capex | Planning and Development (Non depreciating) | 0 | Fixed | 0 | 0 | 0 | 0 | 0 | 0 | 0 | 0 | 0 | 0 | 0 | 0 | 0 | 0 | 0 | 0 | 0 | 0 | 0 | 0 | 0 | 0 | 0 | 0 | 0 | 0 | 0 | 0 | 0 | 0 | 0 | 0 | 0 | 0 | 0 | 0 | 0 | 0 | 0 | 0 | 0 | 0 | 0 | 0 | 0 | 0 | 0 | 0 | 0 | 0 | 0 | 0 | 0 | 0 | 0 | 0 | 0 | 0 | 0 | 0 | 0 | 0 | 0 | 0 | 0 | 0 | 0 | 0 | 0 | 0 | 0 | 0 | 0 | 0 | 0 | 0 | 0 | 0 | 0 | 0 | 0 | 0 | 0 | 0 | 0 | 0
|  | NBR8 | Norwich and the Broads to Norfolk Bradenham potable transfer (100 Ml/d) | Opex | Cost |  | Fixed | 0 | 0 | 0 | 0 | 0 | 0 | 0 | 0 | 0 | 0.0065665 | 0.032832 | 0.052532 | 0.052532 | 0.052532 | 0.052532 | 0.052532 | 0.052532 | 0.052532 | 0.052532 | 0.052532 | 0.052532 | 0.052532 | 0.052532 | 0.052532 | 0.052532 | 0.052532 | 0.052532 | 0.052532 | 0.052532 | 0.052532 | 0.052532 | 0.052532 | 0.052532 | 0.052532 | 0.052532 | 0.052532 | 0.052532 | 0.052532 | 0.052532 | 0.052532 | 0.052532 | 0.052532 | 0.052532 | 0.052532 | 0.052532 | 0.052532 | 0.052532 | 0.052532 | 0.052532 | 0.052532 | 0.052532 | 0.052532 | 0.052532 | 0.052532 | 0.052532 | 0.052532 | 0.052532 | 0.052532 | 0.052532 | 0.052532 | 0.052532 | 0.052532 | 0.052532 | 0.052532 | 0.052532 | 0.052532 | 0.052532 | 0.052532 | 0.052532 | 0.052532 | 0.052532 | 0.052532 | 0.052532 | 0.052532 | 0.052532 | 0.052532 | 0.052532 | 0.052532 | 0.052532 | 0.052532 | 0.052532 | 0.052532 | 0.052532 | 0.052532 | 0.052532 | 0.052532
|  | NBR8 | Norwich and the Broads to Norfolk Bradenham potable transfer (100 Ml/d) | Opex | Cost |  | Variable | 0 | 0 | 0 | 0 | 0 | 0 | 0 | 0 | 0 | 0.11248 | 0.56239 | 0.89982 | 0.89982 | 0.89982 | 0.89982 | 0.89982 | 0.89982 | 0.89982 | 0.89982 | 0.89982 | 0.89982 | 0.89982 | 0.89982 | 0.89982 | 0.89982 | 0.89982 | 0.89982 | 0.89982 | 0.89982 | 0.89982 | 0.89982 | 0.89982 | 0.89982 | 0.89982 | 0.89982 | 0.89982 | 0.89982 | 0.89982 | 0.89982 | 0.89982 | 0.89982 | 0.89982 | 0.89982 | 0.89982 | 0.89982 | 0.89982 | 0.89982 | 0.89982 | 0.89982 | 0.89982 | 0.89982 | 0.89982 | 0.89982 | 0.89982 | 0.89982 | 0.89982 | 0.89982 | 0.89982 | 0.89982 | 0.89982 | 0.89982 | 0.89982 | 0.89982 | 0.89982 | 0.89982 | 0.89982 | 0.89982 | 0.89982 | 0.89982 | 0.89982 | 0.89982 | 0.89982 | 0.89982 | 0.89982 | 0.89982 | 0.89982 | 0.89982 | 0.89982 | 0.89982 | 0.89982 | 0.89982 | 0.89982 | 0.89982 | 0.89982 | 0.89982 | 0.89982
|  | NTB1 | Water Reuse at Lowestoft WRC with outfall received on the River Wensum. With water treatment extension at Heigham WTW | Capex | Civils | 20 | Fixed | 0 | 0 | 0 | 0 | 0 | 0 | 0 | 0 | 0 | 0 | 0 | 0 | 0 | 0 | 0 | 0 | 0 | 0 | 0 | 0 | 0 | 0 | 0 | 0 | 0 | 0 | 0 | 0 | 0 | 0 | 0 | 0 | 0 | 0 | 0 | 0 | 0 | 0 | 0 | 0 | 0 | 0 | 0 | 0 | 0 | 0 | 0 | 0 | 0 | 0 | 0 | 0 | 0 | 0 | 0 | 0 | 0 | 0 | 0 | 0 | 0 | 0 | 0 | 0 | 0 | 0 | 0 | 0 | 0 | 0 | 0 | 0 | 0 | 0 | 0 | 0 | 0 | 0 | 0 | 0 | 0 | 0 | 0 | 0 | 0 | 0
|  | NTB1 | Water Reuse at Lowestoft WRC with outfall received on the River Wensum. With water treatment extension at Heigham WTW | Capex | Civils | 50 | Fixed | 0 | 0 | 0 | 0 | 0 | 0 | 10.3292 | 28.4253 | 45.8256 | 26.2675 | 0 | 0 | 0 | 0 | 0 | 0 | 0 | 0 | 0 | 0 | 0 | 0 | 0 | 0 | 0 | 0 | 0 | 0 | 0 | 0 | 0 | 0 | 0 | 0 | 0 | 0 | 0 | 0 | 0 | 0 | 0 | 0 | 0 | 0 | 0 | 0 | 0 | 0 | 0 | 0 | 0 | 0 | 0 | 0 | 0 | 0 | 0 | 0 | 0 | 0 | 0 | 0 | 0 | 0 | 0 | 0 | 0 | 0 | 0 | 0 | 0 | 0 | 0 | 0 | 0 | 0 | 0 | 0 | 0 | 0 | 0 | 0 | 0 | 0 | 0 | 0
|  | NTB1 | Water Reuse at Lowestoft WRC with outfall received on the River Wensum. With water treatment extension at Heigham WTW | Capex | ICA (Instrumentation, Control & Automation) | 7 | Fixed | 0 | 0 | 0 | 0 | 0 | 0 | 0.37996 | 1.0455 | 1.6842 | 0.96429 | 0 | 0 | 0 | 0 | 0 | 0 | 0 | 0 | 0 | 0 | 0 | 0 | 0 | 0 | 0 | 0 | 0 | 0 | 0 | 0 | 0 | 0 | 0 | 0 | 0 | 0 | 0 | 0 | 0 | 0 | 0 | 0 | 0 | 0 | 0 | 0 | 0 | 0 | 0 | 0 | 0 | 0 | 0 | 0 | 0 | 0 | 0 | 0 | 0 | 0 | 0 | 0 | 0 | 0 | 0 | 0 | 0 | 0 | 0 | 0 | 0 | 0 | 0 | 0 | 0 | 0 | 0 | 0 | 0 | 0 | 0 | 0 | 0 | 0 | 0 | 0
|  | NTB1 | Water Reuse at Lowestoft WRC with outfall received on the River Wensum. With water treatment extension at Heigham WTW | Capex | M&E (Mechanical and Electrical) Works on Pumping Stations and Treatment Works | 15 | Fixed | 0 | 0 | 0 | 0 | 0 | 0 | 7.8504 | 21.5941 | 34.7479 | 19.8585 | 0 | 0 | 0 | 0 | 0 | 0 | 0 | 0 | 0 | 0 | 0 | 0 | 0 | 0 | 0 | 0 | 0 | 0 | 0 | 0 | 0 | 0 | 0 | 0 | 0 | 0 | 0 | 0 | 0 | 0 | 0 | 0 | 0 | 0 | 0 | 0 | 0 | 0 | 0 | 0 | 0 | 0 | 0 | 0 | 0 | 0 | 0 | 0 | 0 | 0 | 0 | 0 | 0 | 0 | 0 | 0 | 0 | 0 | 0 | 0 | 0 | 0 | 0 | 0 | 0 | 0 | 0 | 0 | 0 | 0 | 0 | 0 | 0 | 0 | 0 | 0
|  | NTB1 | Water Reuse at Lowestoft WRC with outfall received on the River Wensum. With water treatment extension at Heigham WTW | Capex | Pipelines | 200 | Fixed | 0 | 0 | 0 | 0 | 0 | 0 | 7.6442 | 20.6798 | 30.9491 | 15.5551 | 0 | 0 | 0 | 0 | 0 | 0 | 0 | 0 | 0 | 0 | 0 | 0 | 0 | 0 | 0 | 0 | 0 | 0 | 0 | 0 | 0 | 0 | 0 | 0 | 0 | 0 | 0 | 0 | 0 | 0 | 0 | 0 | 0 | 0 | 0 | 0 | 0 | 0 | 0 | 0 | 0 | 0 | 0 | 0 | 0 | 0 | 0 | 0 | 0 | 0 | 0 | 0 | 0 | 0 | 0 | 0 | 0 | 0 | 0 | 0 | 0 | 0 | 0 | 0 | 0 | 0 | 0 | 0 | 0 | 0 | 0 | 0 | 0 | 0 | 0 | 0
|  | NTB1 | Water Reuse at Lowestoft WRC with outfall received on the River Wensum. With water treatment extension at Heigham WTW | Capex | Planning and Development (Non depreciating) | 0 | Fixed | 0 | 0 | 0 | 0 | 0 | 0 | 0 | 0 | 0 | 0 | 0 | 0 | 0 | 0 | 0 | 0 | 0 | 0 | 0 | 0 | 0 | 0 | 0 | 0 | 0 | 0 | 0 | 0 | 0 | 0 | 0 | 0 | 0 | 0 | 0 | 0 | 0 | 0 | 0 | 0 | 0 | 0 | 0 | 0 | 0 | 0 | 0 | 0 | 0 | 0 | 0 | 0 | 0 | 0 | 0 | 0 | 0 | 0 | 0 | 0 | 0 | 0 | 0 | 0 | 0 | 0 | 0 | 0 | 0 | 0 | 0 | 0 | 0 | 0 | 0 | 0 | 0 | 0 | 0 | 0 | 0 | 0 | 0 | 0 | 0 | 0
|  | NTB1 | Water Reuse at Lowestoft WRC with outfall received on the River Wensum. With water treatment extension at Heigham WTW | Opex | Cost |  | Fixed | 0 | 0 | 0 | 0 | 0 | 0 | 0 | 0 | 0 | 0.36672 | 2.2662 | 3.799 | 3.799 | 3.799 | 3.799 | 3.799 | 3.799 | 3.799 | 3.799 | 3.799 | 3.799 | 3.799 | 3.799 | 3.799 | 3.799 | 3.799 | 3.799 | 3.799 | 3.799 | 3.799 | 3.799 | 3.799 | 3.799 | 3.799 | 3.799 | 3.799 | 3.799 | 3.799 | 3.799 | 3.799 | 3.799 | 3.799 | 3.799 | 3.799 | 3.799 | 3.799 | 3.799 | 3.799 | 3.799 | 3.799 | 3.799 | 3.799 | 3.799 | 3.799 | 3.799 | 3.799 | 3.799 | 3.799 | 3.799 | 3.799 | 3.799 | 3.799 | 3.799 | 3.799 | 3.799 | 3.799 | 3.799 | 3.799 | 3.799 | 3.799 | 3.799 | 3.799 | 3.799 | 3.799 | 3.799 | 3.799 | 3.799 | 3.799 | 3.799 | 3.799 | 3.799 | 3.799 | 3.799 | 3.799 | 3.799 | 3.799
|  | NTB1 | Water Reuse at Lowestoft WRC with outfall received on the River Wensum. With water treatment extension at Heigham WTW | Opex | Cost |  | Variable | 0 | 0 | 0 | 0 | 0 | 0 | 0 | 0 | 0 | 0.058266 | 0.29255 | 0.46857 | 0.46857 | 0.46857 | 0.46857 | 0.46857 | 0.46857 | 0.46857 | 0.46857 | 0.46857 | 0.46857 | 0.46857 | 0.46857 | 0.46857 | 0.46857 | 0.46857 | 0.46857 | 0.46857 | 0.46857 | 0.46857 | 0.46857 | 0.46857 | 0.46857 | 0.46857 | 0.46857 | 0.46857 | 0.46857 | 0.46857 | 0.46857 | 0.46857 | 0.46857 | 0.46857 | 0.46857 | 0.46857 | 0.46857 | 0.46857 | 0.46857 | 0.46857 | 0.46857 | 0.46857 | 0.46857 | 0.46857 | 0.46857 | 0.46857 | 0.46857 | 0.46857 | 0.46857 | 0.46857 | 0.46857 | 0.46857 | 0.46857 | 0.46857 | 0.46857 | 0.46857 | 0.46857 | 0.46857 | 0.46857 | 0.46857 | 0.46857 | 0.46857 | 0.46857 | 0.46857 | 0.46857 | 0.46857 | 0.46857 | 0.46857 | 0.46857 | 0.46857 | 0.46857 | 0.46857 | 0.46857 | 0.46857 | 0.46857 | 0.46857 | 0.46857 | 0.46857
|  | NTB17 | Bacton desalination (seawater) 25 Ml/d | Capex | Civils | 20 | Fixed | 0 | 0 | 0 | 0 | 0 | 0 | 0 | 0 | 0 | 0 | 0 | 0 | 0 | 0 | 0 | 0 | 0 | 0 | 0 | 0 | 0 | 0 | 0 | 0 | 0 | 0 | 0 | 0 | 0 | 0 | 0 | 0 | 0 | 0 | 0 | 0 | 0 | 0 | 0 | 0 | 0 | 0 | 0 | 0 | 0 | 0 | 0 | 0 | 0 | 0 | 0 | 0 | 0 | 0 | 0 | 0 | 0 | 0 | 0 | 0 | 0 | 0 | 0 | 0 | 0 | 0 | 0 | 0 | 0 | 0 | 0 | 0 | 0 | 0 | 0 | 0 | 0 | 0 | 0 | 0 | 0 | 0 | 0 | 0 | 0 | 0
|  | NTB17 | Bacton desalination (seawater) 25 Ml/d | Capex | Civils | 50 | Fixed | 0 | 0 | 0 | 0 | 0 | 0 | 18.6925 | 51.4485 | 82.9965 | 47.6238 | 0 | 0 | 0 | 0 | 0 | 0 | 0 | 0 | 0 | 0 | 0 | 0 | 0 | 0 | 0 | 0 | 0 | 0 | 0 | 0 | 0 | 0 | 0 | 0 | 0 | 0 | 0 | 0 | 0 | 0 | 0 | 0 | 0 | 0 | 0 | 0 | 0 | 0 | 0 | 0 | 0 | 0 | 0 | 0 | 0 | 0 | 0 | 0 | 0 | 0 | 0 | 0 | 0 | 0 | 0 | 0 | 0 | 0 | 0 | 0 | 0 | 0 | 0 | 0 | 0 | 0 | 0 | 0 | 0 | 0 | 0 | 0 | 0 | 0 | 0 | 0
|  | NTB17 | Bacton desalination (seawater) 25 Ml/d | Capex | ICA (Instrumentation, Control & Automation) | 7 | Fixed | 0 | 0 | 0 | 0 | 0 | 0 | 0.42495 | 1.1697 | 1.8874 | 1.0834 | 0 | 0 | 0 | 0 | 0 | 0 | 0 | 0 | 0 | 0 | 0 | 0 | 0 | 0 | 0 | 0 | 0 | 0 | 0 | 0 | 0 | 0 | 0 | 0 | 0 | 0 | 0 | 0 | 0 | 0 | 0 | 0 | 0 | 0 | 0 | 0 | 0 | 0 | 0 | 0 | 0 | 0 | 0 | 0 | 0 | 0 | 0 | 0 | 0 | 0 | 0 | 0 | 0 | 0 | 0 | 0 | 0 | 0 | 0 | 0 | 0 | 0 | 0 | 0 | 0 | 0 | 0 | 0 | 0 | 0 | 0 | 0 | 0 | 0 | 0 | 0
|  | NTB17 | Bacton desalination (seawater) 25 Ml/d | Capex | M&E (Mechanical and Electrical) Works on Pumping Stations and Treatment Works | 15 | Fixed | 0 | 0 | 0 | 0 | 0 | 0 | 13.8212 | 38.0204 | 61.1963 | 34.9885 | 0 | 0 | 0 | 0 | 0 | 0 | 0 | 0 | 0 | 0 | 0 | 0 | 0 | 0 | 0 | 0 | 0 | 0 | 0 | 0 | 0 | 0 | 0 | 0 | 0 | 0 | 0 | 0 | 0 | 0 | 0 | 0 | 0 | 0 | 0 | 0 | 0 | 0 | 0 | 0 | 0 | 0 | 0 | 0 | 0 | 0 | 0 | 0 | 0 | 0 | 0 | 0 | 0 | 0 | 0 | 0 | 0 | 0 | 0 | 0 | 0 | 0 | 0 | 0 | 0 | 0 | 0 | 0 | 0 | 0 | 0 | 0 | 0 | 0 | 0 | 0
|  | NTB17 | Bacton desalination (seawater) 25 Ml/d | Capex | Pipelines | 200 | Fixed | 0 | 0 | 0 | 0 | 0 | 0 | 8.8158 | 23.8267 | 35.5049 | 17.6934 | 0 | 0 | 0 | 0 | 0 | 0 | 0 | 0 | 0 | 0 | 0 | 0 | 0 | 0 | 0 | 0 | 0 | 0 | 0 | 0 | 0 | 0 | 0 | 0 | 0 | 0 | 0 | 0 | 0 | 0 | 0 | 0 | 0 | 0 | 0 | 0 | 0 | 0 | 0 | 0 | 0 | 0 | 0 | 0 | 0 | 0 | 0 | 0 | 0 | 0 | 0 | 0 | 0 | 0 | 0 | 0 | 0 | 0 | 0 | 0 | 0 | 0 | 0 | 0 | 0 | 0 | 0 | 0 | 0 | 0 | 0 | 0 | 0 | 0 | 0 | 0
|  | NTB17 | Bacton desalination (seawater) 25 Ml/d | Capex | Planning and Development (Non depreciating) | 0 | Fixed | 0 | 0 | 0 | 0 | 0 | 0 | 0.038525 | 0.10606 | 0.17124 | 0.09839 | 0 | 0 | 0 | 0 | 0 | 0 | 0 | 0 | 0 | 0 | 0 | 0 | 0 | 0 | 0 | 0 | 0 | 0 | 0 | 0 | 0 | 0 | 0 | 0 | 0 | 0 | 0 | 0 | 0 | 0 | 0 | 0 | 0 | 0 | 0 | 0 | 0 | 0 | 0 | 0 | 0 | 0 | 0 | 0 | 0 | 0 | 0 | 0 | 0 | 0 | 0 | 0 | 0 | 0 | 0 | 0 | 0 | 0 | 0 | 0 | 0 | 0 | 0 | 0 | 0 | 0 | 0 | 0 | 0 | 0 | 0 | 0 | 0 | 0 | 0 | 0
|  | NTB17 | Bacton desalination (seawater) 25 Ml/d | Opex | Cost |  | Fixed | 0 | 0 | 0 | 0 | 0 | 0 | 0 | 0 | 0 | 1.0146 | 7.098 | 12.1668 | 12.1668 | 12.1668 | 12.1668 | 12.1668 | 12.1668 | 12.1668 | 12.1668 | 12.1668 | 12.1668 | 12.1668 | 12.1668 | 12.1668 | 12.1668 | 12.1668 | 12.1668 | 12.1668 | 12.1668 | 12.1668 | 12.1668 | 12.1668 | 12.1668 | 12.1668 | 12.1668 | 12.1668 | 12.1668 | 12.1668 | 12.1668 | 12.1668 | 12.1668 | 12.1668 | 12.1668 | 12.1668 | 12.1668 | 12.1668 | 12.1668 | 12.1668 | 12.1668 | 12.1668 | 12.1668 | 12.1668 | 12.1668 | 12.1668 | 12.1668 | 12.1668 | 12.1668 | 12.1668 | 12.1668 | 12.1668 | 12.1668 | 12.1668 | 12.1668 | 12.1668 | 12.1668 | 12.1668 | 12.1668 | 12.1668 | 12.1668 | 12.1668 | 12.1668 | 12.1668 | 12.1668 | 12.1668 | 12.1668 | 12.1668 | 12.1668 | 12.1668 | 12.1668 | 12.1668 | 12.1668 | 12.1668 | 12.1668 | 12.1668 | 12.1668 | 12.1668
|  | NTB17 | Bacton desalination (seawater) 25 Ml/d | Opex | Cost |  | Variable | 0 | 0 | 0 | 0 | 0 | 0 | 0 | 0 | 0 | 0.088304 | 0.44152 | 0.70643 | 0.70643 | 0.70643 | 0.70643 | 0.70643 | 0.70643 | 0.70643 | 0.70643 | 0.70643 | 0.70643 | 0.70643 | 0.70643 | 0.70643 | 0.70643 | 0.70643 | 0.70643 | 0.70643 | 0.70643 | 0.70643 | 0.70643 | 0.70643 | 0.70643 | 0.70643 | 0.70643 | 0.70643 | 0.70643 | 0.70643 | 0.70643 | 0.70643 | 0.70643 | 0.70643 | 0.70643 | 0.70643 | 0.70643 | 0.70643 | 0.70643 | 0.70643 | 0.70643 | 0.70643 | 0.70643 | 0.70643 | 0.70643 | 0.70643 | 0.70643 | 0.70643 | 0.70643 | 0.70643 | 0.70643 | 0.70643 | 0.70643 | 0.70643 | 0.70643 | 0.70643 | 0.70643 | 0.70643 | 0.70643 | 0.70643 | 0.70643 | 0.70643 | 0.70643 | 0.70643 | 0.70643 | 0.70643 | 0.70643 | 0.70643 | 0.70643 | 0.70643 | 0.70643 | 0.70643 | 0.70643 | 0.70643 | 0.70643 | 0.70643 | 0.70643 | 0.70643
|  | NTB18 | Bacton desalination (seawater) 50 Ml/d | Capex | Civils | 20 | Fixed | 0 | 0 | 0 | 0 | 0 | 0 | 0 | 0 | 0 | 0 | 0 | 0 | 0 | 0 | 0 | 0 | 0 | 0 | 0 | 0 | 0 | 0 | 0 | 0 | 0 | 0 | 0 | 0 | 0 | 0 | 0 | 0 | 0 | 0 | 0 | 0 | 0 | 0 | 0 | 0 | 0 | 0 | 0 | 0 | 0 | 0 | 0 | 0 | 0 | 0 | 0 | 0 | 0 | 0 | 0 | 0 | 0 | 0 | 0 | 0 | 0 | 0 | 0 | 0 | 0 | 0 | 0 | 0 | 0 | 0 | 0 | 0 | 0 | 0 | 0 | 0 | 0 | 0 | 0 | 0 | 0 | 0 | 0 | 0 | 0 | 0
|  | NTB18 | Bacton desalination (seawater) 50 Ml/d | Capex | Civils | 50 | Fixed | 0 | 0 | 0 | 0 | 0 | 0 | 35.0919 | 96.578 | 155.7486 | 89.3229 | 0 | 0 | 0 | 0 | 0 | 0 | 0 | 0 | 0 | 0 | 0 | 0 | 0 | 0 | 0 | 0 | 0 | 0 | 0 | 0 | 0 | 0 | 0 | 0 | 0 | 0 | 0 | 0 | 0 | 0 | 0 | 0 | 0 | 0 | 0 | 0 | 0 | 0 | 0 | 0 | 0 | 0 | 0 | 0 | 0 | 0 | 0 | 0 | 0 | 0 | 0 | 0 | 0 | 0 | 0 | 0 | 0 | 0 | 0 | 0 | 0 | 0 | 0 | 0 | 0 | 0 | 0 | 0 | 0 | 0 | 0 | 0 | 0 | 0 | 0 | 0
|  | NTB18 | Bacton desalination (seawater) 50 Ml/d | Capex | ICA (Instrumentation, Control & Automation) | 7 | Fixed | 0 | 0 | 0 | 0 | 0 | 0 | 0.74614 | 2.0537 | 3.3137 | 1.9019 | 0 | 0 | 0 | 0 | 0 | 0 | 0 | 0 | 0 | 0 | 0 | 0 | 0 | 0 | 0 | 0 | 0 | 0 | 0 | 0 | 0 | 0 | 0 | 0 | 0 | 0 | 0 | 0 | 0 | 0 | 0 | 0 | 0 | 0 | 0 | 0 | 0 | 0 | 0 | 0 | 0 | 0 | 0 | 0 | 0 | 0 | 0 | 0 | 0 | 0 | 0 | 0 | 0 | 0 | 0 | 0 | 0 | 0 | 0 | 0 | 0 | 0 | 0 | 0 | 0 | 0 | 0 | 0 | 0 | 0 | 0 | 0 | 0 | 0 | 0 | 0
|  | NTB18 | Bacton desalination (seawater) 50 Ml/d | Capex | M&E (Mechanical and Electrical) Works on Pumping Stations and Treatment Works | 15 | Fixed | 0 | 0 | 0 | 0 | 0 | 0 | 24.0383 | 66.0926 | 106.1538 | 60.4852 | 0 | 0 | 0 | 0 | 0 | 0 | 0 | 0 | 0 | 0 | 0 | 0 | 0 | 0 | 0 | 0 | 0 | 0 | 0 | 0 | 0 | 0 | 0 | 0 | 0 | 0 | 0 | 0 | 0 | 0 | 0 | 0 | 0 | 0 | 0 | 0 | 0 | 0 | 0 | 0 | 0 | 0 | 0 | 0 | 0 | 0 | 0 | 0 | 0 | 0 | 0 | 0 | 0 | 0 | 0 | 0 | 0 | 0 | 0 | 0 | 0 | 0 | 0 | 0 | 0 | 0 | 0 | 0 | 0 | 0 | 0 | 0 | 0 | 0 | 0 | 0
|  | NTB18 | Bacton desalination (seawater) 50 Ml/d | Capex | Pipelines | 200 | Fixed | 0 | 0 | 0 | 0 | 0 | 0 | 11.7308 | 31.7181 | 47.3516 | 23.6836 | 0 | 0 | 0 | 0 | 0 | 0 | 0 | 0 | 0 | 0 | 0 | 0 | 0 | 0 | 0 | 0 | 0 | 0 | 0 | 0 | 0 | 0 | 0 | 0 | 0 | 0 | 0 | 0 | 0 | 0 | 0 | 0 | 0 | 0 | 0 | 0 | 0 | 0 | 0 | 0 | 0 | 0 | 0 | 0 | 0 | 0 | 0 | 0 | 0 | 0 | 0 | 0 | 0 | 0 | 0 | 0 | 0 | 0 | 0 | 0 | 0 | 0 | 0 | 0 | 0 | 0 | 0 | 0 | 0 | 0 | 0 | 0 | 0 | 0 | 0 | 0
|  | NTB18 | Bacton desalination (seawater) 50 Ml/d | Capex | Planning and Development (Non depreciating) | 0 | Fixed | 0 | 0 | 0 | 0 | 0 | 0 | 0.038268 | 0.10535 | 0.1701 | 0.097734 | 0 | 0 | 0 | 0 | 0 | 0 | 0 | 0 | 0 | 0 | 0 | 0 | 0 | 0 | 0 | 0 | 0 | 0 | 0 | 0 | 0 | 0 | 0 | 0 | 0 | 0 | 0 | 0 | 0 | 0 | 0 | 0 | 0 | 0 | 0 | 0 | 0 | 0 | 0 | 0 | 0 | 0 | 0 | 0 | 0 | 0 | 0 | 0 | 0 | 0 | 0 | 0 | 0 | 0 | 0 | 0 | 0 | 0 | 0 | 0 | 0 | 0 | 0 | 0 | 0 | 0 | 0 | 0 | 0 | 0 | 0 | 0 | 0 | 0 | 0 | 0
|  | NTB18 | Bacton desalination (seawater) 50 Ml/d | Opex | Cost |  | Fixed | 0 | 0 | 0 | 0 | 0 | 0 | 0 | 0 | 0 | 1.91 | 13.3635 | 22.9071 | 22.9071 | 22.9071 | 22.9071 | 22.9071 | 22.9071 | 22.9071 | 22.9071 | 22.9071 | 22.9071 | 22.9071 | 22.9071 | 22.9071 | 22.9071 | 22.9071 | 22.9071 | 22.9071 | 22.9071 | 22.9071 | 22.9071 | 22.9071 | 22.9071 | 22.9071 | 22.9071 | 22.9071 | 22.9071 | 22.9071 | 22.9071 | 22.9071 | 22.9071 | 22.9071 | 22.9071 | 22.9071 | 22.9071 | 22.9071 | 22.9071 | 22.9071 | 22.9071 | 22.9071 | 22.9071 | 22.9071 | 22.9071 | 22.9071 | 22.9071 | 22.9071 | 22.9071 | 22.9071 | 22.9071 | 22.9071 | 22.9071 | 22.9071 | 22.9071 | 22.9071 | 22.9071 | 22.9071 | 22.9071 | 22.9071 | 22.9071 | 22.9071 | 22.9071 | 22.9071 | 22.9071 | 22.9071 | 22.9071 | 22.9071 | 22.9071 | 22.9071 | 22.9071 | 22.9071 | 22.9071 | 22.9071 | 22.9071 | 22.9071 | 22.9071 | 22.9071
|  | NTB18 | Bacton desalination (seawater) 50 Ml/d | Opex | Cost |  | Variable | 0 | 0 | 0 | 0 | 0 | 0 | 0 | 0 | 0 | 0.14056 | 0.80826 | 1.3354 | 1.3354 | 1.3354 | 1.3354 | 1.3354 | 1.3354 | 1.3354 | 1.3354 | 1.3354 | 1.3354 | 1.3354 | 1.3354 | 1.3354 | 1.3354 | 1.3354 | 1.3354 | 1.3354 | 1.3354 | 1.3354 | 1.3354 | 1.3354 | 1.3354 | 1.3354 | 1.3354 | 1.3354 | 1.3354 | 1.3354 | 1.3354 | 1.3354 | 1.3354 | 1.3354 | 1.3354 | 1.3354 | 1.3354 | 1.3354 | 1.3354 | 1.3354 | 1.3354 | 1.3354 | 1.3354 | 1.3354 | 1.3354 | 1.3354 | 1.3354 | 1.3354 | 1.3354 | 1.3354 | 1.3354 | 1.3354 | 1.3354 | 1.3354 | 1.3354 | 1.3354 | 1.3354 | 1.3354 | 1.3354 | 1.3354 | 1.3354 | 1.3354 | 1.3354 | 1.3354 | 1.3354 | 1.3354 | 1.3354 | 1.3354 | 1.3354 | 1.3354 | 1.3354 | 1.3354 | 1.3354 | 1.3354 | 1.3354 | 1.3354 | 1.3354 | 1.3354
|  | NTB19 | Bacton desalination (seawater) 100 Ml/d | Capex | Civils | 20 | Fixed | 0 | 0 | 0 | 0 | 0 | 0 | 0 | 0 | 0 | 0 | 0 | 0 | 0 | 0 | 0 | 0 | 0 | 0 | 0 | 0 | 0 | 0 | 0 | 0 | 0 | 0 | 0 | 0 | 0 | 0 | 0 | 0 | 0 | 0 | 0 | 0 | 0 | 0 | 0 | 0 | 0 | 0 | 0 | 0 | 0 | 0 | 0 | 0 | 0 | 0 | 0 | 0 | 0 | 0 | 0 | 0 | 0 | 0 | 0 | 0 | 0 | 0 | 0 | 0 | 0 | 0 | 0 | 0 | 0 | 0 | 0 | 0 | 0 | 0 | 0 | 0 | 0 | 0 | 0 | 0 | 0 | 0 | 0 | 0 | 0 | 0
|  | NTB19 | Bacton desalination (seawater) 100 Ml/d | Capex | Civils | 50 | Fixed | 0 | 0 | 0 | 0 | 0 | 0 | 64.7597 | 178.2388 | 287.5127 | 164.9563 | 0 | 0 | 0 | 0 | 0 | 0 | 0 | 0 | 0 | 0 | 0 | 0 | 0 | 0 | 0 | 0 | 0 | 0 | 0 | 0 | 0 | 0 | 0 | 0 | 0 | 0 | 0 | 0 | 0 | 0 | 0 | 0 | 0 | 0 | 0 | 0 | 0 | 0 | 0 | 0 | 0 | 0 | 0 | 0 | 0 | 0 | 0 | 0 | 0 | 0 | 0 | 0 | 0 | 0 | 0 | 0 | 0 | 0 | 0 | 0 | 0 | 0 | 0 | 0 | 0 | 0 | 0 | 0 | 0 | 0 | 0 | 0 | 0 | 0 | 0 | 0
|  | NTB19 | Bacton desalination (seawater) 100 Ml/d | Capex | ICA (Instrumentation, Control & Automation) | 7 | Fixed | 0 | 0 | 0 | 0 | 0 | 0 | 1.306 | 3.5947 | 5.8005 | 3.3297 | 0 | 0 | 0 | 0 | 0 | 0 | 0 | 0 | 0 | 0 | 0 | 0 | 0 | 0 | 0 | 0 | 0 | 0 | 0 | 0 | 0 | 0 | 0 | 0 | 0 | 0 | 0 | 0 | 0 | 0 | 0 | 0 | 0 | 0 | 0 | 0 | 0 | 0 | 0 | 0 | 0 | 0 | 0 | 0 | 0 | 0 | 0 | 0 | 0 | 0 | 0 | 0 | 0 | 0 | 0 | 0 | 0 | 0 | 0 | 0 | 0 | 0 | 0 | 0 | 0 | 0 | 0 | 0 | 0 | 0 | 0 | 0 | 0 | 0 | 0 | 0
|  | NTB19 | Bacton desalination (seawater) 100 Ml/d | Capex | M&E (Mechanical and Electrical) Works on Pumping Stations and Treatment Works | 15 | Fixed | 0 | 0 | 0 | 0 | 0 | 0 | 39.9005 | 109.7176 | 176.3054 | 100.5335 | 0 | 0 | 0 | 0 | 0 | 0 | 0 | 0 | 0 | 0 | 0 | 0 | 0 | 0 | 0 | 0 | 0 | 0 | 0 | 0 | 0 | 0 | 0 | 0 | 0 | 0 | 0 | 0 | 0 | 0 | 0 | 0 | 0 | 0 | 0 | 0 | 0 | 0 | 0 | 0 | 0 | 0 | 0 | 0 | 0 | 0 | 0 | 0 | 0 | 0 | 0 | 0 | 0 | 0 | 0 | 0 | 0 | 0 | 0 | 0 | 0 | 0 | 0 | 0 | 0 | 0 | 0 | 0 | 0 | 0 | 0 | 0 | 0 | 0 | 0 | 0
|  | NTB19 | Bacton desalination (seawater) 100 Ml/d | Capex | Pipelines | 200 | Fixed | 0 | 0 | 0 | 0 | 0 | 0 | 15.6176 | 42.228 | 63.0468 | 31.5387 | 0 | 0 | 0 | 0 | 0 | 0 | 0 | 0 | 0 | 0 | 0 | 0 | 0 | 0 | 0 | 0 | 0 | 0 | 0 | 0 | 0 | 0 | 0 | 0 | 0 | 0 | 0 | 0 | 0 | 0 | 0 | 0 | 0 | 0 | 0 | 0 | 0 | 0 | 0 | 0 | 0 | 0 | 0 | 0 | 0 | 0 | 0 | 0 | 0 | 0 | 0 | 0 | 0 | 0 | 0 | 0 | 0 | 0 | 0 | 0 | 0 | 0 | 0 | 0 | 0 | 0 | 0 | 0 | 0 | 0 | 0 | 0 | 0 | 0 | 0 | 0
|  | NTB19 | Bacton desalination (seawater) 100 Ml/d | Capex | Planning and Development (Non depreciating) | 0 | Fixed | 0 | 0 | 0 | 0 | 0 | 0 | 0.038616 | 0.10631 | 0.17164 | 0.098621 | 0 | 0 | 0 | 0 | 0 | 0 | 0 | 0 | 0 | 0 | 0 | 0 | 0 | 0 | 0 | 0 | 0 | 0 | 0 | 0 | 0 | 0 | 0 | 0 | 0 | 0 | 0 | 0 | 0 | 0 | 0 | 0 | 0 | 0 | 0 | 0 | 0 | 0 | 0 | 0 | 0 | 0 | 0 | 0 | 0 | 0 | 0 | 0 | 0 | 0 | 0 | 0 | 0 | 0 | 0 | 0 | 0 | 0 | 0 | 0 | 0 | 0 | 0 | 0 | 0 | 0 | 0 | 0 | 0 | 0 | 0 | 0 | 0 | 0 | 0 | 0
|  | NTB19 | Bacton desalination (seawater) 100 Ml/d | Opex | Cost |  | Fixed | 0 | 0 | 0 | 0 | 0 | 0 | 0 | 0 | 0 | 1.9181 | 13.4183 | 23.0004 | 23.0004 | 23.0004 | 23.0004 | 23.0004 | 23.0004 | 23.0004 | 23.0004 | 23.0004 | 23.0004 | 23.0004 | 23.0004 | 23.0004 | 23.0004 | 23.0004 | 23.0004 | 23.0004 | 23.0004 | 23.0004 | 23.0004 | 23.0004 | 23.0004 | 23.0004 | 23.0004 | 23.0004 | 23.0004 | 23.0004 | 23.0004 | 23.0004 | 23.0004 | 23.0004 | 23.0004 | 23.0004 | 23.0004 | 23.0004 | 23.0004 | 23.0004 | 23.0004 | 23.0004 | 23.0004 | 23.0004 | 23.0004 | 23.0004 | 23.0004 | 23.0004 | 23.0004 | 23.0004 | 23.0004 | 23.0004 | 23.0004 | 23.0004 | 23.0004 | 23.0004 | 23.0004 | 23.0004 | 23.0004 | 23.0004 | 23.0004 | 23.0004 | 23.0004 | 23.0004 | 23.0004 | 23.0004 | 23.0004 | 23.0004 | 23.0004 | 23.0004 | 23.0004 | 23.0004 | 23.0004 | 23.0004 | 23.0004 | 23.0004 | 23.0004 | 23.0004
|  | NTB19 | Bacton desalination (seawater) 100 Ml/d | Opex | Cost |  | Variable | 0 | 0 | 0 | 0 | 0 | 0 | 0 | 0 | 0 | 0.23021 | 1.3487 | 2.237 | 2.237 | 2.237 | 2.237 | 2.237 | 2.237 | 2.237 | 2.237 | 2.237 | 2.237 | 2.237 | 2.237 | 2.237 | 2.237 | 2.237 | 2.237 | 2.237 | 2.237 | 2.237 | 2.237 | 2.237 | 2.237 | 2.237 | 2.237 | 2.237 | 2.237 | 2.237 | 2.237 | 2.237 | 2.237 | 2.237 | 2.237 | 2.237 | 2.237 | 2.237 | 2.237 | 2.237 | 2.237 | 2.237 | 2.237 | 2.237 | 2.237 | 2.237 | 2.237 | 2.237 | 2.237 | 2.237 | 2.237 | 2.237 | 2.237 | 2.237 | 2.237 | 2.237 | 2.237 | 2.237 | 2.237 | 2.237 | 2.237 | 2.237 | 2.237 | 2.237 | 2.237 | 2.237 | 2.237 | 2.237 | 2.237 | 2.237 | 2.237 | 2.237 | 2.237 | 2.237 | 2.237 | 2.237 | 2.237 | 2.237
|  | NTB20 | Desalination (seawater) plant in the Caister area (25 Ml/d) | Capex | Civils | 20 | Fixed | 0 | 0 | 0 | 0 | 0 | 0 | 0 | 0 | 0 | 0 | 0 | 0 | 0 | 0 | 0 | 0 | 0 | 0 | 0 | 0 | 0 | 0 | 0 | 0 | 0 | 0 | 0 | 0 | 0 | 0 | 0 | 0 | 0 | 0 | 0 | 0 | 0 | 0 | 0 | 0 | 0 | 0 | 0 | 0 | 0 | 0 | 0 | 0 | 0 | 0 | 0 | 0 | 0 | 0 | 0 | 0 | 0 | 0 | 0 | 0 | 0 | 0 | 0 | 0 | 0 | 0 | 0 | 0 | 0 | 0 | 0 | 0 | 0 | 0 | 0 | 0 | 0 | 0 | 0 | 0 | 0 | 0 | 0 | 0 | 0 | 0
|  | NTB20 | Desalination (seawater) plant in the Caister area (25 Ml/d) | Capex | Civils | 50 | Fixed | 0 | 0 | 0 | 0 | 0 | 0 | 17.0356 | 46.8807 | 75.5791 | 43.323 | 0 | 0 | 0 | 0 | 0 | 0 | 0 | 0 | 0 | 0 | 0 | 0 | 0 | 0 | 0 | 0 | 0 | 0 | 0 | 0 | 0 | 0 | 0 | 0 | 0 | 0 | 0 | 0 | 0 | 0 | 0 | 0 | 0 | 0 | 0 | 0 | 0 | 0 | 0 | 0 | 0 | 0 | 0 | 0 | 0 | 0 | 0 | 0 | 0 | 0 | 0 | 0 | 0 | 0 | 0 | 0 | 0 | 0 | 0 | 0 | 0 | 0 | 0 | 0 | 0 | 0 | 0 | 0 | 0 | 0 | 0 | 0 | 0 | 0 | 0 | 0
|  | NTB20 | Desalination (seawater) plant in the Caister area (25 Ml/d) | Capex | ICA (Instrumentation, Control & Automation) | 7 | Fixed | 0 | 0 | 0 | 0 | 0 | 0 | 0.40788 | 1.1226 | 1.811 | 1.0391 | 0 | 0 | 0 | 0 | 0 | 0 | 0 | 0 | 0 | 0 | 0 | 0 | 0 | 0 | 0 | 0 | 0 | 0 | 0 | 0 | 0 | 0 | 0 | 0 | 0 | 0 | 0 | 0 | 0 | 0 | 0 | 0 | 0 | 0 | 0 | 0 | 0 | 0 | 0 | 0 | 0 | 0 | 0 | 0 | 0 | 0 | 0 | 0 | 0 | 0 | 0 | 0 | 0 | 0 | 0 | 0 | 0 | 0 | 0 | 0 | 0 | 0 | 0 | 0 | 0 | 0 | 0 | 0 | 0 | 0 | 0 | 0 | 0 | 0 | 0 | 0
|  | NTB20 | Desalination (seawater) plant in the Caister area (25 Ml/d) | Capex | M&E (Mechanical and Electrical) Works on Pumping Stations and Treatment Works | 15 | Fixed | 0 | 0 | 0 | 0 | 0 | 0 | 13.6562 | 37.5458 | 60.2937 | 34.3455 | 0 | 0 | 0 | 0 | 0 | 0 | 0 | 0 | 0 | 0 | 0 | 0 | 0 | 0 | 0 | 0 | 0 | 0 | 0 | 0 | 0 | 0 | 0 | 0 | 0 | 0 | 0 | 0 | 0 | 0 | 0 | 0 | 0 | 0 | 0 | 0 | 0 | 0 | 0 | 0 | 0 | 0 | 0 | 0 | 0 | 0 | 0 | 0 | 0 | 0 | 0 | 0 | 0 | 0 | 0 | 0 | 0 | 0 | 0 | 0 | 0 | 0 | 0 | 0 | 0 | 0 | 0 | 0 | 0 | 0 | 0 | 0 | 0 | 0 | 0 | 0
|  | NTB20 | Desalination (seawater) plant in the Caister area (25 Ml/d) | Capex | Pipelines | 200 | Fixed | 0 | 0 | 0 | 0 | 0 | 0 | 8.203 | 22.1942 | 33.2352 | 16.7235 | 0 | 0 | 0 | 0 | 0 | 0 | 0 | 0 | 0 | 0 | 0 | 0 | 0 | 0 | 0 | 0 | 0 | 0 | 0 | 0 | 0 | 0 | 0 | 0 | 0 | 0 | 0 | 0 | 0 | 0 | 0 | 0 | 0 | 0 | 0 | 0 | 0 | 0 | 0 | 0 | 0 | 0 | 0 | 0 | 0 | 0 | 0 | 0 | 0 | 0 | 0 | 0 | 0 | 0 | 0 | 0 | 0 | 0 | 0 | 0 | 0 | 0 | 0 | 0 | 0 | 0 | 0 | 0 | 0 | 0 | 0 | 0 | 0 | 0 | 0 | 0
|  | NTB20 | Desalination (seawater) plant in the Caister area (25 Ml/d) | Capex | Planning and Development (Non depreciating) | 0 | Fixed | 0 | 0 | 0 | 0 | 0 | 0 | 0.036959 | 0.10174 | 0.16427 | 0.094389 | 0 | 0 | 0 | 0 | 0 | 0 | 0 | 0 | 0 | 0 | 0 | 0 | 0 | 0 | 0 | 0 | 0 | 0 | 0 | 0 | 0 | 0 | 0 | 0 | 0 | 0 | 0 | 0 | 0 | 0 | 0 | 0 | 0 | 0 | 0 | 0 | 0 | 0 | 0 | 0 | 0 | 0 | 0 | 0 | 0 | 0 | 0 | 0 | 0 | 0 | 0 | 0 | 0 | 0 | 0 | 0 | 0 | 0 | 0 | 0 | 0 | 0 | 0 | 0 | 0 | 0 | 0 | 0 | 0 | 0 | 0 | 0 | 0 | 0 | 0 | 0
|  | NTB20 | Desalination (seawater) plant in the Caister area (25 Ml/d) | Opex | Cost |  | Fixed | 0 | 0 | 0 | 0 | 0 | 0 | 0 | 0 | 0 | 1.0161 | 7.1086 | 12.185 | 12.185 | 12.185 | 12.185 | 12.185 | 12.185 | 12.185 | 12.185 | 12.185 | 12.185 | 12.185 | 12.185 | 12.185 | 12.185 | 12.185 | 12.185 | 12.185 | 12.185 | 12.185 | 12.185 | 12.185 | 12.185 | 12.185 | 12.185 | 12.185 | 12.185 | 12.185 | 12.185 | 12.185 | 12.185 | 12.185 | 12.185 | 12.185 | 12.185 | 12.185 | 12.185 | 12.185 | 12.185 | 12.185 | 12.185 | 12.185 | 12.185 | 12.185 | 12.185 | 12.185 | 12.185 | 12.185 | 12.185 | 12.185 | 12.185 | 12.185 | 12.185 | 12.185 | 12.185 | 12.185 | 12.185 | 12.185 | 12.185 | 12.185 | 12.185 | 12.185 | 12.185 | 12.185 | 12.185 | 12.185 | 12.185 | 12.185 | 12.185 | 12.185 | 12.185 | 12.185 | 12.185 | 12.185 | 12.185 | 12.185
|  | NTB20 | Desalination (seawater) plant in the Caister area (25 Ml/d) | Opex | Cost |  | Variable | 0 | 0 | 0 | 0 | 0 | 0 | 0 | 0 | 0 | 0.074046 | 0.42296 | 0.69782 | 0.69782 | 0.69782 | 0.69782 | 0.69782 | 0.69782 | 0.69782 | 0.69782 | 0.69782 | 0.69782 | 0.69782 | 0.69782 | 0.69782 | 0.69782 | 0.69782 | 0.69782 | 0.69782 | 0.69782 | 0.69782 | 0.69782 | 0.69782 | 0.69782 | 0.69782 | 0.69782 | 0.69782 | 0.69782 | 0.69782 | 0.69782 | 0.69782 | 0.69782 | 0.69782 | 0.69782 | 0.69782 | 0.69782 | 0.69782 | 0.69782 | 0.69782 | 0.69782 | 0.69782 | 0.69782 | 0.69782 | 0.69782 | 0.69782 | 0.69782 | 0.69782 | 0.69782 | 0.69782 | 0.69782 | 0.69782 | 0.69782 | 0.69782 | 0.69782 | 0.69782 | 0.69782 | 0.69782 | 0.69782 | 0.69782 | 0.69782 | 0.69782 | 0.69782 | 0.69782 | 0.69782 | 0.69782 | 0.69782 | 0.69782 | 0.69782 | 0.69782 | 0.69782 | 0.69782 | 0.69782 | 0.69782 | 0.69782 | 0.69782 | 0.69782 | 0.69782
|  | NTB21 | Desalination (seawater) plant in the Caister area (50 Ml/d) | Capex | Civils | 20 | Fixed | 0 | 0 | 0 | 0 | 0 | 0 | 0 | 0 | 0 | 0 | 0 | 0 | 0 | 0 | 0 | 0 | 0 | 0 | 0 | 0 | 0 | 0 | 0 | 0 | 0 | 0 | 0 | 0 | 0 | 0 | 0 | 0 | 0 | 0 | 0 | 0 | 0 | 0 | 0 | 0 | 0 | 0 | 0 | 0 | 0 | 0 | 0 | 0 | 0 | 0 | 0 | 0 | 0 | 0 | 0 | 0 | 0 | 0 | 0 | 0 | 0 | 0 | 0 | 0 | 0 | 0 | 0 | 0 | 0 | 0 | 0 | 0 | 0 | 0 | 0 | 0 | 0 | 0 | 0 | 0 | 0 | 0 | 0 | 0 | 0 | 0
|  | NTB21 | Desalination (seawater) plant in the Caister area (50 Ml/d) | Capex | Civils | 50 | Fixed | 0 | 0 | 0 | 0 | 0 | 0 | 30.5599 | 84.1051 | 135.6326 | 77.785 | 0 | 0 | 0 | 0 | 0 | 0 | 0 | 0 | 0 | 0 | 0 | 0 | 0 | 0 | 0 | 0 | 0 | 0 | 0 | 0 | 0 | 0 | 0 | 0 | 0 | 0 | 0 | 0 | 0 | 0 | 0 | 0 | 0 | 0 | 0 | 0 | 0 | 0 | 0 | 0 | 0 | 0 | 0 | 0 | 0 | 0 | 0 | 0 | 0 | 0 | 0 | 0 | 0 | 0 | 0 | 0 | 0 | 0 | 0 | 0 | 0 | 0 | 0 | 0 | 0 | 0 | 0 | 0 | 0 | 0 | 0 | 0 | 0 | 0 | 0 | 0
|  | NTB21 | Desalination (seawater) plant in the Caister area (50 Ml/d) | Capex | ICA (Instrumentation, Control & Automation) | 7 | Fixed | 0 | 0 | 0 | 0 | 0 | 0 | 0.71477 | 1.9674 | 3.1745 | 1.8222 | 0 | 0 | 0 | 0 | 0 | 0 | 0 | 0 | 0 | 0 | 0 | 0 | 0 | 0 | 0 | 0 | 0 | 0 | 0 | 0 | 0 | 0 | 0 | 0 | 0 | 0 | 0 | 0 | 0 | 0 | 0 | 0 | 0 | 0 | 0 | 0 | 0 | 0 | 0 | 0 | 0 | 0 | 0 | 0 | 0 | 0 | 0 | 0 | 0 | 0 | 0 | 0 | 0 | 0 | 0 | 0 | 0 | 0 | 0 | 0 | 0 | 0 | 0 | 0 | 0 | 0 | 0 | 0 | 0 | 0 | 0 | 0 | 0 | 0 | 0 | 0
|  | NTB21 | Desalination (seawater) plant in the Caister area (50 Ml/d) | Capex | M&E (Mechanical and Electrical) Works on Pumping Stations and Treatment Works | 15 | Fixed | 0 | 0 | 0 | 0 | 0 | 0 | 22.8613 | 62.8633 | 101.0131 | 57.5982 | 0 | 0 | 0 | 0 | 0 | 0 | 0 | 0 | 0 | 0 | 0 | 0 | 0 | 0 | 0 | 0 | 0 | 0 | 0 | 0 | 0 | 0 | 0 | 0 | 0 | 0 | 0 | 0 | 0 | 0 | 0 | 0 | 0 | 0 | 0 | 0 | 0 | 0 | 0 | 0 | 0 | 0 | 0 | 0 | 0 | 0 | 0 | 0 | 0 | 0 | 0 | 0 | 0 | 0 | 0 | 0 | 0 | 0 | 0 | 0 | 0 | 0 | 0 | 0 | 0 | 0 | 0 | 0 | 0 | 0 | 0 | 0 | 0 | 0 | 0 | 0
|  | NTB21 | Desalination (seawater) plant in the Caister area (50 Ml/d) | Capex | Pipelines | 200 | Fixed | 0 | 0 | 0 | 0 | 0 | 0 | 10.7607 | 29.1145 | 43.5976 | 21.9372 | 0 | 0 | 0 | 0 | 0 | 0 | 0 | 0 | 0 | 0 | 0 | 0 | 0 | 0 | 0 | 0 | 0 | 0 | 0 | 0 | 0 | 0 | 0 | 0 | 0 | 0 | 0 | 0 | 0 | 0 | 0 | 0 | 0 | 0 | 0 | 0 | 0 | 0 | 0 | 0 | 0 | 0 | 0 | 0 | 0 | 0 | 0 | 0 | 0 | 0 | 0 | 0 | 0 | 0 | 0 | 0 | 0 | 0 | 0 | 0 | 0 | 0 | 0 | 0 | 0 | 0 | 0 | 0 | 0 | 0 | 0 | 0 | 0 | 0 | 0 | 0
|  | NTB21 | Desalination (seawater) plant in the Caister area (50 Ml/d) | Capex | Planning and Development (Non depreciating) | 0 | Fixed | 0 | 0 | 0 | 0 | 0 | 0 | 0.036725 | 0.1011 | 0.16323 | 0.093792 | 0 | 0 | 0 | 0 | 0 | 0 | 0 | 0 | 0 | 0 | 0 | 0 | 0 | 0 | 0 | 0 | 0 | 0 | 0 | 0 | 0 | 0 | 0 | 0 | 0 | 0 | 0 | 0 | 0 | 0 | 0 | 0 | 0 | 0 | 0 | 0 | 0 | 0 | 0 | 0 | 0 | 0 | 0 | 0 | 0 | 0 | 0 | 0 | 0 | 0 | 0 | 0 | 0 | 0 | 0 | 0 | 0 | 0 | 0 | 0 | 0 | 0 | 0 | 0 | 0 | 0 | 0 | 0 | 0 | 0 | 0 | 0 | 0 | 0 | 0 | 0
|  | NTB21 | Desalination (seawater) plant in the Caister area (50 Ml/d) | Opex | Cost |  | Fixed | 0 | 0 | 0 | 0 | 0 | 0 | 0 | 0 | 0 | 1.909 | 13.3576 | 22.8972 | 22.8972 | 22.8972 | 22.8972 | 22.8972 | 22.8972 | 22.8972 | 22.8972 | 22.8972 | 22.8972 | 22.8972 | 22.8972 | 22.8972 | 22.8972 | 22.8972 | 22.8972 | 22.8972 | 22.8972 | 22.8972 | 22.8972 | 22.8972 | 22.8972 | 22.8972 | 22.8972 | 22.8972 | 22.8972 | 22.8972 | 22.8972 | 22.8972 | 22.8972 | 22.8972 | 22.8972 | 22.8972 | 22.8972 | 22.8972 | 22.8972 | 22.8972 | 22.8972 | 22.8972 | 22.8972 | 22.8972 | 22.8972 | 22.8972 | 22.8972 | 22.8972 | 22.8972 | 22.8972 | 22.8972 | 22.8972 | 22.8972 | 22.8972 | 22.8972 | 22.8972 | 22.8972 | 22.8972 | 22.8972 | 22.8972 | 22.8972 | 22.8972 | 22.8972 | 22.8972 | 22.8972 | 22.8972 | 22.8972 | 22.8972 | 22.8972 | 22.8972 | 22.8972 | 22.8972 | 22.8972 | 22.8972 | 22.8972 | 22.8972 | 22.8972 | 22.8972
|  | NTB21 | Desalination (seawater) plant in the Caister area (50 Ml/d) | Opex | Cost |  | Variable | 0 | 0 | 0 | 0 | 0 | 0 | 0 | 0 | 0 | 0.11988 | 0.69329 | 1.1468 | 1.1468 | 1.1468 | 1.1468 | 1.1468 | 1.1468 | 1.1468 | 1.1468 | 1.1468 | 1.1468 | 1.1468 | 1.1468 | 1.1468 | 1.1468 | 1.1468 | 1.1468 | 1.1468 | 1.1468 | 1.1468 | 1.1468 | 1.1468 | 1.1468 | 1.1468 | 1.1468 | 1.1468 | 1.1468 | 1.1468 | 1.1468 | 1.1468 | 1.1468 | 1.1468 | 1.1468 | 1.1468 | 1.1468 | 1.1468 | 1.1468 | 1.1468 | 1.1468 | 1.1468 | 1.1468 | 1.1468 | 1.1468 | 1.1468 | 1.1468 | 1.1468 | 1.1468 | 1.1468 | 1.1468 | 1.1468 | 1.1468 | 1.1468 | 1.1468 | 1.1468 | 1.1468 | 1.1468 | 1.1468 | 1.1468 | 1.1468 | 1.1468 | 1.1468 | 1.1468 | 1.1468 | 1.1468 | 1.1468 | 1.1468 | 1.1468 | 1.1468 | 1.1468 | 1.1468 | 1.1468 | 1.1468 | 1.1468 | 1.1468 | 1.1468 | 1.1468
|  | NTB22 | Desalination (seawater) plant in the Caister area (100 Ml/d) | Capex | Civils | 20 | Fixed | 0 | 0 | 0 | 0 | 0 | 0 | 0 | 0 | 0 | 0 | 0 | 0 | 0 | 0 | 0 | 0 | 0 | 0 | 0 | 0 | 0 | 0 | 0 | 0 | 0 | 0 | 0 | 0 | 0 | 0 | 0 | 0 | 0 | 0 | 0 | 0 | 0 | 0 | 0 | 0 | 0 | 0 | 0 | 0 | 0 | 0 | 0 | 0 | 0 | 0 | 0 | 0 | 0 | 0 | 0 | 0 | 0 | 0 | 0 | 0 | 0 | 0 | 0 | 0 | 0 | 0 | 0 | 0 | 0 | 0 | 0 | 0 | 0 | 0 | 0 | 0 | 0 | 0 | 0 | 0 | 0 | 0 | 0 | 0 | 0 | 0
|  | NTB22 | Desalination (seawater) plant in the Caister area (100 Ml/d) | Capex | Civils | 50 | Fixed | 0 | 0 | 0 | 0 | 0 | 0 | 57.7551 | 158.9483 | 256.3159 | 146.9848 | 0 | 0 | 0 | 0 | 0 | 0 | 0 | 0 | 0 | 0 | 0 | 0 | 0 | 0 | 0 | 0 | 0 | 0 | 0 | 0 | 0 | 0 | 0 | 0 | 0 | 0 | 0 | 0 | 0 | 0 | 0 | 0 | 0 | 0 | 0 | 0 | 0 | 0 | 0 | 0 | 0 | 0 | 0 | 0 | 0 | 0 | 0 | 0 | 0 | 0 | 0 | 0 | 0 | 0 | 0 | 0 | 0 | 0 | 0 | 0 | 0 | 0 | 0 | 0 | 0 | 0 | 0 | 0 | 0 | 0 | 0 | 0 | 0 | 0 | 0 | 0
|  | NTB22 | Desalination (seawater) plant in the Caister area (100 Ml/d) | Capex | ICA (Instrumentation, Control & Automation) | 7 | Fixed | 0 | 0 | 0 | 0 | 0 | 0 | 1.2416 | 3.4174 | 5.5137 | 3.1644 | 0 | 0 | 0 | 0 | 0 | 0 | 0 | 0 | 0 | 0 | 0 | 0 | 0 | 0 | 0 | 0 | 0 | 0 | 0 | 0 | 0 | 0 | 0 | 0 | 0 | 0 | 0 | 0 | 0 | 0 | 0 | 0 | 0 | 0 | 0 | 0 | 0 | 0 | 0 | 0 | 0 | 0 | 0 | 0 | 0 | 0 | 0 | 0 | 0 | 0 | 0 | 0 | 0 | 0 | 0 | 0 | 0 | 0 | 0 | 0 | 0 | 0 | 0 | 0 | 0 | 0 | 0 | 0 | 0 | 0 | 0 | 0 | 0 | 0 | 0 | 0
|  | NTB22 | Desalination (seawater) plant in the Caister area (100 Ml/d) | Capex | M&E (Mechanical and Electrical) Works on Pumping Stations and Treatment Works | 15 | Fixed | 0 | 0 | 0 | 0 | 0 | 0 | 38.2477 | 105.1381 | 168.7139 | 95.9913 | 0 | 0 | 0 | 0 | 0 | 0 | 0 | 0 | 0 | 0 | 0 | 0 | 0 | 0 | 0 | 0 | 0 | 0 | 0 | 0 | 0 | 0 | 0 | 0 | 0 | 0 | 0 | 0 | 0 | 0 | 0 | 0 | 0 | 0 | 0 | 0 | 0 | 0 | 0 | 0 | 0 | 0 | 0 | 0 | 0 | 0 | 0 | 0 | 0 | 0 | 0 | 0 | 0 | 0 | 0 | 0 | 0 | 0 | 0 | 0 | 0 | 0 | 0 | 0 | 0 | 0 | 0 | 0 | 0 | 0 | 0 | 0 | 0 | 0 | 0 | 0
|  | NTB22 | Desalination (seawater) plant in the Caister area (100 Ml/d) | Capex | Pipelines | 200 | Fixed | 0 | 0 | 0 | 0 | 0 | 0 | 14.1549 | 38.3482 | 57.7684 | 29.4059 | 0 | 0 | 0 | 0 | 0 | 0 | 0 | 0 | 0 | 0 | 0 | 0 | 0 | 0 | 0 | 0 | 0 | 0 | 0 | 0 | 0 | 0 | 0 | 0 | 0 | 0 | 0 | 0 | 0 | 0 | 0 | 0 | 0 | 0 | 0 | 0 | 0 | 0 | 0 | 0 | 0 | 0 | 0 | 0 | 0 | 0 | 0 | 0 | 0 | 0 | 0 | 0 | 0 | 0 | 0 | 0 | 0 | 0 | 0 | 0 | 0 | 0 | 0 | 0 | 0 | 0 | 0 | 0 | 0 | 0 | 0 | 0 | 0 | 0 | 0 | 0
|  | NTB22 | Desalination (seawater) plant in the Caister area (100 Ml/d) | Capex | Planning and Development (Non depreciating) | 0 | Fixed | 0 | 0 | 0 | 0 | 0 | 0 | 0.036484 | 0.10044 | 0.16217 | 0.093178 | 0 | 0 | 0 | 0 | 0 | 0 | 0 | 0 | 0 | 0 | 0 | 0 | 0 | 0 | 0 | 0 | 0 | 0 | 0 | 0 | 0 | 0 | 0 | 0 | 0 | 0 | 0 | 0 | 0 | 0 | 0 | 0 | 0 | 0 | 0 | 0 | 0 | 0 | 0 | 0 | 0 | 0 | 0 | 0 | 0 | 0 | 0 | 0 | 0 | 0 | 0 | 0 | 0 | 0 | 0 | 0 | 0 | 0 | 0 | 0 | 0 | 0 | 0 | 0 | 0 | 0 | 0 | 0 | 0 | 0 | 0 | 0 | 0 | 0 | 0 | 0
|  | NTB22 | Desalination (seawater) plant in the Caister area (100 Ml/d) | Opex | Cost |  | Fixed | 0 | 0 | 0 | 0 | 0 | 0 | 0 | 0 | 0 | 1.9169 | 13.4105 | 22.9871 | 22.9871 | 22.9871 | 22.9871 | 22.9871 | 22.9871 | 22.9871 | 22.9871 | 22.9871 | 22.9871 | 22.9871 | 22.9871 | 22.9871 | 22.9871 | 22.9871 | 22.9871 | 22.9871 | 22.9871 | 22.9871 | 22.9871 | 22.9871 | 22.9871 | 22.9871 | 22.9871 | 22.9871 | 22.9871 | 22.9871 | 22.9871 | 22.9871 | 22.9871 | 22.9871 | 22.9871 | 22.9871 | 22.9871 | 22.9871 | 22.9871 | 22.9871 | 22.9871 | 22.9871 | 22.9871 | 22.9871 | 22.9871 | 22.9871 | 22.9871 | 22.9871 | 22.9871 | 22.9871 | 22.9871 | 22.9871 | 22.9871 | 22.9871 | 22.9871 | 22.9871 | 22.9871 | 22.9871 | 22.9871 | 22.9871 | 22.9871 | 22.9871 | 22.9871 | 22.9871 | 22.9871 | 22.9871 | 22.9871 | 22.9871 | 22.9871 | 22.9871 | 22.9871 | 22.9871 | 22.9871 | 22.9871 | 22.9871 | 22.9871 | 22.9871 | 22.9871
|  | NTB22 | Desalination (seawater) plant in the Caister area (100 Ml/d) | Opex | Cost |  | Variable | 0 | 0 | 0 | 0 | 0 | 0 | 0 | 0 | 0 | 0.23672 | 1.3504 | 2.2274 | 2.2274 | 2.2274 | 2.2274 | 2.2274 | 2.2274 | 2.2274 | 2.2274 | 2.2274 | 2.2274 | 2.2274 | 2.2274 | 2.2274 | 2.2274 | 2.2274 | 2.2274 | 2.2274 | 2.2274 | 2.2274 | 2.2274 | 2.2274 | 2.2274 | 2.2274 | 2.2274 | 2.2274 | 2.2274 | 2.2274 | 2.2274 | 2.2274 | 2.2274 | 2.2274 | 2.2274 | 2.2274 | 2.2274 | 2.2274 | 2.2274 | 2.2274 | 2.2274 | 2.2274 | 2.2274 | 2.2274 | 2.2274 | 2.2274 | 2.2274 | 2.2274 | 2.2274 | 2.2274 | 2.2274 | 2.2274 | 2.2274 | 2.2274 | 2.2274 | 2.2274 | 2.2274 | 2.2274 | 2.2274 | 2.2274 | 2.2274 | 2.2274 | 2.2274 | 2.2274 | 2.2274 | 2.2274 | 2.2274 | 2.2274 | 2.2274 | 2.2274 | 2.2274 | 2.2274 | 2.2274 | 2.2274 | 2.2274 | 2.2274 | 2.2274 | 2.2274
|  | NTB26 | Norfolk Bradenham to Norwich and the Broads potable transfer (50 Ml/d) | Capex | Civils | 20 | Fixed | 0 | 0 | 0 | 0 | 0 | 0 | 0 | 0 | 0 | 0 | 0 | 0 | 0 | 0 | 0 | 0 | 0 | 0 | 0 | 0 | 0 | 0 | 0 | 0 | 0 | 0 | 0 | 0 | 0 | 0 | 0 | 0 | 0 | 0 | 0 | 0 | 0 | 0 | 0 | 0 | 0 | 0 | 0 | 0 | 0 | 0 | 0 | 0 | 0 | 0 | 0 | 0 | 0 | 0 | 0 | 0 | 0 | 0 | 0 | 0 | 0 | 0 | 0 | 0 | 0 | 0 | 0 | 0 | 0 | 0 | 0 | 0 | 0 | 0 | 0 | 0 | 0 | 0 | 0 | 0 | 0 | 0 | 0 | 0 | 0 | 0
|  | NTB26 | Norfolk Bradenham to Norwich and the Broads potable transfer (50 Ml/d) | Capex | Civils | 50 | Fixed | 0 | 0 | 0 | 0 | 0 | 0 | 0 | 0 | 0 | 0 | 0 | 0 | 0 | 0 | 0 | 0 | 0 | 0 | 0 | 0 | 0 | 0 | 0 | 0 | 0 | 0 | 0 | 0 | 0 | 0 | 0 | 0 | 0 | 0 | 0 | 0 | 0 | 0 | 0 | 0 | 0 | 0 | 0 | 0 | 0 | 0 | 0 | 0 | 0 | 0 | 0 | 0 | 0 | 0 | 0 | 0 | 0 | 0 | 0 | 0 | 0 | 0 | 0 | 0 | 0 | 0 | 0 | 0 | 0 | 0 | 0 | 0 | 0 | 0 | 0 | 0 | 0 | 0 | 0 | 0 | 0 | 0 | 0 | 0 | 0 | 0
|  | NTB26 | Norfolk Bradenham to Norwich and the Broads potable transfer (50 Ml/d) | Capex | ICA (Instrumentation, Control & Automation) | 7 | Fixed | 0 | 0 | 0 | 0 | 0 | 0 | 0 | 0 | 0 | 0 | 0 | 0 | 0 | 0 | 0 | 0 | 0 | 0 | 0 | 0 | 0 | 0 | 0 | 0 | 0 | 0 | 0 | 0 | 0 | 0 | 0 | 0 | 0 | 0 | 0 | 0 | 0 | 0 | 0 | 0 | 0 | 0 | 0 | 0 | 0 | 0 | 0 | 0 | 0 | 0 | 0 | 0 | 0 | 0 | 0 | 0 | 0 | 0 | 0 | 0 | 0 | 0 | 0 | 0 | 0 | 0 | 0 | 0 | 0 | 0 | 0 | 0 | 0 | 0 | 0 | 0 | 0 | 0 | 0 | 0 | 0 | 0 | 0 | 0 | 0 | 0
|  | NTB26 | Norfolk Bradenham to Norwich and the Broads potable transfer (50 Ml/d) | Capex | M&E (Mechanical and Electrical) Works on Pumping Stations and Treatment Works | 15 | Fixed | 0 | 0 | 0 | 0 | 0 | 0 | 0 | 0 | 0 | 0 | 0 | 0 | 0 | 0 | 0 | 0 | 0 | 0 | 0 | 0 | 0 | 0 | 0 | 0 | 0 | 0 | 0 | 0 | 0 | 0 | 0 | 0 | 0 | 0 | 0 | 0 | 0 | 0 | 0 | 0 | 0 | 0 | 0 | 0 | 0 | 0 | 0 | 0 | 0 | 0 | 0 | 0 | 0 | 0 | 0 | 0 | 0 | 0 | 0 | 0 | 0 | 0 | 0 | 0 | 0 | 0 | 0 | 0 | 0 | 0 | 0 | 0 | 0 | 0 | 0 | 0 | 0 | 0 | 0 | 0 | 0 | 0 | 0 | 0 | 0 | 0
|  | NTB26 | Norfolk Bradenham to Norwich and the Broads potable transfer (50 Ml/d) | Capex | Pipelines | 200 | Fixed | 0 | 0 | 0 | 0 | 0 | 0 | 18.5104 | 50.0057 | 74.3586 | 36.9009 | 0 | 0 | 0 | 0 | 0 | 0 | 0 | 0 | 0 | 0 | 0 | 0 | 0 | 0 | 0 | 0 | 0 | 0 | 0 | 0 | 0 | 0 | 0 | 0 | 0 | 0 | 0 | 0 | 0 | 0 | 0 | 0 | 0 | 0 | 0 | 0 | 0 | 0 | 0 | 0 | 0 | 0 | 0 | 0 | 0 | 0 | 0 | 0 | 0 | 0 | 0 | 0 | 0 | 0 | 0 | 0 | 0 | 0 | 0 | 0 | 0 | 0 | 0 | 0 | 0 | 0 | 0 | 0 | 0 | 0 | 0 | 0 | 0 | 0 | 0 | 0
|  | NTB26 | Norfolk Bradenham to Norwich and the Broads potable transfer (50 Ml/d) | Capex | Planning and Development (Non depreciating) | 0 | Fixed | 0 | 0 | 0 | 0 | 0 | 0 | 0 | 0 | 0 | 0 | 0 | 0 | 0 | 0 | 0 | 0 | 0 | 0 | 0 | 0 | 0 | 0 | 0 | 0 | 0 | 0 | 0 | 0 | 0 | 0 | 0 | 0 | 0 | 0 | 0 | 0 | 0 | 0 | 0 | 0 | 0 | 0 | 0 | 0 | 0 | 0 | 0 | 0 | 0 | 0 | 0 | 0 | 0 | 0 | 0 | 0 | 0 | 0 | 0 | 0 | 0 | 0 | 0 | 0 | 0 | 0 | 0 | 0 | 0 | 0 | 0 | 0 | 0 | 0 | 0 | 0 | 0 | 0 | 0 | 0 | 0 | 0 | 0 | 0 | 0 | 0
|  | NTB26 | Norfolk Bradenham to Norwich and the Broads potable transfer (50 Ml/d) | Opex | Cost |  | Fixed | 0 | 0 | 0 | 0 | 0 | 0 | 0 | 0 | 0 | 0.0036782 | 0.018391 | 0.029425 | 0.029425 | 0.029425 | 0.029425 | 0.029425 | 0.029425 | 0.029425 | 0.029425 | 0.029425 | 0.029425 | 0.029425 | 0.029425 | 0.029425 | 0.029425 | 0.029425 | 0.029425 | 0.029425 | 0.029425 | 0.029425 | 0.029425 | 0.029425 | 0.029425 | 0.029425 | 0.029425 | 0.029425 | 0.029425 | 0.029425 | 0.029425 | 0.029425 | 0.029425 | 0.029425 | 0.029425 | 0.029425 | 0.029425 | 0.029425 | 0.029425 | 0.029425 | 0.029425 | 0.029425 | 0.029425 | 0.029425 | 0.029425 | 0.029425 | 0.029425 | 0.029425 | 0.029425 | 0.029425 | 0.029425 | 0.029425 | 0.029425 | 0.029425 | 0.029425 | 0.029425 | 0.029425 | 0.029425 | 0.029425 | 0.029425 | 0.029425 | 0.029425 | 0.029425 | 0.029425 | 0.029425 | 0.029425 | 0.029425 | 0.029425 | 0.029425 | 0.029425 | 0.029425 | 0.029425 | 0.029425 | 0.029425 | 0.029425 | 0.029425 | 0.029425 | 0.029425
|  | NTB26 | Norfolk Bradenham to Norwich and the Broads potable transfer (50 Ml/d) | Opex | Cost |  | Variable | 0 | 0 | 0 | 0 | 0 | 0 | 0 | 0 | 0 | 0 | 0 | 0 | 0 | 0 | 0 | 0 | 0 | 0 | 0 | 0 | 0 | 0 | 0 | 0 | 0 | 0 | 0 | 0 | 0 | 0 | 0 | 0 | 0 | 0 | 0 | 0 | 0 | 0 | 0 | 0 | 0 | 0 | 0 | 0 | 0 | 0 | 0 | 0 | 0 | 0 | 0 | 0 | 0 | 0 | 0 | 0 | 0 | 0 | 0 | 0 | 0 | 0 | 0 | 0 | 0 | 0 | 0 | 0 | 0 | 0 | 0 | 0 | 0 | 0 | 0 | 0 | 0 | 0 | 0 | 0 | 0 | 0 | 0 | 0 | 0 | 0
|  | NTB27 | Lowestoft and Casiter reuse combined (to Wensum) - treatment | Capex | Civils | 20 | Fixed | 0 | 0 | 0 | 0 | 0 | 0 | 0 | 0 | 0 | 0 | 0 | 0 | 0 | 0 | 0 | 0 | 0 | 0 | 0 | 0 | 0 | 0 | 0 | 0 | 0 | 0 | 0 | 0 | 0 | 0 | 0 | 0 | 0 | 0 | 0 | 0 | 0 | 0 | 0 | 0 | 0 | 0 | 0 | 0 | 0 | 0 | 0 | 0 | 0 | 0 | 0 | 0 | 0 | 0 | 0 | 0 | 0 | 0 | 0 | 0 | 0 | 0 | 0 | 0 | 0 | 0 | 0 | 0 | 0 | 0 | 0 | 0 | 0 | 0 | 0 | 0 | 0 | 0 | 0 | 0 | 0 | 0 | 0 | 0 | 0 | 0
|  | NTB27 | Lowestoft and Casiter reuse combined (to Wensum) - treatment | Capex | Civils | 50 | Fixed | 0 | 0 | 0 | 0 | 0 | 0 | 19.1126 | 52.5923 | 84.7585 | 48.5588 | 0 | 0 | 0 | 0 | 0 | 0 | 0 | 0 | 0 | 0 | 0 | 0 | 0 | 0 | 0 | 0 | 0 | 0 | 0 | 0 | 0 | 0 | 0 | 0 | 0 | 0 | 0 | 0 | 0 | 0 | 0 | 0 | 0 | 0 | 0 | 0 | 0 | 0 | 0 | 0 | 0 | 0 | 0 | 0 | 0 | 0 | 0 | 0 | 0 | 0 | 0 | 0 | 0 | 0 | 0 | 0 | 0 | 0 | 0 | 0 | 0 | 0 | 0 | 0 | 0 | 0 | 0 | 0 | 0 | 0 | 0 | 0 | 0 | 0 | 0 | 0
|  | NTB27 | Lowestoft and Casiter reuse combined (to Wensum) - treatment | Capex | ICA (Instrumentation, Control & Automation) | 7 | Fixed | 0 | 0 | 0 | 0 | 0 | 0 | 0.57154 | 1.5722 | 2.5304 | 1.4466 | 0 | 0 | 0 | 0 | 0 | 0 | 0 | 0 | 0 | 0 | 0 | 0 | 0 | 0 | 0 | 0 | 0 | 0 | 0 | 0 | 0 | 0 | 0 | 0 | 0 | 0 | 0 | 0 | 0 | 0 | 0 | 0 | 0 | 0 | 0 | 0 | 0 | 0 | 0 | 0 | 0 | 0 | 0 | 0 | 0 | 0 | 0 | 0 | 0 | 0 | 0 | 0 | 0 | 0 | 0 | 0 | 0 | 0 | 0 | 0 | 0 | 0 | 0 | 0 | 0 | 0 | 0 | 0 | 0 | 0 | 0 | 0 | 0 | 0 | 0 | 0
|  | NTB27 | Lowestoft and Casiter reuse combined (to Wensum) - treatment | Capex | M&E (Mechanical and Electrical) Works on Pumping Stations and Treatment Works | 15 | Fixed | 0 | 0 | 0 | 0 | 0 | 0 | 14.6672 | 40.339 | 64.871 | 37.0371 | 0 | 0 | 0 | 0 | 0 | 0 | 0 | 0 | 0 | 0 | 0 | 0 | 0 | 0 | 0 | 0 | 0 | 0 | 0 | 0 | 0 | 0 | 0 | 0 | 0 | 0 | 0 | 0 | 0 | 0 | 0 | 0 | 0 | 0 | 0 | 0 | 0 | 0 | 0 | 0 | 0 | 0 | 0 | 0 | 0 | 0 | 0 | 0 | 0 | 0 | 0 | 0 | 0 | 0 | 0 | 0 | 0 | 0 | 0 | 0 | 0 | 0 | 0 | 0 | 0 | 0 | 0 | 0 | 0 | 0 | 0 | 0 | 0 | 0 | 0 | 0
|  | NTB27 | Lowestoft and Casiter reuse combined (to Wensum) - treatment | Capex | Pipelines | 200 | Fixed | 0 | 0 | 0 | 0 | 0 | 0 | 15.5134 | 41.9556 | 62.705 | 31.4318 | 0 | 0 | 0 | 0 | 0 | 0 | 0 | 0 | 0 | 0 | 0 | 0 | 0 | 0 | 0 | 0 | 0 | 0 | 0 | 0 | 0 | 0 | 0 | 0 | 0 | 0 | 0 | 0 | 0 | 0 | 0 | 0 | 0 | 0 | 0 | 0 | 0 | 0 | 0 | 0 | 0 | 0 | 0 | 0 | 0 | 0 | 0 | 0 | 0 | 0 | 0 | 0 | 0 | 0 | 0 | 0 | 0 | 0 | 0 | 0 | 0 | 0 | 0 | 0 | 0 | 0 | 0 | 0 | 0 | 0 | 0 | 0 | 0 | 0 | 0 | 0
|  | NTB27 | Lowestoft and Casiter reuse combined (to Wensum) - treatment | Capex | Planning and Development (Non depreciating) | 0 | Fixed | 0 | 0 | 0 | 0 | 0 | 0 | 0 | 0 | 0 | 0 | 0 | 0 | 0 | 0 | 0 | 0 | 0 | 0 | 0 | 0 | 0 | 0 | 0 | 0 | 0 | 0 | 0 | 0 | 0 | 0 | 0 | 0 | 0 | 0 | 0 | 0 | 0 | 0 | 0 | 0 | 0 | 0 | 0 | 0 | 0 | 0 | 0 | 0 | 0 | 0 | 0 | 0 | 0 | 0 | 0 | 0 | 0 | 0 | 0 | 0 | 0 | 0 | 0 | 0 | 0 | 0 | 0 | 0 | 0 | 0 | 0 | 0 | 0 | 0 | 0 | 0 | 0 | 0 | 0 | 0 | 0 | 0 | 0 | 0 | 0 | 0
|  | NTB27 | Lowestoft and Casiter reuse combined (to Wensum) - treatment | Opex | Cost |  | Fixed | 0 | 0 | 0 | 0 | 0 | 0 | 0 | 0 | 0 | 1.0616 | 6.5276 | 10.932 | 10.932 | 10.932 | 10.932 | 10.932 | 10.932 | 10.932 | 10.932 | 10.932 | 10.932 | 10.932 | 10.932 | 10.932 | 10.932 | 10.932 | 10.932 | 10.932 | 10.932 | 10.932 | 10.932 | 10.932 | 10.932 | 10.932 | 10.932 | 10.932 | 10.932 | 10.932 | 10.932 | 10.932 | 10.932 | 10.932 | 10.932 | 10.932 | 10.932 | 10.932 | 10.932 | 10.932 | 10.932 | 10.932 | 10.932 | 10.932 | 10.932 | 10.932 | 10.932 | 10.932 | 10.932 | 10.932 | 10.932 | 10.932 | 10.932 | 10.932 | 10.932 | 10.932 | 10.932 | 10.932 | 10.932 | 10.932 | 10.932 | 10.932 | 10.932 | 10.932 | 10.932 | 10.932 | 10.932 | 10.932 | 10.932 | 10.932 | 10.932 | 10.932 | 10.932 | 10.932 | 10.932 | 10.932 | 10.932 | 10.932
|  | NTB27 | Lowestoft and Casiter reuse combined (to Wensum) - treatment | Opex | Cost |  | Variable | 0 | 0 | 0 | 0 | 0 | 0 | 0 | 0 | 0 | 0.1344 | 0.6747 | 1.0806 | 1.0806 | 1.0806 | 1.0806 | 1.0806 | 1.0806 | 1.0806 | 1.0806 | 1.0806 | 1.0806 | 1.0806 | 1.0806 | 1.0806 | 1.0806 | 1.0806 | 1.0806 | 1.0806 | 1.0806 | 1.0806 | 1.0806 | 1.0806 | 1.0806 | 1.0806 | 1.0806 | 1.0806 | 1.0806 | 1.0806 | 1.0806 | 1.0806 | 1.0806 | 1.0806 | 1.0806 | 1.0806 | 1.0806 | 1.0806 | 1.0806 | 1.0806 | 1.0806 | 1.0806 | 1.0806 | 1.0806 | 1.0806 | 1.0806 | 1.0806 | 1.0806 | 1.0806 | 1.0806 | 1.0806 | 1.0806 | 1.0806 | 1.0806 | 1.0806 | 1.0806 | 1.0806 | 1.0806 | 1.0806 | 1.0806 | 1.0806 | 1.0806 | 1.0806 | 1.0806 | 1.0806 | 1.0806 | 1.0806 | 1.0806 | 1.0806 | 1.0806 | 1.0806 | 1.0806 | 1.0806 | 1.0806 | 1.0806 | 1.0806 | 1.0806 | 1.0806
|  | NTB28 | Lowestoft and Casiter reuse combined (to Costessey) - treatment | Capex | Civils | 20 | Fixed | 0 | 0 | 0 | 0 | 0 | 0 | 0 | 0 | 0 | 0 | 0 | 0 | 0 | 0 | 0 | 0 | 0 | 0 | 0 | 0 | 0 | 0 | 0 | 0 | 0 | 0 | 0 | 0 | 0 | 0 | 0 | 0 | 0 | 0 | 0 | 0 | 0 | 0 | 0 | 0 | 0 | 0 | 0 | 0 | 0 | 0 | 0 | 0 | 0 | 0 | 0 | 0 | 0 | 0 | 0 | 0 | 0 | 0 | 0 | 0 | 0 | 0 | 0 | 0 | 0 | 0 | 0 | 0 | 0 | 0 | 0 | 0 | 0 | 0 | 0 | 0 | 0 | 0 | 0 | 0 | 0 | 0 | 0 | 0 | 0 | 0
|  | NTB28 | Lowestoft and Casiter reuse combined (to Costessey) - treatment | Capex | Civils | 50 | Fixed | 0 | 0 | 0 | 0 | 0 | 0 | 16.7582 | 46.1127 | 74.3095 | 42.5665 | 0 | 0 | 0 | 0 | 0 | 0 | 0 | 0 | 0 | 0 | 0 | 0 | 0 | 0 | 0 | 0 | 0 | 0 | 0 | 0 | 0 | 0 | 0 | 0 | 0 | 0 | 0 | 0 | 0 | 0 | 0 | 0 | 0 | 0 | 0 | 0 | 0 | 0 | 0 | 0 | 0 | 0 | 0 | 0 | 0 | 0 | 0 | 0 | 0 | 0 | 0 | 0 | 0 | 0 | 0 | 0 | 0 | 0 | 0 | 0 | 0 | 0 | 0 | 0 | 0 | 0 | 0 | 0 | 0 | 0 | 0 | 0 | 0 | 0 | 0 | 0
|  | NTB28 | Lowestoft and Casiter reuse combined (to Costessey) - treatment | Capex | ICA (Instrumentation, Control & Automation) | 7 | Fixed | 0 | 0 | 0 | 0 | 0 | 0 | 0.50386 | 1.386 | 2.2304 | 1.2748 | 0 | 0 | 0 | 0 | 0 | 0 | 0 | 0 | 0 | 0 | 0 | 0 | 0 | 0 | 0 | 0 | 0 | 0 | 0 | 0 | 0 | 0 | 0 | 0 | 0 | 0 | 0 | 0 | 0 | 0 | 0 | 0 | 0 | 0 | 0 | 0 | 0 | 0 | 0 | 0 | 0 | 0 | 0 | 0 | 0 | 0 | 0 | 0 | 0 | 0 | 0 | 0 | 0 | 0 | 0 | 0 | 0 | 0 | 0 | 0 | 0 | 0 | 0 | 0 | 0 | 0 | 0 | 0 | 0 | 0 | 0 | 0 | 0 | 0 | 0 | 0
|  | NTB28 | Lowestoft and Casiter reuse combined (to Costessey) - treatment | Capex | M&E (Mechanical and Electrical) Works on Pumping Stations and Treatment Works | 15 | Fixed | 0 | 0 | 0 | 0 | 0 | 0 | 13.7234 | 37.7439 | 60.7026 | 34.6617 | 0 | 0 | 0 | 0 | 0 | 0 | 0 | 0 | 0 | 0 | 0 | 0 | 0 | 0 | 0 | 0 | 0 | 0 | 0 | 0 | 0 | 0 | 0 | 0 | 0 | 0 | 0 | 0 | 0 | 0 | 0 | 0 | 0 | 0 | 0 | 0 | 0 | 0 | 0 | 0 | 0 | 0 | 0 | 0 | 0 | 0 | 0 | 0 | 0 | 0 | 0 | 0 | 0 | 0 | 0 | 0 | 0 | 0 | 0 | 0 | 0 | 0 | 0 | 0 | 0 | 0 | 0 | 0 | 0 | 0 | 0 | 0 | 0 | 0 | 0 | 0
|  | NTB28 | Lowestoft and Casiter reuse combined (to Costessey) - treatment | Capex | Pipelines | 200 | Fixed | 0 | 0 | 0 | 0 | 0 | 0 | 15.4411 | 41.7356 | 62.2083 | 31.0174 | 0 | 0 | 0 | 0 | 0 | 0 | 0 | 0 | 0 | 0 | 0 | 0 | 0 | 0 | 0 | 0 | 0 | 0 | 0 | 0 | 0 | 0 | 0 | 0 | 0 | 0 | 0 | 0 | 0 | 0 | 0 | 0 | 0 | 0 | 0 | 0 | 0 | 0 | 0 | 0 | 0 | 0 | 0 | 0 | 0 | 0 | 0 | 0 | 0 | 0 | 0 | 0 | 0 | 0 | 0 | 0 | 0 | 0 | 0 | 0 | 0 | 0 | 0 | 0 | 0 | 0 | 0 | 0 | 0 | 0 | 0 | 0 | 0 | 0 | 0 | 0
|  | NTB28 | Lowestoft and Casiter reuse combined (to Costessey) - treatment | Capex | Planning and Development (Non depreciating) | 0 | Fixed | 0 | 0 | 0 | 0 | 0 | 0 | 0 | 0 | 0 | 0 | 0 | 0 | 0 | 0 | 0 | 0 | 0 | 0 | 0 | 0 | 0 | 0 | 0 | 0 | 0 | 0 | 0 | 0 | 0 | 0 | 0 | 0 | 0 | 0 | 0 | 0 | 0 | 0 | 0 | 0 | 0 | 0 | 0 | 0 | 0 | 0 | 0 | 0 | 0 | 0 | 0 | 0 | 0 | 0 | 0 | 0 | 0 | 0 | 0 | 0 | 0 | 0 | 0 | 0 | 0 | 0 | 0 | 0 | 0 | 0 | 0 | 0 | 0 | 0 | 0 | 0 | 0 | 0 | 0 | 0 | 0 | 0 | 0 | 0 | 0 | 0
|  | NTB28 | Lowestoft and Casiter reuse combined (to Costessey) - treatment | Opex | Cost |  | Fixed | 0 | 0 | 0 | 0 | 0 | 0 | 0 | 0 | 0 | 1.074 | 6.5405 | 10.933 | 10.933 | 10.933 | 10.933 | 10.933 | 10.933 | 10.933 | 10.933 | 10.933 | 10.933 | 10.933 | 10.933 | 10.933 | 10.933 | 10.933 | 10.933 | 10.933 | 10.933 | 10.933 | 10.933 | 10.933 | 10.933 | 10.933 | 10.933 | 10.933 | 10.933 | 10.933 | 10.933 | 10.933 | 10.933 | 10.933 | 10.933 | 10.933 | 10.933 | 10.933 | 10.933 | 10.933 | 10.933 | 10.933 | 10.933 | 10.933 | 10.933 | 10.933 | 10.933 | 10.933 | 10.933 | 10.933 | 10.933 | 10.933 | 10.933 | 10.933 | 10.933 | 10.933 | 10.933 | 10.933 | 10.933 | 10.933 | 10.933 | 10.933 | 10.933 | 10.933 | 10.933 | 10.933 | 10.933 | 10.933 | 10.933 | 10.933 | 10.933 | 10.933 | 10.933 | 10.933 | 10.933 | 10.933 | 10.933 | 10.933
|  | NTB28 | Lowestoft and Casiter reuse combined (to Costessey) - treatment | Opex | Cost |  | Variable | 0 | 0 | 0 | 0 | 0 | 0 | 0 | 0 | 0 | 0.13167 | 0.66441 | 1.0655 | 1.0655 | 1.0655 | 1.0655 | 1.0655 | 1.0655 | 1.0655 | 1.0655 | 1.0655 | 1.0655 | 1.0655 | 1.0655 | 1.0655 | 1.0655 | 1.0655 | 1.0655 | 1.0655 | 1.0655 | 1.0655 | 1.0655 | 1.0655 | 1.0655 | 1.0655 | 1.0655 | 1.0655 | 1.0655 | 1.0655 | 1.0655 | 1.0655 | 1.0655 | 1.0655 | 1.0655 | 1.0655 | 1.0655 | 1.0655 | 1.0655 | 1.0655 | 1.0655 | 1.0655 | 1.0655 | 1.0655 | 1.0655 | 1.0655 | 1.0655 | 1.0655 | 1.0655 | 1.0655 | 1.0655 | 1.0655 | 1.0655 | 1.0655 | 1.0655 | 1.0655 | 1.0655 | 1.0655 | 1.0655 | 1.0655 | 1.0655 | 1.0655 | 1.0655 | 1.0655 | 1.0655 | 1.0655 | 1.0655 | 1.0655 | 1.0655 | 1.0655 | 1.0655 | 1.0655 | 1.0655 | 1.0655 | 1.0655 | 1.0655 | 1.0655 | 1.0655
|  | NTB29 | Water reuse Whitlingham | Capex | Civils | 20 | Fixed | 0 | 0 | 0 | 0 | 0 | 0 | 0 | 0 | 0 | 0 | 0 | 0 | 0 | 0 | 0 | 0 | 0 | 0 | 0 | 0 | 0 | 0 | 0 | 0 | 0 | 0 | 0 | 0 | 0 | 0 | 0 | 0 | 0 | 0 | 0 | 0 | 0 | 0 | 0 | 0 | 0 | 0 | 0 | 0 | 0 | 0 | 0 | 0 | 0 | 0 | 0 | 0 | 0 | 0 | 0 | 0 | 0 | 0 | 0 | 0 | 0 | 0 | 0 | 0 | 0 | 0 | 0 | 0 | 0 | 0 | 0 | 0 | 0 | 0 | 0 | 0 | 0 | 0 | 0 | 0 | 0 | 0 | 0 | 0 | 0 | 0
|  | NTB29 | Water reuse Whitlingham | Capex | Civils | 50 | Fixed | 0 | 0 | 0 | 0 | 0 | 0 | 19.9064 | 54.7917 | 88.4046 | 50.7404 | 0 | 0 | 0 | 0 | 0 | 0 | 0 | 0 | 0 | 0 | 0 | 0 | 0 | 0 | 0 | 0 | 0 | 0 | 0 | 0 | 0 | 0 | 0 | 0 | 0 | 0 | 0 | 0 | 0 | 0 | 0 | 0 | 0 | 0 | 0 | 0 | 0 | 0 | 0 | 0 | 0 | 0 | 0 | 0 | 0 | 0 | 0 | 0 | 0 | 0 | 0 | 0 | 0 | 0 | 0 | 0 | 0 | 0 | 0 | 0 | 0 | 0 | 0 | 0 | 0 | 0 | 0 | 0 | 0 | 0 | 0 | 0 | 0 | 0 | 0 | 0
|  | NTB29 | Water reuse Whitlingham | Capex | ICA (Instrumentation, Control & Automation) | 7 | Fixed | 0 | 0 | 0 | 0 | 0 | 0 | 0.57837 | 1.5917 | 2.5668 | 1.472 | 0 | 0 | 0 | 0 | 0 | 0 | 0 | 0 | 0 | 0 | 0 | 0 | 0 | 0 | 0 | 0 | 0 | 0 | 0 | 0 | 0 | 0 | 0 | 0 | 0 | 0 | 0 | 0 | 0 | 0 | 0 | 0 | 0 | 0 | 0 | 0 | 0 | 0 | 0 | 0 | 0 | 0 | 0 | 0 | 0 | 0 | 0 | 0 | 0 | 0 | 0 | 0 | 0 | 0 | 0 | 0 | 0 | 0 | 0 | 0 | 0 | 0 | 0 | 0 | 0 | 0 | 0 | 0 | 0 | 0 | 0 | 0 | 0 | 0 | 0 | 0
|  | NTB29 | Water reuse Whitlingham | Capex | M&E (Mechanical and Electrical) Works on Pumping Stations and Treatment Works | 15 | Fixed | 0 | 0 | 0 | 0 | 0 | 0 | 14.3258 | 39.4227 | 63.5498 | 36.4223 | 0 | 0 | 0 | 0 | 0 | 0 | 0 | 0 | 0 | 0 | 0 | 0 | 0 | 0 | 0 | 0 | 0 | 0 | 0 | 0 | 0 | 0 | 0 | 0 | 0 | 0 | 0 | 0 | 0 | 0 | 0 | 0 | 0 | 0 | 0 | 0 | 0 | 0 | 0 | 0 | 0 | 0 | 0 | 0 | 0 | 0 | 0 | 0 | 0 | 0 | 0 | 0 | 0 | 0 | 0 | 0 | 0 | 0 | 0 | 0 | 0 | 0 | 0 | 0 | 0 | 0 | 0 | 0 | 0 | 0 | 0 | 0 | 0 | 0 | 0 | 0
|  | NTB29 | Water reuse Whitlingham | Capex | Pipelines | 200 | Fixed | 0 | 0 | 0 | 0 | 0 | 0 | 5.0516 | 13.6771 | 20.5454 | 10.4015 | 0 | 0 | 0 | 0 | 0 | 0 | 0 | 0 | 0 | 0 | 0 | 0 | 0 | 0 | 0 | 0 | 0 | 0 | 0 | 0 | 0 | 0 | 0 | 0 | 0 | 0 | 0 | 0 | 0 | 0 | 0 | 0 | 0 | 0 | 0 | 0 | 0 | 0 | 0 | 0 | 0 | 0 | 0 | 0 | 0 | 0 | 0 | 0 | 0 | 0 | 0 | 0 | 0 | 0 | 0 | 0 | 0 | 0 | 0 | 0 | 0 | 0 | 0 | 0 | 0 | 0 | 0 | 0 | 0 | 0 | 0 | 0 | 0 | 0 | 0 | 0
|  | NTB29 | Water reuse Whitlingham | Capex | Planning and Development (Non depreciating) | 0 | Fixed | 0 | 0 | 0 | 0 | 0 | 0 | 0 | 0 | 0 | 0 | 0 | 0 | 0 | 0 | 0 | 0 | 0 | 0 | 0 | 0 | 0 | 0 | 0 | 0 | 0 | 0 | 0 | 0 | 0 | 0 | 0 | 0 | 0 | 0 | 0 | 0 | 0 | 0 | 0 | 0 | 0 | 0 | 0 | 0 | 0 | 0 | 0 | 0 | 0 | 0 | 0 | 0 | 0 | 0 | 0 | 0 | 0 | 0 | 0 | 0 | 0 | 0 | 0 | 0 | 0 | 0 | 0 | 0 | 0 | 0 | 0 | 0 | 0 | 0 | 0 | 0 | 0 | 0 | 0 | 0 | 0 | 0 | 0 | 0 | 0 | 0
|  | NTB29 | Water reuse Whitlingham | Opex | Cost |  | Fixed | 0 | 0 | 0 | 0 | 0 | 0 | 0 | 0 | 0 | 0.91964 | 5.6006 | 9.362 | 9.362 | 9.362 | 9.362 | 9.362 | 9.362 | 9.362 | 9.362 | 9.362 | 9.362 | 9.362 | 9.362 | 9.362 | 9.362 | 9.362 | 9.362 | 9.362 | 9.362 | 9.362 | 9.362 | 9.362 | 9.362 | 9.362 | 9.362 | 9.362 | 9.362 | 9.362 | 9.362 | 9.362 | 9.362 | 9.362 | 9.362 | 9.362 | 9.362 | 9.362 | 9.362 | 9.362 | 9.362 | 9.362 | 9.362 | 9.362 | 9.362 | 9.362 | 9.362 | 9.362 | 9.362 | 9.362 | 9.362 | 9.362 | 9.362 | 9.362 | 9.362 | 9.362 | 9.362 | 9.362 | 9.362 | 9.362 | 9.362 | 9.362 | 9.362 | 9.362 | 9.362 | 9.362 | 9.362 | 9.362 | 9.362 | 9.362 | 9.362 | 9.362 | 9.362 | 9.362 | 9.362 | 9.362 | 9.362 | 9.362
|  | NTB29 | Water reuse Whitlingham | Opex | Cost |  | Variable | 0 | 0 | 0 | 0 | 0 | 0 | 0 | 0 | 0 | 0.07303 | 0.36763 | 0.58921 | 0.58921 | 0.58921 | 0.58921 | 0.58921 | 0.58921 | 0.58921 | 0.58921 | 0.58921 | 0.58921 | 0.58921 | 0.58921 | 0.58921 | 0.58921 | 0.58921 | 0.58921 | 0.58921 | 0.58921 | 0.58921 | 0.58921 | 0.58921 | 0.58921 | 0.58921 | 0.58921 | 0.58921 | 0.58921 | 0.58921 | 0.58921 | 0.58921 | 0.58921 | 0.58921 | 0.58921 | 0.58921 | 0.58921 | 0.58921 | 0.58921 | 0.58921 | 0.58921 | 0.58921 | 0.58921 | 0.58921 | 0.58921 | 0.58921 | 0.58921 | 0.58921 | 0.58921 | 0.58921 | 0.58921 | 0.58921 | 0.58921 | 0.58921 | 0.58921 | 0.58921 | 0.58921 | 0.58921 | 0.58921 | 0.58921 | 0.58921 | 0.58921 | 0.58921 | 0.58921 | 0.58921 | 0.58921 | 0.58921 | 0.58921 | 0.58921 | 0.58921 | 0.58921 | 0.58921 | 0.58921 | 0.58921 | 0.58921 | 0.58921 | 0.58921 | 0.58921
|  | NTB3 | Great Yarmouth desalination (seawater) 25 Ml/d | Capex | Civils | 20 | Fixed | 0 | 0 | 0 | 0 | 0 | 0 | 0 | 0 | 0 | 0 | 0 | 0 | 0 | 0 | 0 | 0 | 0 | 0 | 0 | 0 | 0 | 0 | 0 | 0 | 0 | 0 | 0 | 0 | 0 | 0 | 0 | 0 | 0 | 0 | 0 | 0 | 0 | 0 | 0 | 0 | 0 | 0 | 0 | 0 | 0 | 0 | 0 | 0 | 0 | 0 | 0 | 0 | 0 | 0 | 0 | 0 | 0 | 0 | 0 | 0 | 0 | 0 | 0 | 0 | 0 | 0 | 0 | 0 | 0 | 0 | 0 | 0 | 0 | 0 | 0 | 0 | 0 | 0 | 0 | 0 | 0 | 0 | 0 | 0 | 0 | 0
|  | NTB3 | Great Yarmouth desalination (seawater) 25 Ml/d | Capex | Civils | 50 | Fixed | 0 | 0 | 0 | 0 | 0 | 0 | 17.665 | 48.6173 | 78.4088 | 44.9725 | 0 | 0 | 0 | 0 | 0 | 0 | 0 | 0 | 0 | 0 | 0 | 0 | 0 | 0 | 0 | 0 | 0 | 0 | 0 | 0 | 0 | 0 | 0 | 0 | 0 | 0 | 0 | 0 | 0 | 0 | 0 | 0 | 0 | 0 | 0 | 0 | 0 | 0 | 0 | 0 | 0 | 0 | 0 | 0 | 0 | 0 | 0 | 0 | 0 | 0 | 0 | 0 | 0 | 0 | 0 | 0 | 0 | 0 | 0 | 0 | 0 | 0 | 0 | 0 | 0 | 0 | 0 | 0 | 0 | 0 | 0 | 0 | 0 | 0 | 0 | 0
|  | NTB3 | Great Yarmouth desalination (seawater) 25 Ml/d | Capex | ICA (Instrumentation, Control & Automation) | 7 | Fixed | 0 | 0 | 0 | 0 | 0 | 0 | 0.46078 | 1.2683 | 2.0464 | 1.1746 | 0 | 0 | 0 | 0 | 0 | 0 | 0 | 0 | 0 | 0 | 0 | 0 | 0 | 0 | 0 | 0 | 0 | 0 | 0 | 0 | 0 | 0 | 0 | 0 | 0 | 0 | 0 | 0 | 0 | 0 | 0 | 0 | 0 | 0 | 0 | 0 | 0 | 0 | 0 | 0 | 0 | 0 | 0 | 0 | 0 | 0 | 0 | 0 | 0 | 0 | 0 | 0 | 0 | 0 | 0 | 0 | 0 | 0 | 0 | 0 | 0 | 0 | 0 | 0 | 0 | 0 | 0 | 0 | 0 | 0 | 0 | 0 | 0 | 0 | 0 | 0
|  | NTB3 | Great Yarmouth desalination (seawater) 25 Ml/d | Capex | M&E (Mechanical and Electrical) Works on Pumping Stations and Treatment Works | 15 | Fixed | 0 | 0 | 0 | 0 | 0 | 0 | 14.9523 | 41.127 | 66.1635 | 37.7982 | 0 | 0 | 0 | 0 | 0 | 0 | 0 | 0 | 0 | 0 | 0 | 0 | 0 | 0 | 0 | 0 | 0 | 0 | 0 | 0 | 0 | 0 | 0 | 0 | 0 | 0 | 0 | 0 | 0 | 0 | 0 | 0 | 0 | 0 | 0 | 0 | 0 | 0 | 0 | 0 | 0 | 0 | 0 | 0 | 0 | 0 | 0 | 0 | 0 | 0 | 0 | 0 | 0 | 0 | 0 | 0 | 0 | 0 | 0 | 0 | 0 | 0 | 0 | 0 | 0 | 0 | 0 | 0 | 0 | 0 | 0 | 0 | 0 | 0 | 0 | 0
|  | NTB3 | Great Yarmouth desalination (seawater) 25 Ml/d | Capex | Pipelines | 200 | Fixed | 0 | 0 | 0 | 0 | 0 | 0 | 12.2346 | 33.0797 | 49.3816 | 24.6962 | 0 | 0 | 0 | 0 | 0 | 0 | 0 | 0 | 0 | 0 | 0 | 0 | 0 | 0 | 0 | 0 | 0 | 0 | 0 | 0 | 0 | 0 | 0 | 0 | 0 | 0 | 0 | 0 | 0 | 0 | 0 | 0 | 0 | 0 | 0 | 0 | 0 | 0 | 0 | 0 | 0 | 0 | 0 | 0 | 0 | 0 | 0 | 0 | 0 | 0 | 0 | 0 | 0 | 0 | 0 | 0 | 0 | 0 | 0 | 0 | 0 | 0 | 0 | 0 | 0 | 0 | 0 | 0 | 0 | 0 | 0 | 0 | 0 | 0 | 0 | 0
|  | NTB3 | Great Yarmouth desalination (seawater) 25 Ml/d | Capex | Planning and Development (Non depreciating) | 0 | Fixed | 0 | 0 | 0 | 0 | 0 | 0 | 0.041517 | 0.11429 | 0.18454 | 0.10603 | 0 | 0 | 0 | 0 | 0 | 0 | 0 | 0 | 0 | 0 | 0 | 0 | 0 | 0 | 0 | 0 | 0 | 0 | 0 | 0 | 0 | 0 | 0 | 0 | 0 | 0 | 0 | 0 | 0 | 0 | 0 | 0 | 0 | 0 | 0 | 0 | 0 | 0 | 0 | 0 | 0 | 0 | 0 | 0 | 0 | 0 | 0 | 0 | 0 | 0 | 0 | 0 | 0 | 0 | 0 | 0 | 0 | 0 | 0 | 0 | 0 | 0 | 0 | 0 | 0 | 0 | 0 | 0 | 0 | 0 | 0 | 0 | 0 | 0 | 0 | 0
|  | NTB3 | Great Yarmouth desalination (seawater) 25 Ml/d | Opex | Cost |  | Fixed | 0 | 0 | 0 | 0 | 0 | 0 | 0 | 0 | 0 | 1.0203 | 7.1368 | 12.2329 | 12.2329 | 12.2329 | 12.2329 | 12.2329 | 12.2329 | 12.2329 | 12.2329 | 12.2329 | 12.2329 | 12.2329 | 12.2329 | 12.2329 | 12.2329 | 12.2329 | 12.2329 | 12.2329 | 12.2329 | 12.2329 | 12.2329 | 12.2329 | 12.2329 | 12.2329 | 12.2329 | 12.2329 | 12.2329 | 12.2329 | 12.2329 | 12.2329 | 12.2329 | 12.2329 | 12.2329 | 12.2329 | 12.2329 | 12.2329 | 12.2329 | 12.2329 | 12.2329 | 12.2329 | 12.2329 | 12.2329 | 12.2329 | 12.2329 | 12.2329 | 12.2329 | 12.2329 | 12.2329 | 12.2329 | 12.2329 | 12.2329 | 12.2329 | 12.2329 | 12.2329 | 12.2329 | 12.2329 | 12.2329 | 12.2329 | 12.2329 | 12.2329 | 12.2329 | 12.2329 | 12.2329 | 12.2329 | 12.2329 | 12.2329 | 12.2329 | 12.2329 | 12.2329 | 12.2329 | 12.2329 | 12.2329 | 12.2329 | 12.2329 | 12.2329 | 12.2329
|  | NTB3 | Great Yarmouth desalination (seawater) 25 Ml/d | Opex | Cost |  | Variable | 0 | 0 | 0 | 0 | 0 | 0 | 0 | 0 | 0 | 0.05388 | 0.30849 | 0.50921 | 0.50921 | 0.50921 | 0.50921 | 0.50921 | 0.50921 | 0.50921 | 0.50921 | 0.50921 | 0.50921 | 0.50921 | 0.50921 | 0.50921 | 0.50921 | 0.50921 | 0.50921 | 0.50921 | 0.50921 | 0.50921 | 0.50921 | 0.50921 | 0.50921 | 0.50921 | 0.50921 | 0.50921 | 0.50921 | 0.50921 | 0.50921 | 0.50921 | 0.50921 | 0.50921 | 0.50921 | 0.50921 | 0.50921 | 0.50921 | 0.50921 | 0.50921 | 0.50921 | 0.50921 | 0.50921 | 0.50921 | 0.50921 | 0.50921 | 0.50921 | 0.50921 | 0.50921 | 0.50921 | 0.50921 | 0.50921 | 0.50921 | 0.50921 | 0.50921 | 0.50921 | 0.50921 | 0.50921 | 0.50921 | 0.50921 | 0.50921 | 0.50921 | 0.50921 | 0.50921 | 0.50921 | 0.50921 | 0.50921 | 0.50921 | 0.50921 | 0.50921 | 0.50921 | 0.50921 | 0.50921 | 0.50921 | 0.50921 | 0.50921 | 0.50921 | 0.50921
|  | NTB30 | Bacton sea water desal | Capex | Civils | 20 | Fixed | 0 | 0 | 0 | 0 | 0 | 0 | 0 | 0 | 0 | 0 | 0 | 0 | 0 | 0 | 0 | 0 | 0 | 0 | 0 | 0 | 0 | 0 | 0 | 0 | 0 | 0 | 0 | 0 | 0 | 0 | 0 | 0 | 0 | 0 | 0 | 0 | 0 | 0 | 0 | 0 | 0 | 0 | 0 | 0 | 0 | 0 | 0 | 0 | 0 | 0 | 0 | 0 | 0 | 0 | 0 | 0 | 0 | 0 | 0 | 0 | 0 | 0 | 0 | 0 | 0 | 0 | 0 | 0 | 0 | 0 | 0 | 0 | 0 | 0 | 0 | 0 | 0 | 0 | 0 | 0 | 0 | 0 | 0 | 0 | 0 | 0
|  | NTB30 | Bacton sea water desal | Capex | Civils | 50 | Fixed | 0 | 0 | 0 | 0 | 0 | 0 | 14.7009 | 40.4639 | 65.2875 | 37.4726 | 0 | 0 | 0 | 0 | 0 | 0 | 0 | 0 | 0 | 0 | 0 | 0 | 0 | 0 | 0 | 0 | 0 | 0 | 0 | 0 | 0 | 0 | 0 | 0 | 0 | 0 | 0 | 0 | 0 | 0 | 0 | 0 | 0 | 0 | 0 | 0 | 0 | 0 | 0 | 0 | 0 | 0 | 0 | 0 | 0 | 0 | 0 | 0 | 0 | 0 | 0 | 0 | 0 | 0 | 0 | 0 | 0 | 0 | 0 | 0 | 0 | 0 | 0 | 0 | 0 | 0 | 0 | 0 | 0 | 0 | 0 | 0 | 0 | 0 | 0 | 0
|  | NTB30 | Bacton sea water desal | Capex | ICA (Instrumentation, Control & Automation) | 7 | Fixed | 0 | 0 | 0 | 0 | 0 | 0 | 0.34869 | 0.95974 | 1.5484 | 0.88854 | 0 | 0 | 0 | 0 | 0 | 0 | 0 | 0 | 0 | 0 | 0 | 0 | 0 | 0 | 0 | 0 | 0 | 0 | 0 | 0 | 0 | 0 | 0 | 0 | 0 | 0 | 0 | 0 | 0 | 0 | 0 | 0 | 0 | 0 | 0 | 0 | 0 | 0 | 0 | 0 | 0 | 0 | 0 | 0 | 0 | 0 | 0 | 0 | 0 | 0 | 0 | 0 | 0 | 0 | 0 | 0 | 0 | 0 | 0 | 0 | 0 | 0 | 0 | 0 | 0 | 0 | 0 | 0 | 0 | 0 | 0 | 0 | 0 | 0 | 0 | 0
|  | NTB30 | Bacton sea water desal | Capex | M&E (Mechanical and Electrical) Works on Pumping Stations and Treatment Works | 15 | Fixed | 0 | 0 | 0 | 0 | 0 | 0 | 8.423 | 23.1731 | 37.3153 | 21.35 | 0 | 0 | 0 | 0 | 0 | 0 | 0 | 0 | 0 | 0 | 0 | 0 | 0 | 0 | 0 | 0 | 0 | 0 | 0 | 0 | 0 | 0 | 0 | 0 | 0 | 0 | 0 | 0 | 0 | 0 | 0 | 0 | 0 | 0 | 0 | 0 | 0 | 0 | 0 | 0 | 0 | 0 | 0 | 0 | 0 | 0 | 0 | 0 | 0 | 0 | 0 | 0 | 0 | 0 | 0 | 0 | 0 | 0 | 0 | 0 | 0 | 0 | 0 | 0 | 0 | 0 | 0 | 0 | 0 | 0 | 0 | 0 | 0 | 0 | 0 | 0
|  | NTB30 | Bacton sea water desal | Capex | Pipelines | 200 | Fixed | 0 | 0 | 0 | 0 | 0 | 0 | 7.618 | 20.5908 | 30.6934 | 15.3059 | 0 | 0 | 0 | 0 | 0 | 0 | 0 | 0 | 0 | 0 | 0 | 0 | 0 | 0 | 0 | 0 | 0 | 0 | 0 | 0 | 0 | 0 | 0 | 0 | 0 | 0 | 0 | 0 | 0 | 0 | 0 | 0 | 0 | 0 | 0 | 0 | 0 | 0 | 0 | 0 | 0 | 0 | 0 | 0 | 0 | 0 | 0 | 0 | 0 | 0 | 0 | 0 | 0 | 0 | 0 | 0 | 0 | 0 | 0 | 0 | 0 | 0 | 0 | 0 | 0 | 0 | 0 | 0 | 0 | 0 | 0 | 0 | 0 | 0 | 0 | 0
|  | NTB30 | Bacton sea water desal | Capex | Planning and Development (Non depreciating) | 0 | Fixed | 0 | 0 | 0 | 0 | 0 | 0 | 0.03394 | 0.093435 | 0.15086 | 0.08668 | 0 | 0 | 0 | 0 | 0 | 0 | 0 | 0 | 0 | 0 | 0 | 0 | 0 | 0 | 0 | 0 | 0 | 0 | 0 | 0 | 0 | 0 | 0 | 0 | 0 | 0 | 0 | 0 | 0 | 0 | 0 | 0 | 0 | 0 | 0 | 0 | 0 | 0 | 0 | 0 | 0 | 0 | 0 | 0 | 0 | 0 | 0 | 0 | 0 | 0 | 0 | 0 | 0 | 0 | 0 | 0 | 0 | 0 | 0 | 0 | 0 | 0 | 0 | 0 | 0 | 0 | 0 | 0 | 0 | 0 | 0 | 0 | 0 | 0 | 0 | 0
|  | NTB30 | Bacton sea water desal | Opex | Cost |  | Fixed | 0 | 0 | 0 | 0 | 0 | 0 | 0 | 0 | 0 | 0.93255 | 6.5245 | 11.1838 | 11.1838 | 11.1838 | 11.1838 | 11.1838 | 11.1838 | 11.1838 | 11.1838 | 11.1838 | 11.1838 | 11.1838 | 11.1838 | 11.1838 | 11.1838 | 11.1838 | 11.1838 | 11.1838 | 11.1838 | 11.1838 | 11.1838 | 11.1838 | 11.1838 | 11.1838 | 11.1838 | 11.1838 | 11.1838 | 11.1838 | 11.1838 | 11.1838 | 11.1838 | 11.1838 | 11.1838 | 11.1838 | 11.1838 | 11.1838 | 11.1838 | 11.1838 | 11.1838 | 11.1838 | 11.1838 | 11.1838 | 11.1838 | 11.1838 | 11.1838 | 11.1838 | 11.1838 | 11.1838 | 11.1838 | 11.1838 | 11.1838 | 11.1838 | 11.1838 | 11.1838 | 11.1838 | 11.1838 | 11.1838 | 11.1838 | 11.1838 | 11.1838 | 11.1838 | 11.1838 | 11.1838 | 11.1838 | 11.1838 | 11.1838 | 11.1838 | 11.1838 | 11.1838 | 11.1838 | 11.1838 | 11.1838 | 11.1838 | 11.1838 | 11.1838 | 11.1838
|  | NTB30 | Bacton sea water desal | Opex | Cost |  | Variable | 0 | 0 | 0 | 0 | 0 | 0 | 0 | 0 | 0 | 0.040967 | 0.26988 | 0.45784 | 0.45784 | 0.45784 | 0.45784 | 0.45784 | 0.45784 | 0.45784 | 0.45784 | 0.45784 | 0.45784 | 0.45784 | 0.45784 | 0.45784 | 0.45784 | 0.45784 | 0.45784 | 0.45784 | 0.45784 | 0.45784 | 0.45784 | 0.45784 | 0.45784 | 0.45784 | 0.45784 | 0.45784 | 0.45784 | 0.45784 | 0.45784 | 0.45784 | 0.45784 | 0.45784 | 0.45784 | 0.45784 | 0.45784 | 0.45784 | 0.45784 | 0.45784 | 0.45784 | 0.45784 | 0.45784 | 0.45784 | 0.45784 | 0.45784 | 0.45784 | 0.45784 | 0.45784 | 0.45784 | 0.45784 | 0.45784 | 0.45784 | 0.45784 | 0.45784 | 0.45784 | 0.45784 | 0.45784 | 0.45784 | 0.45784 | 0.45784 | 0.45784 | 0.45784 | 0.45784 | 0.45784 | 0.45784 | 0.45784 | 0.45784 | 0.45784 | 0.45784 | 0.45784 | 0.45784 | 0.45784 | 0.45784 | 0.45784 | 0.45784 | 0.45784 | 0.45784
|  | NTB4 | Great Yarmouth desalination (seawater) 50 Ml/d | Capex | Civils | 20 | Fixed | 0 | 0 | 0 | 0 | 0 | 0 | 0 | 0 | 0 | 0 | 0 | 0 | 0 | 0 | 0 | 0 | 0 | 0 | 0 | 0 | 0 | 0 | 0 | 0 | 0 | 0 | 0 | 0 | 0 | 0 | 0 | 0 | 0 | 0 | 0 | 0 | 0 | 0 | 0 | 0 | 0 | 0 | 0 | 0 | 0 | 0 | 0 | 0 | 0 | 0 | 0 | 0 | 0 | 0 | 0 | 0 | 0 | 0 | 0 | 0 | 0 | 0 | 0 | 0 | 0 | 0 | 0 | 0 | 0 | 0 | 0 | 0 | 0 | 0 | 0 | 0 | 0 | 0 | 0 | 0 | 0 | 0 | 0 | 0 | 0 | 0
|  | NTB4 | Great Yarmouth desalination (seawater) 50 Ml/d | Capex | Civils | 50 | Fixed | 0 | 0 | 0 | 0 | 0 | 0 | 31.9158 | 87.8384 | 141.665 | 81.2555 | 0 | 0 | 0 | 0 | 0 | 0 | 0 | 0 | 0 | 0 | 0 | 0 | 0 | 0 | 0 | 0 | 0 | 0 | 0 | 0 | 0 | 0 | 0 | 0 | 0 | 0 | 0 | 0 | 0 | 0 | 0 | 0 | 0 | 0 | 0 | 0 | 0 | 0 | 0 | 0 | 0 | 0 | 0 | 0 | 0 | 0 | 0 | 0 | 0 | 0 | 0 | 0 | 0 | 0 | 0 | 0 | 0 | 0 | 0 | 0 | 0 | 0 | 0 | 0 | 0 | 0 | 0 | 0 | 0 | 0 | 0 | 0 | 0 | 0 | 0 | 0
|  | NTB4 | Great Yarmouth desalination (seawater) 50 Ml/d | Capex | ICA (Instrumentation, Control & Automation) | 7 | Fixed | 0 | 0 | 0 | 0 | 0 | 0 | 0.77126 | 2.1229 | 3.4257 | 1.9666 | 0 | 0 | 0 | 0 | 0 | 0 | 0 | 0 | 0 | 0 | 0 | 0 | 0 | 0 | 0 | 0 | 0 | 0 | 0 | 0 | 0 | 0 | 0 | 0 | 0 | 0 | 0 | 0 | 0 | 0 | 0 | 0 | 0 | 0 | 0 | 0 | 0 | 0 | 0 | 0 | 0 | 0 | 0 | 0 | 0 | 0 | 0 | 0 | 0 | 0 | 0 | 0 | 0 | 0 | 0 | 0 | 0 | 0 | 0 | 0 | 0 | 0 | 0 | 0 | 0 | 0 | 0 | 0 | 0 | 0 | 0 | 0 | 0 | 0 | 0 | 0
|  | NTB4 | Great Yarmouth desalination (seawater) 50 Ml/d | Capex | M&E (Mechanical and Electrical) Works on Pumping Stations and Treatment Works | 15 | Fixed | 0 | 0 | 0 | 0 | 0 | 0 | 25.3014 | 69.5844 | 111.8902 | 63.8712 | 0 | 0 | 0 | 0 | 0 | 0 | 0 | 0 | 0 | 0 | 0 | 0 | 0 | 0 | 0 | 0 | 0 | 0 | 0 | 0 | 0 | 0 | 0 | 0 | 0 | 0 | 0 | 0 | 0 | 0 | 0 | 0 | 0 | 0 | 0 | 0 | 0 | 0 | 0 | 0 | 0 | 0 | 0 | 0 | 0 | 0 | 0 | 0 | 0 | 0 | 0 | 0 | 0 | 0 | 0 | 0 | 0 | 0 | 0 | 0 | 0 | 0 | 0 | 0 | 0 | 0 | 0 | 0 | 0 | 0 | 0 | 0 | 0 | 0 | 0 | 0
|  | NTB4 | Great Yarmouth desalination (seawater) 50 Ml/d | Capex | Pipelines | 200 | Fixed | 0 | 0 | 0 | 0 | 0 | 0 | 9.243 | 25.017 | 37.5223 | 18.9399 | 0 | 0 | 0 | 0 | 0 | 0 | 0 | 0 | 0 | 0 | 0 | 0 | 0 | 0 | 0 | 0 | 0 | 0 | 0 | 0 | 0 | 0 | 0 | 0 | 0 | 0 | 0 | 0 | 0 | 0 | 0 | 0 | 0 | 0 | 0 | 0 | 0 | 0 | 0 | 0 | 0 | 0 | 0 | 0 | 0 | 0 | 0 | 0 | 0 | 0 | 0 | 0 | 0 | 0 | 0 | 0 | 0 | 0 | 0 | 0 | 0 | 0 | 0 | 0 | 0 | 0 | 0 | 0 | 0 | 0 | 0 | 0 | 0 | 0 | 0 | 0
|  | NTB4 | Great Yarmouth desalination (seawater) 50 Ml/d | Capex | Planning and Development (Non depreciating) | 0 | Fixed | 0 | 0 | 0 | 0 | 0 | 0 | 0.041253 | 0.11357 | 0.18336 | 0.10536 | 0 | 0 | 0 | 0 | 0 | 0 | 0 | 0 | 0 | 0 | 0 | 0 | 0 | 0 | 0 | 0 | 0 | 0 | 0 | 0 | 0 | 0 | 0 | 0 | 0 | 0 | 0 | 0 | 0 | 0 | 0 | 0 | 0 | 0 | 0 | 0 | 0 | 0 | 0 | 0 | 0 | 0 | 0 | 0 | 0 | 0 | 0 | 0 | 0 | 0 | 0 | 0 | 0 | 0 | 0 | 0 | 0 | 0 | 0 | 0 | 0 | 0 | 0 | 0 | 0 | 0 | 0 | 0 | 0 | 0 | 0 | 0 | 0 | 0 | 0 | 0
|  | NTB4 | Great Yarmouth desalination (seawater) 50 Ml/d | Opex | Cost |  | Fixed | 0 | 0 | 0 | 0 | 0 | 0 | 0 | 0 | 0 | 1.9088 | 13.3571 | 22.8965 | 22.8965 | 22.8965 | 22.8965 | 22.8965 | 22.8965 | 22.8965 | 22.8965 | 22.8965 | 22.8965 | 22.8965 | 22.8965 | 22.8965 | 22.8965 | 22.8965 | 22.8965 | 22.8965 | 22.8965 | 22.8965 | 22.8965 | 22.8965 | 22.8965 | 22.8965 | 22.8965 | 22.8965 | 22.8965 | 22.8965 | 22.8965 | 22.8965 | 22.8965 | 22.8965 | 22.8965 | 22.8965 | 22.8965 | 22.8965 | 22.8965 | 22.8965 | 22.8965 | 22.8965 | 22.8965 | 22.8965 | 22.8965 | 22.8965 | 22.8965 | 22.8965 | 22.8965 | 22.8965 | 22.8965 | 22.8965 | 22.8965 | 22.8965 | 22.8965 | 22.8965 | 22.8965 | 22.8965 | 22.8965 | 22.8965 | 22.8965 | 22.8965 | 22.8965 | 22.8965 | 22.8965 | 22.8965 | 22.8965 | 22.8965 | 22.8965 | 22.8965 | 22.8965 | 22.8965 | 22.8965 | 22.8965 | 22.8965 | 22.8965 | 22.8965 | 22.8965
|  | NTB4 | Great Yarmouth desalination (seawater) 50 Ml/d | Opex | Cost |  | Variable | 0 | 0 | 0 | 0 | 0 | 0 | 0 | 0 | 0 | 0.07259 | 0.3774 | 0.60963 | 0.60963 | 0.60963 | 0.60963 | 0.60963 | 0.60963 | 0.60963 | 0.60963 | 0.60963 | 0.60963 | 0.60963 | 0.60963 | 0.60963 | 0.60963 | 0.60963 | 0.60963 | 0.60963 | 0.60963 | 0.60963 | 0.60963 | 0.60963 | 0.60963 | 0.60963 | 0.60963 | 0.60963 | 0.60963 | 0.60963 | 0.60963 | 0.60963 | 0.60963 | 0.60963 | 0.60963 | 0.60963 | 0.60963 | 0.60963 | 0.60963 | 0.60963 | 0.60963 | 0.60963 | 0.60963 | 0.60963 | 0.60963 | 0.60963 | 0.60963 | 0.60963 | 0.60963 | 0.60963 | 0.60963 | 0.60963 | 0.60963 | 0.60963 | 0.60963 | 0.60963 | 0.60963 | 0.60963 | 0.60963 | 0.60963 | 0.60963 | 0.60963 | 0.60963 | 0.60963 | 0.60963 | 0.60963 | 0.60963 | 0.60963 | 0.60963 | 0.60963 | 0.60963 | 0.60963 | 0.60963 | 0.60963 | 0.60963 | 0.60963 | 0.60963 | 0.60963
|  | RTN1 | Peterborough Flag Fen to direct to Rutland Water / Wing WTW - with extra treatment at Wing WTW | Capex | Civils | 20 | Fixed | 0 | 0 | 0 | 0 | 0 | 0 | 0 | 0 | 0 | 0 | 0 | 0 | 0 | 0 | 0 | 0 | 0 | 0 | 0 | 0 | 0 | 0 | 0 | 0 | 0 | 0 | 0 | 0 | 0 | 0 | 0 | 0 | 0 | 0 | 0 | 0 | 0 | 0 | 0 | 0 | 0 | 0 | 0 | 0 | 0 | 0 | 0 | 0 | 0 | 0 | 0 | 0 | 0 | 0 | 0 | 0 | 0 | 0 | 0 | 0 | 0 | 0 | 0 | 0 | 0 | 0 | 0 | 0 | 0 | 0 | 0 | 0 | 0 | 0 | 0 | 0 | 0 | 0 | 0 | 0 | 0 | 0 | 0 | 0 | 0 | 0
|  | RTN1 | Peterborough Flag Fen to direct to Rutland Water / Wing WTW - with extra treatment at Wing WTW | Capex | Civils | 50 | Fixed | 0 | 0 | 0 | 0 | 0 | 0 | 10.2518 | 28.2 | 45.3804 | 25.9374 | 0 | 0 | 0 | 0 | 0 | 0 | 0 | 0 | 0 | 0 | 0 | 0 | 0 | 0 | 0 | 0 | 0 | 0 | 0 | 0 | 0 | 0 | 0 | 0 | 0 | 0 | 0 | 0 | 0 | 0 | 0 | 0 | 0 | 0 | 0 | 0 | 0 | 0 | 0 | 0 | 0 | 0 | 0 | 0 | 0 | 0 | 0 | 0 | 0 | 0 | 0 | 0 | 0 | 0 | 0 | 0 | 0 | 0 | 0 | 0 | 0 | 0 | 0 | 0 | 0 | 0 | 0 | 0 | 0 | 0 | 0 | 0 | 0 | 0 | 0 | 0
|  | RTN1 | Peterborough Flag Fen to direct to Rutland Water / Wing WTW - with extra treatment at Wing WTW | Capex | ICA (Instrumentation, Control & Automation) | 7 | Fixed | 0 | 0 | 0 | 0 | 0 | 0 | 0.3615 | 0.99371 | 1.5946 | 0.90732 | 0 | 0 | 0 | 0 | 0 | 0 | 0 | 0 | 0 | 0 | 0 | 0 | 0 | 0 | 0 | 0 | 0 | 0 | 0 | 0 | 0 | 0 | 0 | 0 | 0 | 0 | 0 | 0 | 0 | 0 | 0 | 0 | 0 | 0 | 0 | 0 | 0 | 0 | 0 | 0 | 0 | 0 | 0 | 0 | 0 | 0 | 0 | 0 | 0 | 0 | 0 | 0 | 0 | 0 | 0 | 0 | 0 | 0 | 0 | 0 | 0 | 0 | 0 | 0 | 0 | 0 | 0 | 0 | 0 | 0 | 0 | 0 | 0 | 0 | 0 | 0
|  | RTN1 | Peterborough Flag Fen to direct to Rutland Water / Wing WTW - with extra treatment at Wing WTW | Capex | M&E (Mechanical and Electrical) Works on Pumping Stations and Treatment Works | 15 | Fixed | 0 | 0 | 0 | 0 | 0 | 0 | 7.3619 | 20.2277 | 32.3968 | 18.3751 | 0 | 0 | 0 | 0 | 0 | 0 | 0 | 0 | 0 | 0 | 0 | 0 | 0 | 0 | 0 | 0 | 0 | 0 | 0 | 0 | 0 | 0 | 0 | 0 | 0 | 0 | 0 | 0 | 0 | 0 | 0 | 0 | 0 | 0 | 0 | 0 | 0 | 0 | 0 | 0 | 0 | 0 | 0 | 0 | 0 | 0 | 0 | 0 | 0 | 0 | 0 | 0 | 0 | 0 | 0 | 0 | 0 | 0 | 0 | 0 | 0 | 0 | 0 | 0 | 0 | 0 | 0 | 0 | 0 | 0 | 0 | 0 | 0 | 0 | 0 | 0
|  | RTN1 | Peterborough Flag Fen to direct to Rutland Water / Wing WTW - with extra treatment at Wing WTW | Capex | Pipelines | 200 | Fixed | 0 | 0 | 0 | 0 | 0 | 0 | 11.1148 | 30.0469 | 44.8184 | 22.3788 | 0 | 0 | 0 | 0 | 0 | 0 | 0 | 0 | 0 | 0 | 0 | 0 | 0 | 0 | 0 | 0 | 0 | 0 | 0 | 0 | 0 | 0 | 0 | 0 | 0 | 0 | 0 | 0 | 0 | 0 | 0 | 0 | 0 | 0 | 0 | 0 | 0 | 0 | 0 | 0 | 0 | 0 | 0 | 0 | 0 | 0 | 0 | 0 | 0 | 0 | 0 | 0 | 0 | 0 | 0 | 0 | 0 | 0 | 0 | 0 | 0 | 0 | 0 | 0 | 0 | 0 | 0 | 0 | 0 | 0 | 0 | 0 | 0 | 0 | 0 | 0
|  | RTN1 | Peterborough Flag Fen to direct to Rutland Water / Wing WTW - with extra treatment at Wing WTW | Capex | Planning and Development (Non depreciating) | 0 | Fixed | 0 | 0 | 0 | 0 | 0 | 0 | 0 | 0 | 0 | 0 | 0 | 0 | 0 | 0 | 0 | 0 | 0 | 0 | 0 | 0 | 0 | 0 | 0 | 0 | 0 | 0 | 0 | 0 | 0 | 0 | 0 | 0 | 0 | 0 | 0 | 0 | 0 | 0 | 0 | 0 | 0 | 0 | 0 | 0 | 0 | 0 | 0 | 0 | 0 | 0 | 0 | 0 | 0 | 0 | 0 | 0 | 0 | 0 | 0 | 0 | 0 | 0 | 0 | 0 | 0 | 0 | 0 | 0 | 0 | 0 | 0 | 0 | 0 | 0 | 0 | 0 | 0 | 0 | 0 | 0 | 0 | 0 | 0 | 0 | 0 | 0
|  | RTN1 | Peterborough Flag Fen to direct to Rutland Water / Wing WTW - with extra treatment at Wing WTW | Opex | Cost |  | Fixed | 0 | 0 | 0 | 0 | 0 | 0 | 0 | 0 | 0 | 0.4354 | 2.5564 | 4.242 | 4.242 | 4.242 | 4.242 | 4.242 | 4.242 | 4.242 | 4.242 | 4.242 | 4.242 | 4.242 | 4.242 | 4.242 | 4.242 | 4.242 | 4.242 | 4.242 | 4.242 | 4.242 | 4.242 | 4.242 | 4.242 | 4.242 | 4.242 | 4.242 | 4.242 | 4.242 | 4.242 | 4.242 | 4.242 | 4.242 | 4.242 | 4.242 | 4.242 | 4.242 | 4.242 | 4.242 | 4.242 | 4.242 | 4.242 | 4.242 | 4.242 | 4.242 | 4.242 | 4.242 | 4.242 | 4.242 | 4.242 | 4.242 | 4.242 | 4.242 | 4.242 | 4.242 | 4.242 | 4.242 | 4.242 | 4.242 | 4.242 | 4.242 | 4.242 | 4.242 | 4.242 | 4.242 | 4.242 | 4.242 | 4.242 | 4.242 | 4.242 | 4.242 | 4.242 | 4.242 | 4.242 | 4.242 | 4.242 | 4.242
|  | RTN1 | Peterborough Flag Fen to direct to Rutland Water / Wing WTW - with extra treatment at Wing WTW | Opex | Cost |  | Variable | 0 | 0 | 0 | 0 | 0 | 0 | 0 | 0 | 0 | 0.082683 | 0.41459 | 0.66382 | 0.66382 | 0.66382 | 0.66382 | 0.66382 | 0.66382 | 0.66382 | 0.66382 | 0.66382 | 0.66382 | 0.66382 | 0.66382 | 0.66382 | 0.66382 | 0.66382 | 0.66382 | 0.66382 | 0.66382 | 0.66382 | 0.66382 | 0.66382 | 0.66382 | 0.66382 | 0.66382 | 0.66382 | 0.66382 | 0.66382 | 0.66382 | 0.66382 | 0.66382 | 0.66382 | 0.66382 | 0.66382 | 0.66382 | 0.66382 | 0.66382 | 0.66382 | 0.66382 | 0.66382 | 0.66382 | 0.66382 | 0.66382 | 0.66382 | 0.66382 | 0.66382 | 0.66382 | 0.66382 | 0.66382 | 0.66382 | 0.66382 | 0.66382 | 0.66382 | 0.66382 | 0.66382 | 0.66382 | 0.66382 | 0.66382 | 0.66382 | 0.66382 | 0.66382 | 0.66382 | 0.66382 | 0.66382 | 0.66382 | 0.66382 | 0.66382 | 0.66382 | 0.66382 | 0.66382 | 0.66382 | 0.66382 | 0.66382 | 0.66382 | 0.66382 | 0.66382
|  | RTN11 | Lincolnshire Central to Ruthamford North potable trasnfer (20 Ml/d) | Capex | Civils | 20 | Fixed | 0 | 0 | 0 | 0 | 0 | 0 | 0 | 0 | 0 | 0 | 0 | 0 | 0 | 0 | 0 | 0 | 0 | 0 | 0 | 0 | 0 | 0 | 0 | 0 | 0 | 0 | 0 | 0 | 0 | 0 | 0 | 0 | 0 | 0 | 0 | 0 | 0 | 0 | 0 | 0 | 0 | 0 | 0 | 0 | 0 | 0 | 0 | 0 | 0 | 0 | 0 | 0 | 0 | 0 | 0 | 0 | 0 | 0 | 0 | 0 | 0 | 0 | 0 | 0 | 0 | 0 | 0 | 0 | 0 | 0 | 0 | 0 | 0 | 0 | 0 | 0 | 0 | 0 | 0 | 0 | 0 | 0 | 0 | 0 | 0 | 0
|  | RTN11 | Lincolnshire Central to Ruthamford North potable trasnfer (20 Ml/d) | Capex | Civils | 50 | Fixed | 0 | 0 | 0 | 0 | 0 | 0 | 0.22396 | 0.60504 | 0.89969 | 0.44648 | 0 | 0 | 0 | 0 | 0 | 0 | 0 | 0 | 0 | 0 | 0 | 0 | 0 | 0 | 0 | 0 | 0 | 0 | 0 | 0 | 0 | 0 | 0 | 0 | 0 | 0 | 0 | 0 | 0 | 0 | 0 | 0 | 0 | 0 | 0 | 0 | 0 | 0 | 0 | 0 | 0 | 0 | 0 | 0 | 0 | 0 | 0 | 0 | 0 | 0 | 0 | 0 | 0 | 0 | 0 | 0 | 0 | 0 | 0 | 0 | 0 | 0 | 0 | 0 | 0 | 0 | 0 | 0 | 0 | 0 | 0 | 0 | 0 | 0 | 0 | 0
|  | RTN11 | Lincolnshire Central to Ruthamford North potable trasnfer (20 Ml/d) | Capex | ICA (Instrumentation, Control & Automation) | 7 | Fixed | 0 | 0 | 0 | 0 | 0 | 0 | 0.0037705 | 0.010186 | 0.015146 | 0.0075165 | 0 | 0 | 0 | 0 | 0 | 0 | 0 | 0 | 0 | 0 | 0 | 0 | 0 | 0 | 0 | 0 | 0 | 0 | 0 | 0 | 0 | 0 | 0 | 0 | 0 | 0 | 0 | 0 | 0 | 0 | 0 | 0 | 0 | 0 | 0 | 0 | 0 | 0 | 0 | 0 | 0 | 0 | 0 | 0 | 0 | 0 | 0 | 0 | 0 | 0 | 0 | 0 | 0 | 0 | 0 | 0 | 0 | 0 | 0 | 0 | 0 | 0 | 0 | 0 | 0 | 0 | 0 | 0 | 0 | 0 | 0 | 0 | 0 | 0 | 0 | 0
|  | RTN11 | Lincolnshire Central to Ruthamford North potable trasnfer (20 Ml/d) | Capex | M&E (Mechanical and Electrical) Works on Pumping Stations and Treatment Works | 15 | Fixed | 0 | 0 | 0 | 0 | 0 | 0 | 0.52409 | 1.4158 | 2.1053 | 1.0448 | 0 | 0 | 0 | 0 | 0 | 0 | 0 | 0 | 0 | 0 | 0 | 0 | 0 | 0 | 0 | 0 | 0 | 0 | 0 | 0 | 0 | 0 | 0 | 0 | 0 | 0 | 0 | 0 | 0 | 0 | 0 | 0 | 0 | 0 | 0 | 0 | 0 | 0 | 0 | 0 | 0 | 0 | 0 | 0 | 0 | 0 | 0 | 0 | 0 | 0 | 0 | 0 | 0 | 0 | 0 | 0 | 0 | 0 | 0 | 0 | 0 | 0 | 0 | 0 | 0 | 0 | 0 | 0 | 0 | 0 | 0 | 0 | 0 | 0 | 0 | 0
|  | RTN11 | Lincolnshire Central to Ruthamford North potable trasnfer (20 Ml/d) | Capex | Pipelines | 200 | Fixed | 0 | 0 | 0 | 0 | 0 | 0 | 16.3654 | 44.2108 | 65.7416 | 32.6247 | 0 | 0 | 0 | 0 | 0 | 0 | 0 | 0 | 0 | 0 | 0 | 0 | 0 | 0 | 0 | 0 | 0 | 0 | 0 | 0 | 0 | 0 | 0 | 0 | 0 | 0 | 0 | 0 | 0 | 0 | 0 | 0 | 0 | 0 | 0 | 0 | 0 | 0 | 0 | 0 | 0 | 0 | 0 | 0 | 0 | 0 | 0 | 0 | 0 | 0 | 0 | 0 | 0 | 0 | 0 | 0 | 0 | 0 | 0 | 0 | 0 | 0 | 0 | 0 | 0 | 0 | 0 | 0 | 0 | 0 | 0 | 0 | 0 | 0 | 0 | 0
|  | RTN11 | Lincolnshire Central to Ruthamford North potable trasnfer (20 Ml/d) | Capex | Planning and Development (Non depreciating) | 0 | Fixed | 0 | 0 | 0 | 0 | 0 | 0 | 0 | 0 | 0 | 0 | 0 | 0 | 0 | 0 | 0 | 0 | 0 | 0 | 0 | 0 | 0 | 0 | 0 | 0 | 0 | 0 | 0 | 0 | 0 | 0 | 0 | 0 | 0 | 0 | 0 | 0 | 0 | 0 | 0 | 0 | 0 | 0 | 0 | 0 | 0 | 0 | 0 | 0 | 0 | 0 | 0 | 0 | 0 | 0 | 0 | 0 | 0 | 0 | 0 | 0 | 0 | 0 | 0 | 0 | 0 | 0 | 0 | 0 | 0 | 0 | 0 | 0 | 0 | 0 | 0 | 0 | 0 | 0 | 0 | 0 | 0 | 0 | 0 | 0 | 0 | 0
|  | RTN11 | Lincolnshire Central to Ruthamford North potable trasnfer (20 Ml/d) | Opex | Cost |  | Fixed | 0 | 0 | 0 | 0 | 0 | 0 | 0 | 0 | 0 | 0.0036037 | 0.018018 | 0.028829 | 0.028829 | 0.028829 | 0.028829 | 0.028829 | 0.028829 | 0.028829 | 0.028829 | 0.028829 | 0.028829 | 0.028829 | 0.028829 | 0.028829 | 0.028829 | 0.028829 | 0.028829 | 0.028829 | 0.028829 | 0.028829 | 0.028829 | 0.028829 | 0.028829 | 0.028829 | 0.028829 | 0.028829 | 0.028829 | 0.028829 | 0.028829 | 0.028829 | 0.028829 | 0.028829 | 0.028829 | 0.028829 | 0.028829 | 0.028829 | 0.028829 | 0.028829 | 0.028829 | 0.028829 | 0.028829 | 0.028829 | 0.028829 | 0.028829 | 0.028829 | 0.028829 | 0.028829 | 0.028829 | 0.028829 | 0.028829 | 0.028829 | 0.028829 | 0.028829 | 0.028829 | 0.028829 | 0.028829 | 0.028829 | 0.028829 | 0.028829 | 0.028829 | 0.028829 | 0.028829 | 0.028829 | 0.028829 | 0.028829 | 0.028829 | 0.028829 | 0.028829 | 0.028829 | 0.028829 | 0.028829 | 0.028829 | 0.028829 | 0.028829 | 0.028829 | 0.028829
|  | RTN11 | Lincolnshire Central to Ruthamford North potable trasnfer (20 Ml/d) | Opex | Cost |  | Variable | 0 | 0 | 0 | 0 | 0 | 0 | 0 | 0 | 0 | 0.021902 | 0.10951 | 0.17522 | 0.17522 | 0.17522 | 0.17522 | 0.17522 | 0.17522 | 0.17522 | 0.17522 | 0.17522 | 0.17522 | 0.17522 | 0.17522 | 0.17522 | 0.17522 | 0.17522 | 0.17522 | 0.17522 | 0.17522 | 0.17522 | 0.17522 | 0.17522 | 0.17522 | 0.17522 | 0.17522 | 0.17522 | 0.17522 | 0.17522 | 0.17522 | 0.17522 | 0.17522 | 0.17522 | 0.17522 | 0.17522 | 0.17522 | 0.17522 | 0.17522 | 0.17522 | 0.17522 | 0.17522 | 0.17522 | 0.17522 | 0.17522 | 0.17522 | 0.17522 | 0.17522 | 0.17522 | 0.17522 | 0.17522 | 0.17522 | 0.17522 | 0.17522 | 0.17522 | 0.17522 | 0.17522 | 0.17522 | 0.17522 | 0.17522 | 0.17522 | 0.17522 | 0.17522 | 0.17522 | 0.17522 | 0.17522 | 0.17522 | 0.17522 | 0.17522 | 0.17522 | 0.17522 | 0.17522 | 0.17522 | 0.17522 | 0.17522 | 0.17522 | 0.17522 | 0.17522
|  | RTN16 | Lincolnshire Central to Ruthamford North potable trasnfer (100 Ml/d) | Capex | Civils | 20 | Fixed | 0 | 0 | 0 | 0 | 0 | 0 | 0 | 0 | 0 | 0 | 0 | 0 | 0 | 0 | 0 | 0 | 0 | 0 | 0 | 0 | 0 | 0 | 0 | 0 | 0 | 0 | 0 | 0 | 0 | 0 | 0 | 0 | 0 | 0 | 0 | 0 | 0 | 0 | 0 | 0 | 0 | 0 | 0 | 0 | 0 | 0 | 0 | 0 | 0 | 0 | 0 | 0 | 0 | 0 | 0 | 0 | 0 | 0 | 0 | 0 | 0 | 0 | 0 | 0 | 0 | 0 | 0 | 0 | 0 | 0 | 0 | 0 | 0 | 0 | 0 | 0 | 0 | 0 | 0 | 0 | 0 | 0 | 0 | 0 | 0 | 0
|  | RTN16 | Lincolnshire Central to Ruthamford North potable trasnfer (100 Ml/d) | Capex | Civils | 50 | Fixed | 0 | 0 | 0 | 0 | 0 | 0 | 0.66478 | 1.7959 | 2.6705 | 1.3252 | 0 | 0 | 0 | 0 | 0 | 0 | 0 | 0 | 0 | 0 | 0 | 0 | 0 | 0 | 0 | 0 | 0 | 0 | 0 | 0 | 0 | 0 | 0 | 0 | 0 | 0 | 0 | 0 | 0 | 0 | 0 | 0 | 0 | 0 | 0 | 0 | 0 | 0 | 0 | 0 | 0 | 0 | 0 | 0 | 0 | 0 | 0 | 0 | 0 | 0 | 0 | 0 | 0 | 0 | 0 | 0 | 0 | 0 | 0 | 0 | 0 | 0 | 0 | 0 | 0 | 0 | 0 | 0 | 0 | 0 | 0 | 0 | 0 | 0 | 0 | 0
|  | RTN16 | Lincolnshire Central to Ruthamford North potable trasnfer (100 Ml/d) | Capex | ICA (Instrumentation, Control & Automation) | 7 | Fixed | 0 | 0 | 0 | 0 | 0 | 0 | 0.0091888 | 0.024823 | 0.036912 | 0.018318 | 0 | 0 | 0 | 0 | 0 | 0 | 0 | 0 | 0 | 0 | 0 | 0 | 0 | 0 | 0 | 0 | 0 | 0 | 0 | 0 | 0 | 0 | 0 | 0 | 0 | 0 | 0 | 0 | 0 | 0 | 0 | 0 | 0 | 0 | 0 | 0 | 0 | 0 | 0 | 0 | 0 | 0 | 0 | 0 | 0 | 0 | 0 | 0 | 0 | 0 | 0 | 0 | 0 | 0 | 0 | 0 | 0 | 0 | 0 | 0 | 0 | 0 | 0 | 0 | 0 | 0 | 0 | 0 | 0 | 0 | 0 | 0 | 0 | 0 | 0 | 0
|  | RTN16 | Lincolnshire Central to Ruthamford North potable trasnfer (100 Ml/d) | Capex | M&E (Mechanical and Electrical) Works on Pumping Stations and Treatment Works | 15 | Fixed | 0 | 0 | 0 | 0 | 0 | 0 | 2.1629 | 5.843 | 8.6886 | 4.3118 | 0 | 0 | 0 | 0 | 0 | 0 | 0 | 0 | 0 | 0 | 0 | 0 | 0 | 0 | 0 | 0 | 0 | 0 | 0 | 0 | 0 | 0 | 0 | 0 | 0 | 0 | 0 | 0 | 0 | 0 | 0 | 0 | 0 | 0 | 0 | 0 | 0 | 0 | 0 | 0 | 0 | 0 | 0 | 0 | 0 | 0 | 0 | 0 | 0 | 0 | 0 | 0 | 0 | 0 | 0 | 0 | 0 | 0 | 0 | 0 | 0 | 0 | 0 | 0 | 0 | 0 | 0 | 0 | 0 | 0 | 0 | 0 | 0 | 0 | 0 | 0
|  | RTN16 | Lincolnshire Central to Ruthamford North potable trasnfer (100 Ml/d) | Capex | Pipelines | 200 | Fixed | 0 | 0 | 0 | 0 | 0 | 0 | 28.5608 | 77.1566 | 114.7322 | 56.9366 | 0 | 0 | 0 | 0 | 0 | 0 | 0 | 0 | 0 | 0 | 0 | 0 | 0 | 0 | 0 | 0 | 0 | 0 | 0 | 0 | 0 | 0 | 0 | 0 | 0 | 0 | 0 | 0 | 0 | 0 | 0 | 0 | 0 | 0 | 0 | 0 | 0 | 0 | 0 | 0 | 0 | 0 | 0 | 0 | 0 | 0 | 0 | 0 | 0 | 0 | 0 | 0 | 0 | 0 | 0 | 0 | 0 | 0 | 0 | 0 | 0 | 0 | 0 | 0 | 0 | 0 | 0 | 0 | 0 | 0 | 0 | 0 | 0 | 0 | 0 | 0
|  | RTN16 | Lincolnshire Central to Ruthamford North potable trasnfer (100 Ml/d) | Capex | Planning and Development (Non depreciating) | 0 | Fixed | 0 | 0 | 0 | 0 | 0 | 0 | 0 | 0 | 0 | 0 | 0 | 0 | 0 | 0 | 0 | 0 | 0 | 0 | 0 | 0 | 0 | 0 | 0 | 0 | 0 | 0 | 0 | 0 | 0 | 0 | 0 | 0 | 0 | 0 | 0 | 0 | 0 | 0 | 0 | 0 | 0 | 0 | 0 | 0 | 0 | 0 | 0 | 0 | 0 | 0 | 0 | 0 | 0 | 0 | 0 | 0 | 0 | 0 | 0 | 0 | 0 | 0 | 0 | 0 | 0 | 0 | 0 | 0 | 0 | 0 | 0 | 0 | 0 | 0 | 0 | 0 | 0 | 0 | 0 | 0 | 0 | 0 | 0 | 0 | 0 | 0
|  | RTN16 | Lincolnshire Central to Ruthamford North potable trasnfer (100 Ml/d) | Opex | Cost |  | Fixed | 0 | 0 | 0 | 0 | 0 | 0 | 0 | 0 | 0 | 0.0068061 | 0.034031 | 0.054449 | 0.054449 | 0.054449 | 0.054449 | 0.054449 | 0.054449 | 0.054449 | 0.054449 | 0.054449 | 0.054449 | 0.054449 | 0.054449 | 0.054449 | 0.054449 | 0.054449 | 0.054449 | 0.054449 | 0.054449 | 0.054449 | 0.054449 | 0.054449 | 0.054449 | 0.054449 | 0.054449 | 0.054449 | 0.054449 | 0.054449 | 0.054449 | 0.054449 | 0.054449 | 0.054449 | 0.054449 | 0.054449 | 0.054449 | 0.054449 | 0.054449 | 0.054449 | 0.054449 | 0.054449 | 0.054449 | 0.054449 | 0.054449 | 0.054449 | 0.054449 | 0.054449 | 0.054449 | 0.054449 | 0.054449 | 0.054449 | 0.054449 | 0.054449 | 0.054449 | 0.054449 | 0.054449 | 0.054449 | 0.054449 | 0.054449 | 0.054449 | 0.054449 | 0.054449 | 0.054449 | 0.054449 | 0.054449 | 0.054449 | 0.054449 | 0.054449 | 0.054449 | 0.054449 | 0.054449 | 0.054449 | 0.054449 | 0.054449 | 0.054449 | 0.054449 | 0.054449
|  | RTN16 | Lincolnshire Central to Ruthamford North potable trasnfer (100 Ml/d) | Opex | Cost |  | Variable | 0 | 0 | 0 | 0 | 0 | 0 | 0 | 0 | 0 | 0.11185 | 0.55925 | 0.8948 | 0.8948 | 0.8948 | 0.8948 | 0.8948 | 0.8948 | 0.8948 | 0.8948 | 0.8948 | 0.8948 | 0.8948 | 0.8948 | 0.8948 | 0.8948 | 0.8948 | 0.8948 | 0.8948 | 0.8948 | 0.8948 | 0.8948 | 0.8948 | 0.8948 | 0.8948 | 0.8948 | 0.8948 | 0.8948 | 0.8948 | 0.8948 | 0.8948 | 0.8948 | 0.8948 | 0.8948 | 0.8948 | 0.8948 | 0.8948 | 0.8948 | 0.8948 | 0.8948 | 0.8948 | 0.8948 | 0.8948 | 0.8948 | 0.8948 | 0.8948 | 0.8948 | 0.8948 | 0.8948 | 0.8948 | 0.8948 | 0.8948 | 0.8948 | 0.8948 | 0.8948 | 0.8948 | 0.8948 | 0.8948 | 0.8948 | 0.8948 | 0.8948 | 0.8948 | 0.8948 | 0.8948 | 0.8948 | 0.8948 | 0.8948 | 0.8948 | 0.8948 | 0.8948 | 0.8948 | 0.8948 | 0.8948 | 0.8948 | 0.8948 | 0.8948 | 0.8948
|  | RTN21 | River Trent to Ruthamford North transfer (19.9 Ml/d) | Capex | Civils | 20 | Fixed | 0 | 0 | 0 | 0 | 0 | 0 | 0 | 0 | 0 | 0 | 0 | 0 | 0 | 0 | 0 | 0 | 0 | 0 | 0 | 0 | 0 | 0 | 0 | 0 | 0 | 0 | 0 | 0 | 0 | 0 | 0 | 0 | 0 | 0 | 0 | 0 | 0 | 0 | 0 | 0 | 0 | 0 | 0 | 0 | 0 | 0 | 0 | 0 | 0 | 0 | 0 | 0 | 0 | 0 | 0 | 0 | 0 | 0 | 0 | 0 | 0 | 0 | 0 | 0 | 0 | 0 | 0 | 0 | 0 | 0 | 0 | 0 | 0 | 0 | 0 | 0 | 0 | 0 | 0 | 0 | 0 | 0 | 0 | 0 | 0 | 0
|  | RTN21 | River Trent to Ruthamford North transfer (19.9 Ml/d) | Capex | Civils | 50 | Fixed | 0 | 0 | 0 | 0 | 0 | 0 | 6.5555 | 17.7097 | 26.3343 | 13.0686 | 0 | 0 | 0 | 0 | 0 | 0 | 0 | 0 | 0 | 0 | 0 | 0 | 0 | 0 | 0 | 0 | 0 | 0 | 0 | 0 | 0 | 0 | 0 | 0 | 0 | 0 | 0 | 0 | 0 | 0 | 0 | 0 | 0 | 0 | 0 | 0 | 0 | 0 | 0 | 0 | 0 | 0 | 0 | 0 | 0 | 0 | 0 | 0 | 0 | 0 | 0 | 0 | 0 | 0 | 0 | 0 | 0 | 0 | 0 | 0 | 0 | 0 | 0 | 0 | 0 | 0 | 0 | 0 | 0 | 0 | 0 | 0 | 0 | 0 | 0 | 0
|  | RTN21 | River Trent to Ruthamford North transfer (19.9 Ml/d) | Capex | ICA (Instrumentation, Control & Automation) | 7 | Fixed | 0 | 0 | 0 | 0 | 0 | 0 | 0.57382 | 1.5502 | 2.3051 | 1.1439 | 0 | 0 | 0 | 0 | 0 | 0 | 0 | 0 | 0 | 0 | 0 | 0 | 0 | 0 | 0 | 0 | 0 | 0 | 0 | 0 | 0 | 0 | 0 | 0 | 0 | 0 | 0 | 0 | 0 | 0 | 0 | 0 | 0 | 0 | 0 | 0 | 0 | 0 | 0 | 0 | 0 | 0 | 0 | 0 | 0 | 0 | 0 | 0 | 0 | 0 | 0 | 0 | 0 | 0 | 0 | 0 | 0 | 0 | 0 | 0 | 0 | 0 | 0 | 0 | 0 | 0 | 0 | 0 | 0 | 0 | 0 | 0 | 0 | 0 | 0 | 0
|  | RTN21 | River Trent to Ruthamford North transfer (19.9 Ml/d) | Capex | M&E (Mechanical and Electrical) Works on Pumping Stations and Treatment Works | 15 | Fixed | 0 | 0 | 0 | 0 | 0 | 0 | 4.0715 | 10.9991 | 16.3557 | 8.1166 | 0 | 0 | 0 | 0 | 0 | 0 | 0 | 0 | 0 | 0 | 0 | 0 | 0 | 0 | 0 | 0 | 0 | 0 | 0 | 0 | 0 | 0 | 0 | 0 | 0 | 0 | 0 | 0 | 0 | 0 | 0 | 0 | 0 | 0 | 0 | 0 | 0 | 0 | 0 | 0 | 0 | 0 | 0 | 0 | 0 | 0 | 0 | 0 | 0 | 0 | 0 | 0 | 0 | 0 | 0 | 0 | 0 | 0 | 0 | 0 | 0 | 0 | 0 | 0 | 0 | 0 | 0 | 0 | 0 | 0 | 0 | 0 | 0 | 0 | 0 | 0
|  | RTN21 | River Trent to Ruthamford North transfer (19.9 Ml/d) | Capex | Pipelines | 200 | Fixed | 0 | 0 | 0 | 0 | 0 | 0 | 36.7654 | 99.3214 | 147.6913 | 73.2927 | 0 | 0 | 0 | 0 | 0 | 0 | 0 | 0 | 0 | 0 | 0 | 0 | 0 | 0 | 0 | 0 | 0 | 0 | 0 | 0 | 0 | 0 | 0 | 0 | 0 | 0 | 0 | 0 | 0 | 0 | 0 | 0 | 0 | 0 | 0 | 0 | 0 | 0 | 0 | 0 | 0 | 0 | 0 | 0 | 0 | 0 | 0 | 0 | 0 | 0 | 0 | 0 | 0 | 0 | 0 | 0 | 0 | 0 | 0 | 0 | 0 | 0 | 0 | 0 | 0 | 0 | 0 | 0 | 0 | 0 | 0 | 0 | 0 | 0 | 0 | 0
|  | RTN21 | River Trent to Ruthamford North transfer (19.9 Ml/d) | Capex | Planning and Development (Non depreciating) | 0 | Fixed | 0 | 0 | 0 | 0 | 0 | 0 | 0 | 0 | 0 | 0 | 0 | 0 | 0 | 0 | 0 | 0 | 0 | 0 | 0 | 0 | 0 | 0 | 0 | 0 | 0 | 0 | 0 | 0 | 0 | 0 | 0 | 0 | 0 | 0 | 0 | 0 | 0 | 0 | 0 | 0 | 0 | 0 | 0 | 0 | 0 | 0 | 0 | 0 | 0 | 0 | 0 | 0 | 0 | 0 | 0 | 0 | 0 | 0 | 0 | 0 | 0 | 0 | 0 | 0 | 0 | 0 | 0 | 0 | 0 | 0 | 0 | 0 | 0 | 0 | 0 | 0 | 0 | 0 | 0 | 0 | 0 | 0 | 0 | 0 | 0 | 0
|  | RTN21 | River Trent to Ruthamford North transfer (19.9 Ml/d) | Opex | Cost |  | Fixed | 0 | 0 | 0 | 0 | 0 | 0 | 0 | 0 | 0 | 0.010797 | 0.053987 | 0.086379 | 0.086379 | 0.086379 | 0.086379 | 0.086379 | 0.086379 | 0.086379 | 0.086379 | 0.086379 | 0.086379 | 0.086379 | 0.086379 | 0.086379 | 0.086379 | 0.086379 | 0.086379 | 0.086379 | 0.086379 | 0.086379 | 0.086379 | 0.086379 | 0.086379 | 0.086379 | 0.086379 | 0.086379 | 0.086379 | 0.086379 | 0.086379 | 0.086379 | 0.086379 | 0.086379 | 0.086379 | 0.086379 | 0.086379 | 0.086379 | 0.086379 | 0.086379 | 0.086379 | 0.086379 | 0.086379 | 0.086379 | 0.086379 | 0.086379 | 0.086379 | 0.086379 | 0.086379 | 0.086379 | 0.086379 | 0.086379 | 0.086379 | 0.086379 | 0.086379 | 0.086379 | 0.086379 | 0.086379 | 0.086379 | 0.086379 | 0.086379 | 0.086379 | 0.086379 | 0.086379 | 0.086379 | 0.086379 | 0.086379 | 0.086379 | 0.086379 | 0.086379 | 0.086379 | 0.086379 | 0.086379 | 0.086379 | 0.086379 | 0.086379 | 0.086379 | 0.086379
|  | RTN21 | River Trent to Ruthamford North transfer (19.9 Ml/d) | Opex | Cost |  | Variable | 0 | 0 | 0 | 0 | 0 | 0 | 0 | 0 | 0 | 1.3531 | 6.7656 | 10.825 | 10.825 | 10.825 | 10.825 | 10.825 | 10.825 | 10.825 | 10.825 | 10.825 | 10.825 | 10.825 | 10.825 | 10.825 | 10.825 | 10.825 | 10.825 | 10.825 | 10.825 | 10.825 | 10.825 | 10.825 | 10.825 | 10.825 | 10.825 | 10.825 | 10.825 | 10.825 | 10.825 | 10.825 | 10.825 | 10.825 | 10.825 | 10.825 | 10.825 | 10.825 | 10.825 | 10.825 | 10.825 | 10.825 | 10.825 | 10.825 | 10.825 | 10.825 | 10.825 | 10.825 | 10.825 | 10.825 | 10.825 | 10.825 | 10.825 | 10.825 | 10.825 | 10.825 | 10.825 | 10.825 | 10.825 | 10.825 | 10.825 | 10.825 | 10.825 | 10.825 | 10.825 | 10.825 | 10.825 | 10.825 | 10.825 | 10.825 | 10.825 | 10.825 | 10.825 | 10.825 | 10.825 | 10.825 | 10.825 | 10.825
|  | RTN22 | Fenland to Ruthamford North potable transfer (100 Ml/d) | Capex | Civils | 20 | Fixed | 0 | 0 | 0 | 0 | 0 | 0 | 0 | 0 | 0 | 0 | 0 | 0 | 0 | 0 | 0 | 0 | 0 | 0 | 0 | 0 | 0 | 0 | 0 | 0 | 0 | 0 | 0 | 0 | 0 | 0 | 0 | 0 | 0 | 0 | 0 | 0 | 0 | 0 | 0 | 0 | 0 | 0 | 0 | 0 | 0 | 0 | 0 | 0 | 0 | 0 | 0 | 0 | 0 | 0 | 0 | 0 | 0 | 0 | 0 | 0 | 0 | 0 | 0 | 0 | 0 | 0 | 0 | 0 | 0 | 0 | 0 | 0 | 0 | 0 | 0 | 0 | 0 | 0 | 0 | 0 | 0 | 0 | 0 | 0 | 0 | 0
|  | RTN22 | Fenland to Ruthamford North potable transfer (100 Ml/d) | Capex | Civils | 50 | Fixed | 0 | 0 | 0 | 0 | 0 | 0 | 0 | 0 | 0 | 0 | 0 | 0 | 0 | 0 | 0 | 0 | 0 | 0 | 0 | 0 | 0 | 0 | 0 | 0 | 0 | 0 | 0 | 0 | 0 | 0 | 0 | 0 | 0 | 0 | 0 | 0 | 0 | 0 | 0 | 0 | 0 | 0 | 0 | 0 | 0 | 0 | 0 | 0 | 0 | 0 | 0 | 0 | 0 | 0 | 0 | 0 | 0 | 0 | 0 | 0 | 0 | 0 | 0 | 0 | 0 | 0 | 0 | 0 | 0 | 0 | 0 | 0 | 0 | 0 | 0 | 0 | 0 | 0 | 0 | 0 | 0 | 0 | 0 | 0 | 0 | 0
|  | RTN22 | Fenland to Ruthamford North potable transfer (100 Ml/d) | Capex | ICA (Instrumentation, Control & Automation) | 7 | Fixed | 0 | 0 | 0 | 0 | 0 | 0 | 0 | 0 | 0 | 0 | 0 | 0 | 0 | 0 | 0 | 0 | 0 | 0 | 0 | 0 | 0 | 0 | 0 | 0 | 0 | 0 | 0 | 0 | 0 | 0 | 0 | 0 | 0 | 0 | 0 | 0 | 0 | 0 | 0 | 0 | 0 | 0 | 0 | 0 | 0 | 0 | 0 | 0 | 0 | 0 | 0 | 0 | 0 | 0 | 0 | 0 | 0 | 0 | 0 | 0 | 0 | 0 | 0 | 0 | 0 | 0 | 0 | 0 | 0 | 0 | 0 | 0 | 0 | 0 | 0 | 0 | 0 | 0 | 0 | 0 | 0 | 0 | 0 | 0 | 0 | 0
|  | RTN22 | Fenland to Ruthamford North potable transfer (100 Ml/d) | Capex | M&E (Mechanical and Electrical) Works on Pumping Stations and Treatment Works | 15 | Fixed | 0 | 0 | 0 | 0 | 0 | 0 | 0 | 0 | 0 | 0 | 0 | 0 | 0 | 0 | 0 | 0 | 0 | 0 | 0 | 0 | 0 | 0 | 0 | 0 | 0 | 0 | 0 | 0 | 0 | 0 | 0 | 0 | 0 | 0 | 0 | 0 | 0 | 0 | 0 | 0 | 0 | 0 | 0 | 0 | 0 | 0 | 0 | 0 | 0 | 0 | 0 | 0 | 0 | 0 | 0 | 0 | 0 | 0 | 0 | 0 | 0 | 0 | 0 | 0 | 0 | 0 | 0 | 0 | 0 | 0 | 0 | 0 | 0 | 0 | 0 | 0 | 0 | 0 | 0 | 0 | 0 | 0 | 0 | 0 | 0 | 0
|  | RTN22 | Fenland to Ruthamford North potable transfer (100 Ml/d) | Capex | Pipelines | 200 | Fixed | 0 | 0 | 0 | 0 | 0 | 0 | 20.8742 | 56.3914 | 83.8542 | 41.6132 | 0 | 0 | 0 | 0 | 0 | 0 | 0 | 0 | 0 | 0 | 0 | 0 | 0 | 0 | 0 | 0 | 0 | 0 | 0 | 0 | 0 | 0 | 0 | 0 | 0 | 0 | 0 | 0 | 0 | 0 | 0 | 0 | 0 | 0 | 0 | 0 | 0 | 0 | 0 | 0 | 0 | 0 | 0 | 0 | 0 | 0 | 0 | 0 | 0 | 0 | 0 | 0 | 0 | 0 | 0 | 0 | 0 | 0 | 0 | 0 | 0 | 0 | 0 | 0 | 0 | 0 | 0 | 0 | 0 | 0 | 0 | 0 | 0 | 0 | 0 | 0
|  | RTN22 | Fenland to Ruthamford North potable transfer (100 Ml/d) | Capex | Planning and Development (Non depreciating) | 0 | Fixed | 0 | 0 | 0 | 0 | 0 | 0 | 0 | 0 | 0 | 0 | 0 | 0 | 0 | 0 | 0 | 0 | 0 | 0 | 0 | 0 | 0 | 0 | 0 | 0 | 0 | 0 | 0 | 0 | 0 | 0 | 0 | 0 | 0 | 0 | 0 | 0 | 0 | 0 | 0 | 0 | 0 | 0 | 0 | 0 | 0 | 0 | 0 | 0 | 0 | 0 | 0 | 0 | 0 | 0 | 0 | 0 | 0 | 0 | 0 | 0 | 0 | 0 | 0 | 0 | 0 | 0 | 0 | 0 | 0 | 0 | 0 | 0 | 0 | 0 | 0 | 0 | 0 | 0 | 0 | 0 | 0 | 0 | 0 | 0 | 0 | 0
|  | RTN22 | Fenland to Ruthamford North potable transfer (100 Ml/d) | Opex | Cost |  | Fixed | 0 | 0 | 0 | 0 | 0 | 0 | 0 | 0 | 0 | 0.0041479 | 0.020739 | 0.033183 | 0.033183 | 0.033183 | 0.033183 | 0.033183 | 0.033183 | 0.033183 | 0.033183 | 0.033183 | 0.033183 | 0.033183 | 0.033183 | 0.033183 | 0.033183 | 0.033183 | 0.033183 | 0.033183 | 0.033183 | 0.033183 | 0.033183 | 0.033183 | 0.033183 | 0.033183 | 0.033183 | 0.033183 | 0.033183 | 0.033183 | 0.033183 | 0.033183 | 0.033183 | 0.033183 | 0.033183 | 0.033183 | 0.033183 | 0.033183 | 0.033183 | 0.033183 | 0.033183 | 0.033183 | 0.033183 | 0.033183 | 0.033183 | 0.033183 | 0.033183 | 0.033183 | 0.033183 | 0.033183 | 0.033183 | 0.033183 | 0.033183 | 0.033183 | 0.033183 | 0.033183 | 0.033183 | 0.033183 | 0.033183 | 0.033183 | 0.033183 | 0.033183 | 0.033183 | 0.033183 | 0.033183 | 0.033183 | 0.033183 | 0.033183 | 0.033183 | 0.033183 | 0.033183 | 0.033183 | 0.033183 | 0.033183 | 0.033183 | 0.033183 | 0.033183 | 0.033183
|  | RTN22 | Fenland to Ruthamford North potable transfer (100 Ml/d) | Opex | Cost |  | Variable | 0 | 0 | 0 | 0 | 0 | 0 | 0 | 0 | 0 | 0 | 0 | 0 | 0 | 0 | 0 | 0 | 0 | 0 | 0 | 0 | 0 | 0 | 0 | 0 | 0 | 0 | 0 | 0 | 0 | 0 | 0 | 0 | 0 | 0 | 0 | 0 | 0 | 0 | 0 | 0 | 0 | 0 | 0 | 0 | 0 | 0 | 0 | 0 | 0 | 0 | 0 | 0 | 0 | 0 | 0 | 0 | 0 | 0 | 0 | 0 | 0 | 0 | 0 | 0 | 0 | 0 | 0 | 0 | 0 | 0 | 0 | 0 | 0 | 0 | 0 | 0 | 0 | 0 | 0 | 0 | 0 | 0 | 0 | 0 | 0 | 0
|  | RTN5 | Boston Area (brackish) desalination (10 Ml/d) | Capex | Civils | 20 | Fixed | 0 | 0 | 0 | 0 | 0 | 0 | 0 | 0 | 0 | 0 | 0 | 0 | 0 | 0 | 0 | 0 | 0 | 0 | 0 | 0 | 0 | 0 | 0 | 0 | 0 | 0 | 0 | 0 | 0 | 0 | 0 | 0 | 0 | 0 | 0 | 0 | 0 | 0 | 0 | 0 | 0 | 0 | 0 | 0 | 0 | 0 | 0 | 0 | 0 | 0 | 0 | 0 | 0 | 0 | 0 | 0 | 0 | 0 | 0 | 0 | 0 | 0 | 0 | 0 | 0 | 0 | 0 | 0 | 0 | 0 | 0 | 0 | 0 | 0 | 0 | 0 | 0 | 0 | 0 | 0 | 0 | 0 | 0 | 0 | 0 | 0
|  | RTN5 | Boston Area (brackish) desalination (10 Ml/d) | Capex | Civils | 50 | Fixed | 0 | 0 | 0 | 0 | 0 | 0 | 6.495 | 17.8733 | 28.8111 | 16.5117 | 0 | 0 | 0 | 0 | 0 | 0 | 0 | 0 | 0 | 0 | 0 | 0 | 0 | 0 | 0 | 0 | 0 | 0 | 0 | 0 | 0 | 0 | 0 | 0 | 0 | 0 | 0 | 0 | 0 | 0 | 0 | 0 | 0 | 0 | 0 | 0 | 0 | 0 | 0 | 0 | 0 | 0 | 0 | 0 | 0 | 0 | 0 | 0 | 0 | 0 | 0 | 0 | 0 | 0 | 0 | 0 | 0 | 0 | 0 | 0 | 0 | 0 | 0 | 0 | 0 | 0 | 0 | 0 | 0 | 0 | 0 | 0 | 0 | 0 | 0 | 0
|  | RTN5 | Boston Area (brackish) desalination (10 Ml/d) | Capex | ICA (Instrumentation, Control & Automation) | 7 | Fixed | 0 | 0 | 0 | 0 | 0 | 0 | 0.31851 | 0.87665 | 1.4141 | 0.81138 | 0 | 0 | 0 | 0 | 0 | 0 | 0 | 0 | 0 | 0 | 0 | 0 | 0 | 0 | 0 | 0 | 0 | 0 | 0 | 0 | 0 | 0 | 0 | 0 | 0 | 0 | 0 | 0 | 0 | 0 | 0 | 0 | 0 | 0 | 0 | 0 | 0 | 0 | 0 | 0 | 0 | 0 | 0 | 0 | 0 | 0 | 0 | 0 | 0 | 0 | 0 | 0 | 0 | 0 | 0 | 0 | 0 | 0 | 0 | 0 | 0 | 0 | 0 | 0 | 0 | 0 | 0 | 0 | 0 | 0 | 0 | 0 | 0 | 0 | 0 | 0
|  | RTN5 | Boston Area (brackish) desalination (10 Ml/d) | Capex | M&E (Mechanical and Electrical) Works on Pumping Stations and Treatment Works | 15 | Fixed | 0 | 0 | 0 | 0 | 0 | 0 | 4.5273 | 12.4417 | 19.9423 | 11.3255 | 0 | 0 | 0 | 0 | 0 | 0 | 0 | 0 | 0 | 0 | 0 | 0 | 0 | 0 | 0 | 0 | 0 | 0 | 0 | 0 | 0 | 0 | 0 | 0 | 0 | 0 | 0 | 0 | 0 | 0 | 0 | 0 | 0 | 0 | 0 | 0 | 0 | 0 | 0 | 0 | 0 | 0 | 0 | 0 | 0 | 0 | 0 | 0 | 0 | 0 | 0 | 0 | 0 | 0 | 0 | 0 | 0 | 0 | 0 | 0 | 0 | 0 | 0 | 0 | 0 | 0 | 0 | 0 | 0 | 0 | 0 | 0 | 0 | 0 | 0 | 0
|  | RTN5 | Boston Area (brackish) desalination (10 Ml/d) | Capex | Pipelines | 200 | Fixed | 0 | 0 | 0 | 0 | 0 | 0 | 9.7642 | 26.5869 | 40.9628 | 21.7436 | 0 | 0 | 0 | 0 | 0 | 0 | 0 | 0 | 0 | 0 | 0 | 0 | 0 | 0 | 0 | 0 | 0 | 0 | 0 | 0 | 0 | 0 | 0 | 0 | 0 | 0 | 0 | 0 | 0 | 0 | 0 | 0 | 0 | 0 | 0 | 0 | 0 | 0 | 0 | 0 | 0 | 0 | 0 | 0 | 0 | 0 | 0 | 0 | 0 | 0 | 0 | 0 | 0 | 0 | 0 | 0 | 0 | 0 | 0 | 0 | 0 | 0 | 0 | 0 | 0 | 0 | 0 | 0 | 0 | 0 | 0 | 0 | 0 | 0 | 0 | 0
|  | RTN5 | Boston Area (brackish) desalination (10 Ml/d) | Capex | Planning and Development (Non depreciating) | 0 | Fixed | 0 | 0 | 0 | 0 | 0 | 0 | 0.032601 | 0.089747 | 0.1449 | 0.083259 | 0 | 0 | 0 | 0 | 0 | 0 | 0 | 0 | 0 | 0 | 0 | 0 | 0 | 0 | 0 | 0 | 0 | 0 | 0 | 0 | 0 | 0 | 0 | 0 | 0 | 0 | 0 | 0 | 0 | 0 | 0 | 0 | 0 | 0 | 0 | 0 | 0 | 0 | 0 | 0 | 0 | 0 | 0 | 0 | 0 | 0 | 0 | 0 | 0 | 0 | 0 | 0 | 0 | 0 | 0 | 0 | 0 | 0 | 0 | 0 | 0 | 0 | 0 | 0 | 0 | 0 | 0 | 0 | 0 | 0 | 0 | 0 | 0 | 0 | 0 | 0
|  | RTN5 | Boston Area (brackish) desalination (10 Ml/d) | Opex | Cost |  | Fixed | 0 | 0 | 0 | 0 | 0 | 0 | 0 | 0 | 0 | 0.32755 | 2.29 | 3.9249 | 3.9249 | 3.9249 | 3.9249 | 3.9249 | 3.9249 | 3.9249 | 3.9249 | 3.9249 | 3.9249 | 3.9249 | 3.9249 | 3.9249 | 3.9249 | 3.9249 | 3.9249 | 3.9249 | 3.9249 | 3.9249 | 3.9249 | 3.9249 | 3.9249 | 3.9249 | 3.9249 | 3.9249 | 3.9249 | 3.9249 | 3.9249 | 3.9249 | 3.9249 | 3.9249 | 3.9249 | 3.9249 | 3.9249 | 3.9249 | 3.9249 | 3.9249 | 3.9249 | 3.9249 | 3.9249 | 3.9249 | 3.9249 | 3.9249 | 3.9249 | 3.9249 | 3.9249 | 3.9249 | 3.9249 | 3.9249 | 3.9249 | 3.9249 | 3.9249 | 3.9249 | 3.9249 | 3.9249 | 3.9249 | 3.9249 | 3.9249 | 3.9249 | 3.9249 | 3.9249 | 3.9249 | 3.9249 | 3.9249 | 3.9249 | 3.9249 | 3.9249 | 3.9249 | 3.9249 | 3.9249 | 3.9249 | 3.9249 | 3.9249 | 3.9249 | 3.9249
|  | RTN5 | Boston Area (brackish) desalination (10 Ml/d) | Opex | Cost |  | Variable | 0 | 0 | 0 | 0 | 0 | 0 | 0 | 0 | 0 | 0.018819 | 0.095226 | 0.15282 | 0.15282 | 0.15282 | 0.15282 | 0.15282 | 0.15282 | 0.15282 | 0.15282 | 0.15282 | 0.15282 | 0.15282 | 0.15282 | 0.15282 | 0.15282 | 0.15282 | 0.15282 | 0.15282 | 0.15282 | 0.15282 | 0.15282 | 0.15282 | 0.15282 | 0.15282 | 0.15282 | 0.15282 | 0.15282 | 0.15282 | 0.15282 | 0.15282 | 0.15282 | 0.15282 | 0.15282 | 0.15282 | 0.15282 | 0.15282 | 0.15282 | 0.15282 | 0.15282 | 0.15282 | 0.15282 | 0.15282 | 0.15282 | 0.15282 | 0.15282 | 0.15282 | 0.15282 | 0.15282 | 0.15282 | 0.15282 | 0.15282 | 0.15282 | 0.15282 | 0.15282 | 0.15282 | 0.15282 | 0.15282 | 0.15282 | 0.15282 | 0.15282 | 0.15282 | 0.15282 | 0.15282 | 0.15282 | 0.15282 | 0.15282 | 0.15282 | 0.15282 | 0.15282 | 0.15282 | 0.15282 | 0.15282 | 0.15282 | 0.15282 | 0.15282 | 0.15282
|  | RTN6 | Boston Area (brackish) desalination (25 Ml/d) | Capex | Civils | 20 | Fixed | 0 | 0 | 0 | 0 | 0 | 0 | 0 | 0 | 0 | 0 | 0 | 0 | 0 | 0 | 0 | 0 | 0 | 0 | 0 | 0 | 0 | 0 | 0 | 0 | 0 | 0 | 0 | 0 | 0 | 0 | 0 | 0 | 0 | 0 | 0 | 0 | 0 | 0 | 0 | 0 | 0 | 0 | 0 | 0 | 0 | 0 | 0 | 0 | 0 | 0 | 0 | 0 | 0 | 0 | 0 | 0 | 0 | 0 | 0 | 0 | 0 | 0 | 0 | 0 | 0 | 0 | 0 | 0 | 0 | 0 | 0 | 0 | 0 | 0 | 0 | 0 | 0 | 0 | 0 | 0 | 0 | 0 | 0 | 0 | 0 | 0
|  | RTN6 | Boston Area (brackish) desalination (25 Ml/d) | Capex | Civils | 50 | Fixed | 0 | 0 | 0 | 0 | 0 | 0 | 11.8065 | 32.4904 | 52.3768 | 30.0206 | 0 | 0 | 0 | 0 | 0 | 0 | 0 | 0 | 0 | 0 | 0 | 0 | 0 | 0 | 0 | 0 | 0 | 0 | 0 | 0 | 0 | 0 | 0 | 0 | 0 | 0 | 0 | 0 | 0 | 0 | 0 | 0 | 0 | 0 | 0 | 0 | 0 | 0 | 0 | 0 | 0 | 0 | 0 | 0 | 0 | 0 | 0 | 0 | 0 | 0 | 0 | 0 | 0 | 0 | 0 | 0 | 0 | 0 | 0 | 0 | 0 | 0 | 0 | 0 | 0 | 0 | 0 | 0 | 0 | 0 | 0 | 0 | 0 | 0 | 0 | 0
|  | RTN6 | Boston Area (brackish) desalination (25 Ml/d) | Capex | ICA (Instrumentation, Control & Automation) | 7 | Fixed | 0 | 0 | 0 | 0 | 0 | 0 | 0.42686 | 1.1749 | 1.8956 | 1.088 | 0 | 0 | 0 | 0 | 0 | 0 | 0 | 0 | 0 | 0 | 0 | 0 | 0 | 0 | 0 | 0 | 0 | 0 | 0 | 0 | 0 | 0 | 0 | 0 | 0 | 0 | 0 | 0 | 0 | 0 | 0 | 0 | 0 | 0 | 0 | 0 | 0 | 0 | 0 | 0 | 0 | 0 | 0 | 0 | 0 | 0 | 0 | 0 | 0 | 0 | 0 | 0 | 0 | 0 | 0 | 0 | 0 | 0 | 0 | 0 | 0 | 0 | 0 | 0 | 0 | 0 | 0 | 0 | 0 | 0 | 0 | 0 | 0 | 0 | 0 | 0
|  | RTN6 | Boston Area (brackish) desalination (25 Ml/d) | Capex | M&E (Mechanical and Electrical) Works on Pumping Stations and Treatment Works | 15 | Fixed | 0 | 0 | 0 | 0 | 0 | 0 | 6.3671 | 17.4964 | 28.0373 | 15.9162 | 0 | 0 | 0 | 0 | 0 | 0 | 0 | 0 | 0 | 0 | 0 | 0 | 0 | 0 | 0 | 0 | 0 | 0 | 0 | 0 | 0 | 0 | 0 | 0 | 0 | 0 | 0 | 0 | 0 | 0 | 0 | 0 | 0 | 0 | 0 | 0 | 0 | 0 | 0 | 0 | 0 | 0 | 0 | 0 | 0 | 0 | 0 | 0 | 0 | 0 | 0 | 0 | 0 | 0 | 0 | 0 | 0 | 0 | 0 | 0 | 0 | 0 | 0 | 0 | 0 | 0 | 0 | 0 | 0 | 0 | 0 | 0 | 0 | 0 | 0 | 0
|  | RTN6 | Boston Area (brackish) desalination (25 Ml/d) | Capex | Pipelines | 200 | Fixed | 0 | 0 | 0 | 0 | 0 | 0 | 15.9211 | 43.2521 | 65.964 | 34.3687 | 0 | 0 | 0 | 0 | 0 | 0 | 0 | 0 | 0 | 0 | 0 | 0 | 0 | 0 | 0 | 0 | 0 | 0 | 0 | 0 | 0 | 0 | 0 | 0 | 0 | 0 | 0 | 0 | 0 | 0 | 0 | 0 | 0 | 0 | 0 | 0 | 0 | 0 | 0 | 0 | 0 | 0 | 0 | 0 | 0 | 0 | 0 | 0 | 0 | 0 | 0 | 0 | 0 | 0 | 0 | 0 | 0 | 0 | 0 | 0 | 0 | 0 | 0 | 0 | 0 | 0 | 0 | 0 | 0 | 0 | 0 | 0 | 0 | 0 | 0 | 0
|  | RTN6 | Boston Area (brackish) desalination (25 Ml/d) | Capex | Planning and Development (Non depreciating) | 0 | Fixed | 0 | 0 | 0 | 0 | 0 | 0 | 0.032443 | 0.089314 | 0.1442 | 0.082857 | 0 | 0 | 0 | 0 | 0 | 0 | 0 | 0 | 0 | 0 | 0 | 0 | 0 | 0 | 0 | 0 | 0 | 0 | 0 | 0 | 0 | 0 | 0 | 0 | 0 | 0 | 0 | 0 | 0 | 0 | 0 | 0 | 0 | 0 | 0 | 0 | 0 | 0 | 0 | 0 | 0 | 0 | 0 | 0 | 0 | 0 | 0 | 0 | 0 | 0 | 0 | 0 | 0 | 0 | 0 | 0 | 0 | 0 | 0 | 0 | 0 | 0 | 0 | 0 | 0 | 0 | 0 | 0 | 0 | 0 | 0 | 0 | 0 | 0 | 0 | 0
|  | RTN6 | Boston Area (brackish) desalination (25 Ml/d) | Opex | Cost |  | Fixed | 0 | 0 | 0 | 0 | 0 | 0 | 0 | 0 | 0 | 0.66692 | 4.6632 | 7.9925 | 7.9925 | 7.9925 | 7.9925 | 7.9925 | 7.9925 | 7.9925 | 7.9925 | 7.9925 | 7.9925 | 7.9925 | 7.9925 | 7.9925 | 7.9925 | 7.9925 | 7.9925 | 7.9925 | 7.9925 | 7.9925 | 7.9925 | 7.9925 | 7.9925 | 7.9925 | 7.9925 | 7.9925 | 7.9925 | 7.9925 | 7.9925 | 7.9925 | 7.9925 | 7.9925 | 7.9925 | 7.9925 | 7.9925 | 7.9925 | 7.9925 | 7.9925 | 7.9925 | 7.9925 | 7.9925 | 7.9925 | 7.9925 | 7.9925 | 7.9925 | 7.9925 | 7.9925 | 7.9925 | 7.9925 | 7.9925 | 7.9925 | 7.9925 | 7.9925 | 7.9925 | 7.9925 | 7.9925 | 7.9925 | 7.9925 | 7.9925 | 7.9925 | 7.9925 | 7.9925 | 7.9925 | 7.9925 | 7.9925 | 7.9925 | 7.9925 | 7.9925 | 7.9925 | 7.9925 | 7.9925 | 7.9925 | 7.9925 | 7.9925 | 7.9925 | 7.9925
|  | RTN6 | Boston Area (brackish) desalination (25 Ml/d) | Opex | Cost |  | Variable | 0 | 0 | 0 | 0 | 0 | 0 | 0 | 0 | 0 | 0.028582 | 0.14406 | 0.23097 | 0.23097 | 0.23097 | 0.23097 | 0.23097 | 0.23097 | 0.23097 | 0.23097 | 0.23097 | 0.23097 | 0.23097 | 0.23097 | 0.23097 | 0.23097 | 0.23097 | 0.23097 | 0.23097 | 0.23097 | 0.23097 | 0.23097 | 0.23097 | 0.23097 | 0.23097 | 0.23097 | 0.23097 | 0.23097 | 0.23097 | 0.23097 | 0.23097 | 0.23097 | 0.23097 | 0.23097 | 0.23097 | 0.23097 | 0.23097 | 0.23097 | 0.23097 | 0.23097 | 0.23097 | 0.23097 | 0.23097 | 0.23097 | 0.23097 | 0.23097 | 0.23097 | 0.23097 | 0.23097 | 0.23097 | 0.23097 | 0.23097 | 0.23097 | 0.23097 | 0.23097 | 0.23097 | 0.23097 | 0.23097 | 0.23097 | 0.23097 | 0.23097 | 0.23097 | 0.23097 | 0.23097 | 0.23097 | 0.23097 | 0.23097 | 0.23097 | 0.23097 | 0.23097 | 0.23097 | 0.23097 | 0.23097 | 0.23097 | 0.23097 | 0.23097 | 0.23097
|  | RTS12 | Ruthamford North to Ruthamford South potable transfer (100 Ml/d) | Capex | Civils | 20 | Fixed | 0 | 0 | 0 | 0 | 0 | 0 | 0 | 0 | 0 | 0 | 0 | 0 | 0 | 0 | 0 | 0 | 0 | 0 | 0 | 0 | 0 | 0 | 0 | 0 | 0 | 0 | 0 | 0 | 0 | 0 | 0 | 0 | 0 | 0 | 0 | 0 | 0 | 0 | 0 | 0 | 0 | 0 | 0 | 0 | 0 | 0 | 0 | 0 | 0 | 0 | 0 | 0 | 0 | 0 | 0 | 0 | 0 | 0 | 0 | 0 | 0 | 0 | 0 | 0 | 0 | 0 | 0 | 0 | 0 | 0 | 0 | 0 | 0 | 0 | 0 | 0 | 0 | 0 | 0 | 0 | 0 | 0 | 0 | 0 | 0 | 0
|  | RTS12 | Ruthamford North to Ruthamford South potable transfer (100 Ml/d) | Capex | Civils | 50 | Fixed | 0 | 0 | 0 | 0 | 0 | 0 | 0.56341 | 1.522 | 2.2633 | 1.1232 | 0 | 0 | 0 | 0 | 0 | 0 | 0 | 0 | 0 | 0 | 0 | 0 | 0 | 0 | 0 | 0 | 0 | 0 | 0 | 0 | 0 | 0 | 0 | 0 | 0 | 0 | 0 | 0 | 0 | 0 | 0 | 0 | 0 | 0 | 0 | 0 | 0 | 0 | 0 | 0 | 0 | 0 | 0 | 0 | 0 | 0 | 0 | 0 | 0 | 0 | 0 | 0 | 0 | 0 | 0 | 0 | 0 | 0 | 0 | 0 | 0 | 0 | 0 | 0 | 0 | 0 | 0 | 0 | 0 | 0 | 0 | 0 | 0 | 0 | 0 | 0
|  | RTS12 | Ruthamford North to Ruthamford South potable transfer (100 Ml/d) | Capex | ICA (Instrumentation, Control & Automation) | 7 | Fixed | 0 | 0 | 0 | 0 | 0 | 0 | 0.0069955 | 0.018898 | 0.028102 | 0.013946 | 0 | 0 | 0 | 0 | 0 | 0 | 0 | 0 | 0 | 0 | 0 | 0 | 0 | 0 | 0 | 0 | 0 | 0 | 0 | 0 | 0 | 0 | 0 | 0 | 0 | 0 | 0 | 0 | 0 | 0 | 0 | 0 | 0 | 0 | 0 | 0 | 0 | 0 | 0 | 0 | 0 | 0 | 0 | 0 | 0 | 0 | 0 | 0 | 0 | 0 | 0 | 0 | 0 | 0 | 0 | 0 | 0 | 0 | 0 | 0 | 0 | 0 | 0 | 0 | 0 | 0 | 0 | 0 | 0 | 0 | 0 | 0 | 0 | 0 | 0 | 0
|  | RTS12 | Ruthamford North to Ruthamford South potable transfer (100 Ml/d) | Capex | M&E (Mechanical and Electrical) Works on Pumping Stations and Treatment Works | 15 | Fixed | 0 | 0 | 0 | 0 | 0 | 0 | 1.7279 | 4.6679 | 6.9411 | 3.4446 | 0 | 0 | 0 | 0 | 0 | 0 | 0 | 0 | 0 | 0 | 0 | 0 | 0 | 0 | 0 | 0 | 0 | 0 | 0 | 0 | 0 | 0 | 0 | 0 | 0 | 0 | 0 | 0 | 0 | 0 | 0 | 0 | 0 | 0 | 0 | 0 | 0 | 0 | 0 | 0 | 0 | 0 | 0 | 0 | 0 | 0 | 0 | 0 | 0 | 0 | 0 | 0 | 0 | 0 | 0 | 0 | 0 | 0 | 0 | 0 | 0 | 0 | 0 | 0 | 0 | 0 | 0 | 0 | 0 | 0 | 0 | 0 | 0 | 0 | 0 | 0
|  | RTS12 | Ruthamford North to Ruthamford South potable transfer (100 Ml/d) | Capex | Pipelines | 200 | Fixed | 0 | 0 | 0 | 0 | 0 | 0 | 11.5978 | 31.3312 | 46.5896 | 23.1204 | 0 | 0 | 0 | 0 | 0 | 0 | 0 | 0 | 0 | 0 | 0 | 0 | 0 | 0 | 0 | 0 | 0 | 0 | 0 | 0 | 0 | 0 | 0 | 0 | 0 | 0 | 0 | 0 | 0 | 0 | 0 | 0 | 0 | 0 | 0 | 0 | 0 | 0 | 0 | 0 | 0 | 0 | 0 | 0 | 0 | 0 | 0 | 0 | 0 | 0 | 0 | 0 | 0 | 0 | 0 | 0 | 0 | 0 | 0 | 0 | 0 | 0 | 0 | 0 | 0 | 0 | 0 | 0 | 0 | 0 | 0 | 0 | 0 | 0 | 0 | 0
|  | RTS12 | Ruthamford North to Ruthamford South potable transfer (100 Ml/d) | Capex | Planning and Development (Non depreciating) | 0 | Fixed | 0 | 0 | 0 | 0 | 0 | 0 | 0 | 0 | 0 | 0 | 0 | 0 | 0 | 0 | 0 | 0 | 0 | 0 | 0 | 0 | 0 | 0 | 0 | 0 | 0 | 0 | 0 | 0 | 0 | 0 | 0 | 0 | 0 | 0 | 0 | 0 | 0 | 0 | 0 | 0 | 0 | 0 | 0 | 0 | 0 | 0 | 0 | 0 | 0 | 0 | 0 | 0 | 0 | 0 | 0 | 0 | 0 | 0 | 0 | 0 | 0 | 0 | 0 | 0 | 0 | 0 | 0 | 0 | 0 | 0 | 0 | 0 | 0 | 0 | 0 | 0 | 0 | 0 | 0 | 0 | 0 | 0 | 0 | 0 | 0 | 0
|  | RTS12 | Ruthamford North to Ruthamford South potable transfer (100 Ml/d) | Opex | Cost |  | Fixed | 0 | 0 | 0 | 0 | 0 | 0 | 0 | 0 | 0 | 0.0032537 | 0.016269 | 0.02603 | 0.02603 | 0.02603 | 0.02603 | 0.02603 | 0.02603 | 0.02603 | 0.02603 | 0.02603 | 0.02603 | 0.02603 | 0.02603 | 0.02603 | 0.02603 | 0.02603 | 0.02603 | 0.02603 | 0.02603 | 0.02603 | 0.02603 | 0.02603 | 0.02603 | 0.02603 | 0.02603 | 0.02603 | 0.02603 | 0.02603 | 0.02603 | 0.02603 | 0.02603 | 0.02603 | 0.02603 | 0.02603 | 0.02603 | 0.02603 | 0.02603 | 0.02603 | 0.02603 | 0.02603 | 0.02603 | 0.02603 | 0.02603 | 0.02603 | 0.02603 | 0.02603 | 0.02603 | 0.02603 | 0.02603 | 0.02603 | 0.02603 | 0.02603 | 0.02603 | 0.02603 | 0.02603 | 0.02603 | 0.02603 | 0.02603 | 0.02603 | 0.02603 | 0.02603 | 0.02603 | 0.02603 | 0.02603 | 0.02603 | 0.02603 | 0.02603 | 0.02603 | 0.02603 | 0.02603 | 0.02603 | 0.02603 | 0.02603 | 0.02603 | 0.02603 | 0.02603
|  | RTS12 | Ruthamford North to Ruthamford South potable transfer (100 Ml/d) | Opex | Cost |  | Variable | 0 | 0 | 0 | 0 | 0 | 0 | 0 | 0 | 0 | 0.093427 | 0.46713 | 0.74741 | 0.74741 | 0.74741 | 0.74741 | 0.74741 | 0.74741 | 0.74741 | 0.74741 | 0.74741 | 0.74741 | 0.74741 | 0.74741 | 0.74741 | 0.74741 | 0.74741 | 0.74741 | 0.74741 | 0.74741 | 0.74741 | 0.74741 | 0.74741 | 0.74741 | 0.74741 | 0.74741 | 0.74741 | 0.74741 | 0.74741 | 0.74741 | 0.74741 | 0.74741 | 0.74741 | 0.74741 | 0.74741 | 0.74741 | 0.74741 | 0.74741 | 0.74741 | 0.74741 | 0.74741 | 0.74741 | 0.74741 | 0.74741 | 0.74741 | 0.74741 | 0.74741 | 0.74741 | 0.74741 | 0.74741 | 0.74741 | 0.74741 | 0.74741 | 0.74741 | 0.74741 | 0.74741 | 0.74741 | 0.74741 | 0.74741 | 0.74741 | 0.74741 | 0.74741 | 0.74741 | 0.74741 | 0.74741 | 0.74741 | 0.74741 | 0.74741 | 0.74741 | 0.74741 | 0.74741 | 0.74741 | 0.74741 | 0.74741 | 0.74741 | 0.74741 | 0.74741
|  | RTS13 | Ruthamford North to Ruthamford South potable transfer (150 Ml/d) | Capex | Civils | 20 | Fixed | 0 | 0 | 0 | 0 | 0 | 0 | 0 | 0 | 0 | 0 | 0 | 0 | 0 | 0 | 0 | 0 | 0 | 0 | 0 | 0 | 0 | 0 | 0 | 0 | 0 | 0 | 0 | 0 | 0 | 0 | 0 | 0 | 0 | 0 | 0 | 0 | 0 | 0 | 0 | 0 | 0 | 0 | 0 | 0 | 0 | 0 | 0 | 0 | 0 | 0 | 0 | 0 | 0 | 0 | 0 | 0 | 0 | 0 | 0 | 0 | 0 | 0 | 0 | 0 | 0 | 0 | 0 | 0 | 0 | 0 | 0 | 0 | 0 | 0 | 0 | 0 | 0 | 0 | 0 | 0 | 0 | 0 | 0 | 0 | 0 | 0
|  | RTS13 | Ruthamford North to Ruthamford South potable transfer (150 Ml/d) | Capex | Civils | 50 | Fixed | 0 | 0 | 0 | 0 | 0 | 0 | 0.67177 | 1.8148 | 2.6986 | 1.3392 | 0 | 0 | 0 | 0 | 0 | 0 | 0 | 0 | 0 | 0 | 0 | 0 | 0 | 0 | 0 | 0 | 0 | 0 | 0 | 0 | 0 | 0 | 0 | 0 | 0 | 0 | 0 | 0 | 0 | 0 | 0 | 0 | 0 | 0 | 0 | 0 | 0 | 0 | 0 | 0 | 0 | 0 | 0 | 0 | 0 | 0 | 0 | 0 | 0 | 0 | 0 | 0 | 0 | 0 | 0 | 0 | 0 | 0 | 0 | 0 | 0 | 0 | 0 | 0 | 0 | 0 | 0 | 0 | 0 | 0 | 0 | 0 | 0 | 0 | 0 | 0
|  | RTS13 | Ruthamford North to Ruthamford South potable transfer (150 Ml/d) | Capex | ICA (Instrumentation, Control & Automation) | 7 | Fixed | 0 | 0 | 0 | 0 | 0 | 0 | 0.0091743 | 0.024784 | 0.036854 | 0.018289 | 0 | 0 | 0 | 0 | 0 | 0 | 0 | 0 | 0 | 0 | 0 | 0 | 0 | 0 | 0 | 0 | 0 | 0 | 0 | 0 | 0 | 0 | 0 | 0 | 0 | 0 | 0 | 0 | 0 | 0 | 0 | 0 | 0 | 0 | 0 | 0 | 0 | 0 | 0 | 0 | 0 | 0 | 0 | 0 | 0 | 0 | 0 | 0 | 0 | 0 | 0 | 0 | 0 | 0 | 0 | 0 | 0 | 0 | 0 | 0 | 0 | 0 | 0 | 0 | 0 | 0 | 0 | 0 | 0 | 0 | 0 | 0 | 0 | 0 | 0 | 0
|  | RTS13 | Ruthamford North to Ruthamford South potable transfer (150 Ml/d) | Capex | M&E (Mechanical and Electrical) Works on Pumping Stations and Treatment Works | 15 | Fixed | 0 | 0 | 0 | 0 | 0 | 0 | 2.1889 | 5.9133 | 8.793 | 4.3636 | 0 | 0 | 0 | 0 | 0 | 0 | 0 | 0 | 0 | 0 | 0 | 0 | 0 | 0 | 0 | 0 | 0 | 0 | 0 | 0 | 0 | 0 | 0 | 0 | 0 | 0 | 0 | 0 | 0 | 0 | 0 | 0 | 0 | 0 | 0 | 0 | 0 | 0 | 0 | 0 | 0 | 0 | 0 | 0 | 0 | 0 | 0 | 0 | 0 | 0 | 0 | 0 | 0 | 0 | 0 | 0 | 0 | 0 | 0 | 0 | 0 | 0 | 0 | 0 | 0 | 0 | 0 | 0 | 0 | 0 | 0 | 0 | 0 | 0 | 0 | 0
|  | RTS13 | Ruthamford North to Ruthamford South potable transfer (150 Ml/d) | Capex | Pipelines | 200 | Fixed | 0 | 0 | 0 | 0 | 0 | 0 | 13.6754 | 36.9438 | 54.9356 | 27.2621 | 0 | 0 | 0 | 0 | 0 | 0 | 0 | 0 | 0 | 0 | 0 | 0 | 0 | 0 | 0 | 0 | 0 | 0 | 0 | 0 | 0 | 0 | 0 | 0 | 0 | 0 | 0 | 0 | 0 | 0 | 0 | 0 | 0 | 0 | 0 | 0 | 0 | 0 | 0 | 0 | 0 | 0 | 0 | 0 | 0 | 0 | 0 | 0 | 0 | 0 | 0 | 0 | 0 | 0 | 0 | 0 | 0 | 0 | 0 | 0 | 0 | 0 | 0 | 0 | 0 | 0 | 0 | 0 | 0 | 0 | 0 | 0 | 0 | 0 | 0 | 0
|  | RTS13 | Ruthamford North to Ruthamford South potable transfer (150 Ml/d) | Capex | Planning and Development (Non depreciating) | 0 | Fixed | 0 | 0 | 0 | 0 | 0 | 0 | 0 | 0 | 0 | 0 | 0 | 0 | 0 | 0 | 0 | 0 | 0 | 0 | 0 | 0 | 0 | 0 | 0 | 0 | 0 | 0 | 0 | 0 | 0 | 0 | 0 | 0 | 0 | 0 | 0 | 0 | 0 | 0 | 0 | 0 | 0 | 0 | 0 | 0 | 0 | 0 | 0 | 0 | 0 | 0 | 0 | 0 | 0 | 0 | 0 | 0 | 0 | 0 | 0 | 0 | 0 | 0 | 0 | 0 | 0 | 0 | 0 | 0 | 0 | 0 | 0 | 0 | 0 | 0 | 0 | 0 | 0 | 0 | 0 | 0 | 0 | 0 | 0 | 0 | 0 | 0
|  | RTS13 | Ruthamford North to Ruthamford South potable transfer (150 Ml/d) | Opex | Cost |  | Fixed | 0 | 0 | 0 | 0 | 0 | 0 | 0 | 0 | 0 | 0.0038807 | 0.019404 | 0.031046 | 0.031046 | 0.031046 | 0.031046 | 0.031046 | 0.031046 | 0.031046 | 0.031046 | 0.031046 | 0.031046 | 0.031046 | 0.031046 | 0.031046 | 0.031046 | 0.031046 | 0.031046 | 0.031046 | 0.031046 | 0.031046 | 0.031046 | 0.031046 | 0.031046 | 0.031046 | 0.031046 | 0.031046 | 0.031046 | 0.031046 | 0.031046 | 0.031046 | 0.031046 | 0.031046 | 0.031046 | 0.031046 | 0.031046 | 0.031046 | 0.031046 | 0.031046 | 0.031046 | 0.031046 | 0.031046 | 0.031046 | 0.031046 | 0.031046 | 0.031046 | 0.031046 | 0.031046 | 0.031046 | 0.031046 | 0.031046 | 0.031046 | 0.031046 | 0.031046 | 0.031046 | 0.031046 | 0.031046 | 0.031046 | 0.031046 | 0.031046 | 0.031046 | 0.031046 | 0.031046 | 0.031046 | 0.031046 | 0.031046 | 0.031046 | 0.031046 | 0.031046 | 0.031046 | 0.031046 | 0.031046 | 0.031046 | 0.031046 | 0.031046 | 0.031046 | 0.031046
|  | RTS13 | Ruthamford North to Ruthamford South potable transfer (150 Ml/d) | Opex | Cost |  | Variable | 0 | 0 | 0 | 0 | 0 | 0 | 0 | 0 | 0 | 0.11824 | 0.59119 | 0.9459 | 0.9459 | 0.9459 | 0.9459 | 0.9459 | 0.9459 | 0.9459 | 0.9459 | 0.9459 | 0.9459 | 0.9459 | 0.9459 | 0.9459 | 0.9459 | 0.9459 | 0.9459 | 0.9459 | 0.9459 | 0.9459 | 0.9459 | 0.9459 | 0.9459 | 0.9459 | 0.9459 | 0.9459 | 0.9459 | 0.9459 | 0.9459 | 0.9459 | 0.9459 | 0.9459 | 0.9459 | 0.9459 | 0.9459 | 0.9459 | 0.9459 | 0.9459 | 0.9459 | 0.9459 | 0.9459 | 0.9459 | 0.9459 | 0.9459 | 0.9459 | 0.9459 | 0.9459 | 0.9459 | 0.9459 | 0.9459 | 0.9459 | 0.9459 | 0.9459 | 0.9459 | 0.9459 | 0.9459 | 0.9459 | 0.9459 | 0.9459 | 0.9459 | 0.9459 | 0.9459 | 0.9459 | 0.9459 | 0.9459 | 0.9459 | 0.9459 | 0.9459 | 0.9459 | 0.9459 | 0.9459 | 0.9459 | 0.9459 | 0.9459 | 0.9459 | 0.9459
|  | RTS15 | Cambridge Water to Ruthamford South potable transfer (50 Ml/d) | Capex | Civils | 20 | Fixed | 0 | 0 | 0 | 0 | 0 | 0 | 0 | 0 | 0 | 0 | 0 | 0 | 0 | 0 | 0 | 0 | 0 | 0 | 0 | 0 | 0 | 0 | 0 | 0 | 0 | 0 | 0 | 0 | 0 | 0 | 0 | 0 | 0 | 0 | 0 | 0 | 0 | 0 | 0 | 0 | 0 | 0 | 0 | 0 | 0 | 0 | 0 | 0 | 0 | 0 | 0 | 0 | 0 | 0 | 0 | 0 | 0 | 0 | 0 | 0 | 0 | 0 | 0 | 0 | 0 | 0 | 0 | 0 | 0 | 0 | 0 | 0 | 0 | 0 | 0 | 0 | 0 | 0 | 0 | 0 | 0 | 0 | 0 | 0 | 0 | 0
|  | RTS15 | Cambridge Water to Ruthamford South potable transfer (50 Ml/d) | Capex | Civils | 50 | Fixed | 0 | 0 | 0 | 0 | 0 | 0 | 0.30038 | 0.81147 | 1.2067 | 0.59881 | 0 | 0 | 0 | 0 | 0 | 0 | 0 | 0 | 0 | 0 | 0 | 0 | 0 | 0 | 0 | 0 | 0 | 0 | 0 | 0 | 0 | 0 | 0 | 0 | 0 | 0 | 0 | 0 | 0 | 0 | 0 | 0 | 0 | 0 | 0 | 0 | 0 | 0 | 0 | 0 | 0 | 0 | 0 | 0 | 0 | 0 | 0 | 0 | 0 | 0 | 0 | 0 | 0 | 0 | 0 | 0 | 0 | 0 | 0 | 0 | 0 | 0 | 0 | 0 | 0 | 0 | 0 | 0 | 0 | 0 | 0 | 0 | 0 | 0 | 0 | 0
|  | RTS15 | Cambridge Water to Ruthamford South potable transfer (50 Ml/d) | Capex | ICA (Instrumentation, Control & Automation) | 7 | Fixed | 0 | 0 | 0 | 0 | 0 | 0 | 0.0044265 | 0.011958 | 0.017782 | 0.0088243 | 0 | 0 | 0 | 0 | 0 | 0 | 0 | 0 | 0 | 0 | 0 | 0 | 0 | 0 | 0 | 0 | 0 | 0 | 0 | 0 | 0 | 0 | 0 | 0 | 0 | 0 | 0 | 0 | 0 | 0 | 0 | 0 | 0 | 0 | 0 | 0 | 0 | 0 | 0 | 0 | 0 | 0 | 0 | 0 | 0 | 0 | 0 | 0 | 0 | 0 | 0 | 0 | 0 | 0 | 0 | 0 | 0 | 0 | 0 | 0 | 0 | 0 | 0 | 0 | 0 | 0 | 0 | 0 | 0 | 0 | 0 | 0 | 0 | 0 | 0 | 0
|  | RTS15 | Cambridge Water to Ruthamford South potable transfer (50 Ml/d) | Capex | M&E (Mechanical and Electrical) Works on Pumping Stations and Treatment Works | 15 | Fixed | 0 | 0 | 0 | 0 | 0 | 0 | 0.83158 | 2.2465 | 3.3406 | 1.6578 | 0 | 0 | 0 | 0 | 0 | 0 | 0 | 0 | 0 | 0 | 0 | 0 | 0 | 0 | 0 | 0 | 0 | 0 | 0 | 0 | 0 | 0 | 0 | 0 | 0 | 0 | 0 | 0 | 0 | 0 | 0 | 0 | 0 | 0 | 0 | 0 | 0 | 0 | 0 | 0 | 0 | 0 | 0 | 0 | 0 | 0 | 0 | 0 | 0 | 0 | 0 | 0 | 0 | 0 | 0 | 0 | 0 | 0 | 0 | 0 | 0 | 0 | 0 | 0 | 0 | 0 | 0 | 0 | 0 | 0 | 0 | 0 | 0 | 0 | 0 | 0
|  | RTS15 | Cambridge Water to Ruthamford South potable transfer (50 Ml/d) | Capex | Pipelines | 200 | Fixed | 0 | 0 | 0 | 0 | 0 | 0 | 19.6507 | 53.0861 | 78.9392 | 39.1741 | 0 | 0 | 0 | 0 | 0 | 0 | 0 | 0 | 0 | 0 | 0 | 0 | 0 | 0 | 0 | 0 | 0 | 0 | 0 | 0 | 0 | 0 | 0 | 0 | 0 | 0 | 0 | 0 | 0 | 0 | 0 | 0 | 0 | 0 | 0 | 0 | 0 | 0 | 0 | 0 | 0 | 0 | 0 | 0 | 0 | 0 | 0 | 0 | 0 | 0 | 0 | 0 | 0 | 0 | 0 | 0 | 0 | 0 | 0 | 0 | 0 | 0 | 0 | 0 | 0 | 0 | 0 | 0 | 0 | 0 | 0 | 0 | 0 | 0 | 0 | 0
|  | RTS15 | Cambridge Water to Ruthamford South potable transfer (50 Ml/d) | Capex | Planning and Development (Non depreciating) | 0 | Fixed | 0 | 0 | 0 | 0 | 0 | 0 | 0 | 0 | 0 | 0 | 0 | 0 | 0 | 0 | 0 | 0 | 0 | 0 | 0 | 0 | 0 | 0 | 0 | 0 | 0 | 0 | 0 | 0 | 0 | 0 | 0 | 0 | 0 | 0 | 0 | 0 | 0 | 0 | 0 | 0 | 0 | 0 | 0 | 0 | 0 | 0 | 0 | 0 | 0 | 0 | 0 | 0 | 0 | 0 | 0 | 0 | 0 | 0 | 0 | 0 | 0 | 0 | 0 | 0 | 0 | 0 | 0 | 0 | 0 | 0 | 0 | 0 | 0 | 0 | 0 | 0 | 0 | 0 | 0 | 0 | 0 | 0 | 0 | 0 | 0 | 0
|  | RTS15 | Cambridge Water to Ruthamford South potable transfer (50 Ml/d) | Opex | Cost |  | Fixed | 0 | 0 | 0 | 0 | 0 | 0 | 0 | 0 | 0 | 0.0044005 | 0.022002 | 0.035204 | 0.035204 | 0.035204 | 0.035204 | 0.035204 | 0.035204 | 0.035204 | 0.035204 | 0.035204 | 0.035204 | 0.035204 | 0.035204 | 0.035204 | 0.035204 | 0.035204 | 0.035204 | 0.035204 | 0.035204 | 0.035204 | 0.035204 | 0.035204 | 0.035204 | 0.035204 | 0.035204 | 0.035204 | 0.035204 | 0.035204 | 0.035204 | 0.035204 | 0.035204 | 0.035204 | 0.035204 | 0.035204 | 0.035204 | 0.035204 | 0.035204 | 0.035204 | 0.035204 | 0.035204 | 0.035204 | 0.035204 | 0.035204 | 0.035204 | 0.035204 | 0.035204 | 0.035204 | 0.035204 | 0.035204 | 0.035204 | 0.035204 | 0.035204 | 0.035204 | 0.035204 | 0.035204 | 0.035204 | 0.035204 | 0.035204 | 0.035204 | 0.035204 | 0.035204 | 0.035204 | 0.035204 | 0.035204 | 0.035204 | 0.035204 | 0.035204 | 0.035204 | 0.035204 | 0.035204 | 0.035204 | 0.035204 | 0.035204 | 0.035204 | 0.035204 | 0.035204
|  | RTS15 | Cambridge Water to Ruthamford South potable transfer (50 Ml/d) | Opex | Cost |  | Variable | 0 | 0 | 0 | 0 | 0 | 0 | 0 | 0 | 0 | 0.038557 | 0.19279 | 0.30846 | 0.30846 | 0.30846 | 0.30846 | 0.30846 | 0.30846 | 0.30846 | 0.30846 | 0.30846 | 0.30846 | 0.30846 | 0.30846 | 0.30846 | 0.30846 | 0.30846 | 0.30846 | 0.30846 | 0.30846 | 0.30846 | 0.30846 | 0.30846 | 0.30846 | 0.30846 | 0.30846 | 0.30846 | 0.30846 | 0.30846 | 0.30846 | 0.30846 | 0.30846 | 0.30846 | 0.30846 | 0.30846 | 0.30846 | 0.30846 | 0.30846 | 0.30846 | 0.30846 | 0.30846 | 0.30846 | 0.30846 | 0.30846 | 0.30846 | 0.30846 | 0.30846 | 0.30846 | 0.30846 | 0.30846 | 0.30846 | 0.30846 | 0.30846 | 0.30846 | 0.30846 | 0.30846 | 0.30846 | 0.30846 | 0.30846 | 0.30846 | 0.30846 | 0.30846 | 0.30846 | 0.30846 | 0.30846 | 0.30846 | 0.30846 | 0.30846 | 0.30846 | 0.30846 | 0.30846 | 0.30846 | 0.30846 | 0.30846 | 0.30846 | 0.30846 | 0.30846
|  | RTS7 | New Little Barford WTW | Capex | Civils | 20 | Fixed | 0 | 0 | 0 | 0 | 0 | 0 | 0 | 0 | 0 | 0 | 0 | 0 | 0 | 0 | 0 | 0 | 0 | 0 | 0 | 0 | 0 | 0 | 0 | 0 | 0 | 0 | 0 | 0 | 0 | 0 | 0 | 0 | 0 | 0 | 0 | 0 | 0 | 0 | 0 | 0 | 0 | 0 | 0 | 0 | 0 | 0 | 0 | 0 | 0 | 0 | 0 | 0 | 0 | 0 | 0 | 0 | 0 | 0 | 0 | 0 | 0 | 0 | 0 | 0 | 0 | 0 | 0 | 0 | 0 | 0 | 0 | 0 | 0 | 0 | 0 | 0 | 0 | 0 | 0 | 0 | 0 | 0 | 0 | 0 | 0 | 0
|  | RTS7 | New Little Barford WTW | Capex | Civils | 50 | Fixed | 0 | 0 | 0 | 0 | 0 | 0 | 3.1873 | 8.7681 | 14.1153 | 8.0725 | 0 | 0 | 0 | 0 | 0 | 0 | 0 | 0 | 0 | 0 | 0 | 0 | 0 | 0 | 0 | 0 | 0 | 0 | 0 | 0 | 0 | 0 | 0 | 0 | 0 | 0 | 0 | 0 | 0 | 0 | 0 | 0 | 0 | 0 | 0 | 0 | 0 | 0 | 0 | 0 | 0 | 0 | 0 | 0 | 0 | 0 | 0 | 0 | 0 | 0 | 0 | 0 | 0 | 0 | 0 | 0 | 0 | 0 | 0 | 0 | 0 | 0 | 0 | 0 | 0 | 0 | 0 | 0 | 0 | 0 | 0 | 0 | 0 | 0 | 0 | 0
|  | RTS7 | New Little Barford WTW | Capex | ICA (Instrumentation, Control & Automation) | 7 | Fixed | 0 | 0 | 0 | 0 | 0 | 0 | 0.18867 | 0.51902 | 0.83546 | 0.47774 | 0 | 0 | 0 | 0 | 0 | 0 | 0 | 0 | 0 | 0 | 0 | 0 | 0 | 0 | 0 | 0 | 0 | 0 | 0 | 0 | 0 | 0 | 0 | 0 | 0 | 0 | 0 | 0 | 0 | 0 | 0 | 0 | 0 | 0 | 0 | 0 | 0 | 0 | 0 | 0 | 0 | 0 | 0 | 0 | 0 | 0 | 0 | 0 | 0 | 0 | 0 | 0 | 0 | 0 | 0 | 0 | 0 | 0 | 0 | 0 | 0 | 0 | 0 | 0 | 0 | 0 | 0 | 0 | 0 | 0 | 0 | 0 | 0 | 0 | 0 | 0
|  | RTS7 | New Little Barford WTW | Capex | M&E (Mechanical and Electrical) Works on Pumping Stations and Treatment Works | 15 | Fixed | 0 | 0 | 0 | 0 | 0 | 0 | 2.2907 | 6.2958 | 10.096 | 5.7379 | 0 | 0 | 0 | 0 | 0 | 0 | 0 | 0 | 0 | 0 | 0 | 0 | 0 | 0 | 0 | 0 | 0 | 0 | 0 | 0 | 0 | 0 | 0 | 0 | 0 | 0 | 0 | 0 | 0 | 0 | 0 | 0 | 0 | 0 | 0 | 0 | 0 | 0 | 0 | 0 | 0 | 0 | 0 | 0 | 0 | 0 | 0 | 0 | 0 | 0 | 0 | 0 | 0 | 0 | 0 | 0 | 0 | 0 | 0 | 0 | 0 | 0 | 0 | 0 | 0 | 0 | 0 | 0 | 0 | 0 | 0 | 0 | 0 | 0 | 0 | 0
|  | RTS7 | New Little Barford WTW | Capex | Pipelines | 200 | Fixed | 0 | 0 | 0 | 0 | 0 | 0 | 1.1936 | 3.2244 | 4.7947 | 2.3794 | 0 | 0 | 0 | 0 | 0 | 0 | 0 | 0 | 0 | 0 | 0 | 0 | 0 | 0 | 0 | 0 | 0 | 0 | 0 | 0 | 0 | 0 | 0 | 0 | 0 | 0 | 0 | 0 | 0 | 0 | 0 | 0 | 0 | 0 | 0 | 0 | 0 | 0 | 0 | 0 | 0 | 0 | 0 | 0 | 0 | 0 | 0 | 0 | 0 | 0 | 0 | 0 | 0 | 0 | 0 | 0 | 0 | 0 | 0 | 0 | 0 | 0 | 0 | 0 | 0 | 0 | 0 | 0 | 0 | 0 | 0 | 0 | 0 | 0 | 0 | 0
|  | RTS7 | New Little Barford WTW | Capex | Planning and Development (Non depreciating) | 0 | Fixed | 0 | 0 | 0 | 0 | 0 | 0 | 0 | 0 | 0 | 0 | 0 | 0 | 0 | 0 | 0 | 0 | 0 | 0 | 0 | 0 | 0 | 0 | 0 | 0 | 0 | 0 | 0 | 0 | 0 | 0 | 0 | 0 | 0 | 0 | 0 | 0 | 0 | 0 | 0 | 0 | 0 | 0 | 0 | 0 | 0 | 0 | 0 | 0 | 0 | 0 | 0 | 0 | 0 | 0 | 0 | 0 | 0 | 0 | 0 | 0 | 0 | 0 | 0 | 0 | 0 | 0 | 0 | 0 | 0 | 0 | 0 | 0 | 0 | 0 | 0 | 0 | 0 | 0 | 0 | 0 | 0 | 0 | 0 | 0 | 0 | 0
|  | RTS7 | New Little Barford WTW | Opex | Cost |  | Fixed | 0 | 0 | 0 | 0 | 0 | 0 | 0 | 0 | 0 | 0.41467 | 2.9019 | 4.9744 | 4.9744 | 4.9744 | 4.9744 | 4.9744 | 4.9744 | 4.9744 | 4.9744 | 4.9744 | 4.9744 | 4.9744 | 4.9744 | 4.9744 | 4.9744 | 4.9744 | 4.9744 | 4.9744 | 4.9744 | 4.9744 | 4.9744 | 4.9744 | 4.9744 | 4.9744 | 4.9744 | 4.9744 | 4.9744 | 4.9744 | 4.9744 | 4.9744 | 4.9744 | 4.9744 | 4.9744 | 4.9744 | 4.9744 | 4.9744 | 4.9744 | 4.9744 | 4.9744 | 4.9744 | 4.9744 | 4.9744 | 4.9744 | 4.9744 | 4.9744 | 4.9744 | 4.9744 | 4.9744 | 4.9744 | 4.9744 | 4.9744 | 4.9744 | 4.9744 | 4.9744 | 4.9744 | 4.9744 | 4.9744 | 4.9744 | 4.9744 | 4.9744 | 4.9744 | 4.9744 | 4.9744 | 4.9744 | 4.9744 | 4.9744 | 4.9744 | 4.9744 | 4.9744 | 4.9744 | 4.9744 | 4.9744 | 4.9744 | 4.9744 | 4.9744 | 4.9744
|  | RTS7 | New Little Barford WTW | Opex | Cost |  | Variable | 0 | 0 | 0 | 0 | 0 | 0 | 0 | 0 | 0 | 0.02155 | 0.10786 | 0.17263 | 0.17263 | 0.17263 | 0.17263 | 0.17263 | 0.17263 | 0.17263 | 0.17263 | 0.17263 | 0.17263 | 0.17263 | 0.17263 | 0.17263 | 0.17263 | 0.17263 | 0.17263 | 0.17263 | 0.17263 | 0.17263 | 0.17263 | 0.17263 | 0.17263 | 0.17263 | 0.17263 | 0.17263 | 0.17263 | 0.17263 | 0.17263 | 0.17263 | 0.17263 | 0.17263 | 0.17263 | 0.17263 | 0.17263 | 0.17263 | 0.17263 | 0.17263 | 0.17263 | 0.17263 | 0.17263 | 0.17263 | 0.17263 | 0.17263 | 0.17263 | 0.17263 | 0.17263 | 0.17263 | 0.17263 | 0.17263 | 0.17263 | 0.17263 | 0.17263 | 0.17263 | 0.17263 | 0.17263 | 0.17263 | 0.17263 | 0.17263 | 0.17263 | 0.17263 | 0.17263 | 0.17263 | 0.17263 | 0.17263 | 0.17263 | 0.17263 | 0.17263 | 0.17263 | 0.17263 | 0.17263 | 0.17263 | 0.17263 | 0.17263 | 0.17263 | 0.17263
|  | SHB1 |  | Capex | Civils | 20 | Fixed | 0 | 0 | 0 | 0 | 0 | 0 | 0 | 0 | 0 | 0 | 0 | 0 | 0 | 0 | 0 | 0 | 0 | 0 | 0 | 0 | 0 | 0 | 0 | 0 | 0 | 0 | 0 | 0 | 0 | 0 | 0 | 0 | 0 | 0 | 0 | 0 | 0 | 0 | 0 | 0 | 0 | 0 | 0 | 0 | 0 | 0 | 0 | 0 | 0 | 0 | 0 | 0 | 0 | 0 | 0 | 0 | 0 | 0 | 0 | 0 | 0 | 0 | 0 | 0 | 0 | 0 | 0 | 0 | 0 | 0 | 0 | 0 | 0 | 0 | 0 | 0 | 0 | 0 | 0 | 0 | 0 | 0 | 0 | 0 | 0 | 0
|  | SHB1 |  | Capex | Civils | 50 | Fixed | 0 | 0 | 0 | 0 | 0 | 0 | 3.9649 | 10.9013 | 17.5093 | 9.9769 | 0 | 0 | 0 | 0 | 0 | 0 | 0 | 0 | 0 | 0 | 0 | 0 | 0 | 0 | 0 | 0 | 0 | 0 | 0 | 0 | 0 | 0 | 0 | 0 | 0 | 0 | 0 | 0 | 0 | 0 | 0 | 0 | 0 | 0 | 0 | 0 | 0 | 0 | 0 | 0 | 0 | 0 | 0 | 0 | 0 | 0 | 0 | 0 | 0 | 0 | 0 | 0 | 0 | 0 | 0 | 0 | 0 | 0 | 0 | 0 | 0 | 0 | 0 | 0 | 0 | 0 | 0 | 0 | 0 | 0 | 0 | 0 | 0 | 0 | 0 | 0
|  | SHB1 |  | Capex | ICA (Instrumentation, Control & Automation) | 7 | Fixed | 0 | 0 | 0 | 0 | 0 | 0 | 0.061109 | 0.16732 | 0.26406 | 0.14616 | 0 | 0 | 0 | 0 | 0 | 0 | 0 | 0 | 0 | 0 | 0 | 0 | 0 | 0 | 0 | 0 | 0 | 0 | 0 | 0 | 0 | 0 | 0 | 0 | 0 | 0 | 0 | 0 | 0 | 0 | 0 | 0 | 0 | 0 | 0 | 0 | 0 | 0 | 0 | 0 | 0 | 0 | 0 | 0 | 0 | 0 | 0 | 0 | 0 | 0 | 0 | 0 | 0 | 0 | 0 | 0 | 0 | 0 | 0 | 0 | 0 | 0 | 0 | 0 | 0 | 0 | 0 | 0 | 0 | 0 | 0 | 0 | 0 | 0 | 0 | 0
|  | SHB1 |  | Capex | M&E (Mechanical and Electrical) Works on Pumping Stations and Treatment Works | 15 | Fixed | 0 | 0 | 0 | 0 | 0 | 0 | 3.5427 | 9.7307 | 15.564 | 8.8085 | 0 | 0 | 0 | 0 | 0 | 0 | 0 | 0 | 0 | 0 | 0 | 0 | 0 | 0 | 0 | 0 | 0 | 0 | 0 | 0 | 0 | 0 | 0 | 0 | 0 | 0 | 0 | 0 | 0 | 0 | 0 | 0 | 0 | 0 | 0 | 0 | 0 | 0 | 0 | 0 | 0 | 0 | 0 | 0 | 0 | 0 | 0 | 0 | 0 | 0 | 0 | 0 | 0 | 0 | 0 | 0 | 0 | 0 | 0 | 0 | 0 | 0 | 0 | 0 | 0 | 0 | 0 | 0 | 0 | 0 | 0 | 0 | 0 | 0 | 0 | 0
|  | SHB1 |  | Capex | Pipelines | 200 | Fixed | 0 | 0 | 0 | 0 | 0 | 0 | 1.8441 | 4.9818 | 7.408 | 3.6763 | 0 | 0 | 0 | 0 | 0 | 0 | 0 | 0 | 0 | 0 | 0 | 0 | 0 | 0 | 0 | 0 | 0 | 0 | 0 | 0 | 0 | 0 | 0 | 0 | 0 | 0 | 0 | 0 | 0 | 0 | 0 | 0 | 0 | 0 | 0 | 0 | 0 | 0 | 0 | 0 | 0 | 0 | 0 | 0 | 0 | 0 | 0 | 0 | 0 | 0 | 0 | 0 | 0 | 0 | 0 | 0 | 0 | 0 | 0 | 0 | 0 | 0 | 0 | 0 | 0 | 0 | 0 | 0 | 0 | 0 | 0 | 0 | 0 | 0 | 0 | 0
|  | SHB1 |  | Capex | Planning and Development (Non depreciating) | 0 | Fixed | 0 | 0 | 0 | 0 | 0 | 0 | 0 | 0 | 0 | 0 | 0 | 0 | 0 | 0 | 0 | 0 | 0 | 0 | 0 | 0 | 0 | 0 | 0 | 0 | 0 | 0 | 0 | 0 | 0 | 0 | 0 | 0 | 0 | 0 | 0 | 0 | 0 | 0 | 0 | 0 | 0 | 0 | 0 | 0 | 0 | 0 | 0 | 0 | 0 | 0 | 0 | 0 | 0 | 0 | 0 | 0 | 0 | 0 | 0 | 0 | 0 | 0 | 0 | 0 | 0 | 0 | 0 | 0 | 0 | 0 | 0 | 0 | 0 | 0 | 0 | 0 | 0 | 0 | 0 | 0 | 0 | 0 | 0 | 0 | 0 | 0
|  | SHB1 |  | Opex | Cost |  | Fixed | 0 | 0 | 0 | 0 | 0 | 0 | 0 | 0 | 0 | 0.34592 | 2.1464 | 3.601 | 3.601 | 3.601 | 3.601 | 3.601 | 3.601 | 3.601 | 3.601 | 3.601 | 3.601 | 3.601 | 3.601 | 3.601 | 3.601 | 3.601 | 3.601 | 3.601 | 3.601 | 3.601 | 3.601 | 3.601 | 3.601 | 3.601 | 3.601 | 3.601 | 3.601 | 3.601 | 3.601 | 3.601 | 3.601 | 3.601 | 3.601 | 3.601 | 3.601 | 3.601 | 3.601 | 3.601 | 3.601 | 3.601 | 3.601 | 3.601 | 3.601 | 3.601 | 3.601 | 3.601 | 3.601 | 3.601 | 3.601 | 3.601 | 3.601 | 3.601 | 3.601 | 3.601 | 3.601 | 3.601 | 3.601 | 3.601 | 3.601 | 3.601 | 3.601 | 3.601 | 3.601 | 3.601 | 3.601 | 3.601 | 3.601 | 3.601 | 3.601 | 3.601 | 3.601 | 3.601 | 3.601 | 3.601 | 3.601 | 3.601
|  | SHB1 |  | Opex | Cost |  | Variable | 0 | 0 | 0 | 0 | 0 | 0 | 0 | 0 | 0 | 0.038343 | 0.19248 | 0.30827 | 0.30827 | 0.30827 | 0.30827 | 0.30827 | 0.30827 | 0.30827 | 0.30827 | 0.30827 | 0.30827 | 0.30827 | 0.30827 | 0.30827 | 0.30827 | 0.30827 | 0.30827 | 0.30827 | 0.30827 | 0.30827 | 0.30827 | 0.30827 | 0.30827 | 0.30827 | 0.30827 | 0.30827 | 0.30827 | 0.30827 | 0.30827 | 0.30827 | 0.30827 | 0.30827 | 0.30827 | 0.30827 | 0.30827 | 0.30827 | 0.30827 | 0.30827 | 0.30827 | 0.30827 | 0.30827 | 0.30827 | 0.30827 | 0.30827 | 0.30827 | 0.30827 | 0.30827 | 0.30827 | 0.30827 | 0.30827 | 0.30827 | 0.30827 | 0.30827 | 0.30827 | 0.30827 | 0.30827 | 0.30827 | 0.30827 | 0.30827 | 0.30827 | 0.30827 | 0.30827 | 0.30827 | 0.30827 | 0.30827 | 0.30827 | 0.30827 | 0.30827 | 0.30827 | 0.30827 | 0.30827 | 0.30827 | 0.30827 | 0.30827 | 0.30827 | 0.30827
|  | SHB2 | Pywipe WRC (non potable) 20 Ml/d)) | Capex | Civils | 20 | Fixed | 0 | 0 | 0 | 0 | 0 | 0 | 0 | 0 | 0 | 0 | 0 | 0 | 0 | 0 | 0 | 0 | 0 | 0 | 0 | 0 | 0 | 0 | 0 | 0 | 0 | 0 | 0 | 0 | 0 | 0 | 0 | 0 | 0 | 0 | 0 | 0 | 0 | 0 | 0 | 0 | 0 | 0 | 0 | 0 | 0 | 0 | 0 | 0 | 0 | 0 | 0 | 0 | 0 | 0 | 0 | 0 | 0 | 0 | 0 | 0 | 0 | 0 | 0 | 0 | 0 | 0 | 0 | 0 | 0 | 0 | 0 | 0 | 0 | 0 | 0 | 0 | 0 | 0 | 0 | 0 | 0 | 0 | 0 | 0 | 0 | 0
|  | SHB2 | Pywipe WRC (non potable) 20 Ml/d)) | Capex | Civils | 50 | Fixed | 0 | 0 | 0 | 0 | 0 | 0 | 6.4275 | 17.6752 | 28.4091 | 16.2058 | 0 | 0 | 0 | 0 | 0 | 0 | 0 | 0 | 0 | 0 | 0 | 0 | 0 | 0 | 0 | 0 | 0 | 0 | 0 | 0 | 0 | 0 | 0 | 0 | 0 | 0 | 0 | 0 | 0 | 0 | 0 | 0 | 0 | 0 | 0 | 0 | 0 | 0 | 0 | 0 | 0 | 0 | 0 | 0 | 0 | 0 | 0 | 0 | 0 | 0 | 0 | 0 | 0 | 0 | 0 | 0 | 0 | 0 | 0 | 0 | 0 | 0 | 0 | 0 | 0 | 0 | 0 | 0 | 0 | 0 | 0 | 0 | 0 | 0 | 0 | 0
|  | SHB2 | Pywipe WRC (non potable) 20 Ml/d)) | Capex | ICA (Instrumentation, Control & Automation) | 7 | Fixed | 0 | 0 | 0 | 0 | 0 | 0 | 0.093236 | 0.25551 | 0.40476 | 0.22546 | 0 | 0 | 0 | 0 | 0 | 0 | 0 | 0 | 0 | 0 | 0 | 0 | 0 | 0 | 0 | 0 | 0 | 0 | 0 | 0 | 0 | 0 | 0 | 0 | 0 | 0 | 0 | 0 | 0 | 0 | 0 | 0 | 0 | 0 | 0 | 0 | 0 | 0 | 0 | 0 | 0 | 0 | 0 | 0 | 0 | 0 | 0 | 0 | 0 | 0 | 0 | 0 | 0 | 0 | 0 | 0 | 0 | 0 | 0 | 0 | 0 | 0 | 0 | 0 | 0 | 0 | 0 | 0 | 0 | 0 | 0 | 0 | 0 | 0 | 0 | 0
|  | SHB2 | Pywipe WRC (non potable) 20 Ml/d)) | Capex | M&E (Mechanical and Electrical) Works on Pumping Stations and Treatment Works | 15 | Fixed | 0 | 0 | 0 | 0 | 0 | 0 | 5.5305 | 15.1929 | 24.3157 | 13.7756 | 0 | 0 | 0 | 0 | 0 | 0 | 0 | 0 | 0 | 0 | 0 | 0 | 0 | 0 | 0 | 0 | 0 | 0 | 0 | 0 | 0 | 0 | 0 | 0 | 0 | 0 | 0 | 0 | 0 | 0 | 0 | 0 | 0 | 0 | 0 | 0 | 0 | 0 | 0 | 0 | 0 | 0 | 0 | 0 | 0 | 0 | 0 | 0 | 0 | 0 | 0 | 0 | 0 | 0 | 0 | 0 | 0 | 0 | 0 | 0 | 0 | 0 | 0 | 0 | 0 | 0 | 0 | 0 | 0 | 0 | 0 | 0 | 0 | 0 | 0 | 0
|  | SHB2 | Pywipe WRC (non potable) 20 Ml/d)) | Capex | Pipelines | 200 | Fixed | 0 | 0 | 0 | 0 | 0 | 0 | 2.7838 | 7.5203 | 11.1828 | 5.5495 | 0 | 0 | 0 | 0 | 0 | 0 | 0 | 0 | 0 | 0 | 0 | 0 | 0 | 0 | 0 | 0 | 0 | 0 | 0 | 0 | 0 | 0 | 0 | 0 | 0 | 0 | 0 | 0 | 0 | 0 | 0 | 0 | 0 | 0 | 0 | 0 | 0 | 0 | 0 | 0 | 0 | 0 | 0 | 0 | 0 | 0 | 0 | 0 | 0 | 0 | 0 | 0 | 0 | 0 | 0 | 0 | 0 | 0 | 0 | 0 | 0 | 0 | 0 | 0 | 0 | 0 | 0 | 0 | 0 | 0 | 0 | 0 | 0 | 0 | 0 | 0
|  | SHB2 | Pywipe WRC (non potable) 20 Ml/d)) | Capex | Planning and Development (Non depreciating) | 0 | Fixed | 0 | 0 | 0 | 0 | 0 | 0 | 0 | 0 | 0 | 0 | 0 | 0 | 0 | 0 | 0 | 0 | 0 | 0 | 0 | 0 | 0 | 0 | 0 | 0 | 0 | 0 | 0 | 0 | 0 | 0 | 0 | 0 | 0 | 0 | 0 | 0 | 0 | 0 | 0 | 0 | 0 | 0 | 0 | 0 | 0 | 0 | 0 | 0 | 0 | 0 | 0 | 0 | 0 | 0 | 0 | 0 | 0 | 0 | 0 | 0 | 0 | 0 | 0 | 0 | 0 | 0 | 0 | 0 | 0 | 0 | 0 | 0 | 0 | 0 | 0 | 0 | 0 | 0 | 0 | 0 | 0 | 0 | 0 | 0 | 0 | 0
|  | SHB2 | Pywipe WRC (non potable) 20 Ml/d)) | Opex | Cost |  | Fixed | 0 | 0 | 0 | 0 | 0 | 0 | 0 | 0 | 0 | 0.61432 | 3.8118 | 6.395 | 6.395 | 6.395 | 6.395 | 6.395 | 6.395 | 6.395 | 6.395 | 6.395 | 6.395 | 6.395 | 6.395 | 6.395 | 6.395 | 6.395 | 6.395 | 6.395 | 6.395 | 6.395 | 6.395 | 6.395 | 6.395 | 6.395 | 6.395 | 6.395 | 6.395 | 6.395 | 6.395 | 6.395 | 6.395 | 6.395 | 6.395 | 6.395 | 6.395 | 6.395 | 6.395 | 6.395 | 6.395 | 6.395 | 6.395 | 6.395 | 6.395 | 6.395 | 6.395 | 6.395 | 6.395 | 6.395 | 6.395 | 6.395 | 6.395 | 6.395 | 6.395 | 6.395 | 6.395 | 6.395 | 6.395 | 6.395 | 6.395 | 6.395 | 6.395 | 6.395 | 6.395 | 6.395 | 6.395 | 6.395 | 6.395 | 6.395 | 6.395 | 6.395 | 6.395 | 6.395 | 6.395 | 6.395 | 6.395 | 6.395
|  | SHB2 | Pywipe WRC (non potable) 20 Ml/d)) | Opex | Cost |  | Variable | 0 | 0 | 0 | 0 | 0 | 0 | 0 | 0 | 0 | 0.075424 | 0.37819 | 0.60553 | 0.60553 | 0.60553 | 0.60553 | 0.60553 | 0.60553 | 0.60553 | 0.60553 | 0.60553 | 0.60553 | 0.60553 | 0.60553 | 0.60553 | 0.60553 | 0.60553 | 0.60553 | 0.60553 | 0.60553 | 0.60553 | 0.60553 | 0.60553 | 0.60553 | 0.60553 | 0.60553 | 0.60553 | 0.60553 | 0.60553 | 0.60553 | 0.60553 | 0.60553 | 0.60553 | 0.60553 | 0.60553 | 0.60553 | 0.60553 | 0.60553 | 0.60553 | 0.60553 | 0.60553 | 0.60553 | 0.60553 | 0.60553 | 0.60553 | 0.60553 | 0.60553 | 0.60553 | 0.60553 | 0.60553 | 0.60553 | 0.60553 | 0.60553 | 0.60553 | 0.60553 | 0.60553 | 0.60553 | 0.60553 | 0.60553 | 0.60553 | 0.60553 | 0.60553 | 0.60553 | 0.60553 | 0.60553 | 0.60553 | 0.60553 | 0.60553 | 0.60553 | 0.60553 | 0.60553 | 0.60553 | 0.60553 | 0.60553 | 0.60553 | 0.60553 | 0.60553
|  | SHB3 | Pywipe WRC (non potable) 20 Ml/d)) | Capex | Civils | 20 | Fixed | 0 | 0 | 0 | 0 | 0 | 0 | 0 | 0 | 0 | 0 | 0 | 0 | 0 | 0 | 0 | 0 | 0 | 0 | 0 | 0 | 0 | 0 | 0 | 0 | 0 | 0 | 0 | 0 | 0 | 0 | 0 | 0 | 0 | 0 | 0 | 0 | 0 | 0 | 0 | 0 | 0 | 0 | 0 | 0 | 0 | 0 | 0 | 0 | 0 | 0 | 0 | 0 | 0 | 0 | 0 | 0 | 0 | 0 | 0 | 0 | 0 | 0 | 0 | 0 | 0 | 0 | 0 | 0 | 0 | 0 | 0 | 0 | 0 | 0 | 0 | 0 | 0 | 0 | 0 | 0 | 0 | 0 | 0 | 0 | 0 | 0
|  | SHB3 | Pywipe WRC (non potable) 20 Ml/d)) | Capex | Civils | 50 | Fixed | 0 | 0 | 0 | 0 | 0 | 0 | 8.1783 | 22.4956 | 36.1958 | 20.6834 | 0 | 0 | 0 | 0 | 0 | 0 | 0 | 0 | 0 | 0 | 0 | 0 | 0 | 0 | 0 | 0 | 0 | 0 | 0 | 0 | 0 | 0 | 0 | 0 | 0 | 0 | 0 | 0 | 0 | 0 | 0 | 0 | 0 | 0 | 0 | 0 | 0 | 0 | 0 | 0 | 0 | 0 | 0 | 0 | 0 | 0 | 0 | 0 | 0 | 0 | 0 | 0 | 0 | 0 | 0 | 0 | 0 | 0 | 0 | 0 | 0 | 0 | 0 | 0 | 0 | 0 | 0 | 0 | 0 | 0 | 0 | 0 | 0 | 0 | 0 | 0
|  | SHB3 | Pywipe WRC (non potable) 20 Ml/d)) | Capex | ICA (Instrumentation, Control & Automation) | 7 | Fixed | 0 | 0 | 0 | 0 | 0 | 0 | 0.11519 | 0.31607 | 0.50327 | 0.28274 | 0 | 0 | 0 | 0 | 0 | 0 | 0 | 0 | 0 | 0 | 0 | 0 | 0 | 0 | 0 | 0 | 0 | 0 | 0 | 0 | 0 | 0 | 0 | 0 | 0 | 0 | 0 | 0 | 0 | 0 | 0 | 0 | 0 | 0 | 0 | 0 | 0 | 0 | 0 | 0 | 0 | 0 | 0 | 0 | 0 | 0 | 0 | 0 | 0 | 0 | 0 | 0 | 0 | 0 | 0 | 0 | 0 | 0 | 0 | 0 | 0 | 0 | 0 | 0 | 0 | 0 | 0 | 0 | 0 | 0 | 0 | 0 | 0 | 0 | 0 | 0
|  | SHB3 | Pywipe WRC (non potable) 20 Ml/d)) | Capex | M&E (Mechanical and Electrical) Works on Pumping Stations and Treatment Works | 15 | Fixed | 0 | 0 | 0 | 0 | 0 | 0 | 6.858 | 18.8486 | 30.2252 | 17.1777 | 0 | 0 | 0 | 0 | 0 | 0 | 0 | 0 | 0 | 0 | 0 | 0 | 0 | 0 | 0 | 0 | 0 | 0 | 0 | 0 | 0 | 0 | 0 | 0 | 0 | 0 | 0 | 0 | 0 | 0 | 0 | 0 | 0 | 0 | 0 | 0 | 0 | 0 | 0 | 0 | 0 | 0 | 0 | 0 | 0 | 0 | 0 | 0 | 0 | 0 | 0 | 0 | 0 | 0 | 0 | 0 | 0 | 0 | 0 | 0 | 0 | 0 | 0 | 0 | 0 | 0 | 0 | 0 | 0 | 0 | 0 | 0 | 0 | 0 | 0 | 0
|  | SHB3 | Pywipe WRC (non potable) 20 Ml/d)) | Capex | Pipelines | 200 | Fixed | 0 | 0 | 0 | 0 | 0 | 0 | 2.0235 | 5.4666 | 8.1288 | 4.034 | 0 | 0 | 0 | 0 | 0 | 0 | 0 | 0 | 0 | 0 | 0 | 0 | 0 | 0 | 0 | 0 | 0 | 0 | 0 | 0 | 0 | 0 | 0 | 0 | 0 | 0 | 0 | 0 | 0 | 0 | 0 | 0 | 0 | 0 | 0 | 0 | 0 | 0 | 0 | 0 | 0 | 0 | 0 | 0 | 0 | 0 | 0 | 0 | 0 | 0 | 0 | 0 | 0 | 0 | 0 | 0 | 0 | 0 | 0 | 0 | 0 | 0 | 0 | 0 | 0 | 0 | 0 | 0 | 0 | 0 | 0 | 0 | 0 | 0 | 0 | 0
|  | SHB3 | Pywipe WRC (non potable) 20 Ml/d)) | Capex | Planning and Development (Non depreciating) | 0 | Fixed | 0 | 0 | 0 | 0 | 0 | 0 | 0 | 0 | 0 | 0 | 0 | 0 | 0 | 0 | 0 | 0 | 0 | 0 | 0 | 0 | 0 | 0 | 0 | 0 | 0 | 0 | 0 | 0 | 0 | 0 | 0 | 0 | 0 | 0 | 0 | 0 | 0 | 0 | 0 | 0 | 0 | 0 | 0 | 0 | 0 | 0 | 0 | 0 | 0 | 0 | 0 | 0 | 0 | 0 | 0 | 0 | 0 | 0 | 0 | 0 | 0 | 0 | 0 | 0 | 0 | 0 | 0 | 0 | 0 | 0 | 0 | 0 | 0 | 0 | 0 | 0 | 0 | 0 | 0 | 0 | 0 | 0 | 0 | 0 | 0 | 0
|  | SHB3 | Pywipe WRC (non potable) 20 Ml/d)) | Opex | Cost |  | Fixed | 0 | 0 | 0 | 0 | 0 | 0 | 0 | 0 | 0 | 0.81519 | 5.0582 | 8.486 | 8.486 | 8.486 | 8.486 | 8.486 | 8.486 | 8.486 | 8.486 | 8.486 | 8.486 | 8.486 | 8.486 | 8.486 | 8.486 | 8.486 | 8.486 | 8.486 | 8.486 | 8.486 | 8.486 | 8.486 | 8.486 | 8.486 | 8.486 | 8.486 | 8.486 | 8.486 | 8.486 | 8.486 | 8.486 | 8.486 | 8.486 | 8.486 | 8.486 | 8.486 | 8.486 | 8.486 | 8.486 | 8.486 | 8.486 | 8.486 | 8.486 | 8.486 | 8.486 | 8.486 | 8.486 | 8.486 | 8.486 | 8.486 | 8.486 | 8.486 | 8.486 | 8.486 | 8.486 | 8.486 | 8.486 | 8.486 | 8.486 | 8.486 | 8.486 | 8.486 | 8.486 | 8.486 | 8.486 | 8.486 | 8.486 | 8.486 | 8.486 | 8.486 | 8.486 | 8.486 | 8.486 | 8.486 | 8.486 | 8.486
|  | SHB3 | Pywipe WRC (non potable) 20 Ml/d)) | Opex | Cost |  | Variable | 0 | 0 | 0 | 0 | 0 | 0 | 0 | 0 | 0 | 0.1183 | 0.59274 | 0.94888 | 0.94888 | 0.94888 | 0.94888 | 0.94888 | 0.94888 | 0.94888 | 0.94888 | 0.94888 | 0.94888 | 0.94888 | 0.94888 | 0.94888 | 0.94888 | 0.94888 | 0.94888 | 0.94888 | 0.94888 | 0.94888 | 0.94888 | 0.94888 | 0.94888 | 0.94888 | 0.94888 | 0.94888 | 0.94888 | 0.94888 | 0.94888 | 0.94888 | 0.94888 | 0.94888 | 0.94888 | 0.94888 | 0.94888 | 0.94888 | 0.94888 | 0.94888 | 0.94888 | 0.94888 | 0.94888 | 0.94888 | 0.94888 | 0.94888 | 0.94888 | 0.94888 | 0.94888 | 0.94888 | 0.94888 | 0.94888 | 0.94888 | 0.94888 | 0.94888 | 0.94888 | 0.94888 | 0.94888 | 0.94888 | 0.94888 | 0.94888 | 0.94888 | 0.94888 | 0.94888 | 0.94888 | 0.94888 | 0.94888 | 0.94888 | 0.94888 | 0.94888 | 0.94888 | 0.94888 | 0.94888 | 0.94888 | 0.94888 | 0.94888 | 0.94888 | 0.94888
|  | SHB6 | Desalination (seawater) on the South Humber Bank feeding the non potable network (10 Ml/d) | Capex | Civils | 20 | Fixed | 0 | 0 | 0 | 0 | 0 | 0 | 0 | 0 | 0 | 0 | 0 | 0 | 0 | 0 | 0 | 0 | 0 | 0 | 0 | 0 | 0 | 0 | 0 | 0 | 0 | 0 | 0 | 0 | 0 | 0 | 0 | 0 | 0 | 0 | 0 | 0 | 0 | 0 | 0 | 0 | 0 | 0 | 0 | 0 | 0 | 0 | 0 | 0 | 0 | 0 | 0 | 0 | 0 | 0 | 0 | 0 | 0 | 0 | 0 | 0 | 0 | 0 | 0 | 0 | 0 | 0 | 0 | 0 | 0 | 0 | 0 | 0 | 0 | 0 | 0 | 0 | 0 | 0 | 0 | 0 | 0 | 0 | 0 | 0 | 0 | 0
|  | SHB6 | Desalination (seawater) on the South Humber Bank feeding the non potable network (10 Ml/d) | Capex | Civils | 50 | Fixed | 0 | 0 | 0 | 0 | 0 | 0 | 10.1832 | 28.0237 | 45.1803 | 25.8995 | 0 | 0 | 0 | 0 | 0 | 0 | 0 | 0 | 0 | 0 | 0 | 0 | 0 | 0 | 0 | 0 | 0 | 0 | 0 | 0 | 0 | 0 | 0 | 0 | 0 | 0 | 0 | 0 | 0 | 0 | 0 | 0 | 0 | 0 | 0 | 0 | 0 | 0 | 0 | 0 | 0 | 0 | 0 | 0 | 0 | 0 | 0 | 0 | 0 | 0 | 0 | 0 | 0 | 0 | 0 | 0 | 0 | 0 | 0 | 0 | 0 | 0 | 0 | 0 | 0 | 0 | 0 | 0 | 0 | 0 | 0 | 0 | 0 | 0 | 0 | 0
|  | SHB6 | Desalination (seawater) on the South Humber Bank feeding the non potable network (10 Ml/d) | Capex | ICA (Instrumentation, Control & Automation) | 7 | Fixed | 0 | 0 | 0 | 0 | 0 | 0 | 0.23006 | 0.63278 | 1.018 | 0.58159 | 0 | 0 | 0 | 0 | 0 | 0 | 0 | 0 | 0 | 0 | 0 | 0 | 0 | 0 | 0 | 0 | 0 | 0 | 0 | 0 | 0 | 0 | 0 | 0 | 0 | 0 | 0 | 0 | 0 | 0 | 0 | 0 | 0 | 0 | 0 | 0 | 0 | 0 | 0 | 0 | 0 | 0 | 0 | 0 | 0 | 0 | 0 | 0 | 0 | 0 | 0 | 0 | 0 | 0 | 0 | 0 | 0 | 0 | 0 | 0 | 0 | 0 | 0 | 0 | 0 | 0 | 0 | 0 | 0 | 0 | 0 | 0 | 0 | 0 | 0 | 0
|  | SHB6 | Desalination (seawater) on the South Humber Bank feeding the non potable network (10 Ml/d) | Capex | M&E (Mechanical and Electrical) Works on Pumping Stations and Treatment Works | 15 | Fixed | 0 | 0 | 0 | 0 | 0 | 0 | 7.4131 | 20.3908 | 32.8089 | 18.7477 | 0 | 0 | 0 | 0 | 0 | 0 | 0 | 0 | 0 | 0 | 0 | 0 | 0 | 0 | 0 | 0 | 0 | 0 | 0 | 0 | 0 | 0 | 0 | 0 | 0 | 0 | 0 | 0 | 0 | 0 | 0 | 0 | 0 | 0 | 0 | 0 | 0 | 0 | 0 | 0 | 0 | 0 | 0 | 0 | 0 | 0 | 0 | 0 | 0 | 0 | 0 | 0 | 0 | 0 | 0 | 0 | 0 | 0 | 0 | 0 | 0 | 0 | 0 | 0 | 0 | 0 | 0 | 0 | 0 | 0 | 0 | 0 | 0 | 0 | 0 | 0
|  | SHB6 | Desalination (seawater) on the South Humber Bank feeding the non potable network (10 Ml/d) | Capex | Pipelines | 200 | Fixed | 0 | 0 | 0 | 0 | 0 | 0 | 1.1615 | 3.1377 | 4.6658 | 2.3154 | 0 | 0 | 0 | 0 | 0 | 0 | 0 | 0 | 0 | 0 | 0 | 0 | 0 | 0 | 0 | 0 | 0 | 0 | 0 | 0 | 0 | 0 | 0 | 0 | 0 | 0 | 0 | 0 | 0 | 0 | 0 | 0 | 0 | 0 | 0 | 0 | 0 | 0 | 0 | 0 | 0 | 0 | 0 | 0 | 0 | 0 | 0 | 0 | 0 | 0 | 0 | 0 | 0 | 0 | 0 | 0 | 0 | 0 | 0 | 0 | 0 | 0 | 0 | 0 | 0 | 0 | 0 | 0 | 0 | 0 | 0 | 0 | 0 | 0 | 0 | 0
|  | SHB6 | Desalination (seawater) on the South Humber Bank feeding the non potable network (10 Ml/d) | Capex | Planning and Development (Non depreciating) | 0 | Fixed | 0 | 0 | 0 | 0 | 0 | 0 | 0.038807 | 0.10683 | 0.17249 | 0.099111 | 0 | 0 | 0 | 0 | 0 | 0 | 0 | 0 | 0 | 0 | 0 | 0 | 0 | 0 | 0 | 0 | 0 | 0 | 0 | 0 | 0 | 0 | 0 | 0 | 0 | 0 | 0 | 0 | 0 | 0 | 0 | 0 | 0 | 0 | 0 | 0 | 0 | 0 | 0 | 0 | 0 | 0 | 0 | 0 | 0 | 0 | 0 | 0 | 0 | 0 | 0 | 0 | 0 | 0 | 0 | 0 | 0 | 0 | 0 | 0 | 0 | 0 | 0 | 0 | 0 | 0 | 0 | 0 | 0 | 0 | 0 | 0 | 0 | 0 | 0 | 0
|  | SHB6 | Desalination (seawater) on the South Humber Bank feeding the non potable network (10 Ml/d) | Opex | Cost |  | Fixed | 0 | 0 | 0 | 0 | 0 | 0 | 0 | 0 | 0 | 0.45302 | 3.1702 | 5.4344 | 5.4344 | 5.4344 | 5.4344 | 5.4344 | 5.4344 | 5.4344 | 5.4344 | 5.4344 | 5.4344 | 5.4344 | 5.4344 | 5.4344 | 5.4344 | 5.4344 | 5.4344 | 5.4344 | 5.4344 | 5.4344 | 5.4344 | 5.4344 | 5.4344 | 5.4344 | 5.4344 | 5.4344 | 5.4344 | 5.4344 | 5.4344 | 5.4344 | 5.4344 | 5.4344 | 5.4344 | 5.4344 | 5.4344 | 5.4344 | 5.4344 | 5.4344 | 5.4344 | 5.4344 | 5.4344 | 5.4344 | 5.4344 | 5.4344 | 5.4344 | 5.4344 | 5.4344 | 5.4344 | 5.4344 | 5.4344 | 5.4344 | 5.4344 | 5.4344 | 5.4344 | 5.4344 | 5.4344 | 5.4344 | 5.4344 | 5.4344 | 5.4344 | 5.4344 | 5.4344 | 5.4344 | 5.4344 | 5.4344 | 5.4344 | 5.4344 | 5.4344 | 5.4344 | 5.4344 | 5.4344 | 5.4344 | 5.4344 | 5.4344 | 5.4344 | 5.4344
|  | SHB6 | Desalination (seawater) on the South Humber Bank feeding the non potable network (10 Ml/d) | Opex | Cost |  | Variable | 0 | 0 | 0 | 0 | 0 | 0 | 0 | 0 | 0 | 0.053255 | 0.26695 | 0.42738 | 0.42738 | 0.42738 | 0.42738 | 0.42738 | 0.42738 | 0.42738 | 0.42738 | 0.42738 | 0.42738 | 0.42738 | 0.42738 | 0.42738 | 0.42738 | 0.42738 | 0.42738 | 0.42738 | 0.42738 | 0.42738 | 0.42738 | 0.42738 | 0.42738 | 0.42738 | 0.42738 | 0.42738 | 0.42738 | 0.42738 | 0.42738 | 0.42738 | 0.42738 | 0.42738 | 0.42738 | 0.42738 | 0.42738 | 0.42738 | 0.42738 | 0.42738 | 0.42738 | 0.42738 | 0.42738 | 0.42738 | 0.42738 | 0.42738 | 0.42738 | 0.42738 | 0.42738 | 0.42738 | 0.42738 | 0.42738 | 0.42738 | 0.42738 | 0.42738 | 0.42738 | 0.42738 | 0.42738 | 0.42738 | 0.42738 | 0.42738 | 0.42738 | 0.42738 | 0.42738 | 0.42738 | 0.42738 | 0.42738 | 0.42738 | 0.42738 | 0.42738 | 0.42738 | 0.42738 | 0.42738 | 0.42738 | 0.42738 | 0.42738 | 0.42738 | 0.42738
|  | SHB7 | Desalination (seawater) on the South Humber Bank feeding the non potable network (25 Ml/d) | Capex | Civils | 20 | Fixed | 0 | 0 | 0 | 0 | 0 | 0 | 0 | 0 | 0 | 0 | 0 | 0 | 0 | 0 | 0 | 0 | 0 | 0 | 0 | 0 | 0 | 0 | 0 | 0 | 0 | 0 | 0 | 0 | 0 | 0 | 0 | 0 | 0 | 0 | 0 | 0 | 0 | 0 | 0 | 0 | 0 | 0 | 0 | 0 | 0 | 0 | 0 | 0 | 0 | 0 | 0 | 0 | 0 | 0 | 0 | 0 | 0 | 0 | 0 | 0 | 0 | 0 | 0 | 0 | 0 | 0 | 0 | 0 | 0 | 0 | 0 | 0 | 0 | 0 | 0 | 0 | 0 | 0 | 0 | 0 | 0 | 0 | 0 | 0 | 0 | 0
|  | SHB7 | Desalination (seawater) on the South Humber Bank feeding the non potable network (25 Ml/d) | Capex | Civils | 50 | Fixed | 0 | 0 | 0 | 0 | 0 | 0 | 19.945 | 54.8942 | 88.5444 | 50.7974 | 0 | 0 | 0 | 0 | 0 | 0 | 0 | 0 | 0 | 0 | 0 | 0 | 0 | 0 | 0 | 0 | 0 | 0 | 0 | 0 | 0 | 0 | 0 | 0 | 0 | 0 | 0 | 0 | 0 | 0 | 0 | 0 | 0 | 0 | 0 | 0 | 0 | 0 | 0 | 0 | 0 | 0 | 0 | 0 | 0 | 0 | 0 | 0 | 0 | 0 | 0 | 0 | 0 | 0 | 0 | 0 | 0 | 0 | 0 | 0 | 0 | 0 | 0 | 0 | 0 | 0 | 0 | 0 | 0 | 0 | 0 | 0 | 0 | 0 | 0 | 0
|  | SHB7 | Desalination (seawater) on the South Humber Bank feeding the non potable network (25 Ml/d) | Capex | ICA (Instrumentation, Control & Automation) | 7 | Fixed | 0 | 0 | 0 | 0 | 0 | 0 | 0.38956 | 1.0718 | 1.7259 | 0.98755 | 0 | 0 | 0 | 0 | 0 | 0 | 0 | 0 | 0 | 0 | 0 | 0 | 0 | 0 | 0 | 0 | 0 | 0 | 0 | 0 | 0 | 0 | 0 | 0 | 0 | 0 | 0 | 0 | 0 | 0 | 0 | 0 | 0 | 0 | 0 | 0 | 0 | 0 | 0 | 0 | 0 | 0 | 0 | 0 | 0 | 0 | 0 | 0 | 0 | 0 | 0 | 0 | 0 | 0 | 0 | 0 | 0 | 0 | 0 | 0 | 0 | 0 | 0 | 0 | 0 | 0 | 0 | 0 | 0 | 0 | 0 | 0 | 0 | 0 | 0 | 0
|  | SHB7 | Desalination (seawater) on the South Humber Bank feeding the non potable network (25 Ml/d) | Capex | M&E (Mechanical and Electrical) Works on Pumping Stations and Treatment Works | 15 | Fixed | 0 | 0 | 0 | 0 | 0 | 0 | 12.5781 | 34.6047 | 55.7252 | 31.8849 | 0 | 0 | 0 | 0 | 0 | 0 | 0 | 0 | 0 | 0 | 0 | 0 | 0 | 0 | 0 | 0 | 0 | 0 | 0 | 0 | 0 | 0 | 0 | 0 | 0 | 0 | 0 | 0 | 0 | 0 | 0 | 0 | 0 | 0 | 0 | 0 | 0 | 0 | 0 | 0 | 0 | 0 | 0 | 0 | 0 | 0 | 0 | 0 | 0 | 0 | 0 | 0 | 0 | 0 | 0 | 0 | 0 | 0 | 0 | 0 | 0 | 0 | 0 | 0 | 0 | 0 | 0 | 0 | 0 | 0 | 0 | 0 | 0 | 0 | 0 | 0
|  | SHB7 | Desalination (seawater) on the South Humber Bank feeding the non potable network (25 Ml/d) | Capex | Pipelines | 200 | Fixed | 0 | 0 | 0 | 0 | 0 | 0 | 1.9821 | 5.3547 | 7.9625 | 3.9515 | 0 | 0 | 0 | 0 | 0 | 0 | 0 | 0 | 0 | 0 | 0 | 0 | 0 | 0 | 0 | 0 | 0 | 0 | 0 | 0 | 0 | 0 | 0 | 0 | 0 | 0 | 0 | 0 | 0 | 0 | 0 | 0 | 0 | 0 | 0 | 0 | 0 | 0 | 0 | 0 | 0 | 0 | 0 | 0 | 0 | 0 | 0 | 0 | 0 | 0 | 0 | 0 | 0 | 0 | 0 | 0 | 0 | 0 | 0 | 0 | 0 | 0 | 0 | 0 | 0 | 0 | 0 | 0 | 0 | 0 | 0 | 0 | 0 | 0 | 0 | 0
|  | SHB7 | Desalination (seawater) on the South Humber Bank feeding the non potable network (25 Ml/d) | Capex | Planning and Development (Non depreciating) | 0 | Fixed | 0 | 0 | 0 | 0 | 0 | 0 | 0.036813 | 0.10134 | 0.16363 | 0.094017 | 0 | 0 | 0 | 0 | 0 | 0 | 0 | 0 | 0 | 0 | 0 | 0 | 0 | 0 | 0 | 0 | 0 | 0 | 0 | 0 | 0 | 0 | 0 | 0 | 0 | 0 | 0 | 0 | 0 | 0 | 0 | 0 | 0 | 0 | 0 | 0 | 0 | 0 | 0 | 0 | 0 | 0 | 0 | 0 | 0 | 0 | 0 | 0 | 0 | 0 | 0 | 0 | 0 | 0 | 0 | 0 | 0 | 0 | 0 | 0 | 0 | 0 | 0 | 0 | 0 | 0 | 0 | 0 | 0 | 0 | 0 | 0 | 0 | 0 | 0 | 0
|  | SHB7 | Desalination (seawater) on the South Humber Bank feeding the non potable network (25 Ml/d) | Opex | Cost |  | Fixed | 0 | 0 | 0 | 0 | 0 | 0 | 0 | 0 | 0 | 0.45178 | 3.1611 | 5.4187 | 5.4187 | 5.4187 | 5.4187 | 5.4187 | 5.4187 | 5.4187 | 5.4187 | 5.4187 | 5.4187 | 5.4187 | 5.4187 | 5.4187 | 5.4187 | 5.4187 | 5.4187 | 5.4187 | 5.4187 | 5.4187 | 5.4187 | 5.4187 | 5.4187 | 5.4187 | 5.4187 | 5.4187 | 5.4187 | 5.4187 | 5.4187 | 5.4187 | 5.4187 | 5.4187 | 5.4187 | 5.4187 | 5.4187 | 5.4187 | 5.4187 | 5.4187 | 5.4187 | 5.4187 | 5.4187 | 5.4187 | 5.4187 | 5.4187 | 5.4187 | 5.4187 | 5.4187 | 5.4187 | 5.4187 | 5.4187 | 5.4187 | 5.4187 | 5.4187 | 5.4187 | 5.4187 | 5.4187 | 5.4187 | 5.4187 | 5.4187 | 5.4187 | 5.4187 | 5.4187 | 5.4187 | 5.4187 | 5.4187 | 5.4187 | 5.4187 | 5.4187 | 5.4187 | 5.4187 | 5.4187 | 5.4187 | 5.4187 | 5.4187 | 5.4187 | 5.4187
|  | SHB7 | Desalination (seawater) on the South Humber Bank feeding the non potable network (25 Ml/d) | Opex | Cost |  | Variable | 0 | 0 | 0 | 0 | 0 | 0 | 0 | 0 | 0 | 0.084953 | 0.42586 | 0.68181 | 0.68181 | 0.68181 | 0.68181 | 0.68181 | 0.68181 | 0.68181 | 0.68181 | 0.68181 | 0.68181 | 0.68181 | 0.68181 | 0.68181 | 0.68181 | 0.68181 | 0.68181 | 0.68181 | 0.68181 | 0.68181 | 0.68181 | 0.68181 | 0.68181 | 0.68181 | 0.68181 | 0.68181 | 0.68181 | 0.68181 | 0.68181 | 0.68181 | 0.68181 | 0.68181 | 0.68181 | 0.68181 | 0.68181 | 0.68181 | 0.68181 | 0.68181 | 0.68181 | 0.68181 | 0.68181 | 0.68181 | 0.68181 | 0.68181 | 0.68181 | 0.68181 | 0.68181 | 0.68181 | 0.68181 | 0.68181 | 0.68181 | 0.68181 | 0.68181 | 0.68181 | 0.68181 | 0.68181 | 0.68181 | 0.68181 | 0.68181 | 0.68181 | 0.68181 | 0.68181 | 0.68181 | 0.68181 | 0.68181 | 0.68181 | 0.68181 | 0.68181 | 0.68181 | 0.68181 | 0.68181 | 0.68181 | 0.68181 | 0.68181 | 0.68181 | 0.68181
|  | SHB8 | South Humber Bank desalination NP | Capex | Civils | 20 | Fixed | 0 | 0 | 0 | 0 | 0 | 0 | 0 | 0 | 0 | 0 | 0 | 0 | 0 | 0 | 0 | 0 | 0 | 0 | 0 | 0 | 0 | 0 | 0 | 0 | 0 | 0 | 0 | 0 | 0 | 0 | 0 | 0 | 0 | 0 | 0 | 0 | 0 | 0 | 0 | 0 | 0 | 0 | 0 | 0 | 0 | 0 | 0 | 0 | 0 | 0 | 0 | 0 | 0 | 0 | 0 | 0 | 0 | 0 | 0 | 0 | 0 | 0 | 0 | 0 | 0 | 0 | 0 | 0 | 0 | 0 | 0 | 0 | 0 | 0 | 0 | 0 | 0 | 0 | 0 | 0 | 0 | 0 | 0 | 0 | 0 | 0
|  | SHB8 | South Humber Bank desalination NP | Capex | Civils | 50 | Fixed | 0 | 0 | 0 | 0 | 0 | 0 | 29.3571 | 80.8043 | 130.3721 | 74.8254 | 0 | 0 | 0 | 0 | 0 | 0 | 0 | 0 | 0 | 0 | 0 | 0 | 0 | 0 | 0 | 0 | 0 | 0 | 0 | 0 | 0 | 0 | 0 | 0 | 0 | 0 | 0 | 0 | 0 | 0 | 0 | 0 | 0 | 0 | 0 | 0 | 0 | 0 | 0 | 0 | 0 | 0 | 0 | 0 | 0 | 0 | 0 | 0 | 0 | 0 | 0 | 0 | 0 | 0 | 0 | 0 | 0 | 0 | 0 | 0 | 0 | 0 | 0 | 0 | 0 | 0 | 0 | 0 | 0 | 0 | 0 | 0 | 0 | 0 | 0 | 0
|  | SHB8 | South Humber Bank desalination NP | Capex | ICA (Instrumentation, Control & Automation) | 7 | Fixed | 0 | 0 | 0 | 0 | 0 | 0 | 0.64069 | 1.7636 | 2.846 | 1.6339 | 0 | 0 | 0 | 0 | 0 | 0 | 0 | 0 | 0 | 0 | 0 | 0 | 0 | 0 | 0 | 0 | 0 | 0 | 0 | 0 | 0 | 0 | 0 | 0 | 0 | 0 | 0 | 0 | 0 | 0 | 0 | 0 | 0 | 0 | 0 | 0 | 0 | 0 | 0 | 0 | 0 | 0 | 0 | 0 | 0 | 0 | 0 | 0 | 0 | 0 | 0 | 0 | 0 | 0 | 0 | 0 | 0 | 0 | 0 | 0 | 0 | 0 | 0 | 0 | 0 | 0 | 0 | 0 | 0 | 0 | 0 | 0 | 0 | 0 | 0 | 0
|  | SHB8 | South Humber Bank desalination NP | Capex | M&E (Mechanical and Electrical) Works on Pumping Stations and Treatment Works | 15 | Fixed | 0 | 0 | 0 | 0 | 0 | 0 | 18.9985 | 52.2619 | 84.1147 | 48.0881 | 0 | 0 | 0 | 0 | 0 | 0 | 0 | 0 | 0 | 0 | 0 | 0 | 0 | 0 | 0 | 0 | 0 | 0 | 0 | 0 | 0 | 0 | 0 | 0 | 0 | 0 | 0 | 0 | 0 | 0 | 0 | 0 | 0 | 0 | 0 | 0 | 0 | 0 | 0 | 0 | 0 | 0 | 0 | 0 | 0 | 0 | 0 | 0 | 0 | 0 | 0 | 0 | 0 | 0 | 0 | 0 | 0 | 0 | 0 | 0 | 0 | 0 | 0 | 0 | 0 | 0 | 0 | 0 | 0 | 0 | 0 | 0 | 0 | 0 | 0 | 0
|  | SHB8 | South Humber Bank desalination NP | Capex | Pipelines | 200 | Fixed | 0 | 0 | 0 | 0 | 0 | 0 | 6.1622 | 16.7266 | 25.4155 | 13.1509 | 0 | 0 | 0 | 0 | 0 | 0 | 0 | 0 | 0 | 0 | 0 | 0 | 0 | 0 | 0 | 0 | 0 | 0 | 0 | 0 | 0 | 0 | 0 | 0 | 0 | 0 | 0 | 0 | 0 | 0 | 0 | 0 | 0 | 0 | 0 | 0 | 0 | 0 | 0 | 0 | 0 | 0 | 0 | 0 | 0 | 0 | 0 | 0 | 0 | 0 | 0 | 0 | 0 | 0 | 0 | 0 | 0 | 0 | 0 | 0 | 0 | 0 | 0 | 0 | 0 | 0 | 0 | 0 | 0 | 0 | 0 | 0 | 0 | 0 | 0 | 0
|  | SHB8 | South Humber Bank desalination NP | Capex | Planning and Development (Non depreciating) | 0 | Fixed | 0 | 0 | 0 | 0 | 0 | 0 | 0.036633 | 0.10085 | 0.16282 | 0.093556 | 0 | 0 | 0 | 0 | 0 | 0 | 0 | 0 | 0 | 0 | 0 | 0 | 0 | 0 | 0 | 0 | 0 | 0 | 0 | 0 | 0 | 0 | 0 | 0 | 0 | 0 | 0 | 0 | 0 | 0 | 0 | 0 | 0 | 0 | 0 | 0 | 0 | 0 | 0 | 0 | 0 | 0 | 0 | 0 | 0 | 0 | 0 | 0 | 0 | 0 | 0 | 0 | 0 | 0 | 0 | 0 | 0 | 0 | 0 | 0 | 0 | 0 | 0 | 0 | 0 | 0 | 0 | 0 | 0 | 0 | 0 | 0 | 0 | 0 | 0 | 0
|  | SHB8 | South Humber Bank desalination NP | Opex | Cost |  | Fixed | 0 | 0 | 0 | 0 | 0 | 0 | 0 | 0 | 0 | 1.0219 | 7.1508 | 12.2577 | 12.2577 | 12.2577 | 12.2577 | 12.2577 | 12.2577 | 12.2577 | 12.2577 | 12.2577 | 12.2577 | 12.2577 | 12.2577 | 12.2577 | 12.2577 | 12.2577 | 12.2577 | 12.2577 | 12.2577 | 12.2577 | 12.2577 | 12.2577 | 12.2577 | 12.2577 | 12.2577 | 12.2577 | 12.2577 | 12.2577 | 12.2577 | 12.2577 | 12.2577 | 12.2577 | 12.2577 | 12.2577 | 12.2577 | 12.2577 | 12.2577 | 12.2577 | 12.2577 | 12.2577 | 12.2577 | 12.2577 | 12.2577 | 12.2577 | 12.2577 | 12.2577 | 12.2577 | 12.2577 | 12.2577 | 12.2577 | 12.2577 | 12.2577 | 12.2577 | 12.2577 | 12.2577 | 12.2577 | 12.2577 | 12.2577 | 12.2577 | 12.2577 | 12.2577 | 12.2577 | 12.2577 | 12.2577 | 12.2577 | 12.2577 | 12.2577 | 12.2577 | 12.2577 | 12.2577 | 12.2577 | 12.2577 | 12.2577 | 12.2577 | 12.2577 | 12.2577
|  | SHB8 | South Humber Bank desalination NP | Opex | Cost |  | Variable | 0 | 0 | 0 | 0 | 0 | 0 | 0 | 0 | 0 | 0.072038 | 0.42704 | 0.71 | 0.71 | 0.71 | 0.71 | 0.71 | 0.71 | 0.71 | 0.71 | 0.71 | 0.71 | 0.71 | 0.71 | 0.71 | 0.71 | 0.71 | 0.71 | 0.71 | 0.71 | 0.71 | 0.71 | 0.71 | 0.71 | 0.71 | 0.71 | 0.71 | 0.71 | 0.71 | 0.71 | 0.71 | 0.71 | 0.71 | 0.71 | 0.71 | 0.71 | 0.71 | 0.71 | 0.71 | 0.71 | 0.71 | 0.71 | 0.71 | 0.71 | 0.71 | 0.71 | 0.71 | 0.71 | 0.71 | 0.71 | 0.71 | 0.71 | 0.71 | 0.71 | 0.71 | 0.71 | 0.71 | 0.71 | 0.71 | 0.71 | 0.71 | 0.71 | 0.71 | 0.71 | 0.71 | 0.71 | 0.71 | 0.71 | 0.71 | 0.71 | 0.71 | 0.71 | 0.71 | 0.71 | 0.71 | 0.71 | 0.71
|  | SHB9 | South Humber Bank non-potable desal (Mablethorpe seawater) | Capex | Civils | 20 | Fixed | 0 | 0 | 0 | 0 | 0 | 0 | 0 | 0 | 0 | 0 | 0 | 0 | 0 | 0 | 0 | 0 | 0 | 0 | 0 | 0 | 0 | 0 | 0 | 0 | 0 | 0 | 0 | 0 | 0 | 0 | 0 | 0 | 0 | 0 | 0 | 0 | 0 | 0 | 0 | 0 | 0 | 0 | 0 | 0 | 0 | 0 | 0 | 0 | 0 | 0 | 0 | 0 | 0 | 0 | 0 | 0 | 0 | 0 | 0 | 0 | 0 | 0 | 0 | 0 | 0 | 0 | 0 | 0 | 0 | 0 | 0 | 0 | 0 | 0 | 0 | 0 | 0 | 0 | 0 | 0 | 0 | 0 | 0 | 0 | 0 | 0
|  | SHB9 | South Humber Bank non-potable desal (Mablethorpe seawater) | Capex | Civils | 50 | Fixed | 0 | 0 | 0 | 0 | 0 | 0 | 24.6372 | 67.7999 | 109.3027 | 62.6527 | 0 | 0 | 0 | 0 | 0 | 0 | 0 | 0 | 0 | 0 | 0 | 0 | 0 | 0 | 0 | 0 | 0 | 0 | 0 | 0 | 0 | 0 | 0 | 0 | 0 | 0 | 0 | 0 | 0 | 0 | 0 | 0 | 0 | 0 | 0 | 0 | 0 | 0 | 0 | 0 | 0 | 0 | 0 | 0 | 0 | 0 | 0 | 0 | 0 | 0 | 0 | 0 | 0 | 0 | 0 | 0 | 0 | 0 | 0 | 0 | 0 | 0 | 0 | 0 | 0 | 0 | 0 | 0 | 0 | 0 | 0 | 0 | 0 | 0 | 0 | 0
|  | SHB9 | South Humber Bank non-potable desal (Mablethorpe seawater) | Capex | ICA (Instrumentation, Control & Automation) | 7 | Fixed | 0 | 0 | 0 | 0 | 0 | 0 | 0.46483 | 1.2793 | 2.0635 | 1.1838 | 0 | 0 | 0 | 0 | 0 | 0 | 0 | 0 | 0 | 0 | 0 | 0 | 0 | 0 | 0 | 0 | 0 | 0 | 0 | 0 | 0 | 0 | 0 | 0 | 0 | 0 | 0 | 0 | 0 | 0 | 0 | 0 | 0 | 0 | 0 | 0 | 0 | 0 | 0 | 0 | 0 | 0 | 0 | 0 | 0 | 0 | 0 | 0 | 0 | 0 | 0 | 0 | 0 | 0 | 0 | 0 | 0 | 0 | 0 | 0 | 0 | 0 | 0 | 0 | 0 | 0 | 0 | 0 | 0 | 0 | 0 | 0 | 0 | 0 | 0 | 0
|  | SHB9 | South Humber Bank non-potable desal (Mablethorpe seawater) | Capex | M&E (Mechanical and Electrical) Works on Pumping Stations and Treatment Works | 15 | Fixed | 0 | 0 | 0 | 0 | 0 | 0 | 15.3647 | 42.2213 | 67.6569 | 38.4066 | 0 | 0 | 0 | 0 | 0 | 0 | 0 | 0 | 0 | 0 | 0 | 0 | 0 | 0 | 0 | 0 | 0 | 0 | 0 | 0 | 0 | 0 | 0 | 0 | 0 | 0 | 0 | 0 | 0 | 0 | 0 | 0 | 0 | 0 | 0 | 0 | 0 | 0 | 0 | 0 | 0 | 0 | 0 | 0 | 0 | 0 | 0 | 0 | 0 | 0 | 0 | 0 | 0 | 0 | 0 | 0 | 0 | 0 | 0 | 0 | 0 | 0 | 0 | 0 | 0 | 0 | 0 | 0 | 0 | 0 | 0 | 0 | 0 | 0 | 0 | 0
|  | SHB9 | South Humber Bank non-potable desal (Mablethorpe seawater) | Capex | Pipelines | 200 | Fixed | 0 | 0 | 0 | 0 | 0 | 0 | 6.018 | 16.2642 | 24.2309 | 12.0703 | 0 | 0 | 0 | 0 | 0 | 0 | 0 | 0 | 0 | 0 | 0 | 0 | 0 | 0 | 0 | 0 | 0 | 0 | 0 | 0 | 0 | 0 | 0 | 0 | 0 | 0 | 0 | 0 | 0 | 0 | 0 | 0 | 0 | 0 | 0 | 0 | 0 | 0 | 0 | 0 | 0 | 0 | 0 | 0 | 0 | 0 | 0 | 0 | 0 | 0 | 0 | 0 | 0 | 0 | 0 | 0 | 0 | 0 | 0 | 0 | 0 | 0 | 0 | 0 | 0 | 0 | 0 | 0 | 0 | 0 | 0 | 0 | 0 | 0 | 0 | 0
|  | SHB9 | South Humber Bank non-potable desal (Mablethorpe seawater) | Capex | Planning and Development (Non depreciating) | 0 | Fixed | 0 | 0 | 0 | 0 | 0 | 0 | 0.023537 | 0.064796 | 0.10462 | 0.060112 | 0 | 0 | 0 | 0 | 0 | 0 | 0 | 0 | 0 | 0 | 0 | 0 | 0 | 0 | 0 | 0 | 0 | 0 | 0 | 0 | 0 | 0 | 0 | 0 | 0 | 0 | 0 | 0 | 0 | 0 | 0 | 0 | 0 | 0 | 0 | 0 | 0 | 0 | 0 | 0 | 0 | 0 | 0 | 0 | 0 | 0 | 0 | 0 | 0 | 0 | 0 | 0 | 0 | 0 | 0 | 0 | 0 | 0 | 0 | 0 | 0 | 0 | 0 | 0 | 0 | 0 | 0 | 0 | 0 | 0 | 0 | 0 | 0 | 0 | 0 | 0
|  | SHB9 | South Humber Bank non-potable desal (Mablethorpe seawater) | Opex | Cost |  | Fixed | 0 | 0 | 0 | 0 | 0 | 0 | 0 | 0 | 0 | 1.9094 | 13.3613 | 22.9037 | 22.9037 | 22.9037 | 22.9037 | 22.9037 | 22.9037 | 22.9037 | 22.9037 | 22.9037 | 22.9037 | 22.9037 | 22.9037 | 22.9037 | 22.9037 | 22.9037 | 22.9037 | 22.9037 | 22.9037 | 22.9037 | 22.9037 | 22.9037 | 22.9037 | 22.9037 | 22.9037 | 22.9037 | 22.9037 | 22.9037 | 22.9037 | 22.9037 | 22.9037 | 22.9037 | 22.9037 | 22.9037 | 22.9037 | 22.9037 | 22.9037 | 22.9037 | 22.9037 | 22.9037 | 22.9037 | 22.9037 | 22.9037 | 22.9037 | 22.9037 | 22.9037 | 22.9037 | 22.9037 | 22.9037 | 22.9037 | 22.9037 | 22.9037 | 22.9037 | 22.9037 | 22.9037 | 22.9037 | 22.9037 | 22.9037 | 22.9037 | 22.9037 | 22.9037 | 22.9037 | 22.9037 | 22.9037 | 22.9037 | 22.9037 | 22.9037 | 22.9037 | 22.9037 | 22.9037 | 22.9037 | 22.9037 | 22.9037 | 22.9037 | 22.9037 | 22.9037
|  | SHB9 | South Humber Bank non-potable desal (Mablethorpe seawater) | Opex | Cost |  | Variable | 0 | 0 | 0 | 0 | 0 | 0 | 0 | 0 | 0 | 0.14175 | 0.80389 | 1.3243 | 1.3243 | 1.3243 | 1.3243 | 1.3243 | 1.3243 | 1.3243 | 1.3243 | 1.3243 | 1.3243 | 1.3243 | 1.3243 | 1.3243 | 1.3243 | 1.3243 | 1.3243 | 1.3243 | 1.3243 | 1.3243 | 1.3243 | 1.3243 | 1.3243 | 1.3243 | 1.3243 | 1.3243 | 1.3243 | 1.3243 | 1.3243 | 1.3243 | 1.3243 | 1.3243 | 1.3243 | 1.3243 | 1.3243 | 1.3243 | 1.3243 | 1.3243 | 1.3243 | 1.3243 | 1.3243 | 1.3243 | 1.3243 | 1.3243 | 1.3243 | 1.3243 | 1.3243 | 1.3243 | 1.3243 | 1.3243 | 1.3243 | 1.3243 | 1.3243 | 1.3243 | 1.3243 | 1.3243 | 1.3243 | 1.3243 | 1.3243 | 1.3243 | 1.3243 | 1.3243 | 1.3243 | 1.3243 | 1.3243 | 1.3243 | 1.3243 | 1.3243 | 1.3243 | 1.3243 | 1.3243 | 1.3243 | 1.3243 | 1.3243 | 1.3243 | 1.3243
|  | SUE1 | Ipswich Cliff Quay direct to Alton Reservoir (with additional abstraction and treatment at Alton) | Capex | Civils | 20 | Fixed | 0 | 0 | 0 | 0 | 0 | 0 | 0 | 0 | 0 | 0 | 0 | 0 | 0 | 0 | 0 | 0 | 0 | 0 | 0 | 0 | 0 | 0 | 0 | 0 | 0 | 0 | 0 | 0 | 0 | 0 | 0 | 0 | 0 | 0 | 0 | 0 | 0 | 0 | 0 | 0 | 0 | 0 | 0 | 0 | 0 | 0 | 0 | 0 | 0 | 0 | 0 | 0 | 0 | 0 | 0 | 0 | 0 | 0 | 0 | 0 | 0 | 0 | 0 | 0 | 0 | 0 | 0 | 0 | 0 | 0 | 0 | 0 | 0 | 0 | 0 | 0 | 0 | 0 | 0 | 0 | 0 | 0 | 0 | 0 | 0 | 0
|  | SUE1 | Ipswich Cliff Quay direct to Alton Reservoir (with additional abstraction and treatment at Alton) | Capex | Civils | 50 | Fixed | 0 | 0 | 0 | 0 | 0 | 0 | 11.0972 | 30.542 | 49.2606 | 28.2571 | 0 | 0 | 0 | 0 | 0 | 0 | 0 | 0 | 0 | 0 | 0 | 0 | 0 | 0 | 0 | 0 | 0 | 0 | 0 | 0 | 0 | 0 | 0 | 0 | 0 | 0 | 0 | 0 | 0 | 0 | 0 | 0 | 0 | 0 | 0 | 0 | 0 | 0 | 0 | 0 | 0 | 0 | 0 | 0 | 0 | 0 | 0 | 0 | 0 | 0 | 0 | 0 | 0 | 0 | 0 | 0 | 0 | 0 | 0 | 0 | 0 | 0 | 0 | 0 | 0 | 0 | 0 | 0 | 0 | 0 | 0 | 0 | 0 | 0 | 0 | 0
|  | SUE1 | Ipswich Cliff Quay direct to Alton Reservoir (with additional abstraction and treatment at Alton) | Capex | ICA (Instrumentation, Control & Automation) | 7 | Fixed | 0 | 0 | 0 | 0 | 0 | 0 | 0.39366 | 1.0833 | 1.746 | 1.0005 | 0 | 0 | 0 | 0 | 0 | 0 | 0 | 0 | 0 | 0 | 0 | 0 | 0 | 0 | 0 | 0 | 0 | 0 | 0 | 0 | 0 | 0 | 0 | 0 | 0 | 0 | 0 | 0 | 0 | 0 | 0 | 0 | 0 | 0 | 0 | 0 | 0 | 0 | 0 | 0 | 0 | 0 | 0 | 0 | 0 | 0 | 0 | 0 | 0 | 0 | 0 | 0 | 0 | 0 | 0 | 0 | 0 | 0 | 0 | 0 | 0 | 0 | 0 | 0 | 0 | 0 | 0 | 0 | 0 | 0 | 0 | 0 | 0 | 0 | 0 | 0
|  | SUE1 | Ipswich Cliff Quay direct to Alton Reservoir (with additional abstraction and treatment at Alton) | Capex | M&E (Mechanical and Electrical) Works on Pumping Stations and Treatment Works | 15 | Fixed | 0 | 0 | 0 | 0 | 0 | 0 | 8.1214 | 22.3446 | 35.9899 | 20.5997 | 0 | 0 | 0 | 0 | 0 | 0 | 0 | 0 | 0 | 0 | 0 | 0 | 0 | 0 | 0 | 0 | 0 | 0 | 0 | 0 | 0 | 0 | 0 | 0 | 0 | 0 | 0 | 0 | 0 | 0 | 0 | 0 | 0 | 0 | 0 | 0 | 0 | 0 | 0 | 0 | 0 | 0 | 0 | 0 | 0 | 0 | 0 | 0 | 0 | 0 | 0 | 0 | 0 | 0 | 0 | 0 | 0 | 0 | 0 | 0 | 0 | 0 | 0 | 0 | 0 | 0 | 0 | 0 | 0 | 0 | 0 | 0 | 0 | 0 | 0 | 0
|  | SUE1 | Ipswich Cliff Quay direct to Alton Reservoir (with additional abstraction and treatment at Alton) | Capex | Pipelines | 200 | Fixed | 0 | 0 | 0 | 0 | 0 | 0 | 1.3521 | 3.675 | 5.6168 | 2.938 | 0 | 0 | 0 | 0 | 0 | 0 | 0 | 0 | 0 | 0 | 0 | 0 | 0 | 0 | 0 | 0 | 0 | 0 | 0 | 0 | 0 | 0 | 0 | 0 | 0 | 0 | 0 | 0 | 0 | 0 | 0 | 0 | 0 | 0 | 0 | 0 | 0 | 0 | 0 | 0 | 0 | 0 | 0 | 0 | 0 | 0 | 0 | 0 | 0 | 0 | 0 | 0 | 0 | 0 | 0 | 0 | 0 | 0 | 0 | 0 | 0 | 0 | 0 | 0 | 0 | 0 | 0 | 0 | 0 | 0 | 0 | 0 | 0 | 0 | 0 | 0
|  | SUE1 | Ipswich Cliff Quay direct to Alton Reservoir (with additional abstraction and treatment at Alton) | Capex | Planning and Development (Non depreciating) | 0 | Fixed | 0 | 0 | 0 | 0 | 0 | 0 | 0 | 0 | 0 | 0 | 0 | 0 | 0 | 0 | 0 | 0 | 0 | 0 | 0 | 0 | 0 | 0 | 0 | 0 | 0 | 0 | 0 | 0 | 0 | 0 | 0 | 0 | 0 | 0 | 0 | 0 | 0 | 0 | 0 | 0 | 0 | 0 | 0 | 0 | 0 | 0 | 0 | 0 | 0 | 0 | 0 | 0 | 0 | 0 | 0 | 0 | 0 | 0 | 0 | 0 | 0 | 0 | 0 | 0 | 0 | 0 | 0 | 0 | 0 | 0 | 0 | 0 | 0 | 0 | 0 | 0 | 0 | 0 | 0 | 0 | 0 | 0 | 0 | 0 | 0 | 0
|  | SUE1 | Ipswich Cliff Quay direct to Alton Reservoir (with additional abstraction and treatment at Alton) | Opex | Cost |  | Fixed | 0 | 0 | 0 | 0 | 0 | 0 | 0 | 0 | 0 | 0.49324 | 3.3257 | 5.665 | 5.665 | 5.665 | 5.665 | 5.665 | 5.665 | 5.665 | 5.665 | 5.665 | 5.665 | 5.665 | 5.665 | 5.665 | 5.665 | 5.665 | 5.665 | 5.665 | 5.665 | 5.665 | 5.665 | 5.665 | 5.665 | 5.665 | 5.665 | 5.665 | 5.665 | 5.665 | 5.665 | 5.665 | 5.665 | 5.665 | 5.665 | 5.665 | 5.665 | 5.665 | 5.665 | 5.665 | 5.665 | 5.665 | 5.665 | 5.665 | 5.665 | 5.665 | 5.665 | 5.665 | 5.665 | 5.665 | 5.665 | 5.665 | 5.665 | 5.665 | 5.665 | 5.665 | 5.665 | 5.665 | 5.665 | 5.665 | 5.665 | 5.665 | 5.665 | 5.665 | 5.665 | 5.665 | 5.665 | 5.665 | 5.665 | 5.665 | 5.665 | 5.665 | 5.665 | 5.665 | 5.665 | 5.665 | 5.665 | 5.665
|  | SUE1 | Ipswich Cliff Quay direct to Alton Reservoir (with additional abstraction and treatment at Alton) | Opex | Cost |  | Variable | 0 | 0 | 0 | 0 | 0 | 0 | 0 | 0 | 0 | 0.032242 | 0.16252 | 0.26056 | 0.26056 | 0.26056 | 0.26056 | 0.26056 | 0.26056 | 0.26056 | 0.26056 | 0.26056 | 0.26056 | 0.26056 | 0.26056 | 0.26056 | 0.26056 | 0.26056 | 0.26056 | 0.26056 | 0.26056 | 0.26056 | 0.26056 | 0.26056 | 0.26056 | 0.26056 | 0.26056 | 0.26056 | 0.26056 | 0.26056 | 0.26056 | 0.26056 | 0.26056 | 0.26056 | 0.26056 | 0.26056 | 0.26056 | 0.26056 | 0.26056 | 0.26056 | 0.26056 | 0.26056 | 0.26056 | 0.26056 | 0.26056 | 0.26056 | 0.26056 | 0.26056 | 0.26056 | 0.26056 | 0.26056 | 0.26056 | 0.26056 | 0.26056 | 0.26056 | 0.26056 | 0.26056 | 0.26056 | 0.26056 | 0.26056 | 0.26056 | 0.26056 | 0.26056 | 0.26056 | 0.26056 | 0.26056 | 0.26056 | 0.26056 | 0.26056 | 0.26056 | 0.26056 | 0.26056 | 0.26056 | 0.26056 | 0.26056 | 0.26056 | 0.26056 | 0.26056
|  | SUE11 | Orwell Estuary desalination (25 Ml/d) | Capex | Civils | 20 | Fixed | 0 | 0 | 0 | 0 | 0 | 0 | 0 | 0 | 0 | 0 | 0 | 0 | 0 | 0 | 0 | 0 | 0 | 0 | 0 | 0 | 0 | 0 | 0 | 0 | 0 | 0 | 0 | 0 | 0 | 0 | 0 | 0 | 0 | 0 | 0 | 0 | 0 | 0 | 0 | 0 | 0 | 0 | 0 | 0 | 0 | 0 | 0 | 0 | 0 | 0 | 0 | 0 | 0 | 0 | 0 | 0 | 0 | 0 | 0 | 0 | 0 | 0 | 0 | 0 | 0 | 0 | 0 | 0 | 0 | 0 | 0 | 0 | 0 | 0 | 0 | 0 | 0 | 0 | 0 | 0 | 0 | 0 | 0 | 0 | 0 | 0
|  | SUE11 | Orwell Estuary desalination (25 Ml/d) | Capex | Civils | 50 | Fixed | 0 | 0 | 0 | 0 | 0 | 0 | 13.3846 | 36.828 | 59.3771 | 34.0608 | 0 | 0 | 0 | 0 | 0 | 0 | 0 | 0 | 0 | 0 | 0 | 0 | 0 | 0 | 0 | 0 | 0 | 0 | 0 | 0 | 0 | 0 | 0 | 0 | 0 | 0 | 0 | 0 | 0 | 0 | 0 | 0 | 0 | 0 | 0 | 0 | 0 | 0 | 0 | 0 | 0 | 0 | 0 | 0 | 0 | 0 | 0 | 0 | 0 | 0 | 0 | 0 | 0 | 0 | 0 | 0 | 0 | 0 | 0 | 0 | 0 | 0 | 0 | 0 | 0 | 0 | 0 | 0 | 0 | 0 | 0 | 0 | 0 | 0 | 0 | 0
|  | SUE11 | Orwell Estuary desalination (25 Ml/d) | Capex | ICA (Instrumentation, Control & Automation) | 7 | Fixed | 0 | 0 | 0 | 0 | 0 | 0 | 0.51654 | 1.4211 | 2.2904 | 1.3133 | 0 | 0 | 0 | 0 | 0 | 0 | 0 | 0 | 0 | 0 | 0 | 0 | 0 | 0 | 0 | 0 | 0 | 0 | 0 | 0 | 0 | 0 | 0 | 0 | 0 | 0 | 0 | 0 | 0 | 0 | 0 | 0 | 0 | 0 | 0 | 0 | 0 | 0 | 0 | 0 | 0 | 0 | 0 | 0 | 0 | 0 | 0 | 0 | 0 | 0 | 0 | 0 | 0 | 0 | 0 | 0 | 0 | 0 | 0 | 0 | 0 | 0 | 0 | 0 | 0 | 0 | 0 | 0 | 0 | 0 | 0 | 0 | 0 | 0 | 0 | 0
|  | SUE11 | Orwell Estuary desalination (25 Ml/d) | Capex | M&E (Mechanical and Electrical) Works on Pumping Stations and Treatment Works | 15 | Fixed | 0 | 0 | 0 | 0 | 0 | 0 | 7.1346 | 19.5912 | 31.407 | 17.8964 | 0 | 0 | 0 | 0 | 0 | 0 | 0 | 0 | 0 | 0 | 0 | 0 | 0 | 0 | 0 | 0 | 0 | 0 | 0 | 0 | 0 | 0 | 0 | 0 | 0 | 0 | 0 | 0 | 0 | 0 | 0 | 0 | 0 | 0 | 0 | 0 | 0 | 0 | 0 | 0 | 0 | 0 | 0 | 0 | 0 | 0 | 0 | 0 | 0 | 0 | 0 | 0 | 0 | 0 | 0 | 0 | 0 | 0 | 0 | 0 | 0 | 0 | 0 | 0 | 0 | 0 | 0 | 0 | 0 | 0 | 0 | 0 | 0 | 0 | 0 | 0
|  | SUE11 | Orwell Estuary desalination (25 Ml/d) | Capex | Pipelines | 200 | Fixed | 0 | 0 | 0 | 0 | 0 | 0 | 0.32619 | 0.82487 | 1.0022 | 0.35621 | 0 | 0 | 0 | 0 | 0 | 0 | 0 | 0 | 0 | 0 | 0 | 0 | 0 | 0 | 0 | 0 | 0 | 0 | 0 | 0 | 0 | 0 | 0 | 0 | 0 | 0 | 0 | 0 | 0 | 0 | 0 | 0 | 0 | 0 | 0 | 0 | 0 | 0 | 0 | 0 | 0 | 0 | 0 | 0 | 0 | 0 | 0 | 0 | 0 | 0 | 0 | 0 | 0 | 0 | 0 | 0 | 0 | 0 | 0 | 0 | 0 | 0 | 0 | 0 | 0 | 0 | 0 | 0 | 0 | 0 | 0 | 0 | 0 | 0 | 0 | 0
|  | SUE11 | Orwell Estuary desalination (25 Ml/d) | Capex | Planning and Development (Non depreciating) | 0 | Fixed | 0 | 0 | 0 | 0 | 0 | 0 | 0.033986 | 0.093561 | 0.15106 | 0.086797 | 0 | 0 | 0 | 0 | 0 | 0 | 0 | 0 | 0 | 0 | 0 | 0 | 0 | 0 | 0 | 0 | 0 | 0 | 0 | 0 | 0 | 0 | 0 | 0 | 0 | 0 | 0 | 0 | 0 | 0 | 0 | 0 | 0 | 0 | 0 | 0 | 0 | 0 | 0 | 0 | 0 | 0 | 0 | 0 | 0 | 0 | 0 | 0 | 0 | 0 | 0 | 0 | 0 | 0 | 0 | 0 | 0 | 0 | 0 | 0 | 0 | 0 | 0 | 0 | 0 | 0 | 0 | 0 | 0 | 0 | 0 | 0 | 0 | 0 | 0 | 0
|  | SUE11 | Orwell Estuary desalination (25 Ml/d) | Opex | Cost |  | Fixed | 0 | 0 | 0 | 0 | 0 | 0 | 0 | 0 | 0 | 0.89054 | 6.2324 | 10.6837 | 10.6837 | 10.6837 | 10.6837 | 10.6837 | 10.6837 | 10.6837 | 10.6837 | 10.6837 | 10.6837 | 10.6837 | 10.6837 | 10.6837 | 10.6837 | 10.6837 | 10.6837 | 10.6837 | 10.6837 | 10.6837 | 10.6837 | 10.6837 | 10.6837 | 10.6837 | 10.6837 | 10.6837 | 10.6837 | 10.6837 | 10.6837 | 10.6837 | 10.6837 | 10.6837 | 10.6837 | 10.6837 | 10.6837 | 10.6837 | 10.6837 | 10.6837 | 10.6837 | 10.6837 | 10.6837 | 10.6837 | 10.6837 | 10.6837 | 10.6837 | 10.6837 | 10.6837 | 10.6837 | 10.6837 | 10.6837 | 10.6837 | 10.6837 | 10.6837 | 10.6837 | 10.6837 | 10.6837 | 10.6837 | 10.6837 | 10.6837 | 10.6837 | 10.6837 | 10.6837 | 10.6837 | 10.6837 | 10.6837 | 10.6837 | 10.6837 | 10.6837 | 10.6837 | 10.6837 | 10.6837 | 10.6837 | 10.6837 | 10.6837 | 10.6837 | 10.6837
|  | SUE11 | Orwell Estuary desalination (25 Ml/d) | Opex | Cost |  | Variable | 0 | 0 | 0 | 0 | 0 | 0 | 0 | 0 | 0 | 0.0071399 | 0.026024 | 0.037768 | 0.037768 | 0.037768 | 0.037768 | 0.037768 | 0.037768 | 0.037768 | 0.037768 | 0.037768 | 0.037768 | 0.037768 | 0.037768 | 0.037768 | 0.037768 | 0.037768 | 0.037768 | 0.037768 | 0.037768 | 0.037768 | 0.037768 | 0.037768 | 0.037768 | 0.037768 | 0.037768 | 0.037768 | 0.037768 | 0.037768 | 0.037768 | 0.037768 | 0.037768 | 0.037768 | 0.037768 | 0.037768 | 0.037768 | 0.037768 | 0.037768 | 0.037768 | 0.037768 | 0.037768 | 0.037768 | 0.037768 | 0.037768 | 0.037768 | 0.037768 | 0.037768 | 0.037768 | 0.037768 | 0.037768 | 0.037768 | 0.037768 | 0.037768 | 0.037768 | 0.037768 | 0.037768 | 0.037768 | 0.037768 | 0.037768 | 0.037768 | 0.037768 | 0.037768 | 0.037768 | 0.037768 | 0.037768 | 0.037768 | 0.037768 | 0.037768 | 0.037768 | 0.037768 | 0.037768 | 0.037768 | 0.037768 | 0.037768 | 0.037768 | 0.037768 | 0.037768
|  | SUE14 | Sizewell desalination (seawater) 25 Ml/d | Capex | Civils | 20 | Fixed | 0 | 0 | 0 | 0 | 0 | 0 | 0 | 0 | 0 | 0 | 0 | 0 | 0 | 0 | 0 | 0 | 0 | 0 | 0 | 0 | 0 | 0 | 0 | 0 | 0 | 0 | 0 | 0 | 0 | 0 | 0 | 0 | 0 | 0 | 0 | 0 | 0 | 0 | 0 | 0 | 0 | 0 | 0 | 0 | 0 | 0 | 0 | 0 | 0 | 0 | 0 | 0 | 0 | 0 | 0 | 0 | 0 | 0 | 0 | 0 | 0 | 0 | 0 | 0 | 0 | 0 | 0 | 0 | 0 | 0 | 0 | 0 | 0 | 0 | 0 | 0 | 0 | 0 | 0 | 0 | 0 | 0 | 0 | 0 | 0 | 0
|  | SUE14 | Sizewell desalination (seawater) 25 Ml/d | Capex | Civils | 50 | Fixed | 0 | 0 | 0 | 0 | 0 | 0 | 23.9816 | 66.005 | 106.4724 | 61.0882 | 0 | 0 | 0 | 0 | 0 | 0 | 0 | 0 | 0 | 0 | 0 | 0 | 0 | 0 | 0 | 0 | 0 | 0 | 0 | 0 | 0 | 0 | 0 | 0 | 0 | 0 | 0 | 0 | 0 | 0 | 0 | 0 | 0 | 0 | 0 | 0 | 0 | 0 | 0 | 0 | 0 | 0 | 0 | 0 | 0 | 0 | 0 | 0 | 0 | 0 | 0 | 0 | 0 | 0 | 0 | 0 | 0 | 0 | 0 | 0 | 0 | 0 | 0 | 0 | 0 | 0 | 0 | 0 | 0 | 0 | 0 | 0 | 0 | 0 | 0 | 0
|  | SUE14 | Sizewell desalination (seawater) 25 Ml/d | Capex | ICA (Instrumentation, Control & Automation) | 7 | Fixed | 0 | 0 | 0 | 0 | 0 | 0 | 0.40815 | 1.1234 | 1.8124 | 1.0401 | 0 | 0 | 0 | 0 | 0 | 0 | 0 | 0 | 0 | 0 | 0 | 0 | 0 | 0 | 0 | 0 | 0 | 0 | 0 | 0 | 0 | 0 | 0 | 0 | 0 | 0 | 0 | 0 | 0 | 0 | 0 | 0 | 0 | 0 | 0 | 0 | 0 | 0 | 0 | 0 | 0 | 0 | 0 | 0 | 0 | 0 | 0 | 0 | 0 | 0 | 0 | 0 | 0 | 0 | 0 | 0 | 0 | 0 | 0 | 0 | 0 | 0 | 0 | 0 | 0 | 0 | 0 | 0 | 0 | 0 | 0 | 0 | 0 | 0 | 0 | 0
|  | SUE14 | Sizewell desalination (seawater) 25 Ml/d | Capex | M&E (Mechanical and Electrical) Works on Pumping Stations and Treatment Works | 15 | Fixed | 0 | 0 | 0 | 0 | 0 | 0 | 13.5365 | 37.2267 | 59.8478 | 34.1526 | 0 | 0 | 0 | 0 | 0 | 0 | 0 | 0 | 0 | 0 | 0 | 0 | 0 | 0 | 0 | 0 | 0 | 0 | 0 | 0 | 0 | 0 | 0 | 0 | 0 | 0 | 0 | 0 | 0 | 0 | 0 | 0 | 0 | 0 | 0 | 0 | 0 | 0 | 0 | 0 | 0 | 0 | 0 | 0 | 0 | 0 | 0 | 0 | 0 | 0 | 0 | 0 | 0 | 0 | 0 | 0 | 0 | 0 | 0 | 0 | 0 | 0 | 0 | 0 | 0 | 0 | 0 | 0 | 0 | 0 | 0 | 0 | 0 | 0 | 0 | 0
|  | SUE14 | Sizewell desalination (seawater) 25 Ml/d | Capex | Pipelines | 200 | Fixed | 0 | 0 | 0 | 0 | 0 | 0 | 14.2624 | 38.5846 | 57.7515 | 29.0322 | 0 | 0 | 0 | 0 | 0 | 0 | 0 | 0 | 0 | 0 | 0 | 0 | 0 | 0 | 0 | 0 | 0 | 0 | 0 | 0 | 0 | 0 | 0 | 0 | 0 | 0 | 0 | 0 | 0 | 0 | 0 | 0 | 0 | 0 | 0 | 0 | 0 | 0 | 0 | 0 | 0 | 0 | 0 | 0 | 0 | 0 | 0 | 0 | 0 | 0 | 0 | 0 | 0 | 0 | 0 | 0 | 0 | 0 | 0 | 0 | 0 | 0 | 0 | 0 | 0 | 0 | 0 | 0 | 0 | 0 | 0 | 0 | 0 | 0 | 0 | 0
|  | SUE14 | Sizewell desalination (seawater) 25 Ml/d | Capex | Planning and Development (Non depreciating) | 0 | Fixed | 0 | 0 | 0 | 0 | 0 | 0 | 0.036744 | 0.10115 | 0.16332 | 0.09384 | 0 | 0 | 0 | 0 | 0 | 0 | 0 | 0 | 0 | 0 | 0 | 0 | 0 | 0 | 0 | 0 | 0 | 0 | 0 | 0 | 0 | 0 | 0 | 0 | 0 | 0 | 0 | 0 | 0 | 0 | 0 | 0 | 0 | 0 | 0 | 0 | 0 | 0 | 0 | 0 | 0 | 0 | 0 | 0 | 0 | 0 | 0 | 0 | 0 | 0 | 0 | 0 | 0 | 0 | 0 | 0 | 0 | 0 | 0 | 0 | 0 | 0 | 0 | 0 | 0 | 0 | 0 | 0 | 0 | 0 | 0 | 0 | 0 | 0 | 0 | 0
|  | SUE14 | Sizewell desalination (seawater) 25 Ml/d | Opex | Cost |  | Fixed | 0 | 0 | 0 | 0 | 0 | 0 | 0 | 0 | 0 | 1.1194 | 7.8293 | 13.42 | 13.42 | 13.42 | 13.42 | 13.42 | 13.42 | 13.42 | 13.42 | 13.42 | 13.42 | 13.42 | 13.42 | 13.42 | 13.42 | 13.42 | 13.42 | 13.42 | 13.42 | 13.42 | 13.42 | 13.42 | 13.42 | 13.42 | 13.42 | 13.42 | 13.42 | 13.42 | 13.42 | 13.42 | 13.42 | 13.42 | 13.42 | 13.42 | 13.42 | 13.42 | 13.42 | 13.42 | 13.42 | 13.42 | 13.42 | 13.42 | 13.42 | 13.42 | 13.42 | 13.42 | 13.42 | 13.42 | 13.42 | 13.42 | 13.42 | 13.42 | 13.42 | 13.42 | 13.42 | 13.42 | 13.42 | 13.42 | 13.42 | 13.42 | 13.42 | 13.42 | 13.42 | 13.42 | 13.42 | 13.42 | 13.42 | 13.42 | 13.42 | 13.42 | 13.42 | 13.42 | 13.42 | 13.42 | 13.42 | 13.42
|  | SUE14 | Sizewell desalination (seawater) 25 Ml/d | Opex | Cost |  | Variable | 0 | 0 | 0 | 0 | 0 | 0 | 0 | 0 | 0 | 0.081727 | 0.50125 | 0.83904 | 0.83904 | 0.83904 | 0.83904 | 0.83904 | 0.83904 | 0.83904 | 0.83904 | 0.83904 | 0.83904 | 0.83904 | 0.83904 | 0.83904 | 0.83904 | 0.83904 | 0.83904 | 0.83904 | 0.83904 | 0.83904 | 0.83904 | 0.83904 | 0.83904 | 0.83904 | 0.83904 | 0.83904 | 0.83904 | 0.83904 | 0.83904 | 0.83904 | 0.83904 | 0.83904 | 0.83904 | 0.83904 | 0.83904 | 0.83904 | 0.83904 | 0.83904 | 0.83904 | 0.83904 | 0.83904 | 0.83904 | 0.83904 | 0.83904 | 0.83904 | 0.83904 | 0.83904 | 0.83904 | 0.83904 | 0.83904 | 0.83904 | 0.83904 | 0.83904 | 0.83904 | 0.83904 | 0.83904 | 0.83904 | 0.83904 | 0.83904 | 0.83904 | 0.83904 | 0.83904 | 0.83904 | 0.83904 | 0.83904 | 0.83904 | 0.83904 | 0.83904 | 0.83904 | 0.83904 | 0.83904 | 0.83904 | 0.83904 | 0.83904 | 0.83904 | 0.83904
|  | SUE15 | Sizewell desalination (seawater) 50 Ml/d | Capex | Civils | 20 | Fixed | 0 | 0 | 0 | 0 | 0 | 0 | 0 | 0 | 0 | 0 | 0 | 0 | 0 | 0 | 0 | 0 | 0 | 0 | 0 | 0 | 0 | 0 | 0 | 0 | 0 | 0 | 0 | 0 | 0 | 0 | 0 | 0 | 0 | 0 | 0 | 0 | 0 | 0 | 0 | 0 | 0 | 0 | 0 | 0 | 0 | 0 | 0 | 0 | 0 | 0 | 0 | 0 | 0 | 0 | 0 | 0 | 0 | 0 | 0 | 0 | 0 | 0 | 0 | 0 | 0 | 0 | 0 | 0 | 0 | 0 | 0 | 0 | 0 | 0 | 0 | 0 | 0 | 0 | 0 | 0 | 0 | 0 | 0 | 0 | 0 | 0
|  | SUE15 | Sizewell desalination (seawater) 50 Ml/d | Capex | Civils | 50 | Fixed | 0 | 0 | 0 | 0 | 0 | 0 | 43.8563 | 120.7099 | 194.7394 | 111.7519 | 0 | 0 | 0 | 0 | 0 | 0 | 0 | 0 | 0 | 0 | 0 | 0 | 0 | 0 | 0 | 0 | 0 | 0 | 0 | 0 | 0 | 0 | 0 | 0 | 0 | 0 | 0 | 0 | 0 | 0 | 0 | 0 | 0 | 0 | 0 | 0 | 0 | 0 | 0 | 0 | 0 | 0 | 0 | 0 | 0 | 0 | 0 | 0 | 0 | 0 | 0 | 0 | 0 | 0 | 0 | 0 | 0 | 0 | 0 | 0 | 0 | 0 | 0 | 0 | 0 | 0 | 0 | 0 | 0 | 0 | 0 | 0 | 0 | 0 | 0 | 0
|  | SUE15 | Sizewell desalination (seawater) 50 Ml/d | Capex | ICA (Instrumentation, Control & Automation) | 7 | Fixed | 0 | 0 | 0 | 0 | 0 | 0 | 0.7475 | 2.0575 | 3.3202 | 1.906 | 0 | 0 | 0 | 0 | 0 | 0 | 0 | 0 | 0 | 0 | 0 | 0 | 0 | 0 | 0 | 0 | 0 | 0 | 0 | 0 | 0 | 0 | 0 | 0 | 0 | 0 | 0 | 0 | 0 | 0 | 0 | 0 | 0 | 0 | 0 | 0 | 0 | 0 | 0 | 0 | 0 | 0 | 0 | 0 | 0 | 0 | 0 | 0 | 0 | 0 | 0 | 0 | 0 | 0 | 0 | 0 | 0 | 0 | 0 | 0 | 0 | 0 | 0 | 0 | 0 | 0 | 0 | 0 | 0 | 0 | 0 | 0 | 0 | 0 | 0 | 0
|  | SUE15 | Sizewell desalination (seawater) 50 Ml/d | Capex | M&E (Mechanical and Electrical) Works on Pumping Stations and Treatment Works | 15 | Fixed | 0 | 0 | 0 | 0 | 0 | 0 | 23.8444 | 65.5753 | 105.4301 | 60.171 | 0 | 0 | 0 | 0 | 0 | 0 | 0 | 0 | 0 | 0 | 0 | 0 | 0 | 0 | 0 | 0 | 0 | 0 | 0 | 0 | 0 | 0 | 0 | 0 | 0 | 0 | 0 | 0 | 0 | 0 | 0 | 0 | 0 | 0 | 0 | 0 | 0 | 0 | 0 | 0 | 0 | 0 | 0 | 0 | 0 | 0 | 0 | 0 | 0 | 0 | 0 | 0 | 0 | 0 | 0 | 0 | 0 | 0 | 0 | 0 | 0 | 0 | 0 | 0 | 0 | 0 | 0 | 0 | 0 | 0 | 0 | 0 | 0 | 0 | 0 | 0
|  | SUE15 | Sizewell desalination (seawater) 50 Ml/d | Capex | Pipelines | 200 | Fixed | 0 | 0 | 0 | 0 | 0 | 0 | 18.5972 | 50.325 | 75.4126 | 37.9982 | 0 | 0 | 0 | 0 | 0 | 0 | 0 | 0 | 0 | 0 | 0 | 0 | 0 | 0 | 0 | 0 | 0 | 0 | 0 | 0 | 0 | 0 | 0 | 0 | 0 | 0 | 0 | 0 | 0 | 0 | 0 | 0 | 0 | 0 | 0 | 0 | 0 | 0 | 0 | 0 | 0 | 0 | 0 | 0 | 0 | 0 | 0 | 0 | 0 | 0 | 0 | 0 | 0 | 0 | 0 | 0 | 0 | 0 | 0 | 0 | 0 | 0 | 0 | 0 | 0 | 0 | 0 | 0 | 0 | 0 | 0 | 0 | 0 | 0 | 0 | 0
|  | SUE15 | Sizewell desalination (seawater) 50 Ml/d | Capex | Planning and Development (Non depreciating) | 0 | Fixed | 0 | 0 | 0 | 0 | 0 | 0 | 0.0382 | 0.10516 | 0.16979 | 0.097559 | 0 | 0 | 0 | 0 | 0 | 0 | 0 | 0 | 0 | 0 | 0 | 0 | 0 | 0 | 0 | 0 | 0 | 0 | 0 | 0 | 0 | 0 | 0 | 0 | 0 | 0 | 0 | 0 | 0 | 0 | 0 | 0 | 0 | 0 | 0 | 0 | 0 | 0 | 0 | 0 | 0 | 0 | 0 | 0 | 0 | 0 | 0 | 0 | 0 | 0 | 0 | 0 | 0 | 0 | 0 | 0 | 0 | 0 | 0 | 0 | 0 | 0 | 0 | 0 | 0 | 0 | 0 | 0 | 0 | 0 | 0 | 0 | 0 | 0 | 0 | 0
|  | SUE15 | Sizewell desalination (seawater) 50 Ml/d | Opex | Cost |  | Fixed | 0 | 0 | 0 | 0 | 0 | 0 | 0 | 0 | 0 | 1.9121 | 13.3764 | 22.9287 | 22.9287 | 22.9287 | 22.9287 | 22.9287 | 22.9287 | 22.9287 | 22.9287 | 22.9287 | 22.9287 | 22.9287 | 22.9287 | 22.9287 | 22.9287 | 22.9287 | 22.9287 | 22.9287 | 22.9287 | 22.9287 | 22.9287 | 22.9287 | 22.9287 | 22.9287 | 22.9287 | 22.9287 | 22.9287 | 22.9287 | 22.9287 | 22.9287 | 22.9287 | 22.9287 | 22.9287 | 22.9287 | 22.9287 | 22.9287 | 22.9287 | 22.9287 | 22.9287 | 22.9287 | 22.9287 | 22.9287 | 22.9287 | 22.9287 | 22.9287 | 22.9287 | 22.9287 | 22.9287 | 22.9287 | 22.9287 | 22.9287 | 22.9287 | 22.9287 | 22.9287 | 22.9287 | 22.9287 | 22.9287 | 22.9287 | 22.9287 | 22.9287 | 22.9287 | 22.9287 | 22.9287 | 22.9287 | 22.9287 | 22.9287 | 22.9287 | 22.9287 | 22.9287 | 22.9287 | 22.9287 | 22.9287 | 22.9287 | 22.9287 | 22.9287 | 22.9287
|  | SUE15 | Sizewell desalination (seawater) 50 Ml/d | Opex | Cost |  | Variable | 0 | 0 | 0 | 0 | 0 | 0 | 0 | 0 | 0 | 0.1486 | 0.90761 | 1.518 | 1.518 | 1.518 | 1.518 | 1.518 | 1.518 | 1.518 | 1.518 | 1.518 | 1.518 | 1.518 | 1.518 | 1.518 | 1.518 | 1.518 | 1.518 | 1.518 | 1.518 | 1.518 | 1.518 | 1.518 | 1.518 | 1.518 | 1.518 | 1.518 | 1.518 | 1.518 | 1.518 | 1.518 | 1.518 | 1.518 | 1.518 | 1.518 | 1.518 | 1.518 | 1.518 | 1.518 | 1.518 | 1.518 | 1.518 | 1.518 | 1.518 | 1.518 | 1.518 | 1.518 | 1.518 | 1.518 | 1.518 | 1.518 | 1.518 | 1.518 | 1.518 | 1.518 | 1.518 | 1.518 | 1.518 | 1.518 | 1.518 | 1.518 | 1.518 | 1.518 | 1.518 | 1.518 | 1.518 | 1.518 | 1.518 | 1.518 | 1.518 | 1.518 | 1.518 | 1.518 | 1.518 | 1.518 | 1.518 | 1.518
|  | SUE16 | Sizewell desalination (seawater) 100 Ml/d | Capex | Civils | 20 | Fixed | 0 | 0 | 0 | 0 | 0 | 0 | 0 | 0 | 0 | 0 | 0 | 0 | 0 | 0 | 0 | 0 | 0 | 0 | 0 | 0 | 0 | 0 | 0 | 0 | 0 | 0 | 0 | 0 | 0 | 0 | 0 | 0 | 0 | 0 | 0 | 0 | 0 | 0 | 0 | 0 | 0 | 0 | 0 | 0 | 0 | 0 | 0 | 0 | 0 | 0 | 0 | 0 | 0 | 0 | 0 | 0 | 0 | 0 | 0 | 0 | 0 | 0 | 0 | 0 | 0 | 0 | 0 | 0 | 0 | 0 | 0 | 0 | 0 | 0 | 0 | 0 | 0 | 0 | 0 | 0 | 0 | 0 | 0 | 0 | 0 | 0
|  | SUE16 | Sizewell desalination (seawater) 100 Ml/d | Capex | Civils | 50 | Fixed | 0 | 0 | 0 | 0 | 0 | 0 | 74.0731 | 203.8688 | 328.8325 | 188.6416 | 0 | 0 | 0 | 0 | 0 | 0 | 0 | 0 | 0 | 0 | 0 | 0 | 0 | 0 | 0 | 0 | 0 | 0 | 0 | 0 | 0 | 0 | 0 | 0 | 0 | 0 | 0 | 0 | 0 | 0 | 0 | 0 | 0 | 0 | 0 | 0 | 0 | 0 | 0 | 0 | 0 | 0 | 0 | 0 | 0 | 0 | 0 | 0 | 0 | 0 | 0 | 0 | 0 | 0 | 0 | 0 | 0 | 0 | 0 | 0 | 0 | 0 | 0 | 0 | 0 | 0 | 0 | 0 | 0 | 0 | 0 | 0 | 0 | 0 | 0 | 0
|  | SUE16 | Sizewell desalination (seawater) 100 Ml/d | Capex | ICA (Instrumentation, Control & Automation) | 7 | Fixed | 0 | 0 | 0 | 0 | 0 | 0 | 1.2892 | 3.5486 | 5.7253 | 3.2859 | 0 | 0 | 0 | 0 | 0 | 0 | 0 | 0 | 0 | 0 | 0 | 0 | 0 | 0 | 0 | 0 | 0 | 0 | 0 | 0 | 0 | 0 | 0 | 0 | 0 | 0 | 0 | 0 | 0 | 0 | 0 | 0 | 0 | 0 | 0 | 0 | 0 | 0 | 0 | 0 | 0 | 0 | 0 | 0 | 0 | 0 | 0 | 0 | 0 | 0 | 0 | 0 | 0 | 0 | 0 | 0 | 0 | 0 | 0 | 0 | 0 | 0 | 0 | 0 | 0 | 0 | 0 | 0 | 0 | 0 | 0 | 0 | 0 | 0 | 0 | 0
|  | SUE16 | Sizewell desalination (seawater) 100 Ml/d | Capex | M&E (Mechanical and Electrical) Works on Pumping Stations and Treatment Works | 15 | Fixed | 0 | 0 | 0 | 0 | 0 | 0 | 40.139 | 110.339 | 177.0743 | 100.7615 | 0 | 0 | 0 | 0 | 0 | 0 | 0 | 0 | 0 | 0 | 0 | 0 | 0 | 0 | 0 | 0 | 0 | 0 | 0 | 0 | 0 | 0 | 0 | 0 | 0 | 0 | 0 | 0 | 0 | 0 | 0 | 0 | 0 | 0 | 0 | 0 | 0 | 0 | 0 | 0 | 0 | 0 | 0 | 0 | 0 | 0 | 0 | 0 | 0 | 0 | 0 | 0 | 0 | 0 | 0 | 0 | 0 | 0 | 0 | 0 | 0 | 0 | 0 | 0 | 0 | 0 | 0 | 0 | 0 | 0 | 0 | 0 | 0 | 0 | 0 | 0
|  | SUE16 | Sizewell desalination (seawater) 100 Ml/d | Capex | Pipelines | 200 | Fixed | 0 | 0 | 0 | 0 | 0 | 0 | 23.0404 | 62.3568 | 93.4998 | 47.1682 | 0 | 0 | 0 | 0 | 0 | 0 | 0 | 0 | 0 | 0 | 0 | 0 | 0 | 0 | 0 | 0 | 0 | 0 | 0 | 0 | 0 | 0 | 0 | 0 | 0 | 0 | 0 | 0 | 0 | 0 | 0 | 0 | 0 | 0 | 0 | 0 | 0 | 0 | 0 | 0 | 0 | 0 | 0 | 0 | 0 | 0 | 0 | 0 | 0 | 0 | 0 | 0 | 0 | 0 | 0 | 0 | 0 | 0 | 0 | 0 | 0 | 0 | 0 | 0 | 0 | 0 | 0 | 0 | 0 | 0 | 0 | 0 | 0 | 0 | 0 | 0
|  | SUE16 | Sizewell desalination (seawater) 100 Ml/d | Capex | Planning and Development (Non depreciating) | 0 | Fixed | 0 | 0 | 0 | 0 | 0 | 0 | 0.019668 | 0.054145 | 0.087421 | 0.050231 | 0 | 0 | 0 | 0 | 0 | 0 | 0 | 0 | 0 | 0 | 0 | 0 | 0 | 0 | 0 | 0 | 0 | 0 | 0 | 0 | 0 | 0 | 0 | 0 | 0 | 0 | 0 | 0 | 0 | 0 | 0 | 0 | 0 | 0 | 0 | 0 | 0 | 0 | 0 | 0 | 0 | 0 | 0 | 0 | 0 | 0 | 0 | 0 | 0 | 0 | 0 | 0 | 0 | 0 | 0 | 0 | 0 | 0 | 0 | 0 | 0 | 0 | 0 | 0 | 0 | 0 | 0 | 0 | 0 | 0 | 0 | 0 | 0 | 0 | 0 | 0
|  | SUE16 | Sizewell desalination (seawater) 100 Ml/d | Opex | Cost |  | Fixed | 0 | 0 | 0 | 0 | 0 | 0 | 0 | 0 | 0 | 1.9206 | 13.4328 | 23.0243 | 23.0243 | 23.0243 | 23.0243 | 23.0243 | 23.0243 | 23.0243 | 23.0243 | 23.0243 | 23.0243 | 23.0243 | 23.0243 | 23.0243 | 23.0243 | 23.0243 | 23.0243 | 23.0243 | 23.0243 | 23.0243 | 23.0243 | 23.0243 | 23.0243 | 23.0243 | 23.0243 | 23.0243 | 23.0243 | 23.0243 | 23.0243 | 23.0243 | 23.0243 | 23.0243 | 23.0243 | 23.0243 | 23.0243 | 23.0243 | 23.0243 | 23.0243 | 23.0243 | 23.0243 | 23.0243 | 23.0243 | 23.0243 | 23.0243 | 23.0243 | 23.0243 | 23.0243 | 23.0243 | 23.0243 | 23.0243 | 23.0243 | 23.0243 | 23.0243 | 23.0243 | 23.0243 | 23.0243 | 23.0243 | 23.0243 | 23.0243 | 23.0243 | 23.0243 | 23.0243 | 23.0243 | 23.0243 | 23.0243 | 23.0243 | 23.0243 | 23.0243 | 23.0243 | 23.0243 | 23.0243 | 23.0243 | 23.0243 | 23.0243 | 23.0243 | 23.0243
|  | SUE16 | Sizewell desalination (seawater) 100 Ml/d | Opex | Cost |  | Variable | 0 | 0 | 0 | 0 | 0 | 0 | 0 | 0 | 0 | 0.33506 | 2.0273 | 3.3845 | 3.3845 | 3.3845 | 3.3845 | 3.3845 | 3.3845 | 3.3845 | 3.3845 | 3.3845 | 3.3845 | 3.3845 | 3.3845 | 3.3845 | 3.3845 | 3.3845 | 3.3845 | 3.3845 | 3.3845 | 3.3845 | 3.3845 | 3.3845 | 3.3845 | 3.3845 | 3.3845 | 3.3845 | 3.3845 | 3.3845 | 3.3845 | 3.3845 | 3.3845 | 3.3845 | 3.3845 | 3.3845 | 3.3845 | 3.3845 | 3.3845 | 3.3845 | 3.3845 | 3.3845 | 3.3845 | 3.3845 | 3.3845 | 3.3845 | 3.3845 | 3.3845 | 3.3845 | 3.3845 | 3.3845 | 3.3845 | 3.3845 | 3.3845 | 3.3845 | 3.3845 | 3.3845 | 3.3845 | 3.3845 | 3.3845 | 3.3845 | 3.3845 | 3.3845 | 3.3845 | 3.3845 | 3.3845 | 3.3845 | 3.3845 | 3.3845 | 3.3845 | 3.3845 | 3.3845 | 3.3845 | 3.3845 | 3.3845 | 3.3845 | 3.3845 | 3.3845
|  | SUE17 | Bucklesham ASR | Capex | Civils | 20 | Fixed | 0 | 0 | 0 | 0 | 0 | 0 | 0 | 0 | 0 | 0 | 0 | 0 | 0 | 0 | 0 | 0 | 0 | 0 | 0 | 0 | 0 | 0 | 0 | 0 | 0 | 0 | 0 | 0 | 0 | 0 | 0 | 0 | 0 | 0 | 0 | 0 | 0 | 0 | 0 | 0 | 0 | 0 | 0 | 0 | 0 | 0 | 0 | 0 | 0 | 0 | 0 | 0 | 0 | 0 | 0 | 0 | 0 | 0 | 0 | 0 | 0 | 0 | 0 | 0 | 0 | 0 | 0 | 0 | 0 | 0 | 0 | 0 | 0 | 0 | 0 | 0 | 0 | 0 | 0 | 0 | 0 | 0 | 0 | 0 | 0 | 0
|  | SUE17 | Bucklesham ASR | Capex | Civils | 50 | Fixed | 0 | 0 | 0 | 0 | 0 | 0 | 4.3666 | 11.9533 | 18.8464 | 10.4151 | 0 | 0 | 0 | 0 | 0 | 0 | 0 | 0 | 0 | 0 | 0 | 0 | 0 | 0 | 0 | 0 | 0 | 0 | 0 | 0 | 0 | 0 | 0 | 0 | 0 | 0 | 0 | 0 | 0 | 0 | 0 | 0 | 0 | 0 | 0 | 0 | 0 | 0 | 0 | 0 | 0 | 0 | 0 | 0 | 0 | 0 | 0 | 0 | 0 | 0 | 0 | 0 | 0 | 0 | 0 | 0 | 0 | 0 | 0 | 0 | 0 | 0 | 0 | 0 | 0 | 0 | 0 | 0 | 0 | 0 | 0 | 0 | 0 | 0 | 0 | 0
|  | SUE17 | Bucklesham ASR | Capex | ICA (Instrumentation, Control & Automation) | 7 | Fixed | 0 | 0 | 0 | 0 | 0 | 0 | 0.24746 | 0.67619 | 1.0579 | 0.57695 | 0 | 0 | 0 | 0 | 0 | 0 | 0 | 0 | 0 | 0 | 0 | 0 | 0 | 0 | 0 | 0 | 0 | 0 | 0 | 0 | 0 | 0 | 0 | 0 | 0 | 0 | 0 | 0 | 0 | 0 | 0 | 0 | 0 | 0 | 0 | 0 | 0 | 0 | 0 | 0 | 0 | 0 | 0 | 0 | 0 | 0 | 0 | 0 | 0 | 0 | 0 | 0 | 0 | 0 | 0 | 0 | 0 | 0 | 0 | 0 | 0 | 0 | 0 | 0 | 0 | 0 | 0 | 0 | 0 | 0 | 0 | 0 | 0 | 0 | 0 | 0
|  | SUE17 | Bucklesham ASR | Capex | M&E (Mechanical and Electrical) Works on Pumping Stations and Treatment Works | 15 | Fixed | 0 | 0 | 0 | 0 | 0 | 0 | 4.6614 | 12.7574 | 20.0954 | 11.0878 | 0 | 0 | 0 | 0 | 0 | 0 | 0 | 0 | 0 | 0 | 0 | 0 | 0 | 0 | 0 | 0 | 0 | 0 | 0 | 0 | 0 | 0 | 0 | 0 | 0 | 0 | 0 | 0 | 0 | 0 | 0 | 0 | 0 | 0 | 0 | 0 | 0 | 0 | 0 | 0 | 0 | 0 | 0 | 0 | 0 | 0 | 0 | 0 | 0 | 0 | 0 | 0 | 0 | 0 | 0 | 0 | 0 | 0 | 0 | 0 | 0 | 0 | 0 | 0 | 0 | 0 | 0 | 0 | 0 | 0 | 0 | 0 | 0 | 0 | 0 | 0
|  | SUE17 | Bucklesham ASR | Capex | Pipelines | 200 | Fixed | 0 | 0 | 0 | 0 | 0 | 0 | 2.7983 | 7.5596 | 11.2412 | 5.5785 | 0 | 0 | 0 | 0 | 0 | 0 | 0 | 0 | 0 | 0 | 0 | 0 | 0 | 0 | 0 | 0 | 0 | 0 | 0 | 0 | 0 | 0 | 0 | 0 | 0 | 0 | 0 | 0 | 0 | 0 | 0 | 0 | 0 | 0 | 0 | 0 | 0 | 0 | 0 | 0 | 0 | 0 | 0 | 0 | 0 | 0 | 0 | 0 | 0 | 0 | 0 | 0 | 0 | 0 | 0 | 0 | 0 | 0 | 0 | 0 | 0 | 0 | 0 | 0 | 0 | 0 | 0 | 0 | 0 | 0 | 0 | 0 | 0 | 0 | 0 | 0
|  | SUE17 | Bucklesham ASR | Capex | Planning and Development (Non depreciating) | 0 | Fixed | 0 | 0 | 0 | 0 | 0 | 0 | 0 | 0 | 0 | 0 | 0 | 0 | 0 | 0 | 0 | 0 | 0 | 0 | 0 | 0 | 0 | 0 | 0 | 0 | 0 | 0 | 0 | 0 | 0 | 0 | 0 | 0 | 0 | 0 | 0 | 0 | 0 | 0 | 0 | 0 | 0 | 0 | 0 | 0 | 0 | 0 | 0 | 0 | 0 | 0 | 0 | 0 | 0 | 0 | 0 | 0 | 0 | 0 | 0 | 0 | 0 | 0 | 0 | 0 | 0 | 0 | 0 | 0 | 0 | 0 | 0 | 0 | 0 | 0 | 0 | 0 | 0 | 0 | 0 | 0 | 0 | 0 | 0 | 0 | 0 | 0
|  | SUE17 | Bucklesham ASR | Opex | Cost |  | Fixed | 0 | 0 | 0 | 0 | 0 | 0 | 0 | 0 | 0 | 0.16766 | 1.1683 | 2.0013 | 2.0013 | 2.0013 | 2.0013 | 2.0013 | 2.0013 | 2.0013 | 2.0013 | 2.0013 | 2.0013 | 2.0013 | 2.0013 | 2.0013 | 2.0013 | 2.0013 | 2.0013 | 2.0013 | 2.0013 | 2.0013 | 2.0013 | 2.0013 | 2.0013 | 2.0013 | 2.0013 | 2.0013 | 2.0013 | 2.0013 | 2.0013 | 2.0013 | 2.0013 | 2.0013 | 2.0013 | 2.0013 | 2.0013 | 2.0013 | 2.0013 | 2.0013 | 2.0013 | 2.0013 | 2.0013 | 2.0013 | 2.0013 | 2.0013 | 2.0013 | 2.0013 | 2.0013 | 2.0013 | 2.0013 | 2.0013 | 2.0013 | 2.0013 | 2.0013 | 2.0013 | 2.0013 | 2.0013 | 2.0013 | 2.0013 | 2.0013 | 2.0013 | 2.0013 | 2.0013 | 2.0013 | 2.0013 | 2.0013 | 2.0013 | 2.0013 | 2.0013 | 2.0013 | 2.0013 | 2.0013 | 2.0013 | 2.0013 | 2.0013 | 2.0013 | 2.0013
|  | SUE17 | Bucklesham ASR | Opex | Cost |  | Variable | 0 | 0 | 0 | 0 | 0 | 0 | 0 | 0 | 0 | 0.11688 | 0.59273 | 0.95172 | 0.95172 | 0.95172 | 0.95172 | 0.95172 | 0.95172 | 0.95172 | 0.95172 | 0.95172 | 0.95172 | 0.95172 | 0.95172 | 0.95172 | 0.95172 | 0.95172 | 0.95172 | 0.95172 | 0.95172 | 0.95172 | 0.95172 | 0.95172 | 0.95172 | 0.95172 | 0.95172 | 0.95172 | 0.95172 | 0.95172 | 0.95172 | 0.95172 | 0.95172 | 0.95172 | 0.95172 | 0.95172 | 0.95172 | 0.95172 | 0.95172 | 0.95172 | 0.95172 | 0.95172 | 0.95172 | 0.95172 | 0.95172 | 0.95172 | 0.95172 | 0.95172 | 0.95172 | 0.95172 | 0.95172 | 0.95172 | 0.95172 | 0.95172 | 0.95172 | 0.95172 | 0.95172 | 0.95172 | 0.95172 | 0.95172 | 0.95172 | 0.95172 | 0.95172 | 0.95172 | 0.95172 | 0.95172 | 0.95172 | 0.95172 | 0.95172 | 0.95172 | 0.95172 | 0.95172 | 0.95172 | 0.95172 | 0.95172 | 0.95172 | 0.95172 | 0.95172
|  | SUE20 | Cambs and West Suffolk to East Suffolk potable transfer (50 Ml/d) | Capex | Civils | 20 | Fixed | 0 | 0 | 0 | 0 | 0 | 0 | 0 | 0 | 0 | 0 | 0 | 0 | 0 | 0 | 0 | 0 | 0 | 0 | 0 | 0 | 0 | 0 | 0 | 0 | 0 | 0 | 0 | 0 | 0 | 0 | 0 | 0 | 0 | 0 | 0 | 0 | 0 | 0 | 0 | 0 | 0 | 0 | 0 | 0 | 0 | 0 | 0 | 0 | 0 | 0 | 0 | 0 | 0 | 0 | 0 | 0 | 0 | 0 | 0 | 0 | 0 | 0 | 0 | 0 | 0 | 0 | 0 | 0 | 0 | 0 | 0 | 0 | 0 | 0 | 0 | 0 | 0 | 0 | 0 | 0 | 0 | 0 | 0 | 0 | 0 | 0
|  | SUE20 | Cambs and West Suffolk to East Suffolk potable transfer (50 Ml/d) | Capex | Civils | 50 | Fixed | 0 | 0 | 0 | 0 | 0 | 0 | 0.37052 | 1.0009 | 1.4884 | 0.73863 | 0 | 0 | 0 | 0 | 0 | 0 | 0 | 0 | 0 | 0 | 0 | 0 | 0 | 0 | 0 | 0 | 0 | 0 | 0 | 0 | 0 | 0 | 0 | 0 | 0 | 0 | 0 | 0 | 0 | 0 | 0 | 0 | 0 | 0 | 0 | 0 | 0 | 0 | 0 | 0 | 0 | 0 | 0 | 0 | 0 | 0 | 0 | 0 | 0 | 0 | 0 | 0 | 0 | 0 | 0 | 0 | 0 | 0 | 0 | 0 | 0 | 0 | 0 | 0 | 0 | 0 | 0 | 0 | 0 | 0 | 0 | 0 | 0 | 0 | 0 | 0
|  | SUE20 | Cambs and West Suffolk to East Suffolk potable transfer (50 Ml/d) | Capex | ICA (Instrumentation, Control & Automation) | 7 | Fixed | 0 | 0 | 0 | 0 | 0 | 0 | 0.0046037 | 0.012437 | 0.018494 | 0.0091776 | 0 | 0 | 0 | 0 | 0 | 0 | 0 | 0 | 0 | 0 | 0 | 0 | 0 | 0 | 0 | 0 | 0 | 0 | 0 | 0 | 0 | 0 | 0 | 0 | 0 | 0 | 0 | 0 | 0 | 0 | 0 | 0 | 0 | 0 | 0 | 0 | 0 | 0 | 0 | 0 | 0 | 0 | 0 | 0 | 0 | 0 | 0 | 0 | 0 | 0 | 0 | 0 | 0 | 0 | 0 | 0 | 0 | 0 | 0 | 0 | 0 | 0 | 0 | 0 | 0 | 0 | 0 | 0 | 0 | 0 | 0 | 0 | 0 | 0 | 0 | 0
|  | SUE20 | Cambs and West Suffolk to East Suffolk potable transfer (50 Ml/d) | Capex | M&E (Mechanical and Electrical) Works on Pumping Stations and Treatment Works | 15 | Fixed | 0 | 0 | 0 | 0 | 0 | 0 | 1.0343 | 2.7941 | 4.1549 | 2.0619 | 0 | 0 | 0 | 0 | 0 | 0 | 0 | 0 | 0 | 0 | 0 | 0 | 0 | 0 | 0 | 0 | 0 | 0 | 0 | 0 | 0 | 0 | 0 | 0 | 0 | 0 | 0 | 0 | 0 | 0 | 0 | 0 | 0 | 0 | 0 | 0 | 0 | 0 | 0 | 0 | 0 | 0 | 0 | 0 | 0 | 0 | 0 | 0 | 0 | 0 | 0 | 0 | 0 | 0 | 0 | 0 | 0 | 0 | 0 | 0 | 0 | 0 | 0 | 0 | 0 | 0 | 0 | 0 | 0 | 0 | 0 | 0 | 0 | 0 | 0 | 0
|  | SUE20 | Cambs and West Suffolk to East Suffolk potable transfer (50 Ml/d) | Capex | Pipelines | 200 | Fixed | 0 | 0 | 0 | 0 | 0 | 0 | 13.7874 | 37.2466 | 55.3859 | 27.4856 | 0 | 0 | 0 | 0 | 0 | 0 | 0 | 0 | 0 | 0 | 0 | 0 | 0 | 0 | 0 | 0 | 0 | 0 | 0 | 0 | 0 | 0 | 0 | 0 | 0 | 0 | 0 | 0 | 0 | 0 | 0 | 0 | 0 | 0 | 0 | 0 | 0 | 0 | 0 | 0 | 0 | 0 | 0 | 0 | 0 | 0 | 0 | 0 | 0 | 0 | 0 | 0 | 0 | 0 | 0 | 0 | 0 | 0 | 0 | 0 | 0 | 0 | 0 | 0 | 0 | 0 | 0 | 0 | 0 | 0 | 0 | 0 | 0 | 0 | 0 | 0
|  | SUE20 | Cambs and West Suffolk to East Suffolk potable transfer (50 Ml/d) | Capex | Planning and Development (Non depreciating) | 0 | Fixed | 0 | 0 | 0 | 0 | 0 | 0 | 0 | 0 | 0 | 0 | 0 | 0 | 0 | 0 | 0 | 0 | 0 | 0 | 0 | 0 | 0 | 0 | 0 | 0 | 0 | 0 | 0 | 0 | 0 | 0 | 0 | 0 | 0 | 0 | 0 | 0 | 0 | 0 | 0 | 0 | 0 | 0 | 0 | 0 | 0 | 0 | 0 | 0 | 0 | 0 | 0 | 0 | 0 | 0 | 0 | 0 | 0 | 0 | 0 | 0 | 0 | 0 | 0 | 0 | 0 | 0 | 0 | 0 | 0 | 0 | 0 | 0 | 0 | 0 | 0 | 0 | 0 | 0 | 0 | 0 | 0 | 0 | 0 | 0 | 0 | 0
|  | SUE20 | Cambs and West Suffolk to East Suffolk potable transfer (50 Ml/d) | Opex | Cost |  | Fixed | 0 | 0 | 0 | 0 | 0 | 0 | 0 | 0 | 0 | 0.0033535 | 0.016767 | 0.026828 | 0.026828 | 0.026828 | 0.026828 | 0.026828 | 0.026828 | 0.026828 | 0.026828 | 0.026828 | 0.026828 | 0.026828 | 0.026828 | 0.026828 | 0.026828 | 0.026828 | 0.026828 | 0.026828 | 0.026828 | 0.026828 | 0.026828 | 0.026828 | 0.026828 | 0.026828 | 0.026828 | 0.026828 | 0.026828 | 0.026828 | 0.026828 | 0.026828 | 0.026828 | 0.026828 | 0.026828 | 0.026828 | 0.026828 | 0.026828 | 0.026828 | 0.026828 | 0.026828 | 0.026828 | 0.026828 | 0.026828 | 0.026828 | 0.026828 | 0.026828 | 0.026828 | 0.026828 | 0.026828 | 0.026828 | 0.026828 | 0.026828 | 0.026828 | 0.026828 | 0.026828 | 0.026828 | 0.026828 | 0.026828 | 0.026828 | 0.026828 | 0.026828 | 0.026828 | 0.026828 | 0.026828 | 0.026828 | 0.026828 | 0.026828 | 0.026828 | 0.026828 | 0.026828 | 0.026828 | 0.026828 | 0.026828 | 0.026828 | 0.026828 | 0.026828 | 0.026828
|  | SUE20 | Cambs and West Suffolk to East Suffolk potable transfer (50 Ml/d) | Opex | Cost |  | Variable | 0 | 0 | 0 | 0 | 0 | 0 | 0 | 0 | 0 | 0.054299 | 0.2715 | 0.43439 | 0.43439 | 0.43439 | 0.43439 | 0.43439 | 0.43439 | 0.43439 | 0.43439 | 0.43439 | 0.43439 | 0.43439 | 0.43439 | 0.43439 | 0.43439 | 0.43439 | 0.43439 | 0.43439 | 0.43439 | 0.43439 | 0.43439 | 0.43439 | 0.43439 | 0.43439 | 0.43439 | 0.43439 | 0.43439 | 0.43439 | 0.43439 | 0.43439 | 0.43439 | 0.43439 | 0.43439 | 0.43439 | 0.43439 | 0.43439 | 0.43439 | 0.43439 | 0.43439 | 0.43439 | 0.43439 | 0.43439 | 0.43439 | 0.43439 | 0.43439 | 0.43439 | 0.43439 | 0.43439 | 0.43439 | 0.43439 | 0.43439 | 0.43439 | 0.43439 | 0.43439 | 0.43439 | 0.43439 | 0.43439 | 0.43439 | 0.43439 | 0.43439 | 0.43439 | 0.43439 | 0.43439 | 0.43439 | 0.43439 | 0.43439 | 0.43439 | 0.43439 | 0.43439 | 0.43439 | 0.43439 | 0.43439 | 0.43439 | 0.43439 | 0.43439 | 0.43439
|  | SUE3 | Ipswich Cliff Quay to Alton via River Gipping (with additional treatment at Alton) | Capex | Civils | 20 | Fixed | 0 | 0 | 0 | 0 | 0 | 0 | 0 | 0 | 0 | 0 | 0 | 0 | 0 | 0 | 0 | 0 | 0 | 0 | 0 | 0 | 0 | 0 | 0 | 0 | 0 | 0 | 0 | 0 | 0 | 0 | 0 | 0 | 0 | 0 | 0 | 0 | 0 | 0 | 0 | 0 | 0 | 0 | 0 | 0 | 0 | 0 | 0 | 0 | 0 | 0 | 0 | 0 | 0 | 0 | 0 | 0 | 0 | 0 | 0 | 0 | 0 | 0 | 0 | 0 | 0 | 0 | 0 | 0 | 0 | 0 | 0 | 0 | 0 | 0 | 0 | 0 | 0 | 0 | 0 | 0 | 0 | 0 | 0 | 0 | 0 | 0
|  | SUE3 | Ipswich Cliff Quay to Alton via River Gipping (with additional treatment at Alton) | Capex | Civils | 50 | Fixed | 0 | 0 | 0 | 0 | 0 | 0 | 11.9329 | 32.8012 | 52.6298 | 29.9388 | 0 | 0 | 0 | 0 | 0 | 0 | 0 | 0 | 0 | 0 | 0 | 0 | 0 | 0 | 0 | 0 | 0 | 0 | 0 | 0 | 0 | 0 | 0 | 0 | 0 | 0 | 0 | 0 | 0 | 0 | 0 | 0 | 0 | 0 | 0 | 0 | 0 | 0 | 0 | 0 | 0 | 0 | 0 | 0 | 0 | 0 | 0 | 0 | 0 | 0 | 0 | 0 | 0 | 0 | 0 | 0 | 0 | 0 | 0 | 0 | 0 | 0 | 0 | 0 | 0 | 0 | 0 | 0 | 0 | 0 | 0 | 0 | 0 | 0 | 0 | 0
|  | SUE3 | Ipswich Cliff Quay to Alton via River Gipping (with additional treatment at Alton) | Capex | ICA (Instrumentation, Control & Automation) | 7 | Fixed | 0 | 0 | 0 | 0 | 0 | 0 | 0.45163 | 1.2399 | 1.9793 | 1.1165 | 0 | 0 | 0 | 0 | 0 | 0 | 0 | 0 | 0 | 0 | 0 | 0 | 0 | 0 | 0 | 0 | 0 | 0 | 0 | 0 | 0 | 0 | 0 | 0 | 0 | 0 | 0 | 0 | 0 | 0 | 0 | 0 | 0 | 0 | 0 | 0 | 0 | 0 | 0 | 0 | 0 | 0 | 0 | 0 | 0 | 0 | 0 | 0 | 0 | 0 | 0 | 0 | 0 | 0 | 0 | 0 | 0 | 0 | 0 | 0 | 0 | 0 | 0 | 0 | 0 | 0 | 0 | 0 | 0 | 0 | 0 | 0 | 0 | 0 | 0 | 0
|  | SUE3 | Ipswich Cliff Quay to Alton via River Gipping (with additional treatment at Alton) | Capex | M&E (Mechanical and Electrical) Works on Pumping Stations and Treatment Works | 15 | Fixed | 0 | 0 | 0 | 0 | 0 | 0 | 8.6504 | 23.7738 | 38.1154 | 21.6548 | 0 | 0 | 0 | 0 | 0 | 0 | 0 | 0 | 0 | 0 | 0 | 0 | 0 | 0 | 0 | 0 | 0 | 0 | 0 | 0 | 0 | 0 | 0 | 0 | 0 | 0 | 0 | 0 | 0 | 0 | 0 | 0 | 0 | 0 | 0 | 0 | 0 | 0 | 0 | 0 | 0 | 0 | 0 | 0 | 0 | 0 | 0 | 0 | 0 | 0 | 0 | 0 | 0 | 0 | 0 | 0 | 0 | 0 | 0 | 0 | 0 | 0 | 0 | 0 | 0 | 0 | 0 | 0 | 0 | 0 | 0 | 0 | 0 | 0 | 0 | 0
|  | SUE3 | Ipswich Cliff Quay to Alton via River Gipping (with additional treatment at Alton) | Capex | Pipelines | 200 | Fixed | 0 | 0 | 0 | 0 | 0 | 0 | 3.3198 | 8.9907 | 13.5212 | 6.8606 | 0 | 0 | 0 | 0 | 0 | 0 | 0 | 0 | 0 | 0 | 0 | 0 | 0 | 0 | 0 | 0 | 0 | 0 | 0 | 0 | 0 | 0 | 0 | 0 | 0 | 0 | 0 | 0 | 0 | 0 | 0 | 0 | 0 | 0 | 0 | 0 | 0 | 0 | 0 | 0 | 0 | 0 | 0 | 0 | 0 | 0 | 0 | 0 | 0 | 0 | 0 | 0 | 0 | 0 | 0 | 0 | 0 | 0 | 0 | 0 | 0 | 0 | 0 | 0 | 0 | 0 | 0 | 0 | 0 | 0 | 0 | 0 | 0 | 0 | 0 | 0
|  | SUE3 | Ipswich Cliff Quay to Alton via River Gipping (with additional treatment at Alton) | Capex | Planning and Development (Non depreciating) | 0 | Fixed | 0 | 0 | 0 | 0 | 0 | 0 | 0 | 0 | 0 | 0 | 0 | 0 | 0 | 0 | 0 | 0 | 0 | 0 | 0 | 0 | 0 | 0 | 0 | 0 | 0 | 0 | 0 | 0 | 0 | 0 | 0 | 0 | 0 | 0 | 0 | 0 | 0 | 0 | 0 | 0 | 0 | 0 | 0 | 0 | 0 | 0 | 0 | 0 | 0 | 0 | 0 | 0 | 0 | 0 | 0 | 0 | 0 | 0 | 0 | 0 | 0 | 0 | 0 | 0 | 0 | 0 | 0 | 0 | 0 | 0 | 0 | 0 | 0 | 0 | 0 | 0 | 0 | 0 | 0 | 0 | 0 | 0 | 0 | 0 | 0 | 0
|  | SUE3 | Ipswich Cliff Quay to Alton via River Gipping (with additional treatment at Alton) | Opex | Cost |  | Fixed | 0 | 0 | 0 | 0 | 0 | 0 | 0 | 0 | 0 | 0.53401 | 3.3665 | 5.665 | 5.665 | 5.665 | 5.665 | 5.665 | 5.665 | 5.665 | 5.665 | 5.665 | 5.665 | 5.665 | 5.665 | 5.665 | 5.665 | 5.665 | 5.665 | 5.665 | 5.665 | 5.665 | 5.665 | 5.665 | 5.665 | 5.665 | 5.665 | 5.665 | 5.665 | 5.665 | 5.665 | 5.665 | 5.665 | 5.665 | 5.665 | 5.665 | 5.665 | 5.665 | 5.665 | 5.665 | 5.665 | 5.665 | 5.665 | 5.665 | 5.665 | 5.665 | 5.665 | 5.665 | 5.665 | 5.665 | 5.665 | 5.665 | 5.665 | 5.665 | 5.665 | 5.665 | 5.665 | 5.665 | 5.665 | 5.665 | 5.665 | 5.665 | 5.665 | 5.665 | 5.665 | 5.665 | 5.665 | 5.665 | 5.665 | 5.665 | 5.665 | 5.665 | 5.665 | 5.665 | 5.665 | 5.665 | 5.665 | 5.665
|  | SUE3 | Ipswich Cliff Quay to Alton via River Gipping (with additional treatment at Alton) | Opex | Cost |  | Variable | 0 | 0 | 0 | 0 | 0 | 0 | 0 | 0 | 0 | 0.11135 | 0.55801 | 0.89331 | 0.89331 | 0.89331 | 0.89331 | 0.89331 | 0.89331 | 0.89331 | 0.89331 | 0.89331 | 0.89331 | 0.89331 | 0.89331 | 0.89331 | 0.89331 | 0.89331 | 0.89331 | 0.89331 | 0.89331 | 0.89331 | 0.89331 | 0.89331 | 0.89331 | 0.89331 | 0.89331 | 0.89331 | 0.89331 | 0.89331 | 0.89331 | 0.89331 | 0.89331 | 0.89331 | 0.89331 | 0.89331 | 0.89331 | 0.89331 | 0.89331 | 0.89331 | 0.89331 | 0.89331 | 0.89331 | 0.89331 | 0.89331 | 0.89331 | 0.89331 | 0.89331 | 0.89331 | 0.89331 | 0.89331 | 0.89331 | 0.89331 | 0.89331 | 0.89331 | 0.89331 | 0.89331 | 0.89331 | 0.89331 | 0.89331 | 0.89331 | 0.89331 | 0.89331 | 0.89331 | 0.89331 | 0.89331 | 0.89331 | 0.89331 | 0.89331 | 0.89331 | 0.89331 | 0.89331 | 0.89331 | 0.89331 | 0.89331 | 0.89331 | 0.89331 | 0.89331
|  | SUE5 | Felixstowe desalination (seawater) 25 Ml/d | Capex | Civils | 20 | Fixed | 0 | 0 | 0 | 0 | 0 | 0 | 0 | 0 | 0 | 0 | 0 | 0 | 0 | 0 | 0 | 0 | 0 | 0 | 0 | 0 | 0 | 0 | 0 | 0 | 0 | 0 | 0 | 0 | 0 | 0 | 0 | 0 | 0 | 0 | 0 | 0 | 0 | 0 | 0 | 0 | 0 | 0 | 0 | 0 | 0 | 0 | 0 | 0 | 0 | 0 | 0 | 0 | 0 | 0 | 0 | 0 | 0 | 0 | 0 | 0 | 0 | 0 | 0 | 0 | 0 | 0 | 0 | 0 | 0 | 0 | 0 | 0 | 0 | 0 | 0 | 0 | 0 | 0 | 0 | 0 | 0 | 0 | 0 | 0 | 0 | 0
|  | SUE5 | Felixstowe desalination (seawater) 25 Ml/d | Capex | Civils | 50 | Fixed | 0 | 0 | 0 | 0 | 0 | 0 | 23.5995 | 64.9518 | 104.7626 | 60.0972 | 0 | 0 | 0 | 0 | 0 | 0 | 0 | 0 | 0 | 0 | 0 | 0 | 0 | 0 | 0 | 0 | 0 | 0 | 0 | 0 | 0 | 0 | 0 | 0 | 0 | 0 | 0 | 0 | 0 | 0 | 0 | 0 | 0 | 0 | 0 | 0 | 0 | 0 | 0 | 0 | 0 | 0 | 0 | 0 | 0 | 0 | 0 | 0 | 0 | 0 | 0 | 0 | 0 | 0 | 0 | 0 | 0 | 0 | 0 | 0 | 0 | 0 | 0 | 0 | 0 | 0 | 0 | 0 | 0 | 0 | 0 | 0 | 0 | 0 | 0 | 0
|  | SUE5 | Felixstowe desalination (seawater) 25 Ml/d | Capex | ICA (Instrumentation, Control & Automation) | 7 | Fixed | 0 | 0 | 0 | 0 | 0 | 0 | 0.41629 | 1.1457 | 1.8478 | 1.0598 | 0 | 0 | 0 | 0 | 0 | 0 | 0 | 0 | 0 | 0 | 0 | 0 | 0 | 0 | 0 | 0 | 0 | 0 | 0 | 0 | 0 | 0 | 0 | 0 | 0 | 0 | 0 | 0 | 0 | 0 | 0 | 0 | 0 | 0 | 0 | 0 | 0 | 0 | 0 | 0 | 0 | 0 | 0 | 0 | 0 | 0 | 0 | 0 | 0 | 0 | 0 | 0 | 0 | 0 | 0 | 0 | 0 | 0 | 0 | 0 | 0 | 0 | 0 | 0 | 0 | 0 | 0 | 0 | 0 | 0 | 0 | 0 | 0 | 0 | 0 | 0
|  | SUE5 | Felixstowe desalination (seawater) 25 Ml/d | Capex | M&E (Mechanical and Electrical) Works on Pumping Stations and Treatment Works | 15 | Fixed | 0 | 0 | 0 | 0 | 0 | 0 | 13.607 | 37.4152 | 60.115 | 34.2721 | 0 | 0 | 0 | 0 | 0 | 0 | 0 | 0 | 0 | 0 | 0 | 0 | 0 | 0 | 0 | 0 | 0 | 0 | 0 | 0 | 0 | 0 | 0 | 0 | 0 | 0 | 0 | 0 | 0 | 0 | 0 | 0 | 0 | 0 | 0 | 0 | 0 | 0 | 0 | 0 | 0 | 0 | 0 | 0 | 0 | 0 | 0 | 0 | 0 | 0 | 0 | 0 | 0 | 0 | 0 | 0 | 0 | 0 | 0 | 0 | 0 | 0 | 0 | 0 | 0 | 0 | 0 | 0 | 0 | 0 | 0 | 0 | 0 | 0 | 0 | 0
|  | SUE5 | Felixstowe desalination (seawater) 25 Ml/d | Capex | Pipelines | 200 | Fixed | 0 | 0 | 0 | 0 | 0 | 0 | 14.5966 | 39.5523 | 59.6324 | 30.4038 | 0 | 0 | 0 | 0 | 0 | 0 | 0 | 0 | 0 | 0 | 0 | 0 | 0 | 0 | 0 | 0 | 0 | 0 | 0 | 0 | 0 | 0 | 0 | 0 | 0 | 0 | 0 | 0 | 0 | 0 | 0 | 0 | 0 | 0 | 0 | 0 | 0 | 0 | 0 | 0 | 0 | 0 | 0 | 0 | 0 | 0 | 0 | 0 | 0 | 0 | 0 | 0 | 0 | 0 | 0 | 0 | 0 | 0 | 0 | 0 | 0 | 0 | 0 | 0 | 0 | 0 | 0 | 0 | 0 | 0 | 0 | 0 | 0 | 0 | 0 | 0
|  | SUE5 | Felixstowe desalination (seawater) 25 Ml/d | Capex | Planning and Development (Non depreciating) | 0 | Fixed | 0 | 0 | 0 | 0 | 0 | 0 | 0.036735 | 0.10113 | 0.16328 | 0.093817 | 0 | 0 | 0 | 0 | 0 | 0 | 0 | 0 | 0 | 0 | 0 | 0 | 0 | 0 | 0 | 0 | 0 | 0 | 0 | 0 | 0 | 0 | 0 | 0 | 0 | 0 | 0 | 0 | 0 | 0 | 0 | 0 | 0 | 0 | 0 | 0 | 0 | 0 | 0 | 0 | 0 | 0 | 0 | 0 | 0 | 0 | 0 | 0 | 0 | 0 | 0 | 0 | 0 | 0 | 0 | 0 | 0 | 0 | 0 | 0 | 0 | 0 | 0 | 0 | 0 | 0 | 0 | 0 | 0 | 0 | 0 | 0 | 0 | 0 | 0 | 0
|  | SUE5 | Felixstowe desalination (seawater) 25 Ml/d | Opex | Cost |  | Fixed | 0 | 0 | 0 | 0 | 0 | 0 | 0 | 0 | 0 | 1.0172 | 7.1139 | 12.1935 | 12.1935 | 12.1935 | 12.1935 | 12.1935 | 12.1935 | 12.1935 | 12.1935 | 12.1935 | 12.1935 | 12.1935 | 12.1935 | 12.1935 | 12.1935 | 12.1935 | 12.1935 | 12.1935 | 12.1935 | 12.1935 | 12.1935 | 12.1935 | 12.1935 | 12.1935 | 12.1935 | 12.1935 | 12.1935 | 12.1935 | 12.1935 | 12.1935 | 12.1935 | 12.1935 | 12.1935 | 12.1935 | 12.1935 | 12.1935 | 12.1935 | 12.1935 | 12.1935 | 12.1935 | 12.1935 | 12.1935 | 12.1935 | 12.1935 | 12.1935 | 12.1935 | 12.1935 | 12.1935 | 12.1935 | 12.1935 | 12.1935 | 12.1935 | 12.1935 | 12.1935 | 12.1935 | 12.1935 | 12.1935 | 12.1935 | 12.1935 | 12.1935 | 12.1935 | 12.1935 | 12.1935 | 12.1935 | 12.1935 | 12.1935 | 12.1935 | 12.1935 | 12.1935 | 12.1935 | 12.1935 | 12.1935 | 12.1935 | 12.1935 | 12.1935 | 12.1935
|  | SUE5 | Felixstowe desalination (seawater) 25 Ml/d | Opex | Cost |  | Variable | 0 | 0 | 0 | 0 | 0 | 0 | 0 | 0 | 0 | 0.09302 | 0.55771 | 0.92939 | 0.92939 | 0.92939 | 0.92939 | 0.92939 | 0.92939 | 0.92939 | 0.92939 | 0.92939 | 0.92939 | 0.92939 | 0.92939 | 0.92939 | 0.92939 | 0.92939 | 0.92939 | 0.92939 | 0.92939 | 0.92939 | 0.92939 | 0.92939 | 0.92939 | 0.92939 | 0.92939 | 0.92939 | 0.92939 | 0.92939 | 0.92939 | 0.92939 | 0.92939 | 0.92939 | 0.92939 | 0.92939 | 0.92939 | 0.92939 | 0.92939 | 0.92939 | 0.92939 | 0.92939 | 0.92939 | 0.92939 | 0.92939 | 0.92939 | 0.92939 | 0.92939 | 0.92939 | 0.92939 | 0.92939 | 0.92939 | 0.92939 | 0.92939 | 0.92939 | 0.92939 | 0.92939 | 0.92939 | 0.92939 | 0.92939 | 0.92939 | 0.92939 | 0.92939 | 0.92939 | 0.92939 | 0.92939 | 0.92939 | 0.92939 | 0.92939 | 0.92939 | 0.92939 | 0.92939 | 0.92939 | 0.92939 | 0.92939 | 0.92939 | 0.92939 | 0.92939
|  | SUE6 | Felixstowe desalination (seawater) 50 Ml/d | Capex | Civils | 20 | Fixed | 0 | 0 | 0 | 0 | 0 | 0 | 0 | 0 | 0 | 0 | 0 | 0 | 0 | 0 | 0 | 0 | 0 | 0 | 0 | 0 | 0 | 0 | 0 | 0 | 0 | 0 | 0 | 0 | 0 | 0 | 0 | 0 | 0 | 0 | 0 | 0 | 0 | 0 | 0 | 0 | 0 | 0 | 0 | 0 | 0 | 0 | 0 | 0 | 0 | 0 | 0 | 0 | 0 | 0 | 0 | 0 | 0 | 0 | 0 | 0 | 0 | 0 | 0 | 0 | 0 | 0 | 0 | 0 | 0 | 0 | 0 | 0 | 0 | 0 | 0 | 0 | 0 | 0 | 0 | 0 | 0 | 0 | 0 | 0 | 0 | 0
|  | SUE6 | Felixstowe desalination (seawater) 50 Ml/d | Capex | Civils | 50 | Fixed | 0 | 0 | 0 | 0 | 0 | 0 | 41.4688 | 114.1234 | 184.0121 | 105.5034 | 0 | 0 | 0 | 0 | 0 | 0 | 0 | 0 | 0 | 0 | 0 | 0 | 0 | 0 | 0 | 0 | 0 | 0 | 0 | 0 | 0 | 0 | 0 | 0 | 0 | 0 | 0 | 0 | 0 | 0 | 0 | 0 | 0 | 0 | 0 | 0 | 0 | 0 | 0 | 0 | 0 | 0 | 0 | 0 | 0 | 0 | 0 | 0 | 0 | 0 | 0 | 0 | 0 | 0 | 0 | 0 | 0 | 0 | 0 | 0 | 0 | 0 | 0 | 0 | 0 | 0 | 0 | 0 | 0 | 0 | 0 | 0 | 0 | 0 | 0 | 0
|  | SUE6 | Felixstowe desalination (seawater) 50 Ml/d | Capex | ICA (Instrumentation, Control & Automation) | 7 | Fixed | 0 | 0 | 0 | 0 | 0 | 0 | 0.72387 | 1.9923 | 3.2136 | 1.8436 | 0 | 0 | 0 | 0 | 0 | 0 | 0 | 0 | 0 | 0 | 0 | 0 | 0 | 0 | 0 | 0 | 0 | 0 | 0 | 0 | 0 | 0 | 0 | 0 | 0 | 0 | 0 | 0 | 0 | 0 | 0 | 0 | 0 | 0 | 0 | 0 | 0 | 0 | 0 | 0 | 0 | 0 | 0 | 0 | 0 | 0 | 0 | 0 | 0 | 0 | 0 | 0 | 0 | 0 | 0 | 0 | 0 | 0 | 0 | 0 | 0 | 0 | 0 | 0 | 0 | 0 | 0 | 0 | 0 | 0 | 0 | 0 | 0 | 0 | 0 | 0
|  | SUE6 | Felixstowe desalination (seawater) 50 Ml/d | Capex | M&E (Mechanical and Electrical) Works on Pumping Stations and Treatment Works | 15 | Fixed | 0 | 0 | 0 | 0 | 0 | 0 | 23.8065 | 65.4264 | 104.8912 | 59.589 | 0 | 0 | 0 | 0 | 0 | 0 | 0 | 0 | 0 | 0 | 0 | 0 | 0 | 0 | 0 | 0 | 0 | 0 | 0 | 0 | 0 | 0 | 0 | 0 | 0 | 0 | 0 | 0 | 0 | 0 | 0 | 0 | 0 | 0 | 0 | 0 | 0 | 0 | 0 | 0 | 0 | 0 | 0 | 0 | 0 | 0 | 0 | 0 | 0 | 0 | 0 | 0 | 0 | 0 | 0 | 0 | 0 | 0 | 0 | 0 | 0 | 0 | 0 | 0 | 0 | 0 | 0 | 0 | 0 | 0 | 0 | 0 | 0 | 0 | 0 | 0
|  | SUE6 | Felixstowe desalination (seawater) 50 Ml/d | Capex | Pipelines | 200 | Fixed | 0 | 0 | 0 | 0 | 0 | 0 | 22.1111 | 60.1612 | 92.3849 | 48.7462 | 0 | 0 | 0 | 0 | 0 | 0 | 0 | 0 | 0 | 0 | 0 | 0 | 0 | 0 | 0 | 0 | 0 | 0 | 0 | 0 | 0 | 0 | 0 | 0 | 0 | 0 | 0 | 0 | 0 | 0 | 0 | 0 | 0 | 0 | 0 | 0 | 0 | 0 | 0 | 0 | 0 | 0 | 0 | 0 | 0 | 0 | 0 | 0 | 0 | 0 | 0 | 0 | 0 | 0 | 0 | 0 | 0 | 0 | 0 | 0 | 0 | 0 | 0 | 0 | 0 | 0 | 0 | 0 | 0 | 0 | 0 | 0 | 0 | 0 | 0 | 0
|  | SUE6 | Felixstowe desalination (seawater) 50 Ml/d | Capex | Planning and Development (Non depreciating) | 0 | Fixed | 0 | 0 | 0 | 0 | 0 | 0 | 0.036481 | 0.10043 | 0.16215 | 0.09317 | 0 | 0 | 0 | 0 | 0 | 0 | 0 | 0 | 0 | 0 | 0 | 0 | 0 | 0 | 0 | 0 | 0 | 0 | 0 | 0 | 0 | 0 | 0 | 0 | 0 | 0 | 0 | 0 | 0 | 0 | 0 | 0 | 0 | 0 | 0 | 0 | 0 | 0 | 0 | 0 | 0 | 0 | 0 | 0 | 0 | 0 | 0 | 0 | 0 | 0 | 0 | 0 | 0 | 0 | 0 | 0 | 0 | 0 | 0 | 0 | 0 | 0 | 0 | 0 | 0 | 0 | 0 | 0 | 0 | 0 | 0 | 0 | 0 | 0 | 0 | 0
|  | SUE6 | Felixstowe desalination (seawater) 50 Ml/d | Opex | Cost |  | Fixed | 0 | 0 | 0 | 0 | 0 | 0 | 0 | 0 | 0 | 1.9125 | 13.3791 | 22.9332 | 22.9332 | 22.9332 | 22.9332 | 22.9332 | 22.9332 | 22.9332 | 22.9332 | 22.9332 | 22.9332 | 22.9332 | 22.9332 | 22.9332 | 22.9332 | 22.9332 | 22.9332 | 22.9332 | 22.9332 | 22.9332 | 22.9332 | 22.9332 | 22.9332 | 22.9332 | 22.9332 | 22.9332 | 22.9332 | 22.9332 | 22.9332 | 22.9332 | 22.9332 | 22.9332 | 22.9332 | 22.9332 | 22.9332 | 22.9332 | 22.9332 | 22.9332 | 22.9332 | 22.9332 | 22.9332 | 22.9332 | 22.9332 | 22.9332 | 22.9332 | 22.9332 | 22.9332 | 22.9332 | 22.9332 | 22.9332 | 22.9332 | 22.9332 | 22.9332 | 22.9332 | 22.9332 | 22.9332 | 22.9332 | 22.9332 | 22.9332 | 22.9332 | 22.9332 | 22.9332 | 22.9332 | 22.9332 | 22.9332 | 22.9332 | 22.9332 | 22.9332 | 22.9332 | 22.9332 | 22.9332 | 22.9332 | 22.9332 | 22.9332 | 22.9332 | 22.9332
|  | SUE6 | Felixstowe desalination (seawater) 50 Ml/d | Opex | Cost |  | Variable | 0 | 0 | 0 | 0 | 0 | 0 | 0 | 0 | 0 | 0.20427 | 1.168 | 1.9274 | 1.9274 | 1.9274 | 1.9274 | 1.9274 | 1.9274 | 1.9274 | 1.9274 | 1.9274 | 1.9274 | 1.9274 | 1.9274 | 1.9274 | 1.9274 | 1.9274 | 1.9274 | 1.9274 | 1.9274 | 1.9274 | 1.9274 | 1.9274 | 1.9274 | 1.9274 | 1.9274 | 1.9274 | 1.9274 | 1.9274 | 1.9274 | 1.9274 | 1.9274 | 1.9274 | 1.9274 | 1.9274 | 1.9274 | 1.9274 | 1.9274 | 1.9274 | 1.9274 | 1.9274 | 1.9274 | 1.9274 | 1.9274 | 1.9274 | 1.9274 | 1.9274 | 1.9274 | 1.9274 | 1.9274 | 1.9274 | 1.9274 | 1.9274 | 1.9274 | 1.9274 | 1.9274 | 1.9274 | 1.9274 | 1.9274 | 1.9274 | 1.9274 | 1.9274 | 1.9274 | 1.9274 | 1.9274 | 1.9274 | 1.9274 | 1.9274 | 1.9274 | 1.9274 | 1.9274 | 1.9274 | 1.9274 | 1.9274 | 1.9274 | 1.9274 | 1.9274
|  | SUE7 | Felixstowe desalination (seawater) 100 Ml/d | Capex | Civils | 20 | Fixed | 0 | 0 | 0 | 0 | 0 | 0 | 0 | 0 | 0 | 0 | 0 | 0 | 0 | 0 | 0 | 0 | 0 | 0 | 0 | 0 | 0 | 0 | 0 | 0 | 0 | 0 | 0 | 0 | 0 | 0 | 0 | 0 | 0 | 0 | 0 | 0 | 0 | 0 | 0 | 0 | 0 | 0 | 0 | 0 | 0 | 0 | 0 | 0 | 0 | 0 | 0 | 0 | 0 | 0 | 0 | 0 | 0 | 0 | 0 | 0 | 0 | 0 | 0 | 0 | 0 | 0 | 0 | 0 | 0 | 0 | 0 | 0 | 0 | 0 | 0 | 0 | 0 | 0 | 0 | 0 | 0 | 0 | 0 | 0 | 0 | 0
|  | SUE7 | Felixstowe desalination (seawater) 100 Ml/d | Capex | Civils | 50 | Fixed | 0 | 0 | 0 | 0 | 0 | 0 | 70.6974 | 194.5722 | 313.7996 | 179.9831 | 0 | 0 | 0 | 0 | 0 | 0 | 0 | 0 | 0 | 0 | 0 | 0 | 0 | 0 | 0 | 0 | 0 | 0 | 0 | 0 | 0 | 0 | 0 | 0 | 0 | 0 | 0 | 0 | 0 | 0 | 0 | 0 | 0 | 0 | 0 | 0 | 0 | 0 | 0 | 0 | 0 | 0 | 0 | 0 | 0 | 0 | 0 | 0 | 0 | 0 | 0 | 0 | 0 | 0 | 0 | 0 | 0 | 0 | 0 | 0 | 0 | 0 | 0 | 0 | 0 | 0 | 0 | 0 | 0 | 0 | 0 | 0 | 0 | 0 | 0 | 0
|  | SUE7 | Felixstowe desalination (seawater) 100 Ml/d | Capex | ICA (Instrumentation, Control & Automation) | 7 | Fixed | 0 | 0 | 0 | 0 | 0 | 0 | 1.244 | 3.4241 | 5.524 | 3.1699 | 0 | 0 | 0 | 0 | 0 | 0 | 0 | 0 | 0 | 0 | 0 | 0 | 0 | 0 | 0 | 0 | 0 | 0 | 0 | 0 | 0 | 0 | 0 | 0 | 0 | 0 | 0 | 0 | 0 | 0 | 0 | 0 | 0 | 0 | 0 | 0 | 0 | 0 | 0 | 0 | 0 | 0 | 0 | 0 | 0 | 0 | 0 | 0 | 0 | 0 | 0 | 0 | 0 | 0 | 0 | 0 | 0 | 0 | 0 | 0 | 0 | 0 | 0 | 0 | 0 | 0 | 0 | 0 | 0 | 0 | 0 | 0 | 0 | 0 | 0 | 0
|  | SUE7 | Felixstowe desalination (seawater) 100 Ml/d | Capex | M&E (Mechanical and Electrical) Works on Pumping Stations and Treatment Works | 15 | Fixed | 0 | 0 | 0 | 0 | 0 | 0 | 38.4017 | 105.5542 | 169.3332 | 96.2993 | 0 | 0 | 0 | 0 | 0 | 0 | 0 | 0 | 0 | 0 | 0 | 0 | 0 | 0 | 0 | 0 | 0 | 0 | 0 | 0 | 0 | 0 | 0 | 0 | 0 | 0 | 0 | 0 | 0 | 0 | 0 | 0 | 0 | 0 | 0 | 0 | 0 | 0 | 0 | 0 | 0 | 0 | 0 | 0 | 0 | 0 | 0 | 0 | 0 | 0 | 0 | 0 | 0 | 0 | 0 | 0 | 0 | 0 | 0 | 0 | 0 | 0 | 0 | 0 | 0 | 0 | 0 | 0 | 0 | 0 | 0 | 0 | 0 | 0 | 0 | 0
|  | SUE7 | Felixstowe desalination (seawater) 100 Ml/d | Capex | Pipelines | 200 | Fixed | 0 | 0 | 0 | 0 | 0 | 0 | 29.1442 | 79.2462 | 121.3456 | 63.6944 | 0 | 0 | 0 | 0 | 0 | 0 | 0 | 0 | 0 | 0 | 0 | 0 | 0 | 0 | 0 | 0 | 0 | 0 | 0 | 0 | 0 | 0 | 0 | 0 | 0 | 0 | 0 | 0 | 0 | 0 | 0 | 0 | 0 | 0 | 0 | 0 | 0 | 0 | 0 | 0 | 0 | 0 | 0 | 0 | 0 | 0 | 0 | 0 | 0 | 0 | 0 | 0 | 0 | 0 | 0 | 0 | 0 | 0 | 0 | 0 | 0 | 0 | 0 | 0 | 0 | 0 | 0 | 0 | 0 | 0 | 0 | 0 | 0 | 0 | 0 | 0
|  | SUE7 | Felixstowe desalination (seawater) 100 Ml/d | Capex | Planning and Development (Non depreciating) | 0 | Fixed | 0 | 0 | 0 | 0 | 0 | 0 | 0.036285 | 0.099889 | 0.16128 | 0.092668 | 0 | 0 | 0 | 0 | 0 | 0 | 0 | 0 | 0 | 0 | 0 | 0 | 0 | 0 | 0 | 0 | 0 | 0 | 0 | 0 | 0 | 0 | 0 | 0 | 0 | 0 | 0 | 0 | 0 | 0 | 0 | 0 | 0 | 0 | 0 | 0 | 0 | 0 | 0 | 0 | 0 | 0 | 0 | 0 | 0 | 0 | 0 | 0 | 0 | 0 | 0 | 0 | 0 | 0 | 0 | 0 | 0 | 0 | 0 | 0 | 0 | 0 | 0 | 0 | 0 | 0 | 0 | 0 | 0 | 0 | 0 | 0 | 0 | 0 | 0 | 0
|  | SUE7 | Felixstowe desalination (seawater) 100 Ml/d | Opex | Cost |  | Fixed | 0 | 0 | 0 | 0 | 0 | 0 | 0 | 0 | 0 | 3.6135 | 25.2835 | 43.3398 | 43.3398 | 43.3398 | 43.3398 | 43.3398 | 43.3398 | 43.3398 | 43.3398 | 43.3398 | 43.3398 | 43.3398 | 43.3398 | 43.3398 | 43.3398 | 43.3398 | 43.3398 | 43.3398 | 43.3398 | 43.3398 | 43.3398 | 43.3398 | 43.3398 | 43.3398 | 43.3398 | 43.3398 | 43.3398 | 43.3398 | 43.3398 | 43.3398 | 43.3398 | 43.3398 | 43.3398 | 43.3398 | 43.3398 | 43.3398 | 43.3398 | 43.3398 | 43.3398 | 43.3398 | 43.3398 | 43.3398 | 43.3398 | 43.3398 | 43.3398 | 43.3398 | 43.3398 | 43.3398 | 43.3398 | 43.3398 | 43.3398 | 43.3398 | 43.3398 | 43.3398 | 43.3398 | 43.3398 | 43.3398 | 43.3398 | 43.3398 | 43.3398 | 43.3398 | 43.3398 | 43.3398 | 43.3398 | 43.3398 | 43.3398 | 43.3398 | 43.3398 | 43.3398 | 43.3398 | 43.3398 | 43.3398 | 43.3398 | 43.3398 | 43.3398 | 43.3398
|  | SUE7 | Felixstowe desalination (seawater) 100 Ml/d | Opex | Cost |  | Variable | 0 | 0 | 0 | 0 | 0 | 0 | 0 | 0 | 0 | 0.19387 | 0.96935 | 1.551 | 1.551 | 1.551 | 1.551 | 1.551 | 1.551 | 1.551 | 1.551 | 1.551 | 1.551 | 1.551 | 1.551 | 1.551 | 1.551 | 1.551 | 1.551 | 1.551 | 1.551 | 1.551 | 1.551 | 1.551 | 1.551 | 1.551 | 1.551 | 1.551 | 1.551 | 1.551 | 1.551 | 1.551 | 1.551 | 1.551 | 1.551 | 1.551 | 1.551 | 1.551 | 1.551 | 1.551 | 1.551 | 1.551 | 1.551 | 1.551 | 1.551 | 1.551 | 1.551 | 1.551 | 1.551 | 1.551 | 1.551 | 1.551 | 1.551 | 1.551 | 1.551 | 1.551 | 1.551 | 1.551 | 1.551 | 1.551 | 1.551 | 1.551 | 1.551 | 1.551 | 1.551 | 1.551 | 1.551 | 1.551 | 1.551 | 1.551 | 1.551 | 1.551 | 1.551 | 1.551 | 1.551 | 1.551 | 1.551 | 1.551
|  | SWC4 | Fenland to Cambs and West Suffolk potable transfer (20 Ml/d) | Capex | Civils | 20 | Fixed | 0 | 0 | 0 | 0 | 0 | 0 | 0 | 0 | 0 | 0 | 0 | 0 | 0 | 0 | 0 | 0 | 0 | 0 | 0 | 0 | 0 | 0 | 0 | 0 | 0 | 0 | 0 | 0 | 0 | 0 | 0 | 0 | 0 | 0 | 0 | 0 | 0 | 0 | 0 | 0 | 0 | 0 | 0 | 0 | 0 | 0 | 0 | 0 | 0 | 0 | 0 | 0 | 0 | 0 | 0 | 0 | 0 | 0 | 0 | 0 | 0 | 0 | 0 | 0 | 0 | 0 | 0 | 0 | 0 | 0 | 0 | 0 | 0 | 0 | 0 | 0 | 0 | 0 | 0 | 0 | 0 | 0 | 0 | 0 | 0 | 0
|  | SWC4 | Fenland to Cambs and West Suffolk potable transfer (20 Ml/d) | Capex | Civils | 50 | Fixed | 0 | 0 | 0 | 0 | 0 | 0 | 0.23653 | 0.63899 | 0.95018 | 0.47153 | 0 | 0 | 0 | 0 | 0 | 0 | 0 | 0 | 0 | 0 | 0 | 0 | 0 | 0 | 0 | 0 | 0 | 0 | 0 | 0 | 0 | 0 | 0 | 0 | 0 | 0 | 0 | 0 | 0 | 0 | 0 | 0 | 0 | 0 | 0 | 0 | 0 | 0 | 0 | 0 | 0 | 0 | 0 | 0 | 0 | 0 | 0 | 0 | 0 | 0 | 0 | 0 | 0 | 0 | 0 | 0 | 0 | 0 | 0 | 0 | 0 | 0 | 0 | 0 | 0 | 0 | 0 | 0 | 0 | 0 | 0 | 0 | 0 | 0 | 0 | 0
|  | SWC4 | Fenland to Cambs and West Suffolk potable transfer (20 Ml/d) | Capex | ICA (Instrumentation, Control & Automation) | 7 | Fixed | 0 | 0 | 0 | 0 | 0 | 0 | 0.003888 | 0.010503 | 0.015619 | 0.0077508 | 0 | 0 | 0 | 0 | 0 | 0 | 0 | 0 | 0 | 0 | 0 | 0 | 0 | 0 | 0 | 0 | 0 | 0 | 0 | 0 | 0 | 0 | 0 | 0 | 0 | 0 | 0 | 0 | 0 | 0 | 0 | 0 | 0 | 0 | 0 | 0 | 0 | 0 | 0 | 0 | 0 | 0 | 0 | 0 | 0 | 0 | 0 | 0 | 0 | 0 | 0 | 0 | 0 | 0 | 0 | 0 | 0 | 0 | 0 | 0 | 0 | 0 | 0 | 0 | 0 | 0 | 0 | 0 | 0 | 0 | 0 | 0 | 0 | 0 | 0 | 0
|  | SWC4 | Fenland to Cambs and West Suffolk potable transfer (20 Ml/d) | Capex | M&E (Mechanical and Electrical) Works on Pumping Stations and Treatment Works | 15 | Fixed | 0 | 0 | 0 | 0 | 0 | 0 | 0.59902 | 1.6183 | 2.4063 | 1.1942 | 0 | 0 | 0 | 0 | 0 | 0 | 0 | 0 | 0 | 0 | 0 | 0 | 0 | 0 | 0 | 0 | 0 | 0 | 0 | 0 | 0 | 0 | 0 | 0 | 0 | 0 | 0 | 0 | 0 | 0 | 0 | 0 | 0 | 0 | 0 | 0 | 0 | 0 | 0 | 0 | 0 | 0 | 0 | 0 | 0 | 0 | 0 | 0 | 0 | 0 | 0 | 0 | 0 | 0 | 0 | 0 | 0 | 0 | 0 | 0 | 0 | 0 | 0 | 0 | 0 | 0 | 0 | 0 | 0 | 0 | 0 | 0 | 0 | 0 | 0 | 0
|  | SWC4 | Fenland to Cambs and West Suffolk potable transfer (20 Ml/d) | Capex | Pipelines | 200 | Fixed | 0 | 0 | 0 | 0 | 0 | 0 | 16.2708 | 43.9554 | 65.3619 | 32.4362 | 0 | 0 | 0 | 0 | 0 | 0 | 0 | 0 | 0 | 0 | 0 | 0 | 0 | 0 | 0 | 0 | 0 | 0 | 0 | 0 | 0 | 0 | 0 | 0 | 0 | 0 | 0 | 0 | 0 | 0 | 0 | 0 | 0 | 0 | 0 | 0 | 0 | 0 | 0 | 0 | 0 | 0 | 0 | 0 | 0 | 0 | 0 | 0 | 0 | 0 | 0 | 0 | 0 | 0 | 0 | 0 | 0 | 0 | 0 | 0 | 0 | 0 | 0 | 0 | 0 | 0 | 0 | 0 | 0 | 0 | 0 | 0 | 0 | 0 | 0 | 0
|  | SWC4 | Fenland to Cambs and West Suffolk potable transfer (20 Ml/d) | Capex | Planning and Development (Non depreciating) | 0 | Fixed | 0 | 0 | 0 | 0 | 0 | 0 | 0 | 0 | 0 | 0 | 0 | 0 | 0 | 0 | 0 | 0 | 0 | 0 | 0 | 0 | 0 | 0 | 0 | 0 | 0 | 0 | 0 | 0 | 0 | 0 | 0 | 0 | 0 | 0 | 0 | 0 | 0 | 0 | 0 | 0 | 0 | 0 | 0 | 0 | 0 | 0 | 0 | 0 | 0 | 0 | 0 | 0 | 0 | 0 | 0 | 0 | 0 | 0 | 0 | 0 | 0 | 0 | 0 | 0 | 0 | 0 | 0 | 0 | 0 | 0 | 0 | 0 | 0 | 0 | 0 | 0 | 0 | 0 | 0 | 0 | 0 | 0 | 0 | 0 | 0 | 0
|  | SWC4 | Fenland to Cambs and West Suffolk potable transfer (20 Ml/d) | Opex | Cost |  | Fixed | 0 | 0 | 0 | 0 | 0 | 0 | 0 | 0 | 0 | 0.0036222 | 0.018111 | 0.028978 | 0.028978 | 0.028978 | 0.028978 | 0.028978 | 0.028978 | 0.028978 | 0.028978 | 0.028978 | 0.028978 | 0.028978 | 0.028978 | 0.028978 | 0.028978 | 0.028978 | 0.028978 | 0.028978 | 0.028978 | 0.028978 | 0.028978 | 0.028978 | 0.028978 | 0.028978 | 0.028978 | 0.028978 | 0.028978 | 0.028978 | 0.028978 | 0.028978 | 0.028978 | 0.028978 | 0.028978 | 0.028978 | 0.028978 | 0.028978 | 0.028978 | 0.028978 | 0.028978 | 0.028978 | 0.028978 | 0.028978 | 0.028978 | 0.028978 | 0.028978 | 0.028978 | 0.028978 | 0.028978 | 0.028978 | 0.028978 | 0.028978 | 0.028978 | 0.028978 | 0.028978 | 0.028978 | 0.028978 | 0.028978 | 0.028978 | 0.028978 | 0.028978 | 0.028978 | 0.028978 | 0.028978 | 0.028978 | 0.028978 | 0.028978 | 0.028978 | 0.028978 | 0.028978 | 0.028978 | 0.028978 | 0.028978 | 0.028978 | 0.028978 | 0.028978 | 0.028978
|  | SWC4 | Fenland to Cambs and West Suffolk potable transfer (20 Ml/d) | Opex | Cost |  | Variable | 0 | 0 | 0 | 0 | 0 | 0 | 0 | 0 | 0 | 0.026807 | 0.13404 | 0.21446 | 0.21446 | 0.21446 | 0.21446 | 0.21446 | 0.21446 | 0.21446 | 0.21446 | 0.21446 | 0.21446 | 0.21446 | 0.21446 | 0.21446 | 0.21446 | 0.21446 | 0.21446 | 0.21446 | 0.21446 | 0.21446 | 0.21446 | 0.21446 | 0.21446 | 0.21446 | 0.21446 | 0.21446 | 0.21446 | 0.21446 | 0.21446 | 0.21446 | 0.21446 | 0.21446 | 0.21446 | 0.21446 | 0.21446 | 0.21446 | 0.21446 | 0.21446 | 0.21446 | 0.21446 | 0.21446 | 0.21446 | 0.21446 | 0.21446 | 0.21446 | 0.21446 | 0.21446 | 0.21446 | 0.21446 | 0.21446 | 0.21446 | 0.21446 | 0.21446 | 0.21446 | 0.21446 | 0.21446 | 0.21446 | 0.21446 | 0.21446 | 0.21446 | 0.21446 | 0.21446 | 0.21446 | 0.21446 | 0.21446 | 0.21446 | 0.21446 | 0.21446 | 0.21446 | 0.21446 | 0.21446 | 0.21446 | 0.21446 | 0.21446 | 0.21446 | 0.21446
|  | SWC5 | Fenland to Cambs and West Suffolk potable transfer (50 Ml/d) | Capex | Civils | 20 | Fixed | 0 | 0 | 0 | 0 | 0 | 0 | 0 | 0 | 0 | 0 | 0 | 0 | 0 | 0 | 0 | 0 | 0 | 0 | 0 | 0 | 0 | 0 | 0 | 0 | 0 | 0 | 0 | 0 | 0 | 0 | 0 | 0 | 0 | 0 | 0 | 0 | 0 | 0 | 0 | 0 | 0 | 0 | 0 | 0 | 0 | 0 | 0 | 0 | 0 | 0 | 0 | 0 | 0 | 0 | 0 | 0 | 0 | 0 | 0 | 0 | 0 | 0 | 0 | 0 | 0 | 0 | 0 | 0 | 0 | 0 | 0 | 0 | 0 | 0 | 0 | 0 | 0 | 0 | 0 | 0 | 0 | 0 | 0 | 0 | 0 | 0
|  | SWC5 | Fenland to Cambs and West Suffolk potable transfer (50 Ml/d) | Capex | Civils | 50 | Fixed | 0 | 0 | 0 | 0 | 0 | 0 | 0.46182 | 1.2476 | 1.8552 | 0.92064 | 0 | 0 | 0 | 0 | 0 | 0 | 0 | 0 | 0 | 0 | 0 | 0 | 0 | 0 | 0 | 0 | 0 | 0 | 0 | 0 | 0 | 0 | 0 | 0 | 0 | 0 | 0 | 0 | 0 | 0 | 0 | 0 | 0 | 0 | 0 | 0 | 0 | 0 | 0 | 0 | 0 | 0 | 0 | 0 | 0 | 0 | 0 | 0 | 0 | 0 | 0 | 0 | 0 | 0 | 0 | 0 | 0 | 0 | 0 | 0 | 0 | 0 | 0 | 0 | 0 | 0 | 0 | 0 | 0 | 0 | 0 | 0 | 0 | 0 | 0 | 0
|  | SWC5 | Fenland to Cambs and West Suffolk potable transfer (50 Ml/d) | Capex | ICA (Instrumentation, Control & Automation) | 7 | Fixed | 0 | 0 | 0 | 0 | 0 | 0 | 0.005397 | 0.01458 | 0.02168 | 0.010759 | 0 | 0 | 0 | 0 | 0 | 0 | 0 | 0 | 0 | 0 | 0 | 0 | 0 | 0 | 0 | 0 | 0 | 0 | 0 | 0 | 0 | 0 | 0 | 0 | 0 | 0 | 0 | 0 | 0 | 0 | 0 | 0 | 0 | 0 | 0 | 0 | 0 | 0 | 0 | 0 | 0 | 0 | 0 | 0 | 0 | 0 | 0 | 0 | 0 | 0 | 0 | 0 | 0 | 0 | 0 | 0 | 0 | 0 | 0 | 0 | 0 | 0 | 0 | 0 | 0 | 0 | 0 | 0 | 0 | 0 | 0 | 0 | 0 | 0 | 0 | 0
|  | SWC5 | Fenland to Cambs and West Suffolk potable transfer (50 Ml/d) | Capex | M&E (Mechanical and Electrical) Works on Pumping Stations and Treatment Works | 15 | Fixed | 0 | 0 | 0 | 0 | 0 | 0 | 1.3089 | 3.5361 | 5.2581 | 2.6094 | 0 | 0 | 0 | 0 | 0 | 0 | 0 | 0 | 0 | 0 | 0 | 0 | 0 | 0 | 0 | 0 | 0 | 0 | 0 | 0 | 0 | 0 | 0 | 0 | 0 | 0 | 0 | 0 | 0 | 0 | 0 | 0 | 0 | 0 | 0 | 0 | 0 | 0 | 0 | 0 | 0 | 0 | 0 | 0 | 0 | 0 | 0 | 0 | 0 | 0 | 0 | 0 | 0 | 0 | 0 | 0 | 0 | 0 | 0 | 0 | 0 | 0 | 0 | 0 | 0 | 0 | 0 | 0 | 0 | 0 | 0 | 0 | 0 | 0 | 0 | 0
|  | SWC5 | Fenland to Cambs and West Suffolk potable transfer (50 Ml/d) | Capex | Pipelines | 200 | Fixed | 0 | 0 | 0 | 0 | 0 | 0 | 22.5837 | 61.0095 | 90.7214 | 45.0211 | 0 | 0 | 0 | 0 | 0 | 0 | 0 | 0 | 0 | 0 | 0 | 0 | 0 | 0 | 0 | 0 | 0 | 0 | 0 | 0 | 0 | 0 | 0 | 0 | 0 | 0 | 0 | 0 | 0 | 0 | 0 | 0 | 0 | 0 | 0 | 0 | 0 | 0 | 0 | 0 | 0 | 0 | 0 | 0 | 0 | 0 | 0 | 0 | 0 | 0 | 0 | 0 | 0 | 0 | 0 | 0 | 0 | 0 | 0 | 0 | 0 | 0 | 0 | 0 | 0 | 0 | 0 | 0 | 0 | 0 | 0 | 0 | 0 | 0 | 0 | 0
|  | SWC5 | Fenland to Cambs and West Suffolk potable transfer (50 Ml/d) | Capex | Planning and Development (Non depreciating) | 0 | Fixed | 0 | 0 | 0 | 0 | 0 | 0 | 0 | 0 | 0 | 0 | 0 | 0 | 0 | 0 | 0 | 0 | 0 | 0 | 0 | 0 | 0 | 0 | 0 | 0 | 0 | 0 | 0 | 0 | 0 | 0 | 0 | 0 | 0 | 0 | 0 | 0 | 0 | 0 | 0 | 0 | 0 | 0 | 0 | 0 | 0 | 0 | 0 | 0 | 0 | 0 | 0 | 0 | 0 | 0 | 0 | 0 | 0 | 0 | 0 | 0 | 0 | 0 | 0 | 0 | 0 | 0 | 0 | 0 | 0 | 0 | 0 | 0 | 0 | 0 | 0 | 0 | 0 | 0 | 0 | 0 | 0 | 0 | 0 | 0 | 0 | 0
|  | SWC5 | Fenland to Cambs and West Suffolk potable transfer (50 Ml/d) | Opex | Cost |  | Fixed | 0 | 0 | 0 | 0 | 0 | 0 | 0 | 0 | 0 | 0.0052261 | 0.02613 | 0.041809 | 0.041809 | 0.041809 | 0.041809 | 0.041809 | 0.041809 | 0.041809 | 0.041809 | 0.041809 | 0.041809 | 0.041809 | 0.041809 | 0.041809 | 0.041809 | 0.041809 | 0.041809 | 0.041809 | 0.041809 | 0.041809 | 0.041809 | 0.041809 | 0.041809 | 0.041809 | 0.041809 | 0.041809 | 0.041809 | 0.041809 | 0.041809 | 0.041809 | 0.041809 | 0.041809 | 0.041809 | 0.041809 | 0.041809 | 0.041809 | 0.041809 | 0.041809 | 0.041809 | 0.041809 | 0.041809 | 0.041809 | 0.041809 | 0.041809 | 0.041809 | 0.041809 | 0.041809 | 0.041809 | 0.041809 | 0.041809 | 0.041809 | 0.041809 | 0.041809 | 0.041809 | 0.041809 | 0.041809 | 0.041809 | 0.041809 | 0.041809 | 0.041809 | 0.041809 | 0.041809 | 0.041809 | 0.041809 | 0.041809 | 0.041809 | 0.041809 | 0.041809 | 0.041809 | 0.041809 | 0.041809 | 0.041809 | 0.041809 | 0.041809 | 0.041809 | 0.041809
|  | SWC5 | Fenland to Cambs and West Suffolk potable transfer (50 Ml/d) | Opex | Cost |  | Variable | 0 | 0 | 0 | 0 | 0 | 0 | 0 | 0 | 0 | 0.067076 | 0.33538 | 0.5366 | 0.5366 | 0.5366 | 0.5366 | 0.5366 | 0.5366 | 0.5366 | 0.5366 | 0.5366 | 0.5366 | 0.5366 | 0.5366 | 0.5366 | 0.5366 | 0.5366 | 0.5366 | 0.5366 | 0.5366 | 0.5366 | 0.5366 | 0.5366 | 0.5366 | 0.5366 | 0.5366 | 0.5366 | 0.5366 | 0.5366 | 0.5366 | 0.5366 | 0.5366 | 0.5366 | 0.5366 | 0.5366 | 0.5366 | 0.5366 | 0.5366 | 0.5366 | 0.5366 | 0.5366 | 0.5366 | 0.5366 | 0.5366 | 0.5366 | 0.5366 | 0.5366 | 0.5366 | 0.5366 | 0.5366 | 0.5366 | 0.5366 | 0.5366 | 0.5366 | 0.5366 | 0.5366 | 0.5366 | 0.5366 | 0.5366 | 0.5366 | 0.5366 | 0.5366 | 0.5366 | 0.5366 | 0.5366 | 0.5366 | 0.5366 | 0.5366 | 0.5366 | 0.5366 | 0.5366 | 0.5366 | 0.5366 | 0.5366 | 0.5366 | 0.5366 | 0.5366
|  | SWC6 | East Suffolk to Cambs and West Suffolk potable transfer (50 Ml/d) | Capex | Civils | 20 | Fixed | 0 | 0 | 0 | 0 | 0 | 0 | 0 | 0 | 0 | 0 | 0 | 0 | 0 | 0 | 0 | 0 | 0 | 0 | 0 | 0 | 0 | 0 | 0 | 0 | 0 | 0 | 0 | 0 | 0 | 0 | 0 | 0 | 0 | 0 | 0 | 0 | 0 | 0 | 0 | 0 | 0 | 0 | 0 | 0 | 0 | 0 | 0 | 0 | 0 | 0 | 0 | 0 | 0 | 0 | 0 | 0 | 0 | 0 | 0 | 0 | 0 | 0 | 0 | 0 | 0 | 0 | 0 | 0 | 0 | 0 | 0 | 0 | 0 | 0 | 0 | 0 | 0 | 0 | 0 | 0 | 0 | 0 | 0 | 0 | 0 | 0
|  | SWC6 | East Suffolk to Cambs and West Suffolk potable transfer (50 Ml/d) | Capex | Civils | 50 | Fixed | 0 | 0 | 0 | 0 | 0 | 0 | 0.75172 | 2.0308 | 3.0198 | 1.4986 | 0 | 0 | 0 | 0 | 0 | 0 | 0 | 0 | 0 | 0 | 0 | 0 | 0 | 0 | 0 | 0 | 0 | 0 | 0 | 0 | 0 | 0 | 0 | 0 | 0 | 0 | 0 | 0 | 0 | 0 | 0 | 0 | 0 | 0 | 0 | 0 | 0 | 0 | 0 | 0 | 0 | 0 | 0 | 0 | 0 | 0 | 0 | 0 | 0 | 0 | 0 | 0 | 0 | 0 | 0 | 0 | 0 | 0 | 0 | 0 | 0 | 0 | 0 | 0 | 0 | 0 | 0 | 0 | 0 | 0 | 0 | 0 | 0 | 0 | 0 | 0
|  | SWC6 | East Suffolk to Cambs and West Suffolk potable transfer (50 Ml/d) | Capex | ICA (Instrumentation, Control & Automation) | 7 | Fixed | 0 | 0 | 0 | 0 | 0 | 0 | 0.0097158 | 0.026247 | 0.03903 | 0.019369 | 0 | 0 | 0 | 0 | 0 | 0 | 0 | 0 | 0 | 0 | 0 | 0 | 0 | 0 | 0 | 0 | 0 | 0 | 0 | 0 | 0 | 0 | 0 | 0 | 0 | 0 | 0 | 0 | 0 | 0 | 0 | 0 | 0 | 0 | 0 | 0 | 0 | 0 | 0 | 0 | 0 | 0 | 0 | 0 | 0 | 0 | 0 | 0 | 0 | 0 | 0 | 0 | 0 | 0 | 0 | 0 | 0 | 0 | 0 | 0 | 0 | 0 | 0 | 0 | 0 | 0 | 0 | 0 | 0 | 0 | 0 | 0 | 0 | 0 | 0 | 0
|  | SWC6 | East Suffolk to Cambs and West Suffolk potable transfer (50 Ml/d) | Capex | M&E (Mechanical and Electrical) Works on Pumping Stations and Treatment Works | 15 | Fixed | 0 | 0 | 0 | 0 | 0 | 0 | 2.2294 | 6.0227 | 8.9558 | 4.4444 | 0 | 0 | 0 | 0 | 0 | 0 | 0 | 0 | 0 | 0 | 0 | 0 | 0 | 0 | 0 | 0 | 0 | 0 | 0 | 0 | 0 | 0 | 0 | 0 | 0 | 0 | 0 | 0 | 0 | 0 | 0 | 0 | 0 | 0 | 0 | 0 | 0 | 0 | 0 | 0 | 0 | 0 | 0 | 0 | 0 | 0 | 0 | 0 | 0 | 0 | 0 | 0 | 0 | 0 | 0 | 0 | 0 | 0 | 0 | 0 | 0 | 0 | 0 | 0 | 0 | 0 | 0 | 0 | 0 | 0 | 0 | 0 | 0 | 0 | 0 | 0
|  | SWC6 | East Suffolk to Cambs and West Suffolk potable transfer (50 Ml/d) | Capex | Pipelines | 200 | Fixed | 0 | 0 | 0 | 0 | 0 | 0 | 15.1159 | 40.8354 | 60.7224 | 30.1339 | 0 | 0 | 0 | 0 | 0 | 0 | 0 | 0 | 0 | 0 | 0 | 0 | 0 | 0 | 0 | 0 | 0 | 0 | 0 | 0 | 0 | 0 | 0 | 0 | 0 | 0 | 0 | 0 | 0 | 0 | 0 | 0 | 0 | 0 | 0 | 0 | 0 | 0 | 0 | 0 | 0 | 0 | 0 | 0 | 0 | 0 | 0 | 0 | 0 | 0 | 0 | 0 | 0 | 0 | 0 | 0 | 0 | 0 | 0 | 0 | 0 | 0 | 0 | 0 | 0 | 0 | 0 | 0 | 0 | 0 | 0 | 0 | 0 | 0 | 0 | 0
|  | SWC6 | East Suffolk to Cambs and West Suffolk potable transfer (50 Ml/d) | Capex | Planning and Development (Non depreciating) | 0 | Fixed | 0 | 0 | 0 | 0 | 0 | 0 | 0 | 0 | 0 | 0 | 0 | 0 | 0 | 0 | 0 | 0 | 0 | 0 | 0 | 0 | 0 | 0 | 0 | 0 | 0 | 0 | 0 | 0 | 0 | 0 | 0 | 0 | 0 | 0 | 0 | 0 | 0 | 0 | 0 | 0 | 0 | 0 | 0 | 0 | 0 | 0 | 0 | 0 | 0 | 0 | 0 | 0 | 0 | 0 | 0 | 0 | 0 | 0 | 0 | 0 | 0 | 0 | 0 | 0 | 0 | 0 | 0 | 0 | 0 | 0 | 0 | 0 | 0 | 0 | 0 | 0 | 0 | 0 | 0 | 0 | 0 | 0 | 0 | 0 | 0 | 0
|  | SWC6 | East Suffolk to Cambs and West Suffolk potable transfer (50 Ml/d) | Opex | Cost |  | Fixed | 0 | 0 | 0 | 0 | 0 | 0 | 0 | 0 | 0 | 0.0043096 | 0.021548 | 0.034477 | 0.034477 | 0.034477 | 0.034477 | 0.034477 | 0.034477 | 0.034477 | 0.034477 | 0.034477 | 0.034477 | 0.034477 | 0.034477 | 0.034477 | 0.034477 | 0.034477 | 0.034477 | 0.034477 | 0.034477 | 0.034477 | 0.034477 | 0.034477 | 0.034477 | 0.034477 | 0.034477 | 0.034477 | 0.034477 | 0.034477 | 0.034477 | 0.034477 | 0.034477 | 0.034477 | 0.034477 | 0.034477 | 0.034477 | 0.034477 | 0.034477 | 0.034477 | 0.034477 | 0.034477 | 0.034477 | 0.034477 | 0.034477 | 0.034477 | 0.034477 | 0.034477 | 0.034477 | 0.034477 | 0.034477 | 0.034477 | 0.034477 | 0.034477 | 0.034477 | 0.034477 | 0.034477 | 0.034477 | 0.034477 | 0.034477 | 0.034477 | 0.034477 | 0.034477 | 0.034477 | 0.034477 | 0.034477 | 0.034477 | 0.034477 | 0.034477 | 0.034477 | 0.034477 | 0.034477 | 0.034477 | 0.034477 | 0.034477 | 0.034477 | 0.034477 | 0.034477
|  | SWC6 | East Suffolk to Cambs and West Suffolk potable transfer (50 Ml/d) | Opex | Cost |  | Variable | 0 | 0 | 0 | 0 | 0 | 0 | 0 | 0 | 0 | 0.11949 | 0.59746 | 0.95594 | 0.95594 | 0.95594 | 0.95594 | 0.95594 | 0.95594 | 0.95594 | 0.95594 | 0.95594 | 0.95594 | 0.95594 | 0.95594 | 0.95594 | 0.95594 | 0.95594 | 0.95594 | 0.95594 | 0.95594 | 0.95594 | 0.95594 | 0.95594 | 0.95594 | 0.95594 | 0.95594 | 0.95594 | 0.95594 | 0.95594 | 0.95594 | 0.95594 | 0.95594 | 0.95594 | 0.95594 | 0.95594 | 0.95594 | 0.95594 | 0.95594 | 0.95594 | 0.95594 | 0.95594 | 0.95594 | 0.95594 | 0.95594 | 0.95594 | 0.95594 | 0.95594 | 0.95594 | 0.95594 | 0.95594 | 0.95594 | 0.95594 | 0.95594 | 0.95594 | 0.95594 | 0.95594 | 0.95594 | 0.95594 | 0.95594 | 0.95594 | 0.95594 | 0.95594 | 0.95594 | 0.95594 | 0.95594 | 0.95594 | 0.95594 | 0.95594 | 0.95594 | 0.95594 | 0.95594 | 0.95594 | 0.95594 | 0.95594 | 0.95594 | 0.95594 | 0.95594
|  | SWC8 | Cambridge Water to Cambs and West Suffolk (50 Ml/d) | Capex | Civils | 20 | Fixed | 0 | 0 | 0 | 0 | 0 | 0 | 0 | 0 | 0 | 0 | 0 | 0 | 0 | 0 | 0 | 0 | 0 | 0 | 0 | 0 | 0 | 0 | 0 | 0 | 0 | 0 | 0 | 0 | 0 | 0 | 0 | 0 | 0 | 0 | 0 | 0 | 0 | 0 | 0 | 0 | 0 | 0 | 0 | 0 | 0 | 0 | 0 | 0 | 0 | 0 | 0 | 0 | 0 | 0 | 0 | 0 | 0 | 0 | 0 | 0 | 0 | 0 | 0 | 0 | 0 | 0 | 0 | 0 | 0 | 0 | 0 | 0 | 0 | 0 | 0 | 0 | 0 | 0 | 0 | 0 | 0 | 0 | 0 | 0 | 0 | 0
|  | SWC8 | Cambridge Water to Cambs and West Suffolk (50 Ml/d) | Capex | Civils | 50 | Fixed | 0 | 0 | 0 | 0 | 0 | 0 | 0.72997 | 1.7033 | 4.8665 | 9.733 | 7.2997 | 0 | 0 | 0 | 0 | 0 | 0 | 0 | 0 | 0 | 0 | 0 | 0 | 0 | 0 | 0 | 0 | 0 | 0 | 0 | 0 | 0 | 0 | 0 | 0 | 0 | 0 | 0 | 0 | 0 | 0 | 0 | 0 | 0 | 0 | 0 | 0 | 0 | 0 | 0 | 0 | 0 | 0 | 0 | 0 | 0 | 0 | 0 | 0 | 0 | 0 | 0 | 0 | 0 | 0 | 0 | 0 | 0 | 0 | 0 | 0 | 0 | 0 | 0 | 0 | 0 | 0 | 0 | 0 | 0 | 0 | 0 | 0 | 0 | 0 | 0
|  | SWC8 | Cambridge Water to Cambs and West Suffolk (50 Ml/d) | Capex | ICA (Instrumentation, Control & Automation) | 7 | Fixed | 0 | 0 | 0 | 0 | 0 | 0 | 0.014393 | 0.033583 | 0.095952 | 0.1919 | 0.14393 | 0 | 0 | 0 | 0 | 0 | 0 | 0 | 0 | 0 | 0 | 0 | 0 | 0 | 0 | 0 | 0 | 0 | 0 | 0 | 0 | 0 | 0 | 0 | 0 | 0 | 0 | 0 | 0 | 0 | 0 | 0 | 0 | 0 | 0 | 0 | 0 | 0 | 0 | 0 | 0 | 0 | 0 | 0 | 0 | 0 | 0 | 0 | 0 | 0 | 0 | 0 | 0 | 0 | 0 | 0 | 0 | 0 | 0 | 0 | 0 | 0 | 0 | 0 | 0 | 0 | 0 | 0 | 0 | 0 | 0 | 0 | 0 | 0 | 0 | 0
|  | SWC8 | Cambridge Water to Cambs and West Suffolk (50 Ml/d) | Capex | M&E (Mechanical and Electrical) Works on Pumping Stations and Treatment Works | 15 | Fixed | 0 | 0 | 0 | 0 | 0 | 0 | 0.37951 | 0.88552 | 2.5301 | 5.0601 | 3.7951 | 0 | 0 | 0 | 0 | 0 | 0 | 0 | 0 | 0 | 0 | 0 | 0 | 0 | 0 | 0 | 0 | 0 | 0 | 0 | 0 | 0 | 0 | 0 | 0 | 0 | 0 | 0 | 0 | 0 | 0 | 0 | 0 | 0 | 0 | 0 | 0 | 0 | 0 | 0 | 0 | 0 | 0 | 0 | 0 | 0 | 0 | 0 | 0 | 0 | 0 | 0 | 0 | 0 | 0 | 0 | 0 | 0 | 0 | 0 | 0 | 0 | 0 | 0 | 0 | 0 | 0 | 0 | 0 | 0 | 0 | 0 | 0 | 0 | 0 | 0
|  | SWC8 | Cambridge Water to Cambs and West Suffolk (50 Ml/d) | Capex | Pipelines | 200 | Fixed | 0 | 0 | 0 | 0 | 0 | 0 | 5.474 | 12.7726 | 36.4931 | 72.9862 | 54.7397 | 0 | 0 | 0 | 0 | 0 | 0 | 0 | 0 | 0 | 0 | 0 | 0 | 0 | 0 | 0 | 0 | 0 | 0 | 0 | 0 | 0 | 0 | 0 | 0 | 0 | 0 | 0 | 0 | 0 | 0 | 0 | 0 | 0 | 0 | 0 | 0 | 0 | 0 | 0 | 0 | 0 | 0 | 0 | 0 | 0 | 0 | 0 | 0 | 0 | 0 | 0 | 0 | 0 | 0 | 0 | 0 | 0 | 0 | 0 | 0 | 0 | 0 | 0 | 0 | 0 | 0 | 0 | 0 | 0 | 0 | 0 | 0 | 0 | 0 | 0
|  | SWC8 | Cambridge Water to Cambs and West Suffolk (50 Ml/d) | Capex | Planning and Development (Non depreciating) | 0 | Fixed | 0 | 0 | 0 | 0 | 0 | 0 | 0 | 0 | 0 | 0 | 0 | 0 | 0 | 0 | 0 | 0 | 0 | 0 | 0 | 0 | 0 | 0 | 0 | 0 | 0 | 0 | 0 | 0 | 0 | 0 | 0 | 0 | 0 | 0 | 0 | 0 | 0 | 0 | 0 | 0 | 0 | 0 | 0 | 0 | 0 | 0 | 0 | 0 | 0 | 0 | 0 | 0 | 0 | 0 | 0 | 0 | 0 | 0 | 0 | 0 | 0 | 0 | 0 | 0 | 0 | 0 | 0 | 0 | 0 | 0 | 0 | 0 | 0 | 0 | 0 | 0 | 0 | 0 | 0 | 0 | 0 | 0 | 0 | 0 | 0 | 0
|  | SWC8 | Cambridge Water to Cambs and West Suffolk (50 Ml/d) | Opex | Cost |  | Fixed | 0 | 0 | 0 | 0 | 0 | 0 | 0 | 0 | 0 | 0 | 0 | 0.021917 | 0.043834 | 0.043834 | 0.043834 | 0.043834 | 0.043834 | 0.043834 | 0.043834 | 0.043834 | 0.043834 | 0.043834 | 0.043834 | 0.043834 | 0.043834 | 0.043834 | 0.043834 | 0.043834 | 0.043834 | 0.043834 | 0.043834 | 0.043834 | 0.043834 | 0.043834 | 0.043834 | 0.043834 | 0.043834 | 0.043834 | 0.043834 | 0.043834 | 0.043834 | 0.043834 | 0.043834 | 0.043834 | 0.043834 | 0.043834 | 0.043834 | 0.043834 | 0.043834 | 0.043834 | 0.043834 | 0.043834 | 0.043834 | 0.043834 | 0.043834 | 0.043834 | 0.043834 | 0.043834 | 0.043834 | 0.043834 | 0.043834 | 0.043834 | 0.043834 | 0.043834 | 0.043834 | 0.043834 | 0.043834 | 0.043834 | 0.043834 | 0.043834 | 0.043834 | 0.043834 | 0.043834 | 0.043834 | 0.043834 | 0.043834 | 0.043834 | 0.043834 | 0.043834 | 0.043834 | 0.043834 | 0.043834 | 0.043834 | 0.043834 | 0.043834 | 0.043834
|  | SWC8 | Cambridge Water to Cambs and West Suffolk (50 Ml/d) | Opex | Cost |  | Variable | 0 | 0 | 0 | 0 | 0 | 0 | 0 | 0 | 0 | 0 | 0 | 0.85547 | 1.7109 | 1.7109 | 1.7109 | 1.7109 | 1.7109 | 1.7109 | 1.7109 | 1.7109 | 1.7109 | 1.7109 | 1.7109 | 1.7109 | 1.7109 | 1.7109 | 1.7109 | 1.7109 | 1.7109 | 1.7109 | 1.7109 | 1.7109 | 1.7109 | 1.7109 | 1.7109 | 1.7109 | 1.7109 | 1.7109 | 1.7109 | 1.7109 | 1.7109 | 1.7109 | 1.7109 | 1.7109 | 1.7109 | 1.7109 | 1.7109 | 1.7109 | 1.7109 | 1.7109 | 1.7109 | 1.7109 | 1.7109 | 1.7109 | 1.7109 | 1.7109 | 1.7109 | 1.7109 | 1.7109 | 1.7109 | 1.7109 | 1.7109 | 1.7109 | 1.7109 | 1.7109 | 1.7109 | 1.7109 | 1.7109 | 1.7109 | 1.7109 | 1.7109 | 1.7109 | 1.7109 | 1.7109 | 1.7109 | 1.7109 | 1.7109 | 1.7109 | 1.7109 | 1.7109 | 1.7109 | 1.7109 | 1.7109 | 1.7109 | 1.7109 | 1.7109
|  | ESX23 | Sea Tankering BAU | Capex | Civils | 20 | Fixed
|  | ESX23 | Sea Tankering BAU | Capex | Civils | 50 | Fixed | 2025-26: 4.3562; 2026-27: 11.9816; 2027-28: 19.2742; 2028-29: 11.0098
|  | ESX23 | Sea Tankering BAU | Capex | ICA (Instrumentation, Control & Automation) | 7 | Fixed | 2025-26: 0.10493; 2026-27: 0.28868; 2027-28: 0.4648; 2028-29: 0.26589
|  | ESX23 | Sea Tankering BAU | Capex | M&E (Mechanical and Electrical) Works on Pumping Stations and Treatment Works | 15 | Fixed | 2025-26: 1.0007; 2026-27: 2.7251; 2027-28: 4.2013; 2028-29: 2.2326
|  | ESX23 | Sea Tankering BAU | Capex | Pipelines | 200 | Fixed | 2025-26: 3.6211; 2026-27: 9.7825; 2027-28: 14.5466; 2028-29: 7.2188
|  | ESX23 | Sea Tankering BAU | Capex | Planning and Development (Non depreciating) | 0 | Fixed
|  | ESX23 | Sea Tankering BAU | Opex | Cost |  | Fixed | [6 empty] | 0 | 0 | 0 | 0.022564 | 0.11293 | 0.18074 | 0.18074 | 0.18074 | 0.18074 | 0.18074 | 0.18074 | 0.18074 | 0.18074 | 0.18074 | 0.18074 | 0.18074 | 0.18074 | 0.18074 | 0.18074 | 0.18074 | 0.18074 | 0.18074 | 0.18074 | 0.18074 | 0.18074 | 0.18074 | 0.18074 | 0.18074 | 0.18074 | 0.18074 | 0.18074 | 0.18074 | 0.18074 | 0.18074 | 0.18074 | 0.18074 | 0.18074 | 0.18074 | 0.18074 | 0.18074 | 0.18074 | 0.18074 | 0.18074 | 0.18074 | 0.18074 | 0.18074 | 0.18074 | 0.18074 | 0.18074 | 0.18074 | 0.18074 | 0.18074 | 0.18074 | 0.18074 | 0.18074 | 0.18074 | 0.18074 | 0.18074 | 0.18074 | 0.18074 | 0.18074 | 0.18074 | 0.18074 | 0.18074 | 0.18074 | 0.18074 | 0.18074 | 0.18074 | 0.18074 | 0.18074 | 0.18074 | 0.18074 | 0.18074 | 0.18074 | 0.18074 | 0.18074 | 0.18074 | 0.18074 | 0.18074 | 0.18074
|  | ESX23 | Sea Tankering BAU | Opex | Cost |  | Variable | [7 empty] | 0 | 0 | 12.3538 | 61.8312 | 98.9549 | 98.9549 | 98.9549 | 98.9549 | 98.9549 | 98.9549 | 98.9549 | 98.9549 | 98.9549 | 98.9549 | 98.9549 | 98.9549 | 98.9549 | 98.9549 | 98.9549 | 98.9549 | 98.9549 | 98.9549 | 98.9549 | 98.9549 | 98.9549 | 98.9549 | 98.9549 | 98.9549 | 98.9549 | 98.9549 | 98.9549 | 98.9549 | 98.9549 | 98.9549 | 98.9549 | 98.9549 | 98.9549 | 98.9549 | 98.9549 | 98.9549 | 98.9549 | 98.9549 | 98.9549 | 98.9549 | 98.9549 | 98.9549 | 98.9549 | 98.9549 | 98.9549 | 98.9549 | 98.9549 | 98.9549 | 98.9549 | 98.9549 | 98.9549 | 98.9549 | 98.9549 | 98.9549 | 98.9549 | 98.9549 | 98.9549 | 98.9549 | 98.9549 | 98.9549 | 98.9549 | 98.9549 | 98.9549 | 98.9549 | 98.9549 | 98.9549 | 98.9549 | 98.9549 | 98.9549 | 98.9549 | 98.9549 | 98.9549 | 98.9549 | 98.9549 | 98.9549
Freeform row 1
Freeform row 2
Freeform row x
| Water Company | Anglian Water | Version | V3.0
Table 5c: Financing Cost - Worked Example
Inputs
| [A] | Discount Rate | 3.5%
| [B] | WACC | 2.92%
| [C] | Asset Life | 5
| [D] | Year 1 capex | 1000
| [E] | Depreciation Factor | 0.2
|  |  |  | 1 | 2 | 3 | 4 | 2019-20: 5
|  |  |  | Year 1 | Year 2 | Year 3 | Year 4 | 2019-20: Year 5; 2021-22: Calculation
| [F] | Discount Factor |  | 0.97 | 0.93 | 0.9 | 0.87 | 2019-20: 0.84; 2021-22: 1 / [(1 + [A]) ^ t ]
Worked Example | bar: 2019-20
|  |  | Unit | Year 1 | Year 2 | Year 3 | Year 4 | 2019-20: Year 5
| [G] | RCV at start of year | £000s | 1000 | 800 | 600 | 400 | 2019-20: 200; 2021-22: =[I]t-1 for t > 1
| [H] | Depreciation | £000s | 200 | 200 | 200 | 200 | 2019-20: 200; 2021-22: [G] x [E]
| [I] | RCV at end of year | £000s | 800 | 600 | 400 | 200 | 2019-20: 0; 2021-22: [G]-[H]
| [J] | Mid-year RCV | £000s | 900 | 700 | 500 | 300 | 2019-20: 100; 2021-22: AVERAGE [G],[I]
| [K] | Financing Cost | £000s | 226 | 220 | 215 | 209 | 2019-20: 203; 2021-22: ( [J] x [B]) + [H]
| [L] | Discounted Financing Cost | £000s | 219 | 206 | 194 | 182 | 2019-20: 171; 2021-22: [K] x [F]
| [M] | NPV Financing Cost | £000s | 971 |  |  |  | 2021-22: ∑ [L]
To calculate financing costs as a stream of annual costs over the life of the option, follow an approach based on the Regulated Capital Value and Net Book Value (NBV) of capital assets. In this approach, the full NBV of an asset is added to the RCV at the start of the first year of the period, and is reduced incrementally by a constant amount in each subsequent year to zero as its value depreciates, giving an annual "net capital value". If the asset is renewed at the end of its useful life, the full NBV is incurred again and the depreciation cycle renews. Annual financing costs are calculated by applying the WACC to the annual net capital value amount (the RCV adjusted for depreciation), and adding back depreciation. These annual financing costs are then discounted using the standard declining long-term discount rate (STPR) reported in the HM Treasury Green Book. The worked example shows the calculation for an asset with an NBV of £1,000 and an asset life of five years, depreciating at a constant rate of £200,000 per year. In Year 1, the average net capital value is £900,000 after adjusting for depreciation. The financing cost is calculated by applying the WACC (2.92% in this example) to the £900,000 and then adding back depreciation, resulting in a total of £226,000. That financing cost is then discounted using the discount rate (in this case, 3.5% for all five years - the rate will change for longer time horizons as per Green Book guidance), and the sum of the stream of discounted costs results in a total NPV of financing costs of £971,000. Note that the NPV will be lower when the discount rate is greater than the WACC.

## 7. Adaptive Programmes
Water Company | Anglian Water | Programme: | Least Cost | WRZ(s) impacted | All | Planning Scenario | DYAA - 1 in 500 |  | Back to title page
Description of key triggers for alternative programme activation | This is the least cost plan based on our preferred most likely scenario. The difference with the least cost plan compared to our preferred (best value plan) is it does not contain as many backwash recovery options and includes Caister desalination plant instead of Bacton. We have not developed an adaptive version of the least cost plan it is just an alternative to the preferred plan. Therefore there are no triggers to deviate onto another programme from the least cost plan
Monitoring and triggering of alternative programme | No trigger | [10 empty] | Insert figure to represent your adaptive programmes here if applicable
Option differences to preferred (most likely) programme | Additional options selected: LNE3 Lincolnshire East WTW backwash water recovery NAY1 Norwich and the Broads to Aylsham potable transfer (3 Ml/d) NAY4 Norfolk Aylsham WTW backwash water recovery NED3 Norfolk East Dereham WTW backwash water recovery NHL7 Norfolk Harleston WTW backwash water recovery SUE25 Suffolk East WTW backwash water recovery NTB20 Desalination (seawater) plant in the Caister area (25 Ml/d) instead of NTB17 Bacton desalination (seawater) 25 Ml/d
NPV cost associated with programme (£000) | 8942.66 | Likelihood | N/A | Earliest expected trigger year | N/A | Version | V3.0
Table 7a: WC level - Alternative Programme Least Cost Baseline SDB | [10 empty] | 5 Year totals
WRMP24 Reference | BL SDB Component | Unit |  | Decimal places | 2024/25 | 2025/26 | 2026/27 | 2027/28 | 2028/29 | 2029/30 | 2034/35 | 2039/40 | 2044/45 | 2049/50 | 2054/55 | 2059/60 | 2064/65 | 2069/70 | 2074/75 | 2079/80 | 2084/85 | 2089/90 | 2094/95 | 2099/100
AP1BL | Distribution Input | Ml/d |  | 2 | 2024/25: 0; 2025/26: 1180.3695; 2026/27: 1182.9647; 2027/28: 1187.7629; 2028/29: 1190.9518; 2029/30: 1193.4162; 5 Year totals 2034/35: 6016.4252; 5 Year totals 2039/40: 6130.9001; 5 Year totals 2044/45: 6291.1438; 5 Year totals 2049/50: 6480.417
AP2BL | Total Water Available For Use | Ml/d |  | 2 | 2024/25: 0; 2025/26: 1256.84; 2026/27: 1255.85; 2027/28: 1254.49; 2028/29: 1253.06; 2029/30: 1251.5; 5 Year totals 2034/35: 5759.77; 5 Year totals 2039/40: 5459.17; 5 Year totals 2044/45: 3928.73; 5 Year totals 2049/50: 3915.69
AP3BL | Target Headroom | Ml/d |  | 2 | 2024/25: 0; 2025/26: 56.88; 2026/27: 58.06; 2027/28: 59.04; 2028/29: 61.32; 2029/30: 65.58; 5 Year totals 2034/35: 353.76; 5 Year totals 2039/40: 306.63; 5 Year totals 2044/45: 328.48; 5 Year totals 2049/50: 301.63
AP5BL | Supply Demand Balance | Ml/d |  | 2 | 2024/25: 0; 2025/26: 12.56; 2026/27: 8.51; 2027/28: 2.53; 2028/29: -3.24; 2029/30: -10.2; 5 Year totals 2034/35: -610.41; 5 Year totals 2039/40: -978.38; 5 Year totals 2044/45: -2690.9; 5 Year totals 2049/50: -2713.803
Table 7b: WC level - Alternative Programme Least Cost Final Plan SDB |  |  |  |  | 5 Year totals 2034/35: 5 Year totals
WRMP24 Reference | FP SDB Component | Unit |  | Decimal places | 2024/25 | 2025/26 | 2026/27 | 2027/28 | 2028/29 | 2029/30 | 2034/35 | 2039/40 | 2044/45 | 2049/50 | 2054/55 | 2059/60 | 2064/65 | 2069/70 | 2074/75 | 2079/80 | 2084/85 | 2089/90 | 2094/95 | 2099/100
AP1FP | Distribution Input | Ml/d |  | 2 | 2024/25: 0; 2025/26: 1170.9277; 2026/27: 1165.8932; 2027/28: 1162.447; 2028/29: 1155.1461; 2029/30: 1145.0788; 5 Year totals 2034/35: 5651.0089; 5 Year totals 2039/40: 5530.5672; 5 Year totals 2044/45: 5437.5962; 5 Year totals 2049/50: 5435.1326
AP2FP | Total Water Available For Use | Ml/d |  | 2 | 2024/25: 0; 2025/26: 1256.84; 2026/27: 1255.91; 2027/28: 1254.55; 2028/29: 1253.06; 2029/30: 1251.5; 5 Year totals 2034/35: 6031.46; 5 Year totals 2039/40: 5913.12; 5 Year totals 2044/45: 5801.28; 5 Year totals 2049/50: 5788.62
AP3FP | Target Headroom | Ml/d |  | 2 | 2024/25: 0; 2025/26: 56.88; 2026/27: 58.06; 2027/28: 59.04; 2028/29: 61.32; 2029/30: 65.58; 5 Year totals 2034/35: 353.76; 5 Year totals 2039/40: 306.63; 5 Year totals 2044/45: 328.48; 5 Year totals 2049/50: 301.63
AP4FP | Supply Demand Balance | Ml/d |  | 2 | 2024/25: 0; 2025/26: 29.03; 2026/27: 31.95; 2027/28: 33.06; 2028/29: 36.62; 2029/30: 40.85; 5 Year totals 2034/35: 26.45; 5 Year totals 2039/40: 75.93; 5 Year totals 2044/45: 35.15; 5 Year totals 2049/50: 51.8
Table 7c: WC level - Alternative Programme Least Cost Totex |  |  |  |  | 5 Year totals 2034/35: 5 Year totals
WRMP24 Reference | Expenditure element | Expenditure type | Unit | Decimal places | 2024/25 | 2025/26 | 2026/27 | 2027/28 | 2028/29 | 2029/30 | 2034/35 | 2039/40 | 2044/45 | 2049/50 | 2054/55 | 2059/60 | 2064/65 | 2069/70 | 2074/75 | 2079/80 | 2084/85 | 2089/90 | 2094/95 | 2099/100
AP6FP | Totex increases (base) | Totex | £m | 3 | 2024/25: 0; 2025/26: -5.852; 2026/27: -5.722; 2027/28: -4.971; 2028/29: -5.382; 2029/30: -6.507; 5 Year totals 2034/35: -21.809; 5 Year totals 2039/40: -10.445; 5 Year totals 2044/45: 119.805; 5 Year totals 2049/50: -21.202
AP7FP | Totex savings (base) | Totex | £m | 3 | 2024/25: 0; 2025/26: 0; 2026/27: 0; 2027/28: 0; 2028/29: 0; 2029/30: 0; 5 Year totals 2034/35: 0; 5 Year totals 2039/40: 0; 5 Year totals 2044/45: 0; 5 Year totals 2049/50: 0
AP8FP | Totex total (base) | Totex | £m | 3 | 2024/25: 0; 2025/26: -5.852; 2026/27: -5.722; 2027/28: -4.971; 2028/29: -5.382; 2029/30: -6.507; 5 Year totals 2034/35: -21.809; 5 Year totals 2039/40: -10.445; 5 Year totals 2044/45: 119.805; 5 Year totals 2049/50: -21.202
Table 7d: WC level - Alternative Programme Least Cost Enhancement Expenditure |  |  |  |  | 5 Year totals 2034/35: 5 Year totals
WRMP24 Reference | Expenditure element | Expenditure type | Unit | Decimal places | 2024/25 | 2025/26 | 2026/27 | 2027/28 | 2028/29 | 2029/30 | 2034/35 | 2039/40 | 2044/45 | 2049/50 | 2054/55 | 2059/60 | 2064/65 | 2069/70 | 2074/75 | 2079/80 | 2084/85 | 2089/90 | 2094/95 | 2099/100
AP9FP | Total enhancement expenditure | Capex | £m | 3 | 2024/25: 0; 2025/26: 207.4557; 2026/27: 235.7142; 2027/28: 353.4616; 2028/29: 526.2688; 2029/30: 460.0995; 5 Year totals 2034/35: 2125.8782; 5 Year totals 2039/40: 2734.3204; 5 Year totals 2044/45: 341.3922; 5 Year totals 2049/50: 443.9645
AP10FP | Total enhancement expenditure | Opex | £m | 3 | 2024/25: 0; 2025/26: 13.1959; 2026/27: 10.7937; 2027/28: 11.3061; 2028/29: 12.0234; 2029/30: 10.5697; 5 Year totals 2034/35: 91.6662; 5 Year totals 2039/40: 164.1224; 5 Year totals 2044/45: 464.4646; 5 Year totals 2049/50: 469.4308
AP11FP | Total enhancement expenditure | Totex | £m | 3 | 2024/25: 0; 2025/26: 220.6516; 2026/27: 246.5079; 2027/28: 364.7676; 2028/29: 538.2922; 2029/30: 470.6692; 5 Year totals 2034/35: 2217.5444; 5 Year totals 2039/40: 2898.4428; 5 Year totals 2044/45: 805.8568; 5 Year totals 2049/50: 913.3953
Water Company | Anglian Water | Programme: | Ofwat Core | WRZ(s) impacted | 2024/25: All; 2025/26: Planning Scenario; 2026/27: DYAA - 1 in 500
Description of key triggers for alternative programme activation | This is the core pathway which contains the options we must comit to in PR24. Therefore it there are no trigger points.
Monitoring and triggering of alternative programme | N/A
Option differences to preferred (most likely) programme | Additional options selected: State: No options added in addition to the preferred plan. The core options are sub-set of the preferred (best value) plan. Preferred options not present: The options below are within the alternative plan. EXS10 Holland on Sea desalination (seawater) 26 Ml/d LNB1 Ruthamford North to Bourne potable transfer (20 Ml/d) LNC16 Ruthamford North to Lincolnshire Central potable transfer (20 Ml/d) LNC28 Trent trade LNE6 Mablethorpe desalination Seawater (50 Ml/d) LNN1 Lincolnshire Central to Lincolnshire Retford and Gainsborough potable transfer (3.5 Ml/d) NED2 Norfolk Bradenham to Norfolk East Dereham potable transfer (10 Ml/d) NNC4 Norfolk East Dereham to North Norfolk Coast potable transfer (10 Ml/d) NTB17 Bacton desalination (seawater) 25 Ml/d NWY1 Norwich and the Broads to Norfolk Wymondham potable transfer (5 Ml/d) RTC3 Ruthamford South to Ruthamford Central potable transfer (20 Ml/d) RTN30 Ruthamford North to Ruthamford North potable transfer (75 Ml/d) RTS16 Ruthamford South Drought permit RTS24 Ruthamford North to Ruthamford South potable transfer (75 Ml/d) SUT5 Norfolk Bradneham to Suffolk Thetford (10 Ml/d)
NPV cost associated with programme (£000) | 6843.68 | Likelihood | N/A | Earliest expected trigger year | 2024/25: N/A; 2025/26: Version; 2026/27: V3.0
Table 7a: WC level - Alternative Programme Ofwat Core Baseline SDB |  |  |  |  | 5 Year totals 2034/35: 5 Year totals
WRMP24 Reference | BL SDB Component | Unit |  | Decimal places | 2024/25 | 2025/26 | 2026/27 | 2027/28 | 2028/29 | 2029/30 | 2034/35 | 2039/40 | 2044/45 | 2049/50 | 2054/55 | 2059/60 | 2064/65 | 2069/70 | 2074/75 | 2079/80 | 2084/85 | 2089/90 | 2094/95 | 2099/100
AP1BL | Distribution Input | Ml/d |  | 2 | 2024/25: 0; 2025/26: 1180.3695; 2026/27: 1182.9647; 2027/28: 1187.7629; 2028/29: 1190.9518; 2029/30: 1193.4162; 5 Year totals 2034/35: 6016.4252; 5 Year totals 2039/40: 27982.3675; 5 Year totals 2044/45: 6291.1438; 5 Year totals 2049/50: 6480.417
AP2BL | Total Water Available For Use | Ml/d |  | 2 | 2024/25: 0; 2025/26: 1256.84; 2026/27: 1255.85; 2027/28: 1254.49; 2028/29: 1253.06; 2029/30: 1251.5; 5 Year totals 2034/35: 5759.77; 5 Year totals 2039/40: 5459.17; 5 Year totals 2044/45: 5338.55; 5 Year totals 2049/50: 5338.55
AP3BL | Target Headroom | Ml/d |  | 2 | 2024/25: 0; 2025/26: 56.88; 2026/27: 58.06; 2027/28: 59.04; 2028/29: 61.32; 2029/30: 65.58; 5 Year totals 2034/35: 353.76; 5 Year totals 2039/40: 306.63; 5 Year totals 2044/45: 328.48; 5 Year totals 2049/50: 301.63
AP5BL | Supply Demand Balance | Ml/d |  | 2 | 2024/25: 0; 2025/26: 12.56; 2026/27: 8.51; 2027/28: 2.53; 2028/29: -3.24; 2029/30: -10.2; 5 Year totals 2034/35: -610.41; 5 Year totals 2039/40: -978.38; 5 Year totals 2044/45: -1498.208; 5 Year totals 2049/50: -1516.642
Table 7b: WC level - Alternative Programme Ofwat Core Final Plan SDB |  |  |  |  | 5 Year totals 2034/35: 5 Year totals
WRMP24 Reference | FP SDB Component | Unit |  | Decimal places | 2024/25 | 2025/26 | 2026/27 | 2027/28 | 2028/29 | 2029/30 | 2034/35 | 2039/40 | 2044/45 | 2049/50 | 2054/55 | 2059/60 | 2064/65 | 2069/70 | 2074/75 | 2079/80 | 2084/85 | 2089/90 | 2094/95 | 2099/100
AP1FP | Distribution Input | Ml/d |  | 2 | 2024/25: 0; 2025/26: 1170.9277; 2026/27: 1165.8932; 2027/28: 1162.447; 2028/29: 1155.1461; 2029/30: 1145.0788; 5 Year totals 2034/35: 5651.0089; 5 Year totals 2039/40: 5530.5672; 5 Year totals 2044/45: 5437.5962; 5 Year totals 2049/50: 5435.1326
AP2FP | Total Water Available For Use | Ml/d |  | 2 | 2024/25: 0; 2025/26: 1249.82; 2026/27: 1249.54; 2027/28: 1249.33; 2028/29: 1249.05; 2029/30: 1248.79; 5 Year totals 2034/35: 6045.02; 5 Year totals 2039/40: 5930.02; 5 Year totals 2044/45: 5276.28; 5 Year totals 2049/50: 5263.24
AP3FP | Target Headroom | Ml/d |  | 2 | 2024/25: 0; 2025/26: 56.88; 2026/27: 58.06; 2027/28: 59.04; 2028/29: 61.32; 2029/30: 65.58; 5 Year totals 2034/35: 353.76; 5 Year totals 2039/40: 306.63; 5 Year totals 2044/45: 328.48; 5 Year totals 2049/50: 301.63
AP4FP | Supply Demand Balance | Ml/d |  | 2 | 2024/25: 0; 2025/26: 22.01; 2026/27: 25.58; 2027/28: 27.84; 2028/29: 32.61; 2029/30: 38.14; 5 Year totals 2034/35: 40.27; 5 Year totals 2039/40: 710.85; 5 Year totals 2044/45: 1647.55; 5 Year totals 2049/50: 1647.55
Table 7c: WC level - Alternative Programme Ofwat Core Totex |  |  |  |  | 5 Year totals 2034/35: 5 Year totals
WRMP24 Reference | Expenditure element | Expenditure type | Unit | Decimal places | 2024/25 | 2025/26 | 2026/27 | 2027/28 | 2028/29 | 2029/30 | 2034/35 | 2039/40 | 2044/45 | 2049/50 | 2054/55 | 2059/60 | 2064/65 | 2069/70 | 2074/75 | 2079/80 | 2084/85 | 2089/90 | 2094/95 | 2099/100
AP6FP | Totex increases (base) | Totex | £m | 3 | 2024/25: 0; 2025/26: -5.852; 2026/27: -5.722; 2027/28: -4.971; 2028/29: -5.382; 2029/30: -6.507; 5 Year totals 2034/35: -21.809; 5 Year totals 2039/40: -10.445; 5 Year totals 2044/45: 119.805; 5 Year totals 2049/50: -21.202
AP7FP | Totex savings (base) | Totex | £m | 3 | 2024/25: 0; 2025/26: 0; 2026/27: 0; 2027/28: 0; 2028/29: 0; 2029/30: 0; 5 Year totals 2034/35: 0; 5 Year totals 2039/40: 0; 5 Year totals 2044/45: 0; 5 Year totals 2049/50: 0
AP8FP | Totex total (base) | Totex | £m | 3 | 2024/25: 0; 2025/26: -5.852; 2026/27: -5.722; 2027/28: -4.971; 2028/29: -5.382; 2029/30: -6.507; 5 Year totals 2034/35: -21.809; 5 Year totals 2039/40: -10.445; 5 Year totals 2044/45: 119.805; 5 Year totals 2049/50: -21.202
Table 7d: WC level - Alternative Programme Ofwat Core Enhancement Expenditure |  |  |  |  | 5 Year totals 2034/35: 5 Year totals
WRMP24 Reference | Expenditure element | Expenditure type | Unit | Decimal places | 2024/25 | 2025/26 | 2026/27 | 2027/28 | 2028/29 | 2029/30 | 2034/35 | 2039/40 | 2044/45 | 2049/50 | 2054/55 | 2059/60 | 2064/65 | 2069/70 | 2074/75 | 2079/80 | 2084/85 | 2089/90 | 2094/95 | 2099/100
AP9FP | Total enhancement expenditure | Capex | £m | 3 | 2024/25: 0; 2025/26: 208.0041; 2026/27: 237.4579; 2027/28: 358.7754; 2028/29: 535.5271; 2029/30: 466.6643; 5 Year totals 2034/35: 2018.5204; 5 Year totals 2039/40: 1085.4893; 5 Year totals 2044/45: 321.446; 5 Year totals 2049/50: 428.0406
AP10FP | Total enhancement expenditure | Opex | £m | 3 | 2024/25: 0; 2025/26: 13.1959; 2026/27: 10.7937; 2027/28: 11.3061; 2028/29: 12.0234; 2029/30: 10.5697; 5 Year totals 2034/35: 90.0728; 5 Year totals 2039/40: 160.4762; 5 Year totals 2044/45: 243.4598; 5 Year totals 2049/50: 248.5052
AP11FP | Total enhancement expenditure | Totex | £m | 3 | 2024/25: 0; 2025/26: 221.2; 2026/27: 248.2516; 2027/28: 370.0815; 2028/29: 547.5505; 2029/30: 477.234; 5 Year totals 2034/35: 2108.5932; 5 Year totals 2039/40: 1245.9655; 5 Year totals 2044/45: 564.9058; 5 Year totals 2049/50: 676.5458
Water Company | Anglian Water | Programme: | Adaptive pathway 1 | WRZ(s) impacted | 2024/25: ALL; 2025/26: Planning Scenario; 2026/27: DYAA - 1 in 500
Description of key triggers for alternative programme activation | The level of environmental destination in 2040. Once confirmed by WINEP studies we can adapt the strategy to meet the outcomes of study.
Monitoring and triggering of alternative programme | The WINEP investigations in AMP8 will provide the clarity on the scale and location of environmental destination. The output from these will be captured in WRMP29. We will continue to monitor and assess the effectiveness of demand management strategy throughout AMP8, the findings will be reflected in our WRMP29 update to the plan.
Option differences to preferred (most likely) programme | Additional options selected: These option are not in addition to the preferred (best value) plan but are a sub-set, these are the options not included in the core pathway that are triggered by environmental destination EXS10 Holland on Sea desalination (seawater) 26 Ml/d LNB1 Ruthamford North to Bourne potable transfer (20 Ml/d) LNC16 Ruthamford North to Lincolnshire Central potable transfer (20 Ml/d) LNC28 Trent trade LNE6 Mablethorpe desalination Seawater (50 Ml/d) LNN1 Lincolnshire Central to Lincolnshire Retford and Gainsborough potable transfer (3.5 Ml/d) NED2 Norfolk Bradenham to Norfolk East Dereham potable transfer (10 Ml/d) NNC4 Norfolk East Dereham to North Norfolk Coast potable transfer (10 Ml/d) NTB17 Bacton desalination (seawater) 25 Ml/d NWY1 Norwich and the Broads to Norfolk Wymondham potable transfer (5 Ml/d) RTC3 Ruthamford South to Ruthamford Central potable transfer (20 Ml/d) RTN30 Ruthamford North to Ruthamford North potable transfer (75 Ml/d) RTS16 Ruthamford South Drought permit RTS24 Ruthamford North to Ruthamford South potable transfer (75 Ml/d) SUT5 Norfolk Bradneham to Suffolk Thetford (10 Ml/d) Preferred options removed: These are not options removed from the preferred plan but are a sub-set. These are the options included in the core pathway CAM4 Ruthamford South to Cambridge Water potable transfer (50 Ml/d) EXC3 Essex South to Essex Central potable transfer (10 Ml/d) EXC7 Essex Central WTW backwash water recovery EXS19 Colchester WRC direct to Ardleigh Reservoir (no additional treatment) EXS7 Essex South WTW Backwash water recovery FND22 Marham abstraction relocation FND26 Fenland WTW Backwash water recovery FND29 Fens reservoir 50 MCMD high yield LNC25 Lincolnshire East to Lincolnshire Central potable transfer (29 Ml/d) LNC30 Hall WTW surface water enhancement LNE11 Lincolnshire East Groundwater enhancement LNE12 Lincolnshire East Surface Water enhancement LNE3 Lincolnshire East WTW backwash water recovery LNN3 Lincolnshire Retford and Gainsborough resource optimisation NAY1 Norwich and the Broads to Aylsham potable transfer (3 Ml/d) NAY4 Norfolk Aylsham WTW backwash water recovery NAY5 Norfolk Aylsham WTW backwash water recovery NBR6 Fenland to Norfolk Bradenham potable transfer (45 Ml/d) NBR9 Norfolk Bradenham WTW backwash water recovery NED3 Norfolk East Dereham WTW backwash water recovery NEH3 Suffolk Thetford to Norfolk East Harling potable transfer (5 Ml/d) NHL4 Norfolk East Harling to Norfolk Harleston potable transfer (5 Ml/d) NHL7 Norfolk Harleston WTW backwash water recovery NNC5 North Norfolk Coast1 WTW backwash water recovery NNC6 North Norfolk Coast2 WTW backwash water recovery NTB10 Norfolk Bradneham to Norwich and the Broads potable transfer (20 Ml/d) RTN17 Lincolnshire reservoir 50 MCMD RTS21 Ruthamford South surface water enhancement SHB9 South Humber Bank non-potable desal (Mablethorpe seawater) SUE23 Suffolk East groundwater enhancement SUE24 Suffolk Sudbury to East Suffolk potable transfer (5 Ml/d) SUE25 Suffolk East WTW backwash water recovery SUT6 Suffolk Thetford WTW backwash water recovery SWC13 Suffolk West & Cambs groundwater relocation SWC8 Cambridge Water to Cambs and West Suffolk (50 Ml/d)
NPV cost associated with programme (£000) | 2127.73 | Likelihood | N/A | Earliest expected trigger year | 2024/25: 2040; 2025/26: Version; 2026/27: V3.0
Table 7a: WC level - Alternative Programme Adaptive pathway 1 Baseline SDB |  |  |  |  | 5 Year totals 2034/35: 5 Year totals
WRMP24 Reference | BL SDB Component | Unit |  | Decimal places | 2024/25 | 2025/26 | 2026/27 | 2027/28 | 2028/29 | 2029/30 | 2034/35 | 2039/40 | 2044/45 | 2049/50 | 2054/55 | 2059/60 | 2064/65 | 2069/70 | 2074/75 | 2079/80 | 2084/85 | 2089/90 | 2094/95 | 2099/100
AP1BL | Distribution Input | Ml/d |  | 2 | 2024/25: 0; 2025/26: 0; 2026/27: 0; 2027/28: 0; 2028/29: 0; 2029/30: 0; 5 Year totals 2034/35: 0; 5 Year totals 2039/40: 0; 5 Year totals 2044/45: 0; 5 Year totals 2049/50: 0
AP2BL | Total Water Available For Use | Ml/d |  | 2 | 2024/25: 0; 2025/26: 0; 2026/27: 0; 2027/28: 0; 2028/29: 0; 2029/30: 0; 5 Year totals 2034/35: 0; 5 Year totals 2039/40: 0; 5 Year totals 2044/45: -1409.82; 5 Year totals 2049/50: -1422.86
AP3BL | Target Headroom | Ml/d |  | 2 | 2024/25: 0; 2025/26: 0; 2026/27: 0; 2027/28: 0; 2028/29: 0; 2029/30: 0; 5 Year totals 2034/35: 0; 5 Year totals 2039/40: 0; 5 Year totals 2044/45: 0; 5 Year totals 2049/50: 0
AP5BL | Supply Demand Balance | Ml/d |  | 2 | 2024/25: 0; 2025/26: 0; 2026/27: 0; 2027/28: 0; 2028/29: 0; 2029/30: 0; 5 Year totals 2034/35: 0; 5 Year totals 2039/40: 0; 5 Year totals 2044/45: -1192.692; 5 Year totals 2049/50: -1197.161
Table 7b: WC level - Alternative Programme Adaptive pathway 1 Final Plan SDB |  |  |  |  | 5 Year totals 2034/35: 5 Year totals
WRMP24 Reference | FP SDB Component | Unit |  | Decimal places | 2024/25 | 2025/26 | 2026/27 | 2027/28 | 2028/29 | 2029/30 | 2034/35 | 2039/40 | 2044/45 | 2049/50 | 2054/55 | 2059/60 | 2064/65 | 2069/70 | 2074/75 | 2079/80 | 2084/85 | 2089/90 | 2094/95 | 2099/100
AP1FP | Distribution Input | Ml/d |  | 2 | 2024/25: 0; 2025/26: 0; 2026/27: 0; 2027/28: 0; 2028/29: 0; 2029/30: 0; 5 Year totals 2034/35: 0; 5 Year totals 2039/40: 0; 5 Year totals 2044/45: 0; 5 Year totals 2049/50: 0
AP2FP | Total Water Available For Use | Ml/d |  | 2 | 2024/25: 0; 2025/26: 0; 2026/27: 0; 2027/28: 0; 2028/29: 0; 2029/30: 0; 5 Year totals 2034/35: 0; 5 Year totals 2039/40: 0; 5 Year totals 2044/45: 540; 5 Year totals 2049/50: 540
AP3FP | Target Headroom | Ml/d |  | 2 | 2024/25: 0; 2025/26: 0; 2026/27: 0; 2027/28: 0; 2028/29: 0; 2029/30: 0; 5 Year totals 2034/35: 0; 5 Year totals 2039/40: 0; 5 Year totals 2044/45: 0; 5 Year totals 2049/50: 0
AP4FP | Supply Demand Balance | Ml/d |  | 2 | 2024/25: 0; 2025/26: 0; 2026/27: 0; 2027/28: 0; 2028/29: 0; 2029/30: 0; 5 Year totals 2034/35: 0; 5 Year totals 2039/40: 0; 5 Year totals 2044/45: 350.15; 5 Year totals 2049/50: 366.42
Table 7c: WC level - Alternative Programme Adaptive pathway 1 Totex |  |  |  |  | 5 Year totals 2034/35: 5 Year totals
WRMP24 Reference | Expenditure element | Expenditure type | Unit | Decimal places | 2024/25 | 2025/26 | 2026/27 | 2027/28 | 2028/29 | 2029/30 | 2034/35 | 2039/40 | 2044/45 | 2049/50 | 2054/55 | 2059/60 | 2064/65 | 2069/70 | 2074/75 | 2079/80 | 2084/85 | 2089/90 | 2094/95 | 2099/100
AP6FP | Totex increases (base) | Totex | £m | 3 | 2024/25: 0; 2025/26: 0; 2026/27: 0; 2027/28: 0; 2028/29: 0; 2029/30: 0; 5 Year totals 2034/35: 0; 5 Year totals 2039/40: 0; 5 Year totals 2044/45: 0; 5 Year totals 2049/50: 0
AP7FP | Totex savings (base) | Totex | £m | 3 | 2024/25: 0; 2025/26: 0; 2026/27: 0; 2027/28: 0; 2028/29: 0; 2029/30: 0; 5 Year totals 2034/35: 0; 5 Year totals 2039/40: 0; 5 Year totals 2044/45: 0; 5 Year totals 2049/50: 0
AP8FP | Totex total (base) | Totex | £m | 3 | 2024/25: 0; 2025/26: 0; 2026/27: 0; 2027/28: 0; 2028/29: 0; 2029/30: 0; 5 Year totals 2034/35: 0; 5 Year totals 2039/40: 0; 5 Year totals 2044/45: 0; 5 Year totals 2049/50: 0
Table 7d: WC level - Alternative Programme Adaptive pathway 1 Enhancement Expenditure |  |  |  |  | 5 Year totals 2034/35: 5 Year totals
WRMP24 Reference | Expenditure element | Expenditure type | Unit | Decimal places | 2024/25 | 2025/26 | 2026/27 | 2027/28 | 2028/29 | 2029/30 | 2034/35 | 2039/40 | 2044/45 | 2049/50 | 2054/55 | 2059/60 | 2064/65 | 2069/70 | 2074/75 | 2079/80 | 2084/85 | 2089/90 | 2094/95 | 2099/100
AP9FP | Total enhancement expenditure | Capex | £m | 3 | 2024/25: 0; 2025/26: 0; 2026/27: 0; 2027/28: 0; 2028/29: 0; 2029/30: 0; 5 Year totals 2034/35: 107.3522; 5 Year totals 2039/40: 1671.523; 5 Year totals 2044/45: 27.4018; 5 Year totals 2049/50: 15.6406
AP10FP | Total enhancement expenditure | Opex | £m | 3 | 2024/25: 0; 2025/26: 0; 2026/27: 0; 2027/28: 0; 2028/29: 0; 2029/30: 0; 5 Year totals 2034/35: 2.7321; 5 Year totals 2039/40: 4.8107; 5 Year totals 2044/45: 222.3422; 5 Year totals 2049/50: 222.1685
AP11FP | Total enhancement expenditure | Totex | £m | 3 | 2024/25: 0; 2025/26: 0; 2026/27: 0; 2027/28: 0; 2028/29: 0; 2029/30: 0; 5 Year totals 2034/35: 110.0843; 5 Year totals 2039/40: 1676.3337; 5 Year totals 2044/45: 249.744; 5 Year totals 2049/50: 237.8092
Water Company | Anglian Water | Programme: |  | WRZ(s) impacted | 2024/25: All; 2025/26: Planning Scenario; 2026/27: DYAA - 1 in 500
Description of key triggers for alternative programme activation
Monitoring and triggering of alternative programme
Option differences to preferred (most likely) programme
NPV cost associated with programme (£000) |  | Likelihood |  | Earliest expected trigger year | 2025/26: Version
Table 7a: WC level - Alternative Programme Baseline SDB |  |  |  |  | 5 Year totals 2034/35: 5 Year totals
WRMP24 Reference | BL SDB Component | Unit |  | Decimal places | 2024/25 | 2025/26 | 2026/27 | 2027/28 | 2028/29 | 2029/30 | 2034/35 | 2039/40 | 2044/45 | 2049/50 | 2054/55 | 2059/60 | 2064/65 | 2069/70 | 2074/75 | 2079/80 | 2084/85 | 2089/90 | 2094/95 | 2099/100
AP1BL | Distribution Input | Ml/d |  | 2
AP2BL | Total Water Available For Use | Ml/d |  | 2
AP3BL | Target Headroom | Ml/d |  | 2
AP5BL | Supply Demand Balance | Ml/d |  | 2
Table 7b: WC level - Alternative Programme Final Plan SDB |  |  |  |  | 5 Year totals 2034/35: 5 Year totals
WRMP24 Reference | FP SDB Component | Unit |  | Decimal places | 2024/25 | 2025/26 | 2026/27 | 2027/28 | 2028/29 | 2029/30 | 2034/35 | 2039/40 | 2044/45 | 2049/50 | 2054/55 | 2059/60 | 2064/65 | 2069/70 | 2074/75 | 2079/80 | 2084/85 | 2089/90 | 2094/95 | 2099/100
AP1FP | Distribution Input | Ml/d |  | 2
AP2FP | Total Water Available For Use | Ml/d |  | 2
AP3FP | Target Headroom | Ml/d |  | 2
AP4FP | Supply Demand Balance | Ml/d |  | 2
Table 7c: WC level - Alternative Programme Totex |  |  |  |  | 5 Year totals 2034/35: 5 Year totals
WRMP24 Reference | Expenditure element | Expenditure type | Unit | Decimal places | 2024/25 | 2025/26 | 2026/27 | 2027/28 | 2028/29 | 2029/30 | 2034/35 | 2039/40 | 2044/45 | 2049/50 | 2054/55 | 2059/60 | 2064/65 | 2069/70 | 2074/75 | 2079/80 | 2084/85 | 2089/90 | 2094/95 | 2099/100
AP6FP | Totex increases (base) | Totex | 000's | 3
AP7FP | Totex savings (base) | Totex | 000's | 3
AP8FP | Totex total (base) | Totex | 000's | 3
Table 7d: WC level - Alternative Programme Enhancement Expenditure |  |  |  |  | 5 Year totals 2034/35: 5 Year totals
WRMP24 Reference | Expenditure element | Expenditure type | Unit | Decimal places | 2024/25 | 2025/26 | 2026/27 | 2027/28 | 2028/29 | 2029/30 | 2034/35 | 2039/40 | 2044/45 | 2049/50 | 2054/55 | 2059/60 | 2064/65 | 2069/70 | 2074/75 | 2079/80 | 2084/85 | 2089/90 | 2094/95 | 2099/100
AP9FP | Total enhancement expenditure | Capex | 000's | 3
AP10FP | Total enhancement expenditure | Opex | 000's | 3
AP11FP | Total enhancement expenditure | Totex | 000's | 3

## 8. Business Plan Links
Water Company | Anglian Water | Version | V3.3 |  | Back to title page
Planning Scenario | Preferred (most likely) programme | NPV cost associated with plan (£M) | 8798.06
Table 8a: Summary Base Totex expenditure for programme consistent with RAG reporting requirements |  |  |  |  | Annual totals | [10 empty] | Five year totals
Reference | Expenditure element | Expenditure type | Unit | Decimal places | 2019-20 | 2020-21 | 2021-22 | 2022-23 | 2023-24 | 2024-25 | 2025-26 | 2026-27 | 2027-28 | 2028-29 | 2029-30 | 2030-31 to 2034-35 | 2035-36 to 2039-40 | 2040-41 to 2044-45 | 2045-46 to 2049-50 | 2050-51 to 2054-55 | 2055-56 to 2059-60 | 2060-61 to 2064-65 | 2065-66 to 2069-70 | 2070-71 to 2074-75 | 2075-76 to 2079-80
A1 | Totex increases (base) | Totex | £M | 3 | 0 | 0 | 0 | 0 | 0 | 0 | -5.852 | -5.7218 | -4.9711 | -5.3822 | -6.5069 | -21.8088 | -10.4449 | 119.8054 | -21.2022
A2 | Totex savings (base) | Totex | £M | 3 | 0 | 0 | 0 | 0 | 0 | 0 | 0 | 0 | 0 | 0 | 0 | 0 | 0 | 0 | 0
A3 | Total totex variance (base) | Totex | £M | 3 | 0 | 0 | 0 | 0 | 0 | 0 | -5.852 | -5.7218 | -4.9711 | -5.3822 | -6.5069 | -21.8088 | -10.4449 | 119.8054 | -21.2022 | 0 | 0 | 0 | 0 | 0 | 0
Table 8b: Summary of supply-demand balance enhancement expenditure for programme consistent with RAG reporting requirements |  |  |  |  | Annual totals 2019-20: Annual totals | Five year totals
Reference | Expenditure element | Expenditure type | Unit | Decimal places | 2019-20 | 2020-21 | 2021-22 | 2022-23 | 2023-24 | 2024-25 | 2025-26 | 2026-27 | 2027-28 | 2028-29 | 2029-30 | 2030-31 to 2034-35 | 2035-36 to 2039-40 | 2040-41 to 2044-45 | 2045-46 to 2049-50 | 2050-51 to 2054-55 | 2055-56 to 2059-60 | 2060-61 to 2064-65 | 2065-66 to 2069-70 | 2070-71 to 2074-75 | 2075-76 to 2079-80
B1 | Supply-side improvements | Capex | £M | 3 | 0 | 0 | 0 | 0 | 0 | 0 | 5.7803 | 15.2792 | 55.6962 | 116.7729 | 115.2751 | 436.8109 | 1456.8461 | 85.6161 | 51.7418
B2 | Supply-side improvements | Opex | £M | 3 | 0 | 0 | 0 | 0 | 0 | 0 | 0 | 0 | 0 | 0 | 0 | 34.4749 | 94.7972 | 305.5781 | 305.2832
B3 | Supply-side improvements | Totex | £M | 3 | 0 | 0 | 0 | 0 | 0 | 0 | 5.7803 | 15.2792 | 55.6962 | 116.7729 | 115.2751 | 471.2858 | 1551.6434 | 391.1941 | 357.025 | 0 | 0 | 0 | 0 | 0 | 0
B4 | Demand-side improvements (excl. leakage and metering) | Capex | £M | 3 | 0 | 0 | 0 | 0 | 0 | 0 | 0 | 0 | 0 | 0 | 0 | 0 | 0 | 0 | 0
B5 | Demand-side improvements (excl. leakage and metering) | Opex | £M | 3 | 0 | 0 | 0 | 0 | 0 | 0 | 4.2468 | 4.1111 | 4.2773 | 4.4316 | 4.5841 | 18.2711 | 18.7997 | 19.288 | 19.7208
B6 | Demand-side improvements (excl. leakage and metering) | Totex | £M | 3 | 0 | 0 | 0 | 0 | 0 | 0 | 4.2468 | 4.1111 | 4.2773 | 4.4316 | 4.5841 | 18.2711 | 18.7997 | 19.288 | 19.7208 | 0 | 0 | 0 | 0 | 0 | 0
B7 | Leakage improvements | Capex | £M | 3 | 0 | 0 | 0 | 0 | 0 | 0 | 3.7403 | 1.3888 | 0.52389 | 0.62557 | 22.7499 | 215.0004 | 470.0474 | 1070.866 | 2556.007
B8 | Leakage improvements | Opex | £M | 3 | 0 | 0 | 0 | 0 | 0 | 0 | 2.195 | 1.5197 | 1.3108 | 1.3988 | 1.3831 | 2.2171 | 3.9588 | 7.0156 | 12.5159
B9 | Leakage improvements | Totex | £M | 3 | 0 | 0 | 0 | 0 | 0 | 0 | 5.9353 | 2.9086 | 1.8347 | 2.0244 | 24.133 | 217.2175 | 474.0062 | 1077.8816 | 2568.523 | 0 | 0 | 0 | 0 | 0 | 0
B10 | Internal interconnectors | Capex | £M | 3 | 0 | 0 | 0 | 0 | 0 | 0 | 17.7897 | 42.2779 | 120.6744 | 240.2837 | 179.4293 | 106.8522 | 343.1574 | 58.5654 | 4.9006
B11 | Internal interconnectors | Opex | £M | 3 | 0 | 0 | 0 | 0 | 0 | 0 | 0 | 0 | 0 | 0 | 0 | 24.911 | 24.3376 | 57.8269 | 57.1821
B12 | Internal interconnectors | Totex | £M | 3 | 0 | 0 | 0 | 0 | 0 | 0 | 17.7897 | 42.2779 | 120.6744 | 240.2837 | 179.4293 | 131.7631 | 367.495 | 116.3923 | 62.0828 | 0 | 0 | 0 | 0 | 0 | 0
B13 | Strategic regional water resources | Capex | £M | 3 | 0 | 0 | 0 | 0 | 0 | 0 | 156.0696 | 156.0696 | 156.0696 | 156.0696 | 126.9345 | 1534.4334 | 856.2867 | 2.2528 | 8.6952
B14 | Strategic regional water resources | Opex | £M | 3 | 0 | 0 | 0 | 0 | 0 | 0 | 0 | 0 | 0 | 0 | 0 | 0 | 10.0533 | 62.4277 | 62.1441
B15 | Strategic regional water resources | Totex | £M | 3 | 0 | 0 | 0 | 0 | 0 | 0 | 156.0696 | 156.0696 | 156.0696 | 156.0696 | 126.9345 | 1534.4334 | 866.34 | 64.6805 | 70.8393 | 0 | 0 | 0 | 0 | 0 | 0
B16 | Total supply demand expenditure | Totex | £M | 3 | 0 | 0 | 0 | 0 | 0 | 0 | 189.8217 | 220.6464 | 338.5522 | 519.5821 | 450.3561 | 2372.971 | 3278.2842 | 1669.4366 | 3078.1908 | 0 | 0 | 0 | 0 | 0 | 0
Table 8c: Summary of metering enhancement expenditure for programme consistent with RAG reporting requirements |  |  |  |  | Annual totals 2019-20: Annual totals | Five year totals
Reference | Expenditure element | Expenditure type | Unit | Decimal places | 2019-20 | 2020-21 | 2021-22 | 2022-23 | 2023-24 | 2024-25 | 2025-26 | 2026-27 | 2027-28 | 2028-29 | 2029-30 | 2030-31 to 2034-35 | 2035-36 to 2039-40 | 2040-41 to 2044-45 | 2045-46 to 2049-50 | 2050-51 to 2054-55 | 2055-56 to 2059-60 | 2060-61 to 2064-65 | 2065-66 to 2069-70 | 2070-71 to 2074-75 | 2075-76 to 2079-80
C1 | New meters requested by existing customers (optants) | Capex | £M | 3 | 0 | 0 | 0 | 0 | 0 | 0 | 0.18166 | 0.12627 | 0.05827 | -0.0074508 | -0.0072016 | 0.53623 | 0.42958 | 0.33956 | -1.9533e-15
C1.1 | New basic meters requested by existing customers (optants) | Capex | £M | 3 | 0 | 0 | 0 | 0 | 0 | 0 | 0 | 0 | 0 | 0 | 0 | 0 | 0 | 0 | 0
C1.2 | New AMR meters requested by existing customers (optants) | Capex | £M | 3 | 0 | 0 | 0 | 0 | 0 | 0 | 0 | 0 | 0 | 0 | 0 | 0 | 0 | 0 | 0
C1.3 | New AMI meters requested by existing customers (optants) | Capex | £M | 3 | 0 | 0 | 0 | 0 | 0 | 0 | 0.18166 | 0.12627 | 0.05827 | -0.0074508 | -0.0072016 | 0.53623 | 0.42958 | 0.33956 | -1.9533e-15
C2 | New meters requested by existing customers (optants) | Opex | £M | 3 | 0 | 0 | 0 | 0 | 0 | 0 | 0 | 0 | 0 | 0 | 0 | 0 | 0 | 0 | 0
C2.1 | New basic meters requested by existing customers (optants) | Opex | £M | 3 | 0 | 0 | 0 | 0 | 0 | 0 | 0 | 0 | 0 | 0 | 0 | 0 | 0 | 0 | 0
C2.2 | New AMR meters requested by existing customers (optants) | Opex | £M | 3 | 0 | 0 | 0 | 0 | 0 | 0 | 0 | 0 | 0 | 0 | 0 | 0 | 0 | 0 | 0
C2.3 | New AMI meters requested by existing customers (optants) | Opex | £M | 3 | 0 | 0 | 0 | 0 | 0 | 0 | 0 | 0 | 0 | 0 | 0 | 0 | 0 | 0 | 0
C3 | New meters requested by existing customers (optants) | Totex | £M | 3 | 0 | 0 | 0 | 0 | 0 | 0 | 0.18166 | 0.12627 | 0.05827 | -0.0074508 | -0.0072016 | 0.53623 | 0.42958 | 0.33956 | -1.9533e-15 | 0 | 0 | 0 | 0 | 0 | 0
C4 | New meters introduced by companies for existing customers | Capex | £M | 3 | 0 | 0 | 0 | 0 | 0 | 0 | 1.0547 | 0.95709 | 0.96163 | 0.14822 | 0.14229 | 0.54189 | 0.36285 | 0.282 | 0.17079
C4.1 | New basic meters introduced by companies for existing customers (optants) | Capex | £M | 3 | 0 | 0 | 0 | 0 | 0 | 0 | 0 | 0 | 0 | 0 | 0 | 0 | 0 | 0 | 0
C4.2 | New AMR meters introduced by companies for existing customers (optants) | Capex | £M | 3 | 0 | 0 | 0 | 0 | 0 | 0 | 0 | 0 | 0 | 0 | 0 | 0 | 0 | 0 | 0
C4.3 | New AMI meters introduced by companies for existing customers (optants) | Capex | £M | 3 | 0 | 0 | 0 | 0 | 0 | 0 | 1.0547 | 0.95709 | 0.96163 | 0.14822 | 0.14229 | 0.54189 | 0.36285 | 0.282 | 0.17079
C5 | New meters introduced by companies for existing customers | Opex | £M | 3 | 0 | 0 | 0 | 0 | 0 | 0 | 0 | 0 | 0 | 0 | 0 | 0 | 0 | 0 | 0
C5.1 | New basic meters introduced by companies for existing customers (optants) | Opex | £M | 3 | 0 | 0 | 0 | 0 | 0 | 0 | 0 | 0 | 0 | 0 | 0 | 0 | 0 | 0 | 0
C5.2 | New AMR meters introduced by companies for existing customers (optants) | Opex | £M | 3 | 0 | 0 | 0 | 0 | 0 | 0 | 0 | 0 | 0 | 0 | 0 | 0 | 0 | 0 | 0
C5.3 | New AMI meters introduced by companies for existing customers (optants) | Opex | £M | 3 | 0 | 0 | 0 | 0 | 0 | 0 | 0 | 0 | 0 | 0 | 0 | 0 | 0 | 0 | 0
C6 | New meters introduced by companies for existing customers | Totex | £M | 3 | 0 | 0 | 0 | 0 | 0 | 0 | 1.0547 | 0.95709 | 0.96163 | 0.14822 | 0.14229 | 0.54189 | 0.36285 | 0.282 | 0.17079 | 0 | 0 | 0 | 0 | 0 | 0
C7 | New meters for existing customers - business | Capex | £M | 3 | 0 | 0 | 0 | 0 | 0 | 0 | 0 | 0 | 0 | 0 | 0 | 0 | 0 | 0 | 0
C7.1 | New basic meters for existing customers - business | Capex | £M | 3 | 0 | 0 | 0 | 0 | 0 | 0 | 0 | 0 | 0 | 0 | 0 | 0 | 0 | 0 | 0
C7.2 | New AMR meters for existing customers - business | Capex | £M | 3 | 0 | 0 | 0 | 0 | 0 | 0 | 0 | 0 | 0 | 0 | 0 | 0 | 0 | 0 | 0
C7.3 | New AMI meters for existing customers - business | Capex | £M | 3 | 0 | 0 | 0 | 0 | 0 | 0 | 0 | 0 | 0 | 0 | 0 | 0 | 0 | 0 | 0
C8 | New meters for existing customers - business | Opex | £M | 3 | 0 | 0 | 0 | 0 | 0 | 0 | 0 | 0 | 0 | 0 | 0 | 0 | 0 | 0 | 0
C8.1 | New basic meters for existing customers - business | Opex | £M | 3 | 0 | 0 | 0 | 0 | 0 | 0 | 0 | 0 | 0 | 0 | 0 | 0 | 0 | 0 | 0
C8.2 | New AMR meters for existing customers - business | Opex | £M | 3 | 0 | 0 | 0 | 0 | 0 | 0 | 0 | 0 | 0 | 0 | 0 | 0 | 0 | 0 | 0
C8.3 | New AMI meters for existing customers - business | Opex | £M | 3 | 0 | 0 | 0 | 0 | 0 | 0 | 0 | 0 | 0 | 0 | 0 | 0 | 0 | 0 | 0
C9 | New basic meters for existing customers - business | Totex | £M | 3 | 0 | 0 | 0 | 0 | 0 | 0 | 0 | 0 | 0 | 0 | 0 | 0 | 0 | 0 | 0 | 0 | 0 | 0 | 0 | 0 | 0
C10 | Replacement of existing basic meters with AMR meters | Capex | £M | 3 | 0 | 0 | 0 | 0 | 0 | 0 | 0 | 0 | 0 | 0 | 0 | 0 | 0 | 0 | 0
C11 | Replacement of existing basic meters with AMI meters | Capex | £M | 3 | 0 | 0 | 0 | 0 | 0 | 0 | 19.9364 | 18.1439 | 21.0052 | 18.3807 | 18.7407 | 0 | 0 | 0 | 0
C11a | Replacement of existing AMR meters with AMI meters | Capex | £M | 3 | 0 | 0 | 0 | 0 | 0 | 0 | 3.4514 | 3.2151 | 3.7862 | 3.2538 | 3.3997 | 0 | 0 | 0 | 0
C12 | Smart metering infrastructure | Capex | £M | 3 | 0 | 0 | 0 | 0 | 0 | 0 | 0 | 0 | 0 | 0 | 0 | 0 | 0 | 0 | 0
C13 | Replacement of existing basic meters with AMR meters | Opex | £M | 3 | 0 | 0 | 0 | 0 | 0 | 0 | 0 | 0 | 0 | 0 | 0 | 0 | 0 | 0 | 0
C14 | Replacement of existing basic meters with AMI meters | Opex | £M | 3 | 0 | 0 | 0 | 0 | 0 | 0 | 0 | 0 | 0 | 0 | 0 | 0 | 0 | 0 | 0
C14a | Replacement of existing AMR meters with AMI meters | Opex | £M | 3 | 0 | 0 | 0 | 0 | 0 | 0 | 0 | 0 | 0 | 0 | 0 | 0 | 0 | 0 | 0
C15 | Smart metering infrastructure | Opex | £M | 3 | 0 | 0 | 0 | 0 | 0 | 0 | 6.7542 | 5.1629 | 5.718 | 6.193 | 4.6025 | 12.9309 | 13.3402 | 13.6657 | 13.8276
C16 | Replacement of existing basic meters with AMR meters | Totex | £M | 3 | 0 | 0 | 0 | 0 | 0 | 0 | 0 | 0 | 0 | 0 | 0 | 0 | 0 | 0 | 0 | 0 | 0 | 0 | 0 | 0 | 0
C17 | Replacement of existing basic meters with AMI meters | Totex | £M | 3 | 0 | 0 | 0 | 0 | 0 | 0 | 19.9364 | 18.1439 | 21.0052 | 18.3807 | 18.7407 | 0 | 0 | 0 | 0 | 0 | 0 | 0 | 0 | 0 | 0
C17a | Replacement of existing AMR meters with AMI meters | Totex | £M | 3 | 0 | 0 | 0 | 0 | 0 | 0 | 3.4514 | 3.2151 | 3.7862 | 3.2538 | 3.3997 | 0 | 0 | 0 | 0 | 0 | 0 | 0 | 0 | 0 | 0
C18 | Smart metering infrastructure | Totex | £M | 3 | 0 | 0 | 0 | 0 | 0 | 0 | 6.7542 | 5.1629 | 5.718 | 6.193 | 4.6025 | 12.9309 | 13.3402 | 13.6657 | 13.8276 | 0 | 0 | 0 | 0 | 0 | 0
C19 | Total metering expenditure | Totex | £M | 3 | 0 | 0 | 0 | 0 | 0 | 0 | 31.3783 | 27.6052 | 31.5293 | 27.9684 | 26.8779 | 14.009 | 14.1326 | 14.2873 | 13.9984 | 0 | 0 | 0 | 0 | 0 | 0
Table 8d: Summary of total enhancement for programme consistent with RAG reporting requirements |  |  |  |  | Annual totals 2019-20: Annual totals | Five year totals
Reference | Expenditure element | Expenditure type | Unit | Decimal places | 2019-20 | 2020-21 | 2021-22 | 2022-23 | 2023-24 | 2024-25 | 2025-26 | 2026-27 | 2027-28 | 2028-29 | 2029-30 | 2030-31 to 2034-35 | 2035-36 to 2039-40 | 2040-41 to 2044-45 | 2045-46 to 2049-50 | 2050-51 to 2054-55 | 2055-56 to 2059-60 | 2060-61 to 2064-65 | 2065-66 to 2069-70 | 2070-71 to 2074-75 | 2075-76 to 2079-80
D1 | Total enhancement expenditure | Capex | £M | 3 | 0 | 0 | 0 | 0 | 0 | 0 | 208.0041 | 237.4579 | 358.7754 | 535.5271 | 466.6643 | 2294.1751 | 3127.13 | 1217.9219 | 2621.5156 | 0 | 0 | 0 | 0 | 0 | 0
D2 | Total enhancement expenditure | Opex | £M | 3 | 0 | 0 | 0 | 0 | 0 | 0 | 6.4418 | 5.6309 | 5.5881 | 5.8304 | 5.9672 | 79.8741 | 151.9467 | 452.1363 | 456.8461 | 0 | 0 | 0 | 0 | 0 | 0
D3 | Total enhancement expenditure | Totex | £M | 3 | 0 | 0 | 0 | 0 | 0 | 0 | 214.4458 | 243.0887 | 364.3636 | 541.3574 | 472.6315 | 2374.0491 | 3279.0766 | 1670.0582 | 3078.3616 | 0 | 0 | 0 | 0 | 0 | 0
Table 8e: Summary of supply demand benefits for programme consistent with RAG reporting requirements |  |  |  |  | Annual totals 2019-20: Annual totals | Five year totals
Reference | Benefit element | Expenditure type | Unit | Decimal places | 2019-20 | 2020-21 | 2021-22 | 2022-23 | 2023-24 | 2024-25 | 2025-26 | 2026-27 | 2027-28 | 2028-29 | 2029-30 | 2030-31 to 2034-35 | 2035-36 to 2039-40 | 2040-41 to 2044-45 | 2045-46 to 2049-50 | 2050-51 to 2054-55 | 2055-56 to 2059-60 | 2060-61 to 2064-65 | 2065-66 to 2069-70 | 2070-71 to 2074-75 | 2075-76 to 2079-80
E1 | Supply-side improvements | Benefit | Ml/d | 2 | 0 | 0 | 0 | 0 | 0 | 0 | 0 | 0 | 0 | 0 | 0 | 61.61 | 102.4 | 273.5 | 0
E2 | Demand-side improvements (excluding leakage and metering) | Benefit | Ml/d | 2 | 0 | 0 | 0 | 0 | 0 | 0 | 4.8158 | 3.684 | 3.7375 | 5.5082 | 5.5451 | 26.3304 | 41.0577 | 37.2888 | 23.7007 | 5.8188 | 1.6611 | 1.6282 | 1.6783 | 1.5036 | 1.456
E3 | Leakage improvements | Benefit | Ml/d | 2 | 0 | 0 | 0 | 0 | 0 | 0 | 2.6932 | 1.621 | 1.4295 | 1.6456 | 3.3369 | 10.3523 | 7.8528 | 8.8542 | 7.7156 | 2.202 | 0.8735 | 0.6104 | 0.61546 | 0.60675 | 0.59157
E4 | Internal interconnectors* | Benefit | Ml/d | 2 | 0 | 0 | 0 | 0 | 0 | 0 | 0 | 0 | 0 | 0 | 0 | 232.08 | 23.5 | 215 | 20
E5 | Metering improvements | Benefit | Ml/d | 2 | 0 | 0 | 0 | 0 | 0 | 0 | 0.92 | 0.837 | 0.979 | 0.849 | 0.818 | 0.213 | 0.116 | 0.09 | 0.019 | 0 | 0 | 0 | 0 | 0 | 0
E5.1 | Benefits from new basic meter installations (household) | Benefit | Ml/d | 2 | 0 | 0 | 0 | 0 | 0 | 0 | 0 | 0 | 0 | 0 | 0 | 0 | 0 | 0 | 0 | 0 | 0 | 0 | 0 | 0 | 0
E5.2 | Benefits from new AMR meter installations (household) | Benefit | Ml/d | 2 | 0 | 0 | 0 | 0 | 0 | 0 | 0 | 0 | 0 | 0 | 0 | 0 | 0 | 0 | 0 | 0 | 0 | 0 | 0 | 0 | 0
E5.3 | Benefits from new AMI meter installations (household) | Benefit | Ml/d | 2 | 0 | 0 | 0 | 0 | 0 | 0 | 0.08 | 0.081 | 0.092 | 0.099 | 0.094 | 0.213 | 0.116 | 0.09 | 0.019 | 0 | 0 | 0 | 0 | 0 | 0
E5.4 | Benefits from replacing (or upgrading) existing basic meters with AMR meters (household) | Benefit | Ml/d | 2 | 0 | 0 | 0 | 0 | 0 | 0 | 0 | 0 | 0 | 0 | 0 | 0 | 0 | 0 | 0 | 0 | 0 | 0 | 0 | 0 | 0
E5.5 | Benefits from replacing (or upgrading) existing basic or AMR meters with AMI meters (household) | Benefit | Ml/d | 2 | 0 | 0 | 0 | 0 | 0 | 0 | 0.84 | 0.756 | 0.887 | 0.75 | 0.724 | 0 | 0 | 0 | 0 | 0 | 0 | 0 | 0 | 0 | 0
E5.6 | Benefits from replacing (or upgrading) existing basic meters with AMR meters (non-household) | Benefit | Ml/d | 2 | 0 | 0 | 0 | 0 | 0 | 0 | 0 | 0 | 0 | 0 | 0 | 0 | 0 | 0 | 0 | 0 | 0 | 0 | 0 | 0 | 0
E5.7 | Benefits from replacing (or upgrading) existing basic or AMR meters with AMI meters (non-household) | Benefit | Ml/d | 2 | 0 | 0 | 0 | 0 | 0 | 0 | 0 | 0 | 0 | 0 | 0 | 0 | 0 | 0 | 0 | 0 | 0 | 0 | 0 | 0 | 0
Table 8f: Summary of totex leakage expenditure for programme consistent with RAG reporting requirements |  |  |  |  | Annual totals 2019-20: Annual totals | Five year totals
Reference | Expenditure element | Expenditure type | Unit | Decimal places | 2019-20 | 2020-21 | 2021-22 | 2022-23 | 2023-24 | 2024-25 | 2025-26 | 2026-27 | 2027-28 | 2028-29 | 2029-30 | 2030-31 to 2034-35 | 2035-36 to 2039-40 | 2040-41 to 2044-45 | 2045-46 to 2049-50 | 2050-51 to 2054-55 | 2055-56 to 2059-60 | 2060-61 to 2064-65 | 2065-66 to 2069-70 | 2070-71 to 2074-75 | 2075-76 to 2079-80
F27 | Total leakage activity - Maintaining leakage | Totex | £M | 3 | 0 | 0 | 62.7794 | 62.7794 | 52.0932 | 52.0932 | 65.9066 | 79.7199 | 93.5332 | 107.3466 | 121.1599 | 605.7995 | 605.7995 | 605.7995 | 605.7995
F28 | Total leakage activity - Reducing leakage | Totex | £M | 3 | 0 | 0 | 11.8916 | 11.9212 | 11.9505 | 11.9726 | 17.9078 | 14.8812 | 13.8073 | 13.997 | 36.1056 | 277.0804 | 533.8691 | 1137.7445 | 2628.3859
Water Company | Anglian Water | Version | V3.3 |  | Annual totals 2019-20: Back to title page
Planning Scenario | Least Cost Programme | NPV cost associated with plan (£000) | 8769.3
Table 8a: Summary Base Totex expenditure for programme consistent with RAG reporting requirements |  |  |  |  | Annual totals 2019-20: Annual totals | Five year totals
Reference | Expenditure element | Expenditure type | Unit | Decimal places | 2019-20 | 2020-21 | 2021-22 | 2022-23 | 2023-24 | 2024-25 | 2025-26 | 2026-27 | 2027-28 | 2028-29 | 2029-30 | 2030-31 to 2034-35 | 2035-36 to 2039-40 | 2040-41 to 2044-45 | 2045-46 to 2049-50 | 2050-51 to 2054-55 | 2055-56 to 2059-60 | 2060-61 to 2064-65 | 2065-66 to 2069-70 | 2070-71 to 2074-75 | 2075-76 to 2079-80
A1 | Totex increases (base) | Totex | £M | 3 | 0 | 0 | 0 | 0 | 0 | 0 | 1.2644 | 1.3357 | 1.4487 | 1.4475 | 1.4195 | 7.3715 | 8.2864 | 9.5013 | 10.7264
A2 | Totex savings (base) | Totex | £M | 3 | 0 | 0 | 0 | 0 | 0 | 0 | 0 | 0 | 0 | 0 | 0 | 0 | 0 | 0 | 0
A3 | Total totex variance (base) | Totex | £M | 3 | 0 | 0 | 0 | 0 | 0 | 0 | 1.2644 | 1.3357 | 1.4487 | 1.4475 | 1.4195 | 7.3715 | 8.2864 | 9.5013 | 10.7264 | 0 | 0 | 0 | 0 | 0 | 0
Table 8b: Summary of supply-demand balance enhancement expenditure for programme consistent with RAG reporting requirements |  |  |  |  | Annual totals 2019-20: Annual totals | Five year totals
Reference | Expenditure element | Expenditure type | Unit | Decimal places | 2019-20 | 2020-21 | 2021-22 | 2022-23 | 2023-24 | 2024-25 | 2025-26 | 2026-27 | 2027-28 | 2028-29 | 2029-30 | 2030-31 to 2034-35 | 2035-36 to 2039-40 | 2040-41 to 2044-45 | 2045-46 to 2049-50 | 2050-51 to 2054-55 | 2055-56 to 2059-60 | 2060-61 to 2064-65 | 2065-66 to 2069-70 | 2070-71 to 2074-75 | 2075-76 to 2079-80
B1 | Supply-side improvements | Capex | £M | 3 | 0 | 0 | 0 | 0 | 0 | 0 | 5.6704 | 14.5585 | 53.3052 | 113.3605 | 113.0947 | 436.8166 | 1434.2524 | 79.907 | 52.0251
B2 | Supply-side improvements | Opex | £M | 3 | 0 | 0 | 0 | 0 | 0 | 0 | 0 | 0 | 0 | 0 | 0 | 34.3852 | 94.6989 | 305.3817 | 305.2197
B3 | Supply-side improvements | Totex | £M | 3 | 0 | 0 | 0 | 0 | 0 | 0 | 5.6704 | 14.5585 | 53.3052 | 113.3605 | 113.0947 | 471.2017 | 1528.9513 | 385.2887 | 357.2449 | 0 | 0 | 0 | 0 | 0 | 0
B4 | Demand-side improvements (excl. leakage and metering) | Capex | £M | 3 | 0 | 0 | 0 | 0 | 0 | 0 | 0 | 0 | 0 | 0 | 0 | 0 | 0 | 0 | 0
B5 | Demand-side improvements (excl. leakage and metering) | Opex | £M | 3 | 0 | 0 | 0 | 0 | 0 | 0 | 4.2468 | 4.1111 | 4.2773 | 4.4316 | 4.5841 | 18.2711 | 18.7997 | 19.288 | 19.7208
B6 | Demand-side improvements (excl. leakage and metering) | Totex | £M | 3 | 0 | 0 | 0 | 0 | 0 | 0 | 4.2468 | 4.1111 | 4.2773 | 4.4316 | 4.5841 | 18.2711 | 18.7997 | 19.288 | 19.7208 | 0 | 0 | 0 | 0 | 0 | 0
B7 | Leakage improvements | Capex | £M | 3 | 0 | 0 | 0 | 0 | 0 | 0 | 3.7403 | 1.3888 | 0.52389 | 0.62557 | 22.7499 | 215.0004 | 470.0474 | 1070.866 | 2556.007
B8 | Leakage improvements | Opex | £M | 3 | 0 | 0 | 0 | 0 | 0 | 0 | 2.195 | 1.5197 | 1.3108 | 1.3988 | 1.3831 | 2.2171 | 3.9588 | 7.0156 | 12.5159
B9 | Leakage improvements | Totex | £M | 3 | 0 | 0 | 0 | 0 | 0 | 0 | 5.9353 | 2.9086 | 1.8347 | 2.0244 | 24.133 | 217.2175 | 474.0062 | 1077.8816 | 2568.523 | 0 | 0 | 0 | 0 | 0 | 0
B10 | Internal interconnectors | Capex | £M | 3 | 0 | 0 | 0 | 0 | 0 | 0 | 17.3513 | 41.2549 | 117.7515 | 234.4379 | 175.045 | 106.8522 | 343.0592 | 56.819 | 4.9006
B11 | Internal interconnectors | Opex | £M | 3 | 0 | 0 | 0 | 0 | 0 | 0 | 0 | 0 | 0 | 0 | 0 | 23.862 | 23.2715 | 56.6858 | 56.036
B12 | Internal interconnectors | Totex | £M | 3 | 0 | 0 | 0 | 0 | 0 | 0 | 17.3513 | 41.2549 | 117.7515 | 234.4379 | 175.045 | 130.7142 | 366.3307 | 113.5048 | 60.9367 | 0 | 0 | 0 | 0 | 0 | 0
B13 | Strategic regional water resources | Capex | £M | 3 | 0 | 0 | 0 | 0 | 0 | 0 | 156.0696 | 156.0696 | 156.0696 | 156.0696 | 126.9345 | 1534.4334 | 856.2867 | 2.2528 | 8.6952
B14 | Strategic regional water resources | Opex | £M | 3 | 0 | 0 | 0 | 0 | 0 | 0 | 0 | 0 | 0 | 0 | 0 | 0 | 10.0533 | 62.4277 | 62.1107
B15 | Strategic regional water resources | Totex | £M | 3 | 0 | 0 | 0 | 0 | 0 | 0 | 156.0696 | 156.0696 | 156.0696 | 156.0696 | 126.9345 | 1534.4334 | 866.34 | 64.6805 | 70.8059 | 0 | 0 | 0 | 0 | 0 | 0
B16 | Total supply demand expenditure | Totex | £M | 3 | 0 | 0 | 0 | 0 | 0 | 0 | 189.2733 | 218.9027 | 333.2384 | 510.3239 | 443.7913 | 2371.8379 | 3254.4278 | 1660.6436 | 3077.2312 | 0 | 0 | 0 | 0 | 0 | 0
Table 8c: Summary of metering enhancement expenditure for programme consistent with RAG reporting requirements |  |  |  |  | Annual totals 2019-20: Annual totals | Five year totals
Reference | Expenditure element | Expenditure type | Unit | Decimal places | 2019-20 | 2020-21 | 2021-22 | 2022-23 | 2023-24 | 2024-25 | 2025-26 | 2026-27 | 2027-28 | 2028-29 | 2029-30 | 2030-31 to 2034-35 | 2035-36 to 2039-40 | 2040-41 to 2044-45 | 2045-46 to 2049-50 | 2050-51 to 2054-55 | 2055-56 to 2059-60 | 2060-61 to 2064-65 | 2065-66 to 2069-70 | 2070-71 to 2074-75 | 2075-76 to 2079-80
C1 | New meters requested by existing customers (optants) | Capex | £M | 3 | 0 | 0 | 0 | 0 | 0 | 0 | 0.18166 | 0.12627 | 0.05827 | -0.0074508 | -0.0072016 | 0.53623 | 0.42958 | 0.33956 | -1.9533e-15
C1.1 | New basic meters requested by existing customers (optants) | Capex | £M | 3 | 0 | 0 | 0 | 0 | 0 | 0 | 0 | 0 | 0 | 0 | 0 | 0 | 0 | 0 | 0
C1.2 | New AMR meters requested by existing customers (optants) | Capex | £M | 3 | 0 | 0 | 0 | 0 | 0 | 0 | 0 | 0 | 0 | 0 | 0 | 0 | 0 | 0 | 0
C1.3 | New AMI meters requested by existing customers (optants) | Capex | £M | 3 | 0 | 0 | 0 | 0 | 0 | 0 | 0.18166 | 0.12627 | 0.05827 | -0.0074508 | -0.0072016 | 0.53623 | 0.42958 | 0.33956 | -1.9533e-15
C2 | New meters requested by existing customers (optants) | Opex | £M | 3 | 0 | 0 | 0 | 0 | 0 | 0 | 0 | 0 | 0 | 0 | 0 | 0 | 0 | 0 | 0
C2.1 | New basic meters requested by existing customers (optants) | Opex | £M | 3 | 0 | 0 | 0 | 0 | 0 | 0 | 0 | 0 | 0 | 0 | 0 | 0 | 0 | 0 | 0
C2.2 | New AMR meters requested by existing customers (optants) | Opex | £M | 3 | 0 | 0 | 0 | 0 | 0 | 0 | 0 | 0 | 0 | 0 | 0 | 0 | 0 | 0 | 0
C2.3 | New AMI meters requested by existing customers (optants) | Opex | £M | 3 | 0 | 0 | 0 | 0 | 0 | 0 | 0 | 0 | 0 | 0 | 0 | 0 | 0 | 0 | 0
C3 | New meters requested by existing customers (optants) | Totex | £M | 3 | 0 | 0 | 0 | 0 | 0 | 0 | 0.18166 | 0.12627 | 0.05827 | -0.0074508 | -0.0072016 | 0.53623 | 0.42958 | 0.33956 | -1.9533e-15 | 0 | 0 | 0 | 0 | 0 | 0
C4 | New meters introduced by companies for existing customers | Capex | £M | 3 | 0 | 0 | 0 | 0 | 0 | 0 | 1.0547 | 0.95709 | 0.96163 | 0.14822 | 0.14229 | 0.54189 | 0.36285 | 0.282 | 0.17079
C4.1 | New basic meters introduced by companies for existing customers (optants) | Capex | £M | 3 | 0 | 0 | 0 | 0 | 0 | 0 | 0 | 0 | 0 | 0 | 0 | 0 | 0 | 0 | 0
C4.2 | New AMR meters introduced by companies for existing customers (optants) | Capex | £M | 3 | 0 | 0 | 0 | 0 | 0 | 0 | 0 | 0 | 0 | 0 | 0 | 0 | 0 | 0 | 0
C4.3 | New AMI meters introduced by companies for existing customers (optants) | Capex | £M | 3 | 0 | 0 | 0 | 0 | 0 | 0 | 1.0547 | 0.95709 | 0.96163 | 0.14822 | 0.14229 | 0.54189 | 0.36285 | 0.282 | 0.17079
C5 | New meters introduced by companies for existing customers | Opex | £M | 3 | 0 | 0 | 0 | 0 | 0 | 0 | 0 | 0 | 0 | 0 | 0 | 0 | 0 | 0 | 0
C5.1 | New basic meters introduced by companies for existing customers (optants) | Opex | £M | 3 | 0 | 0 | 0 | 0 | 0 | 0 | 0 | 0 | 0 | 0 | 0 | 0 | 0 | 0 | 0
C5.2 | New AMR meters introduced by companies for existing customers (optants) | Opex | £M | 3 | 0 | 0 | 0 | 0 | 0 | 0 | 0 | 0 | 0 | 0 | 0 | 0 | 0 | 0 | 0
C5.3 | New AMI meters introduced by companies for existing customers (optants) | Opex | £M | 3 | 0 | 0 | 0 | 0 | 0 | 0 | 0 | 0 | 0 | 0 | 0 | 0 | 0 | 0 | 0
C6 | New meters introduced by companies for existing customers | Totex | £M | 3 | 0 | 0 | 0 | 0 | 0 | 0 | 1.0547 | 0.95709 | 0.96163 | 0.14822 | 0.14229 | 0.54189 | 0.36285 | 0.282 | 0.17079 | 0 | 0 | 0 | 0 | 0 | 0
C7 | New meters for existing customers - business | Capex | £M | 3 | 0 | 0 | 0 | 0 | 0 | 0 | 0 | 0 | 0 | 0 | 0 | 0 | 0 | 0 | 0
C7.1 | New basic meters for existing customers - business | Capex | £M | 3 | 0 | 0 | 0 | 0 | 0 | 0 | 0 | 0 | 0 | 0 | 0 | 0 | 0 | 0 | 0
C7.2 | New AMR meters for existing customers - business | Capex | £M | 3 | 0 | 0 | 0 | 0 | 0 | 0 | 0 | 0 | 0 | 0 | 0 | 0 | 0 | 0 | 0
C7.3 | New AMI meters for existing customers - business | Capex | £M | 3 | 0 | 0 | 0 | 0 | 0 | 0 | 0 | 0 | 0 | 0 | 0 | 0 | 0 | 0 | 0
C8 | New meters for existing customers - business | Opex | £M | 3 | 0 | 0 | 0 | 0 | 0 | 0 | 0 | 0 | 0 | 0 | 0 | 0 | 0 | 0 | 0
C8.1 | New basic meters for existing customers - business | Opex | £M | 3 | 0 | 0 | 0 | 0 | 0 | 0 | 0 | 0 | 0 | 0 | 0 | 0 | 0 | 0 | 0
C8.2 | New AMR meters for existing customers - business | Opex | £M | 3 | 0 | 0 | 0 | 0 | 0 | 0 | 0 | 0 | 0 | 0 | 0 | 0 | 0 | 0 | 0
C8.3 | New AMI meters for existing customers - business | Opex | £M | 3 | 0 | 0 | 0 | 0 | 0 | 0 | 0 | 0 | 0 | 0 | 0 | 0 | 0 | 0 | 0
C9 | New basic meters for existing customers - business | Totex | £M | 3 | 0 | 0 | 0 | 0 | 0 | 0 | 0 | 0 | 0 | 0 | 0 | 0 | 0 | 0 | 0 | 0 | 0 | 0 | 0 | 0 | 0
C10 | Replacement of existing basic meters with AMR meters | Capex | £M | 3 | 0 | 0 | 0 | 0 | 0 | 0 | 0 | 0 | 0 | 0 | 0 | 0 | 0 | 0 | 0
C11 | Replacement of existing basic meters with AMI meters | Capex | £M | 3 | 0 | 0 | 0 | 0 | 0 | 0 | 19.9364 | 18.1439 | 21.0052 | 18.3807 | 18.7407 | 0 | 0 | 0 | 0
C11a | Replacement of existing AMR meters with AMI meters | Capex | £M | 3 | 0 | 0 | 0 | 0 | 0 | 0 | 3.4514 | 3.2151 | 3.7862 | 3.2538 | 3.3997 | 0 | 0 | 0 | 0
C12 | Smart metering infrastructure | Capex | £M | 3 | 0 | 0 | 0 | 0 | 0 | 0 | 0 | 0 | 0 | 0 | 0 | 0 | 0 | 0 | 0
C13 | Replacement of existing basic meters with AMR meters | Opex | £M | 3 | 0 | 0 | 0 | 0 | 0 | 0 | 0 | 0 | 0 | 0 | 0 | 0 | 0 | 0 | 0
C14 | Replacement of existing basic meters with AMI meters | Opex | £M | 3 | 0 | 0 | 0 | 0 | 0 | 0 | 0 | 0 | 0 | 0 | 0 | 0 | 0 | 0 | 0
C14a | Replacement of existing AMR meters with AMI meters | Opex | £M | 3 | 0 | 0 | 0 | 0 | 0 | 0 | 0 | 0 | 0 | 0 | 0 | 0 | 0 | 0 | 0
C15 | Smart metering infrastructure | Opex | £M | 3 | 0 | 0 | 0 | 0 | 0 | 0 | 6.7542 | 5.1629 | 5.718 | 6.193 | 4.6025 | 12.9309 | 13.3402 | 13.6657 | 13.8276
C16 | Replacement of existing basic meters with AMR meters | Totex | £M | 3 | 0 | 0 | 0 | 0 | 0 | 0 | 0 | 0 | 0 | 0 | 0 | 0 | 0 | 0 | 0 | 0 | 0 | 0 | 0 | 0 | 0
C17 | Replacement of existing basic meters with AMI meters | Totex | £M | 3 | 0 | 0 | 0 | 0 | 0 | 0 | 19.9364 | 18.1439 | 21.0052 | 18.3807 | 18.7407 | 0 | 0 | 0 | 0 | 0 | 0 | 0 | 0 | 0 | 0
C17a | Replacement of existing AMR meters with AMI meters | Totex | £M | 3 | 0 | 0 | 0 | 0 | 0 | 0 | 3.4514 | 3.2151 | 3.7862 | 3.2538 | 3.3997 | 0 | 0 | 0 | 0 | 0 | 0 | 0 | 0 | 0 | 0
C18 | Smart metering infrastructure | Totex | £M | 3 | 0 | 0 | 0 | 0 | 0 | 0 | 6.7542 | 5.1629 | 5.718 | 6.193 | 4.6025 | 12.9309 | 13.3402 | 13.6657 | 13.8276 | 0 | 0 | 0 | 0 | 0 | 0
C19 | Total metering expenditure | Totex | £M | 3 | 0 | 0 | 0 | 0 | 0 | 0 | 31.3783 | 27.6052 | 31.5293 | 27.9684 | 26.8779 | 14.009 | 14.1326 | 14.2873 | 13.9984 | 0 | 0 | 0 | 0 | 0 | 0
Table 8d: Summary of total enhancement for programme consistent with RAG reporting requirements |  |  |  |  | Annual totals 2019-20: Annual totals | Five year totals
Reference | Expenditure element | Expenditure type | Unit | Decimal places | 2019-20 | 2020-21 | 2021-22 | 2022-23 | 2023-24 | 2024-25 | 2025-26 | 2026-27 | 2027-28 | 2028-29 | 2029-30 | 2030-31 to 2034-35 | 2035-36 to 2039-40 | 2040-41 to 2044-45 | 2045-46 to 2049-50 | 2050-51 to 2054-55 | 2055-56 to 2059-60 | 2060-61 to 2064-65 | 2065-66 to 2069-70 | 2070-71 to 2074-75 | 2075-76 to 2079-80
D1 | Total enhancement expenditure | Capex | £M | 3 | 0 | 0 | 0 | 0 | 0 | 0 | 207.4557 | 235.7142 | 353.4616 | 526.2688 | 460.0995 | 2294.1807 | 3104.438 | 1210.4663 | 2621.7989 | 0 | 0 | 0 | 0 | 0 | 0
D2 | Total enhancement expenditure | Opex | £M | 3 | 0 | 0 | 0 | 0 | 0 | 0 | 6.4418 | 5.6309 | 5.5881 | 5.8304 | 5.9672 | 78.7353 | 150.7822 | 450.7989 | 455.6032 | 0 | 0 | 0 | 0 | 0 | 0
D3 | Total enhancement expenditure | Totex | £M | 3 | 0 | 0 | 0 | 0 | 0 | 0 | 213.8975 | 241.345 | 359.0497 | 532.0992 | 466.0667 | 2372.916 | 3255.2202 | 1661.2652 | 3077.402 | 0 | 0 | 0 | 0 | 0 | 0
Table 8e: Summary of supply demand benefits for programme consistent with RAG reporting requirements |  |  |  |  | Annual totals 2019-20: Annual totals | Five year totals
Reference | Benefit element | Expenditure type | Unit | Decimal places | 2019-20 | 2020-21 | 2021-22 | 2022-23 | 2023-24 | 2024-25 | 2025-26 | 2026-27 | 2027-28 | 2028-29 | 2029-30 | 2030-31 to 2034-35 | 2035-36 to 2039-40 | 2040-41 to 2044-45 | 2045-46 to 2049-50 | 2050-51 to 2054-55 | 2055-56 to 2059-60 | 2060-61 to 2064-65 | 2065-66 to 2069-70 | 2070-71 to 2074-75 | 2075-76 to 2079-80
E1 | Supply-side improvements | Benefit | Ml/d | 2 | 0 | 0 | 0 | 0 | 0 | 0 | 0 | 0 | 0 | 0 | 0 | 57.97 | 102.4 | 273.8 | 0.38
E2 | Demand-side improvements (excluding leakage and metering) | Benefit | Ml/d | 2 | 0 | 0 | 0 | 0 | 0 | 0 | 4.8158 | 3.684 | 3.7375 | 5.5082 | 5.5451 | 26.3304 | 41.0577 | 37.2888 | 23.7007 | 5.8188 | 1.6611 | 1.6282 | 1.6783 | 1.5036 | 1.456
E3 | Leakage improvements | Benefit | Ml/d | 2 | 0 | 0 | 0 | 0 | 0 | 0 | 2.6932 | 1.621 | 1.4295 | 1.6456 | 3.3369 | 10.3523 | 7.8528 | 8.8542 | 7.7156 | 2.202 | 0.8735 | 0.6104 | 0.61546 | 0.60675 | 0.59157
E4 | Internal interconnectors* | Benefit | Ml/d | 2 | 0 | 0 | 0 | 0 | 0 | 0 | 0 | 0 | 0 | 0 | 0 | 229.08 | 23.5 | 215 | 0
E5 | Metering improvements | Benefit | Ml/d | 2 | 0 | 0 | 0 | 0 | 0 | 0 | 0.92 | 0.837 | 0.979 | 0.849 | 0.818 | 0.213 | 0.116 | 0.09 | 0.019 | 0 | 0 | 0 | 0 | 0 | 0
E5.1 | Benefits from new basic meter installations (household) | Benefit | Ml/d | 2 | 0 | 0 | 0 | 0 | 0 | 0 | 0 | 0 | 0 | 0 | 0 | 0 | 0 | 0 | 0 | 0 | 0 | 0 | 0 | 0 | 0
E5.2 | Benefits from new AMR meter installations (household) | Benefit | Ml/d | 2 | 0 | 0 | 0 | 0 | 0 | 0 | 0 | 0 | 0 | 0 | 0 | 0 | 0 | 0 | 0 | 0 | 0 | 0 | 0 | 0 | 0
E5.3 | Benefits from new AMI meter installations (household) | Benefit | Ml/d | 2 | 0 | 0 | 0 | 0 | 0 | 0 | 0.08 | 0.081 | 0.092 | 0.099 | 0.094 | 0.213 | 0.116 | 0.09 | 0.019 | 0 | 0 | 0 | 0 | 0 | 0
E5.4 | Benefits from replacing (or upgrading) existing basic meters with AMR meters (household) | Benefit | Ml/d | 2 | 0 | 0 | 0 | 0 | 0 | 0 | 0 | 0 | 0 | 0 | 0 | 0 | 0 | 0 | 0 | 0 | 0 | 0 | 0 | 0 | 0
E5.5 | Benefits from replacing (or upgrading) existing basic or AMR meters with AMI meters (household) | Benefit | Ml/d | 2 | 0 | 0 | 0 | 0 | 0 | 0 | 0.84 | 0.756 | 0.887 | 0.75 | 0.724 | 0 | 0 | 0 | 0 | 0 | 0 | 0 | 0 | 0 | 0
E5.6 | Benefits from replacing (or upgrading) existing basic meters with AMR meters (non-household) | Benefit | Ml/d | 2 | 0 | 0 | 0 | 0 | 0 | 0 | 0 | 0 | 0 | 0 | 0 | 0 | 0 | 0 | 0 | 0 | 0 | 0 | 0 | 0 | 0
E5.7 | Benefits from replacing (or upgrading) existing basic or AMR meters with AMI meters (non-household) | Benefit | Ml/d | 2 | 0 | 0 | 0 | 0 | 0 | 0 | 0 | 0 | 0 | 0 | 0 | 0 | 0 | 0 | 0 | 0 | 0 | 0 | 0 | 0 | 0
Table 8f: Summary of totex leakage expenditure for programme consistent with RAG reporting requirements |  |  |  |  | Annual totals 2019-20: Annual totals | Five year totals
Reference | Expenditure element | Expenditure type | 811 | Decimal places | 2019-20 | 2020-21 | 2021-22 | 2022-23 | 2023-24 | 2024-25 | 2025-26 | 2026-27 | 2027-28 | 2028-29 | 2029-30 | 2030-31 to 2034-35 | 2035-36 to 2039-40 | 2040-41 to 2044-45 | 2045-46 to 2049-50 | 2050-51 to 2054-55 | 2055-56 to 2059-60 | 2060-61 to 2064-65 | 2065-66 to 2069-70 | 2070-71 to 2074-75 | 2075-76 to 2079-80
F27 | Total leakage activity - Maintaining leakage | Totex | £M | 3 | 0 | 0 | 62.7794 | 62.7794 | 52.0932 | 52.0932 | 65.9066 | 79.7199 | 93.5332 | 107.3466 | 121.1599 | 605.7995 | 605.7995 | 605.7995 | 605.7995
F28 | Total leakage activity - Reducing leakage | Totex | £M | 3 | 0 | 0 | 11.8916 | 11.9212 | 11.9505 | 11.9726 | 17.9078 | 14.8812 | 13.8073 | 13.997 | 36.1056 | 277.0804 | 533.8691 | 1137.7445 | 2628.3859
Water Company | Anglian Water | Version | V3.3 |  | Annual totals 2019-20: Back to title page
Planning Scenario | Ofwat Core programme | NPV cost associated with plan (£000) | 6670.33
Table 8a: Summary Base Totex expenditure for programme consistent with RAG reporting requirements |  |  |  |  | Annual totals 2019-20: Annual totals | Five year totals
Reference | Expenditure element | Expenditure type | Unit | Decimal places | 2019-20 | 2020-21 | 2021-22 | 2022-23 | 2023-24 | 2024-25 | 2025-26 | 2026-27 | 2027-28 | 2028-29 | 2029-30 | 2030-31 to 2034-35 | 2035-36 to 2039-40 | 2040-41 to 2044-45 | 2045-46 to 2049-50 | 2050-51 to 2054-55 | 2055-56 to 2059-60 | 2060-61 to 2064-65 | 2065-66 to 2069-70 | 2070-71 to 2074-75 | 2075-76 to 2079-80
A1 | Totex increases (base) | Totex | £M | 3 | 0 | 0 | 0 | 0 | 0 | 0 | 1.2644 | 1.3357 | 1.4487 | 1.4475 | 1.4195 | 7.3715 | 8.2864 | 9.5013 | 10.7264
A2 | Totex savings (base) | Totex | £M | 3 | 0 | 0 | 0 | 0 | 0 | 0 | 0 | 0 | 0 | 0 | 0 | 0 | 0 | 0 | 0
A3 | Total totex variance (base) | Totex | £M | 3 | 0 | 0 | 0 | 0 | 0 | 0 | 1.2644 | 1.3357 | 1.4487 | 1.4475 | 1.4195 | 7.3715 | 8.2864 | 9.5013 | 10.7264 | 0 | 0 | 0 | 0 | 0 | 0
Table 8b: Summary of supply-demand balance enhancement expenditure for programme consistent with RAG reporting requirements |  |  |  |  | Annual totals 2019-20: Annual totals | Five year totals
Reference | Expenditure element | Expenditure type | Unit | Decimal places | 2019-20 | 2020-21 | 2021-22 | 2022-23 | 2023-24 | 2024-25 | 2025-26 | 2026-27 | 2027-28 | 2028-29 | 2029-30 | 2030-31 to 2034-35 | 2035-36 to 2039-40 | 2040-41 to 2044-45 | 2045-46 to 2049-50 | 2050-51 to 2054-55 | 2055-56 to 2059-60 | 2060-61 to 2064-65 | 2065-66 to 2069-70 | 2070-71 to 2074-75 | 2075-76 to 2079-80
B1 | Supply-side improvements | Capex | £M | 3 | 0 | 0 | 0 | 0 | 0 | 0 | 5.7803 | 15.2792 | 55.6962 | 116.7729 | 115.2751 | 436.3109 | 127.2063 | 85.6161 | 40.993
B2 | Supply-side improvements | Opex | £M | 3 | 0 | 0 | 0 | 0 | 0 | 0 | 0 | 0 | 0 | 0 | 0 | 34.4349 | 94.7972 | 110.0301 | 110.3247
B3 | Supply-side improvements | Totex | £M | 3 | 0 | 0 | 0 | 0 | 0 | 0 | 5.7803 | 15.2792 | 55.6962 | 116.7729 | 115.2751 | 470.7458 | 222.0035 | 195.6462 | 151.3178 | 0 | 0 | 0 | 0 | 0 | 0
B4 | Demand-side improvements (excl. leakage and metering) | Capex | £M | 3 | 0 | 0 | 0 | 0 | 0 | 0 | 0 | 0 | 0 | 0 | 0 | 0 | 0 | 0 | 0
B5 | Demand-side improvements (excl. leakage and metering) | Opex | £M | 3 | 0 | 0 | 0 | 0 | 0 | 0 | 4.2468 | 4.1111 | 4.2773 | 4.4316 | 4.5841 | 18.2711 | 18.7997 | 19.288 | 19.7208
B6 | Demand-side improvements (excl. leakage and metering) | Totex | £M | 3 | 0 | 0 | 0 | 0 | 0 | 0 | 4.2468 | 4.1111 | 4.2773 | 4.4316 | 4.5841 | 18.2711 | 18.7997 | 19.288 | 19.7208 | 0 | 0 | 0 | 0 | 0 | 0
B7 | Leakage improvements | Capex | £M | 3 | 0 | 0 | 0 | 0 | 0 | 0 | 3.7403 | 1.3888 | 0.52389 | 0.62557 | 22.7499 | 215.0004 | 470.0474 | 1070.866 | 2556.007
B8 | Leakage improvements | Opex | £M | 3 | 0 | 0 | 0 | 0 | 0 | 0 | 2.195 | 1.5197 | 1.3108 | 1.3988 | 1.3831 | 2.2171 | 3.9588 | 7.0156 | 12.5159
B9 | Leakage improvements | Totex | £M | 3 | 0 | 0 | 0 | 0 | 0 | 0 | 5.9353 | 2.9086 | 1.8347 | 2.0244 | 24.133 | 217.2175 | 474.0062 | 1077.8816 | 2568.523 | 0 | 0 | 0 | 0 | 0 | 0
B10 | Internal interconnectors | Capex | £M | 3 | 0 | 0 | 0 | 0 | 0 | 0 | 17.7897 | 42.2779 | 120.6744 | 240.2837 | 179.4293 | 0 | 1.2743 | 31.1636 | 0.0088156
B11 | Internal interconnectors | Opex | £M | 3 | 0 | 0 | 0 | 0 | 0 | 0 | 0 | 0 | 0 | 0 | 0 | 22.2189 | 19.5269 | 31.0326 | 29.972
B12 | Internal interconnectors | Totex | £M | 3 | 0 | 0 | 0 | 0 | 0 | 0 | 17.7897 | 42.2779 | 120.6744 | 240.2837 | 179.4293 | 22.2189 | 20.8012 | 62.1962 | 29.9808 | 0 | 0 | 0 | 0 | 0 | 0
B13 | Strategic regional water resources | Capex | £M | 3 | 0 | 0 | 0 | 0 | 0 | 0 | 156.0696 | 156.0696 | 156.0696 | 156.0696 | 126.9345 | 1534.4334 | 856.2867 | 2.2528 | 8.6952
B14 | Strategic regional water resources | Opex | £M | 3 | 0 | 0 | 0 | 0 | 0 | 0 | 0 | 0 | 0 | 0 | 0 | 0 | 10.0533 | 62.4277 | 62.1441
B15 | Strategic regional water resources | Totex | £M | 3 | 0 | 0 | 0 | 0 | 0 | 0 | 156.0696 | 156.0696 | 156.0696 | 156.0696 | 126.9345 | 1534.4334 | 866.34 | 64.6805 | 70.8393 | 0 | 0 | 0 | 0 | 0 | 0
B16 | Total supply demand expenditure | Totex | £M | 3 | 0 | 0 | 0 | 0 | 0 | 0 | 189.8217 | 220.6464 | 338.5522 | 519.5821 | 450.3561 | 2262.8867 | 1601.9505 | 1419.6926 | 2840.3817 | 0 | 0 | 0 | 0 | 0 | 0
Table 8c: Summary of metering enhancement expenditure for programme consistent with RAG reporting requirements |  |  |  |  | Annual totals 2019-20: Annual totals | Five year totals
Reference | Expenditure element | Expenditure type | Unit | Decimal places | 2019-20 | 2020-21 | 2021-22 | 2022-23 | 2023-24 | 2024-25 | 2025-26 | 2026-27 | 2027-28 | 2028-29 | 2029-30 | 2030-31 to 2034-35 | 2035-36 to 2039-40 | 2040-41 to 2044-45 | 2045-46 to 2049-50 | 2050-51 to 2054-55 | 2055-56 to 2059-60 | 2060-61 to 2064-65 | 2065-66 to 2069-70 | 2070-71 to 2074-75 | 2075-76 to 2079-80
C1 | New meters requested by existing customers (optants) | Capex | £M | 3 | 0 | 0 | 0 | 0 | 0 | 0 | 0.18166 | 0.12627 | 0.05827 | -0.0074508 | -0.0072016 | 0.53623 | 0.42958 | 0.33956 | -1.9533e-15
C1.1 | New basic meters requested by existing customers (optants) | Capex | £M | 3 | 0 | 0 | 0 | 0 | 0 | 0 | 0 | 0 | 0 | 0 | 0 | 0 | 0 | 0 | 0
C1.2 | New AMR meters requested by existing customers (optants) | Capex | £M | 3 | 0 | 0 | 0 | 0 | 0 | 0 | 0 | 0 | 0 | 0 | 0 | 0 | 0 | 0 | 0
C1.3 | New AMI meters requested by existing customers (optants) | Capex | £M | 3 | 0 | 0 | 0 | 0 | 0 | 0 | 0.18166 | 0.12627 | 0.05827 | -0.0074508 | -0.0072016 | 0.53623 | 0.42958 | 0.33956 | -1.9533e-15
C2 | New meters requested by existing customers (optants) | Opex | £M | 3 | 0 | 0 | 0 | 0 | 0 | 0 | 0 | 0 | 0 | 0 | 0 | 0 | 0 | 0 | 0
C2.1 | New basic meters requested by existing customers (optants) | Opex | £M | 3 | 0 | 0 | 0 | 0 | 0 | 0 | 0 | 0 | 0 | 0 | 0 | 0 | 0 | 0 | 0
C2.2 | New AMR meters requested by existing customers (optants) | Opex | £M | 3 | 0 | 0 | 0 | 0 | 0 | 0 | 0 | 0 | 0 | 0 | 0 | 0 | 0 | 0 | 0
C2.3 | New AMI meters requested by existing customers (optants) | Opex | £M | 3 | 0 | 0 | 0 | 0 | 0 | 0 | 0 | 0 | 0 | 0 | 0 | 0 | 0 | 0 | 0
C3 | New meters requested by existing customers (optants) | Totex | £M | 3 | 0 | 0 | 0 | 0 | 0 | 0 | 0.18166 | 0.12627 | 0.05827 | -0.0074508 | -0.0072016 | 0.53623 | 0.42958 | 0.33956 | -1.9533e-15 | 0 | 0 | 0 | 0 | 0 | 0
C4 | New meters introduced by companies for existing customers | Capex | £M | 3 | 0 | 0 | 0 | 0 | 0 | 0 | 1.0547 | 0.95709 | 0.96163 | 0.14822 | 0.14229 | 0.54189 | 0.36285 | 0.282 | 0.17079
C4.1 | New basic meters introduced by companies for existing customers (optants) | Capex | £M | 3 | 0 | 0 | 0 | 0 | 0 | 0 | 0 | 0 | 0 | 0 | 0 | 0 | 0 | 0 | 0
C4.2 | New AMR meters introduced by companies for existing customers (optants) | Capex | £M | 3 | 0 | 0 | 0 | 0 | 0 | 0 | 0 | 0 | 0 | 0 | 0 | 0 | 0 | 0 | 0
C4.3 | New AMI meters introduced by companies for existing customers (optants) | Capex | £M | 3 | 0 | 0 | 0 | 0 | 0 | 0 | 1.0547 | 0.95709 | 0.96163 | 0.14822 | 0.14229 | 0.54189 | 0.36285 | 0.282 | 0.17079
C5 | New meters introduced by companies for existing customers | Opex | £M | 3 | 0 | 0 | 0 | 0 | 0 | 0 | 0 | 0 | 0 | 0 | 0 | 0 | 0 | 0 | 0
C5.1 | New basic meters introduced by companies for existing customers (optants) | Opex | £M | 3 | 0 | 0 | 0 | 0 | 0 | 0 | 0 | 0 | 0 | 0 | 0 | 0 | 0 | 0 | 0
C5.2 | New AMR meters introduced by companies for existing customers (optants) | Opex | £M | 3 | 0 | 0 | 0 | 0 | 0 | 0 | 0 | 0 | 0 | 0 | 0 | 0 | 0 | 0 | 0
C5.3 | New AMI meters introduced by companies for existing customers (optants) | Opex | £M | 3 | 0 | 0 | 0 | 0 | 0 | 0 | 0 | 0 | 0 | 0 | 0 | 0 | 0 | 0 | 0
C6 | New meters introduced by companies for existing customers | Totex | £M | 3 | 0 | 0 | 0 | 0 | 0 | 0 | 1.0547 | 0.95709 | 0.96163 | 0.14822 | 0.14229 | 0.54189 | 0.36285 | 0.282 | 0.17079 | 0 | 0 | 0 | 0 | 0 | 0
C7 | New meters for existing customers - business | Capex | £M | 3 | 0 | 0 | 0 | 0 | 0 | 0 | 0 | 0 | 0 | 0 | 0 | 0 | 0 | 0 | 0
C7.1 | New basic meters for existing customers - business | Capex | £M | 3 | 0 | 0 | 0 | 0 | 0 | 0 | 0 | 0 | 0 | 0 | 0 | 0 | 0 | 0 | 0
C7.2 | New AMR meters for existing customers - business | Capex | £M | 3 | 0 | 0 | 0 | 0 | 0 | 0 | 0 | 0 | 0 | 0 | 0 | 0 | 0 | 0 | 0
C7.3 | New AMI meters for existing customers - business | Capex | £M | 3 | 0 | 0 | 0 | 0 | 0 | 0 | 0 | 0 | 0 | 0 | 0 | 0 | 0 | 0 | 0
C8 | New meters for existing customers - business | Opex | £M | 3 | 0 | 0 | 0 | 0 | 0 | 0 | 0 | 0 | 0 | 0 | 0 | 0 | 0 | 0 | 0
C8.1 | New basic meters for existing customers - business | Opex | £M | 3 | 0 | 0 | 0 | 0 | 0 | 0 | 0 | 0 | 0 | 0 | 0 | 0 | 0 | 0 | 0
C8.2 | New AMR meters for existing customers - business | Opex | £M | 3 | 0 | 0 | 0 | 0 | 0 | 0 | 0 | 0 | 0 | 0 | 0 | 0 | 0 | 0 | 0
C8.3 | New AMI meters for existing customers - business | Opex | £M | 3 | 0 | 0 | 0 | 0 | 0 | 0 | 0 | 0 | 0 | 0 | 0 | 0 | 0 | 0 | 0
C9 | New basic meters for existing customers - business | Totex | £M | 3 | 0 | 0 | 0 | 0 | 0 | 0 | 0 | 0 | 0 | 0 | 0 | 0 | 0 | 0 | 0 | 0 | 0 | 0 | 0 | 0 | 0
C10 | Replacement of existing basic meters with AMR meters | Capex | £M | 3 | 0 | 0 | 0 | 0 | 0 | 0 | 0 | 0 | 0 | 0 | 0 | 0 | 0 | 0 | 0
C11 | Replacement of existing basic meters with AMI meters | Capex | £M | 3 | 0 | 0 | 0 | 0 | 0 | 0 | 19.9364 | 18.1439 | 21.0052 | 18.3807 | 18.7407 | 0 | 0 | 0 | 0
C11a | Replacement of existing AMR meters with AMI meters | Capex | £M | 3 | 0 | 0 | 0 | 0 | 0 | 0 | 3.4514 | 3.2151 | 3.7862 | 3.2538 | 3.3997 | 0 | 0 | 0 | 0
C12 | Smart metering infrastructure | Capex | £M | 3 | 0 | 0 | 0 | 0 | 0 | 0 | 0 | 0 | 0 | 0 | 0 | 0 | 0 | 0 | 0
C13 | Replacement of existing basic meters with AMR meters | Opex | £M | 3 | 0 | 0 | 0 | 0 | 0 | 0 | 0 | 0 | 0 | 0 | 0 | 0 | 0 | 0 | 0
C14 | Replacement of existing basic meters with AMI meters | Opex | £M | 3 | 0 | 0 | 0 | 0 | 0 | 0 | 0 | 0 | 0 | 0 | 0 | 0 | 0 | 0 | 0
C14a | Replacement of existing AMR meters with AMI meters | Opex | £M | 3 | 0 | 0 | 0 | 0 | 0 | 0 | 0 | 0 | 0 | 0 | 0 | 0 | 0 | 0 | 0
C15 | Smart metering infrastructure | Opex | £M | 3 | 0 | 0 | 0 | 0 | 0 | 0 | 6.7542 | 5.1629 | 5.718 | 6.193 | 4.6025 | 12.9309 | 13.3402 | 13.6657 | 13.8276
C16 | Replacement of existing basic meters with AMR meters | Totex | £M | 3 | 0 | 0 | 0 | 0 | 0 | 0 | 0 | 0 | 0 | 0 | 0 | 0 | 0 | 0 | 0 | 0 | 0 | 0 | 0 | 0 | 0
C17 | Replacement of existing basic meters with AMI meters | Totex | £M | 3 | 0 | 0 | 0 | 0 | 0 | 0 | 19.9364 | 18.1439 | 21.0052 | 18.3807 | 18.7407 | 0 | 0 | 0 | 0 | 0 | 0 | 0 | 0 | 0 | 0
C17a | Replacement of existing AMR meters with AMI meters | Totex | £M | 3 | 0 | 0 | 0 | 0 | 0 | 0 | 3.4514 | 3.2151 | 3.7862 | 3.2538 | 3.3997 | 0 | 0 | 0 | 0 | 0 | 0 | 0 | 0 | 0 | 0
C18 | Smart metering infrastructure | Totex | £M | 3 | 0 | 0 | 0 | 0 | 0 | 0 | 6.7542 | 5.1629 | 5.718 | 6.193 | 4.6025 | 12.9309 | 13.3402 | 13.6657 | 13.8276 | 0 | 0 | 0 | 0 | 0 | 0
C19 | Total metering expenditure | Totex | £M | 3 | 0 | 0 | 0 | 0 | 0 | 0 | 31.3783 | 27.6052 | 31.5293 | 27.9684 | 26.8779 | 14.009 | 14.1326 | 14.2873 | 13.9984 | 0 | 0 | 0 | 0 | 0 | 0
Table 8d: Summary of total enhancement for programme consistent with RAG reporting requirements |  |  |  |  | Annual totals 2019-20: Annual totals | Five year totals
Reference | Expenditure element | Expenditure type | Unit | Decimal places | 2019-20 | 2020-21 | 2021-22 | 2022-23 | 2023-24 | 2024-25 | 2025-26 | 2026-27 | 2027-28 | 2028-29 | 2029-30 | 2030-31 to 2034-35 | 2035-36 to 2039-40 | 2040-41 to 2044-45 | 2045-46 to 2049-50 | 2050-51 to 2054-55 | 2055-56 to 2059-60 | 2060-61 to 2064-65 | 2065-66 to 2069-70 | 2070-71 to 2074-75 | 2075-76 to 2079-80
D1 | Total enhancement expenditure | Capex | £M | 3 | 0 | 0 | 0 | 0 | 0 | 0 | 208.0041 | 237.4579 | 358.7754 | 535.5271 | 466.6643 | 2186.8229 | 1455.6069 | 1190.5201 | 2605.8749 | 0 | 0 | 0 | 0 | 0 | 0
D2 | Total enhancement expenditure | Opex | £M | 3 | 0 | 0 | 0 | 0 | 0 | 0 | 6.4418 | 5.6309 | 5.5881 | 5.8304 | 5.9672 | 77.1419 | 147.136 | 229.7941 | 234.6776 | 0 | 0 | 0 | 0 | 0 | 0
D3 | Total enhancement expenditure | Totex | £M | 3 | 0 | 0 | 0 | 0 | 0 | 0 | 214.4458 | 243.0887 | 364.3636 | 541.3574 | 472.6315 | 2263.9648 | 1602.7429 | 1420.3142 | 2840.5525 | 0 | 0 | 0 | 0 | 0 | 0
Table 8e: Summary of supply demand benefits for programme consistent with RAG reporting requirements |  |  |  |  | Annual totals 2019-20: Annual totals | Five year totals
Reference | Benefit element | Expenditure type | Unit | Decimal places | 2019-20 | 2020-21 | 2021-22 | 2022-23 | 2023-24 | 2024-25 | 2025-26 | 2026-27 | 2027-28 | 2028-29 | 2029-30 | 2030-31 to 2034-35 | 2035-36 to 2039-40 | 2040-41 to 2044-45 | 2045-46 to 2049-50 | 2050-51 to 2054-55 | 2055-56 to 2059-60 | 2060-61 to 2064-65 | 2065-66 to 2069-70 | 2070-71 to 2074-75 | 2075-76 to 2079-80
E1 | Supply-side improvements | Benefit | Ml/d | 2 | 0 | 0 | 0 | 0 | 0 | 0 | 0 | 0 | 0 | 0 | 0 | 61.61 | 102.4 | 165.5 | 0
E2 | Demand-side improvements (excluding leakage and metering) | Benefit | Ml/d | 2 | 0 | 0 | 0 | 0 | 0 | 0 | 4.8158 | 3.684 | 3.7375 | 5.5082 | 5.5451 | 26.3304 | 41.0577 | 37.2888 | 23.7007 | 5.8188 | 1.6611 | 1.6282 | 1.6783 | 1.5036 | 1.456
E3 | Leakage improvements | Benefit | Ml/d | 2 | 0 | 0 | 0 | 0 | 0 | 0 | 2.6932 | 1.621 | 1.4295 | 1.6456 | 3.3369 | 10.3523 | 7.8528 | 8.8542 | 7.7156 | 2.202 | 0.8735 | 0.6104 | 0.61546 | 0.60675 | 0.59157
E4 | Internal interconnectors* | Benefit | Ml/d | 2 | 0 | 0 | 0 | 0 | 0 | 0 | 0 | 0 | 0 | 0 | 0 | 232.08 | 0 | 0 | 0
E5 | Metering improvements | Benefit | Ml/d | 2 | 0 | 0 | 0 | 0 | 0 | 0 | 0.92 | 0.837 | 0.979 | 0.849 | 0.818 | 0.213 | 0.116 | 0.09 | 0.019 | 0 | 0 | 0 | 0 | 0 | 0
E5.1 | Benefits from new basic meter installations (household) | Benefit | Ml/d | 2 | 0 | 0 | 0 | 0 | 0 | 0 | 0 | 0 | 0 | 0 | 0 | 0 | 0 | 0 | 0 | 0 | 0 | 0 | 0 | 0 | 0
E5.2 | Benefits from new AMR meter installations (household) | Benefit | Ml/d | 2 | 0 | 0 | 0 | 0 | 0 | 0 | 0 | 0 | 0 | 0 | 0 | 0 | 0 | 0 | 0 | 0 | 0 | 0 | 0 | 0 | 0
E5.3 | Benefits from new AMI meter installations (household) | Benefit | Ml/d | 2 | 0 | 0 | 0 | 0 | 0 | 0 | 0.08 | 0.081 | 0.092 | 0.099 | 0.094 | 0.213 | 0.116 | 0.09 | 0.019 | 0 | 0 | 0 | 0 | 0 | 0
E5.4 | Benefits from replacing (or upgrading) existing basic meters with AMR meters (household) | Benefit | Ml/d | 2 | 0 | 0 | 0 | 0 | 0 | 0 | 0 | 0 | 0 | 0 | 0 | 0 | 0 | 0 | 0 | 0 | 0 | 0 | 0 | 0 | 0
E5.5 | Benefits from replacing (or upgrading) existing basic or AMR meters with AMI meters (household) | Benefit | Ml/d | 2 | 0 | 0 | 0 | 0 | 0 | 0 | 0.84 | 0.756 | 0.887 | 0.75 | 0.724 | 0 | 0 | 0 | 0 | 0 | 0 | 0 | 0 | 0 | 0
E5.6 | Benefits from replacing (or upgrading) existing basic meters with AMR meters (non-household) | Benefit | Ml/d | 2 | 0 | 0 | 0 | 0 | 0 | 0 | 0 | 0 | 0 | 0 | 0 | 0 | 0 | 0 | 0 | 0 | 0 | 0 | 0 | 0 | 0
E5.7 | Benefits from replacing (or upgrading) existing basic or AMR meters with AMI meters (non-household) | Benefit | Ml/d | 2 | 0 | 0 | 0 | 0 | 0 | 0 | 0 | 0 | 0 | 0 | 0 | 0 | 0 | 0 | 0 | 0 | 0 | 0 | 0 | 0 | 0
Table 8f: Summary of totex leakage expenditure for programme consistent with RAG reporting requirements |  |  |  |  | Annual totals 2019-20: Annual totals | Five year totals
Reference | Expenditure element | Expenditure type | Unit | Decimal places | 2019-20 | 2020-21 | 2021-22 | 2022-23 | 2023-24 | 2024-25 | 2025-26 | 2026-27 | 2027-28 | 2028-29 | 2029-30 | 2030-31 to 2034-35 | 2035-36 to 2039-40 | 2040-41 to 2044-45 | 2045-46 to 2049-50 | 2050-51 to 2054-55 | 2055-56 to 2059-60 | 2060-61 to 2064-65 | 2065-66 to 2069-70 | 2070-71 to 2074-75 | 2075-76 to 2079-80
F27 | Total leakage activity - Maintaining leakage | Totex | £m | 3 | 0 | 0 | 62.7794 | 62.7794 | 52.0932 | 52.0932 | 65.9066 | 79.7199 | 93.5332 | 107.3466 | 121.1599 | 605.7995 | 605.7995 | 605.7995 | 605.7995
F28 | Total leakage activity - Reducing leakage | Totex | £m | 3 | 0 | 0 | 11.8916 | 11.9212 | 11.9505 | 11.9726 | 17.9078 | 14.8812 | 13.8073 | 13.997 | 36.1056 | 277.0804 | 533.8691 | 1137.7445 | 2628.3859

## Option Typs_Grps (hidden)
Option Type | Option Group | COMPANY | WRZ_NAME | RZ_ID | WC id | WRZ id | Combined id | Anglian Water | Essex Central | AWS | EXC | AWSEXC
Aquifer recharge/Aquifer storage recovery | Resource Options | Affinity Water | 1 Misbourne | 63 | AFW | MS1 | AFWMS1 | Anglian Water | Essex South | AWS | EXS | AWSEXS
Catchment management | Resource Options | Affinity Water | 2 Colne | 62 | AFW | CN2 | AFWCN2 | Anglian Water | Fenland | AWS | FND | AWSFND
Conjunctive use | Resource Options | Affinity Water | 3 Lee | 61 | AFW | LE3 | AFWLE3 | Anglian Water | Hartlepool | AWS | HPL | AWSHPL
Desalination | Resource Options | Affinity Water | 4 Pinn | 64 | AFW | PN4 | AFWPN4 | Anglian Water | Lincolnshire Bourne | AWS | LNB | AWSLNB
Drought permits/orders | Resource Options | Affinity Water | 5 Stort | 60 | AFW | ST5 | AFWST5 | Anglian Water | Lincolnshire Central | AWS | LNC | AWSLNC
External raw water bulk supply/transfer | Resource Options | Affinity Water | 6 Wey | 65 | AFW | WY6 | AFWWY6 | Anglian Water | Lincolnshire East | AWS | LNE | AWSLNE
Groundwater enhancement | Resource Options | Affinity Water | 7 Dour | 66 | AFW | DR7 | AFWDR7 | Anglian Water | Lincolnshire Retford and Gainsborough | AWS | LNN | AWSLNN
Internal raw water transfer | Resource Options | Affinity Water | 8 Brett | 59 | AFW | BR8 | AFWBR8 | Anglian Water | Norfolk Aylsham | AWS | NAY | AWSNAY
International import | Resource Options | Anglian Water | Essex Central |  | AWS | EXC | AWSEXC | Anglian Water | Norfolk Bradenham | AWS | NBR | AWSNBR
Licence trading | Resource Options | Anglian Water | Essex South |  | AWS | EXS | AWSEXS | Anglian Water | Norfolk East Dereham | AWS | NED | AWSNED
New groundwater | Resource Options | Anglian Water | Fenland |  | AWS | FND | AWSFND | Anglian Water | Norfolk East Harling | AWS | NEH | AWSNEH
New reservoir | Resource Options | Anglian Water | Hartlepool |  | AWS | HPL | AWSHPL | Anglian Water | Norfolk Happisburgh | AWS | NHA | AWSNHA
New surface water | Resource Options | Anglian Water | Lincolnshire Bourne |  | AWS | LNB | AWSLNB | Anglian Water | Norfolk Harleston | AWS | NHL | AWSNHL
New technology | Resource Options | Anglian Water | Lincolnshire Central |  | AWS | LNC | AWSLNC | Anglian Water | Norfolk North Coast | AWS | NNC | AWSNNC
New water treatment works | Resource Options | Anglian Water | Lincolnshire East |  | AWS | LNE | AWSLNE | Anglian Water | Norfolk Norwich & the Broads | AWS | NTB | AWSNTB
Reduction of raw water losses | Resource Options | Anglian Water | Lincolnshire Retford and Gainsborough |  | AWS | LNN | AWSLNN | Anglian Water | Norfolk Wymondham | AWS | NWY | AWSNWY
Reservoir enlargement | Resource Options | Anglian Water | Norfolk Aylsham |  | AWS | NAY | AWSNAY | Anglian Water | Ruthamford Central | AWS | RTC | AWSRTC
Surface water enhancement | Resource Options | Anglian Water | Norfolk Bradenham |  | AWS | NBR | AWSNBR | Anglian Water | Ruthamford North | AWS | RTN | AWSRTN
Water reuse | Resource Options | Anglian Water | Norfolk East Dereham |  | AWS | NED | AWSNED | Anglian Water | Ruthamford South | AWS | RTS | AWSRTS
New/Enhanced pumping station | Production Options | Anglian Water | Norfolk East Harling |  | AWS | NEH | AWSNEH | Anglian Water | Ruthamford West | AWS | RTW | AWSRTW
Outage reduction | Production Options | Anglian Water | Norfolk Happisburgh |  | AWS | NHA | AWSNHA | Anglian Water | South Humber Bank | AWS | SHB | AWSSHB
Water treatment works capacity increase | Production Options | Anglian Water | Norfolk Harleston |  | AWS | NHL | AWSNHL | Anglian Water | Suffolk East | AWS | SUE | AWSSUE
Water treatment works loss recovery | Production Options | Anglian Water | Norfolk North Coast |  | AWS | NNC | AWSNNC | Anglian Water | Suffolk Ixworth | AWS | SUI | AWSSUI
Active leakage management | Distribution Options | Anglian Water | Norfolk Norwich & the Broads |  | AWS | NTB | AWSNTB | Anglian Water | Suffolk Sudbury | AWS | SUS | AWSSUS
External potable bulk supply/transfer | Distribution Options | Anglian Water | Norfolk Wymondham |  | AWS | NWY | AWSNWY | Anglian Water | Suffolk Thetford | AWS | SUT | AWSSUT
Internal potable transfer | Distribution Options | Anglian Water | Ruthamford Central |  | AWS | RTC | AWSRTC | Anglian Water | Suffolk West & Cambs | AWS | SWC | AWSSWC
Mains replacement (not trunk mains) | Distribution Options | Anglian Water | Ruthamford North |  | AWS | RTN | AWSRTN
Other leakage control | Distribution Options | Anglian Water | Ruthamford South |  | AWS | RTS | AWSRTS
Pressure management | Distribution Options | Anglian Water | Ruthamford West |  | AWS | RTW | AWSRTW
Trunk mains renewal/new | Distribution Options | Anglian Water | South Humber Bank |  | AWS | SHB | AWSSHB
Change in levels of service | Customer Options | Anglian Water | Suffolk East |  | AWS | SUE | AWSSUE
Household water audit | Customer Options | Anglian Water | Suffolk Ixworth |  | AWS | SUI | AWSSUI
Household water recycling | Customer Options | Anglian Water | Suffolk Sudbury |  | AWS | SUS | AWSSUS
Metering change of occupancy | Customer Options | Anglian Water | Suffolk Thetford |  | AWS | SUT | AWSSUT
Metering compulsory | Customer Options | Anglian Water | Suffolk West & Cambs |  | AWS | SWC | AWSSWC
Metering optants | Customer Options | Bristol Water | Bristol | 97 | BWX | BRS | BWXBRS
Metering other selective | Customer Options | Cambridge Water | Cambridge | 54 | CAM | CAM | CAMCAM
Non-household water audit | Customer Options | Dwr Cymru Welsh Water | Alwen /Dee | 203 | DCW | ALW | DCWALW
Other water efficiency | Customer Options | Dwr Cymru Welsh Water | Bala | 209 | DCW | BAL | DCWBAL
Rainwater harvesting | Customer Options | Dwr Cymru Welsh Water | Blaenau Ffestiniog | 208 | DCW | BFF | DCWBFF
Retrofitting indoor water efficiency devices | Customer Options | Dwr Cymru Welsh Water | Brecon | 221 | DCW | BCN | DCWBCN
Supply pipe repairs / replacement | Customer Options | Dwr Cymru Welsh Water | Clwyd Coastal | 204 | DCW | CCT | DCWCCT
Tariff | Customer Options | Dwr Cymru Welsh Water | Dyffryn Conwy | 205 | DCW | CWY | DCWCWY
Water efficiency customer education / awareness | Customer Options | Dwr Cymru Welsh Water | Elan/Builth Wells | 215 | DCW | EBW | DCWEBW
Drought - water use restrictions | Customer Options | Dwr Cymru Welsh Water | Harlech/Barmouth | 210 | DCW | HBA | DCWHBA
|  | Dwr Cymru Welsh Water | Hereford C.U. System | 217 | DCW | HRF | DCWHRF
|  | Dwr Cymru Welsh Water | Lleyn | 207 | DCW | LLN | DCWLLN
|  | Dwr Cymru Welsh Water | Llyswen | 220 | DCW | LYW | DCWLYW
|  | Dwr Cymru Welsh Water | Mid & South Ceredigion | 214 | DCW | MSC | DCWMSC
|  | Dwr Cymru Welsh Water | Monmouth | 226 | DCW | MNM | DCWMNM
|  | Dwr Cymru Welsh Water | North Ceredigion | 213 | DCW | NTC | DCWNTC
|  | Dwr Cymru Welsh Water | North Eryri / Ynys Mon | 206 | DCW | NTE | DCWNTE
|  | Dwr Cymru Welsh Water | Pembrokeshire | 223 | DCW | PBK | DCWPBK
|  | Dwr Cymru Welsh Water | Pilleth | 216 | DCW | PLH | DCWPLH
|  | Dwr Cymru Welsh Water | Ross-on-Wye | 225 | DCW | ROW | DCWROW
|  | Dwr Cymru Welsh Water | SE Wales C.U. System | 224 | DCW | SEW | DCWSEW
|  | Dwr Cymru Welsh Water | South Meirionydd | 211 | DCW | SMR | DCWSMR
|  | Dwr Cymru Welsh Water | Tywi C.U. System | 222 | DCW | TYW | DCWTYW
|  | Dwr Cymru Welsh Water | Tywyn / Aberdyfi | 212 | DCW | TYN | DCWTYN
|  | Dwr Cymru Welsh Water | Vowchurch | 219 | DCW | VWH | DCWVWH
|  | Dwr Cymru Welsh Water | Whitbourne | 218 | DCW | WTB | DCWWTB
|  | Essex and Suffolk Water | Blyth | 56 | ESW | BLY | ESWBLY
|  | Essex and Suffolk Water | Essex | 58 | ESW | ESX | ESWESX
|  | Essex and Suffolk Water | Hartismere | 57 | ESW | HRT | ESWHRT
|  | Essex and Suffolk Water | Northern Central | 55 | ESW | NCT | ESWNCT
|  | Hafren dyfrdwy | Llandinam and Llanwrin | 50 | HDD | LAL | HDDLAL
|  | Hafren dyfrdwy | Llanfyllin |  | HDD | LLF | HDDLLF
|  | Hafren dyfrdwy | Saltney |  | HDD | SAL | HDDSAL
|  | Hafren dyfrdwy | Wrexham | 202 | HDD | WRX | HDDWRX
|  | Northumbrian Water | Berwick-Fowberry | 1 | NWL | BWF | NWLBWF
|  | Northumbrian Water | Kielder | 2 | NWL | KLD | NWLKLD
|  | Portsmouth Water | Portsmouth | 96 | PWS | PRT | PWSPRT
|  | SES Water | SES Water | 95 | SES | SES | SESSES
|  | Severn Trent Water | Bishops Castle | 51 | SVT | BCS | SVTBCS
|  | Severn Trent Water | Chester | 92 | SVT | CHS | SVTCHS
|  | Severn Trent Water | Forest and Stroud | 52 | SVT | FAS | SVTFAS
|  | Severn Trent Water | Kinsall | 47 | SVT | KSL | SVTKSL
|  | Severn Trent Water | Mardy | 48 | SVT | MDY | SVTMDY
|  | Severn Trent Water | Newark | 39 | SVT | NWK | SVTNWK
|  | Severn Trent Water | North Staffs | 42 | SVT | NST | SVTNST
|  | Severn Trent Water | Rutland | 40 | SVT | RTL | SVTRTL
|  | Severn Trent Water | Ruyton | 49 | SVT | RYN | SVTRYN
|  | Severn Trent Water | Shelton | 44 | SVT | SHN | SVTSHN
|  | Severn Trent Water | Stafford | 43 | SVT | STF | SVTSTF
|  | Severn Trent Water | SvT - Nottinghamshire | 38 | SVT | NTT | SVTNTT
|  | Severn Trent Water | SvT- Strategic Grid | 41 | SVT | SGD | SVTSGD
|  | Severn Trent Water | Whitchurch and Wem | 46 | SVT | WAW | SVTWAW
|  | Severn Trent Water | Wolverhampton | 45 | SVT | WVH | SVTWVH
|  | South East Water | Tunbridge Wells (1) | 91 | SEW | TW1 | SEWTW1
|  | South East Water | Haywards Heath (2) | 92 | SEW | HH2 | SEWHH2
|  | South East Water | Eastbourne (3) | 90 | SEW | EB3 | SEWEB3
|  | South East Water | Bracknell (4) | 93 | SEW | BK4 | SEWBK4
|  | South East Water | Farnham (5) | 94 | SEW | FN5 | SEWFN5
|  | South East Water | Maidstone (6) | 88 | SEW | MT6 | SEWMT6
|  | South East Water | Cranbrook (7) | 89 | SEW | CB7 | SEWCB7
|  | South East Water | Ashford (8) | 87 | SEW | AF8 | SEWAF8
|  | South Staffordshire Water | South Staffordshire | 53 | SSW | SSW | SSWSSW
|  | South West Water | Bournemouth | 99 | SWW | BNM | SWWBNM
|  | South West Water | Colliford | 102 | SWW | CLF | SWWCLF
|  | South West Water | Roadford | 101 | SWW | RDF | SWWRDF
|  | South West Water | Wimbleball | 100 | SWW | WMB | SWWWMB
|  | Southern Water | Hamps Andover | 81 | SWS | HAD | SWSHAD
|  | Southern Water | Hamps Kingsclere | 80 | SWS | HKC | SWSHKC
|  | Southern Water | Hamps Rural | 82 | SWS | HRU | SWSHRU
|  | Southern Water | Hamps Winchester | 83 | SWS | HWN | SWSHWN
|  | Southern Water | Isle of Wight | 86 | SWS | IOW | SWSIOW
|  | Southern Water | Kent Medway East | 74 | SWS | KME | SWSKME
|  | Southern Water | Kent Medway West | 73 | SWS | KMW | SWSKMW
|  | Southern Water | Kent Thannet | 75 | SWS | KTH | SWSKTH
|  | Southern Water | Southampton East | 84 | SWS | HSE | SWSHSE
|  | Southern Water | Southampton West | 85 | SWS | HSW | SWSHSW
|  | Southern Water | Sussex Brighton | 77 | SWS | SBR | SWSSBR
|  | Southern Water | Sussex Hastings | 76 | SWS | SHT | SWSSHT
|  | Southern Water | Sussex North | 79 | SWS | SNT | SWSSNT
|  | Southern Water | Sussex Worthing | 78 | SWS | SWR | SWSSWR
|  | Thames Water | Guildford | 72 | TWS | GLF | TWSGLF
|  | Thames Water | Henley | 70 | TWS | HNY | TWSHNY
|  | Thames Water | Kennet Valley | 69 | TWS | KNV | TWSKNV
|  | Thames Water | London | 71 | TWS | LND | TWSLND
|  | Thames Water | Slough Wycombe Aylesbury | 68 | TWS | SWA | TWSSWA
|  | Thames Water | SWOX | 67 | TWS | SWX | TWSSWX
|  | United Utilities | Carlisle | 5 | UUX | CRL | UUXCRL
|  | United Utilities | North Eden | 6 | UUX | NED | UUXNED
|  | United Utilities | UU-Strategic | 7 | UUX | STG | UUXSTG
|  | Veolia Water Projects | Veolia Water P | 103 | VWP | TDW | VWPTDW
|  | Wessex Water | Wessex | 98 | WXW | WSX | WXWWSX
|  | Yorkshire Water | East SWZ | 8 | YWS | EST | YWSEST
|  | Yorkshire Water | Grid SWZ | 9 | YWS | GRD | YWSGRD
|  | NAV | NAV |  | NAV | NAV | NAVNAV
|  | N/A | N/A | N/A | N/A | N/A | N/A